## Prostheses List
Product Category | Assessment Body | Product Group | Product Sub-Group | Suffix | Billing Code | Min Benefit | Max Benefit | Sponsor | Product Name | Description | Size | ARTG | Last Updated | Note | Change1 | STARTCOMMENT | STARTCYCLE
01 - Ophthalmic | 01.02 - POSTERIOR CHAMBER INTRAOCULAR LENSES | 01.02.02 - Foldable | 01.02.02.03 - Edge modification |  | CZ041 | 322 |  | Carl Zeiss Pty Ltd | EC-3 | Foldable, 3-piece, monofocal, square-edged, hydrophobic acrylic intraocular lens. | Diopter size: 4.0 to 34.0 DS. Optic size: 6mm. Overall length: 13mm | 274536 | August 2016 |  | New Listing | New Listing | 42583
01 - Ophthalmic | 01.02 - POSTERIOR CHAMBER INTRAOCULAR LENSES | 01.02.02 - Foldable | 01.02.02.03 - Edge modification |  | TJ001 | 322 |  | The trustee for The Safelens Unit Trust | Tecsoft Flex | Single piece square edged foldable intraocular lens for implantation into the capsular bag. | Diopter power range: +5.0 D to +32.0D (0.5 D increments from +10.0 D to +30.0 D, 1.0 D increments outside this range). For powers +5.0 D to +17.5D - Optic size: 6.0mm. Overall Length 13.5mm. For powers +18.0 D to +25.5D - Optic size: 5.9mm. Overall Length 13.0mm. For powers +26.0 D to +32.0 D - Optic size: 5.8mm. Overall Length 12.5mm. | 93181 | August 2016 |  | Duplicated from LN007 | Duplicated from LN007 | 42583
01 - Ophthalmic | 01.02 - POSTERIOR CHAMBER INTRAOCULAR LENSES | 01.02.02 - Foldable | 01.02.02.03 - Edge modification | at, pl, t1 | AO041 | 760 |  | AMO Australia Pty Ltd | Tecnis Toric 1-Piece IOL | 1-piece IOL Posterior chamber Intraocular lens , incorporates a proprietary wavefront designed toric aspheric optic with a squared posterior optic edge designed to provide 360 degree barrier. The edge of the optic has a frosted design to reduce potential edge glare effects. | +5.0 to +34.0 diopter powers in 0.5 diopter increments. Cylinder power: 1.00 diopter, 1.50 diopter, 2.25 diopter, 3.00 diopter, 3.75 diopter, 4.00 diopter, 4.50 diopter, 5.25 diopter and 6.00 diopter (as measured at the IOL plane). Overall diameter 13mm, Optic size 6mm. | 181845 | August 2016 |  | Expanded from AO039 | Expanded from AO039 | 42583
01 - Ophthalmic | 01.02 - POSTERIOR CHAMBER INTRAOCULAR LENSES | 01.02.02 - Foldable | 01.02.02.03 - Edge modification | at, t1 | AO042 | 740 |  | AMO Australia Pty Ltd | Tecnis Toric 1-Piece Pre-Loaded IOL | 1-piece IOL Posterior chamber Intraocular lens , incorporates a proprietary wavefront designed toric aspheric optic with a squared posterior optic edge designed to provide 360 degree barrier. The edge of the optic has a frosted design to reduce potential edge glare effects. | +5.0 to +34.0 diopter powers in 0.5 diopter increments. Cylinder power: 1.00 diopter, 1.50 diopter, 2.25 diopter, 3.00 diopter, 3.75 diopter, 4.00 diopter, 4.50 diopter, 5.25 diopter and 6.00 diopter (as measured at the IOL plane). Overall diameter 13mm, Optic size 6mm. | 234096 | August 2016 |  | Expanded from AO039 | Expanded from AO039 | 42583
01 - Ophthalmic | 01.02 - POSTERIOR CHAMBER INTRAOCULAR LENSES | 01.02.02 - Foldable | 01.02.02.04 - Multifocal or bifocal | at, pl, vblf | AL041 | 884 |  | Alcon Laboratories (Aust.) Pty Ltd | AcrySof IQ PanOptix Presbyopia Correcting IOL with UltraSert pre-loaded delivery | Pre-loaded Trifocal posterior chamber, UV absorbing, foldable, acrylic, aspheric, single piece lens with apodised diffractive trifocal optic and blue light protection. The apodised diffractive trifocal optic (anterior) provides two diffractive focal points (+3.25D near focus and 2.17D intermediate) | +13.0 to +27.0D in 0.5 Diopter increments | 92318 | August 2016 |  | New Listing | New Listing | 42583
01 - Ophthalmic | 01.08 - ORBITAL PROSTHESES | 01.08.02 - Extrascleral | 01.08.02.01 - Complex and permeable | vp | S2005 | 1930 |  | SPIRAN PTY. LTD. | Biopore Sphere | An implantable device made of high-density polyethylene material with an interconnecting pore structure that supports tissue ingrowth. The device is available in sizes to meet the patient's specific needs. Used for orbital reconstruction following enucleation and evisceration procedure. | 14mm, 16mm, 18mm, 20mm, 22mm, 24mm (diameter) | 267380 | August 2016 |  | Transferred from MW002 | Transferred from MW002 | 42583
02 - Ear, Nose & Throat | 02.01 - EAR | 02.01.04 - Implantable Bone Conduction Hearing System | 02.01.04.01 - Sound Processor | Programmable, Wireless-enabled | CO077 | 6825 |  | Cochlear Limited | Cochlear Baha 5 Power Sound Processor | The Cochlear Baha 5 Power sound processor is a powerful (up to 55dB HL), wireless-enabled, smartphone compatible, fully programmable, digital sound processor for the Cochlear Baha 'Connect' and 'Attract' Implantable Bone Conduction Hearing Systems. | One size | 123987 | August 2016 |  | New Listing | New Listing | 42583
02 - Ear, Nose & Throat | 02.01 - EAR | 02.01.04 - Implantable Bone Conduction Hearing System | 02.01.04.02 - Osseointegration | Abutment, Fixture & Concave | OI031 | 2017 |  | Audmet Australia Pty Ltd trading as Oticon Medical | Ponto BHX Implant and Abutment | A laser-ablated titanium surface implant using Biohelix™ (BHX) and abutment with connection screw. | Diameter: 3.75 - 4.5mm Length: Fixture 3 - 4mm Abutment: 6 -14mm | 198759 | August 2016 |  | New Listing | New Listing | 42583
02 - Ear, Nose & Throat | 02.01 - EAR | 02.01.04 - Implantable Bone Conduction Hearing System | 02.01.04.02 - Osseointegration | Fixture & Concave | OI030 | 1082 |  | Audmet Australia Pty Ltd trading as Oticon Medical | Ponto BHX Implant | A laser-ablated titanium surface implant using Biohelix™ (BHX). | Length: 3mm, 4mm | 198759 | August 2016 |  | New Listing | New Listing | 42583
02 - Ear, Nose & Throat | 02.01 - EAR | 02.01.06 - Ventilation Tube/Grommet |  |  | A2004 | 20 |  | ATOS MEDICAL PTY LIMITED | Ventilation Tubes / Grommet | a) Tubingen Gold Type b) Tubingen Titanium Type c) T Tube d) Reuter Bobbin Type e) Paparella Type f) Collar Button Type g) Star Tube h) Bevel Buttton Tube i) Straight Tube j) Armstrong Type k) Shepard Type l) Donaldson Type m) Angular Type n) Myringotomy Tube with Trocar o) Ventilation Tubes with Eyelets p) Minimal Type | a) I.D. 1.25mm w/w, I.D.1.25mm wo/w, I.D. 1.5mm wo/w b) one size only c) L- 6, 7.5, 12 d) I.F.O.D 2.5mm, 2.7mm e) one size only f) one side only g) one size only h) one size only i) i.d.-0.9mm,1.1mm,1.15mm j) L-3.8mm, 3.7mm, 10mm k) L- 2.2mm w/t, 2.2mm wo/t,2.4mm w/t l) S- one size only, F one size only m) one size only n) Silver or Titanium o) one or two p) one size only | 120972 | August 2016 |  | Transferred from TX048 | Transferred from TX048 | 42583
02 - Ear, Nose & Throat | 02.03 - THROAT | 02.03.01 - Tracheal Speaking Valve |  |  | A2002 | 102 |  | ATOS MEDICAL PTY LIMITED | Tracheal Speaking Valve | 1. Passy -Muir - a) Purple b) Clear c) Aqua 2. Provox - a) Two b) Vega c) Vega Puncture Set | 1. One size only 2. a) 4.5, 6, 8, 10, 12.5, 15mm b) 17, 20, 22.5Fr in 4, 6, 8, 10, 12.5, 15mm c) 17, 20, 22.5Fr in 8, 10, 12.5, 15mm | 120197, 236026 | August 2016 |  | Transferred from TX049 | Transferred from TX049 | 42583
02 - Ear, Nose & Throat | 02.03 - THROAT | 02.03.02 - Vocal Chord Medialisation Implant |  |  | A2001 | 275 |  | ATOS MEDICAL PTY LIMITED | Vocal Chord Medialisation Implant | Montgomery Laryngeal Keel | 12, 14, 16 - Clear and Radiopaque | 119029 | August 2016 |  | Transferred from TX050 | Transferred from TX050 | 42583
02 - Ear, Nose & Throat | 02.03 - THROAT | 02.03.04 - Thyroplasty |  |  | A2005 | 1172 |  | ATOS MEDICAL PTY LIMITED | Thyroplasty | Montgomery Thyroplasty Implant System | male - 8,9,10,11,12,13 female - 6,7,8,9,10 | 117683 | August 2016 |  | Transferred from TX051 | Transferred from TX051 | 42583
02 - Ear, Nose & Throat | 02.03 - THROAT | 02.03.05 - Cannula |  | Extra-tracheal | A2006 | 298 |  | ATOS MEDICAL PTY LIMITED | Extra-tracheal Cannula | a) Montgomery Short-Term Cannula b) Montgomery Long-Term Cannula | a) 4, 6, 8, 10 b) 4, 6, 8, 10 for Stoma Sizes 17-25, 25-33, 33-41, 41-49, 49-57, 57-65mm | 119737 | August 2016 |  | Transferred from TX052 | Transferred from TX052 | 42583
02 - Ear, Nose & Throat | 02.03 - THROAT | 02.03.05 - Cannula |  | Intra-tracheal | A2003 | 471 |  | ATOS MEDICAL PTY LIMITED | Intra-tracheal Cannula | Montgomery Safe-T-Tubes Clear and Radiopaque except c) a) Paediatric b) Standard c) Hebeler d) Thoracic e) Extra-Long f) Tapered g) Montgomery Salivary Bypass Tube h) Har-el Pharyngeal Tube i) Montgomery Esophageal Tube j) Trachael Fenestrator k) Moore Trache | a) 6, 7, 8, 9 b) 10, 11, 12, 13, 14. 15, 16 c) 12, 15, 18 d) 10, 11, 12, 13, 14, 15, 16 e) 10, 11, 12, 13, 14, 15, 16 f) 8/10, 10/13 g) 8, 10, 12, 14, 16, 18, 20 h) one size only i) one size only j) size 6, 8 and 10 k) size 6 and 8 | 119736, 119737 | August 2016 |  | Transferred from TX053 | Transferred from TX053 | 42583
03 - General Miscellaneous | 03.01 - BRACHYTHERAPY | 03.01.03 - Tissue Expander/Separator, Gel | 03.01.03.01 - 3ml |  | MB025 | 950 |  | MD Solutions Australasia Pty Ltd | TraceIT Gel System | TraceIT System is intended to create a temporary space within soft tissue during radiation therapy. | 3mL | 268092 | August 2016 |  | New Listing | New Listing | 42583
03 - General Miscellaneous | 03.01 - BRACHYTHERAPY | 03.01.03 - Tissue Expander/Separator, Gel | 03.01.03.02 - 10mL |  | MB024 | 1950 |  | MD Solutions Australasia Pty Ltd | TraceIT Gel System | TraceIT System is intended to create a temporary space within soft tissue during radiation therapy. | 10mL | 268092 | August 2016 |  | New Listing | New Listing | 42583
03 - General Miscellaneous | 03.02 - DRUG DELIVERY DEVICES | 03.02.06 - Pharmaceutical Beads | 03.02.06.01 - Single Units |  | BS315 | 1950 |  | Boston Scientific Australia Pty Ltd | Embozene Tandem Microspheres | Embozene TANDEM Microspheres are spherical tightly calibrated, biocompatible, non-resorbable, hydrogel microspheres with an inorganic polyzene-F coating, colour coded to indicate microsphere size. Each 20mL syringe is filled with 2 ml of product suspended in a non-pyrogenic physiological slaine transport solution. Embozene TANDEM Microspheres may be loaded with Doxirubican-HCl and Irinotecan-HCl up to 50mg/ml which can elute local, controlled, sustained doses of drugs to targeted tumour sites after embolisation. | Tandem 2ml 40 ± 10 µm Tandem 2ml 75 ± 15 µm Tandem 2ml 100 ± 25 µm | 217807 | August 2016 |  | Transferred from NG068 | Transferred from NG068 | 42583
03 - General Miscellaneous | 03.02 - DRUG DELIVERY DEVICES | 03.02.06 - Pharmaceutical Beads | 03.02.06.01 - Single Units |  | BS316 | 2476 |  | Boston Scientific Australia Pty Ltd | Embozene Tandem Microspheres | Embozene TANDEM Microspheres are spherical tightly calibrated, biocompatible, non-resorbable, hydrogel microspheres with an inorganic polyzene-F coating, colour coded to indicate microsphere size. Each 20 mL syringe is prefilled with 3 mL of product suspended in a non-pyrogenic physiological saline transport solution. Embozene TANDEM microspheres may be loaded with Doxorubican-HCI and Irinotecan-HCI up to 50 mg/ml which can elute local, controlled, sustained doses of the drugs to targeted tumour sites after embolisation. | Tandem 3ml 40 ± 10 μm Tandem 3ml 75 ± 15 μm Tandem 3ml 100 ± 25 μm | 217807 | August 2016 |  | Transferred from NG069 | Transferred from NG069 | 42583
03 - General Miscellaneous | 03.06 - LUMINAL STENTS | 03.06.01 - Biliary Stents | 03.06.01.02 - Reinforced Wall, Uncovered/Bare Metal |  | BS307 | 2225 |  | Boston Scientific Australia Pty Ltd | HANAROSTENT | HANAROSTENT Biliary(NNN), HANAROSTENT Biliary Hilar. Un-covered self-expanding nitinol biliary stent | Diameter 6-10mm, Length 40-120mm | 272683, 272684 | August 2016 |  | New Listing | New Listing | 42583
03 - General Miscellaneous | 03.06 - LUMINAL STENTS | 03.06.01 - Biliary Stents | 03.06.01.02 - Reinforced Wall, Uncovered/Bare Metal |  | BS309 | 2225 |  | Boston Scientific Australia Pty Ltd | Benefit Stent | Benefit Biliary Stent. Un-covered self-expanding nitinol biliary stent | Diameter 6-8mm, Length 40-120mm | 272683, 272684 | August 2016 |  | New Listing | New Listing | 42583
03 - General Miscellaneous | 03.06 - LUMINAL STENTS | 03.06.01 - Biliary Stents | 03.06.01.03 - Reinforced Wall, Covered |  | BS306 | 3025 |  | Boston Scientific Australia Pty Ltd | HANAROSTENT | HANAROSTENT Biliary, HANAROSTENT Biliary Flap, HANAROSTENT Biliary Flap Lasso, HANAROSTENT Biliary Lasso (SHCL Models). Self-expanding nitinol biliary stent | Diameter 6-10mm, Length 20-150mm | 272683, 272684 | August 2016 |  | New Listing | New Listing | 42583
03 - General Miscellaneous | 03.06 - LUMINAL STENTS | 03.06.01 - Biliary Stents | 03.06.01.03 - Reinforced Wall, Covered |  | BS308 | 3025 |  | Boston Scientific Australia Pty Ltd | TwynLay | TwynLay Biliary. Self-expanding nitinol biliary stent | Diameter 8-10mm, Length 40-120mm | 272683, 272684 | August 2016 |  | New Listing | New Listing | 42583
03 - General Miscellaneous | 03.06 - LUMINAL STENTS | 03.06.02 - Colonic Stents |  | Self Expanding | BS300 | 3060 |  | Boston Scientific Australia Pty Ltd | HANAROSTENT | HANAROSTENT Intestine Asymmetric, HANAROSTENT Colon/Rectum TTS, HANAROSTENT Colon/Rectum, HANAROSTENT Colon/Rectum Asymmetric, HANAROSTENT Colon/Rectum Lasso. Self-expanding nitinol colon/rectum stent, | Diameter 20-24mm, Length 60-180mm | 272681 | August 2016 |  | New Listing | New Listing | 42583
03 - General Miscellaneous | 03.06 - LUMINAL STENTS | 03.06.02 - Colonic Stents |  | Self Expanding | BS301 | 3060 |  | Boston Scientific Australia Pty Ltd | TwynLay | TwynLay Colon/Rectum. Self-expanding nitinol colon/rectum stent | Diameter 22-24mm, Length 60-170mm | 272681 | August 2016 |  | New Listing | New Listing | 42583
03 - General Miscellaneous | 03.06 - LUMINAL STENTS | 03.06.03 - Oesophageal Stents | 03.06.03.03 - Reinforced Wall, Covered |  | BS302 | 3500 |  | Boston Scientific Australia Pty Ltd | CHOOSTENT | CHOOSTENT Esophagus, Esophagus Valve, Esophagus Asymmetric, Esophagus Upper. Covered esophageal stent, self-expanding nitinol | Diameter 18-24mm, Length 50-220mm | 272685 | August 2016 |  | New Listing | New Listing | 42583
03 - General Miscellaneous | 03.06 - LUMINAL STENTS | 03.06.03 - Oesophageal Stents | 03.06.03.03 - Reinforced Wall, Covered |  | BS303 | 3500 |  | Boston Scientific Australia Pty Ltd | HANAROSTENT | HANAROSTENT Esophagus, Esophagus Valve, Esophagus Benign BS, Bariatric Surgery, Esophagus TTS, Esophagus Skidproof, Esophagus Asymmetric, Esophagus Bone Shape Partial Covered, Esophagus Valve Partial covered. Covered esophagus stent, self-expanding nitinol | Diameter 18-30mm, Length 50-240mm | 272685 | August 2016 |  | New Listing | New Listing | 42583
03 - General Miscellaneous | 03.06 - LUMINAL STENTS | 03.06.04 - Pancreatic Stents | 03.06.04.01 - Self-expanding metal, Covered |  | BS310 | 4000 |  | Boston Scientific Australia Pty Ltd | HANAROSTENT Pseudocyst | HANAROSTENT Biliary (Flange) Lasso (BCF Models). Self-expanding, nitinol | Diameter 8-16mm, Length 20-150mm | 272683, 272684 | August 2016 |  | New Listing | New Listing | 42583
03 - General Miscellaneous | 03.06 - LUMINAL STENTS | 03.06.04 - Pancreatic Stents | 03.06.04.01 - Self-expanding metal, Covered |  | BS313 | 4000 |  | Boston Scientific Australia Pty Ltd | AXIOS | Stent and Delivery System for use in pseudocyst drainage. Self-expanding nitinol stent | Length 10mm, Lumen Diameter 10-15mm | 271558 | August 2016 |  | New Listing | New Listing | 42583
03 - General Miscellaneous | 03.06 - LUMINAL STENTS | 03.06.04 - Pancreatic Stents | 03.06.04.01 - Self-expanding metal, Covered | Electrocautery | BS317 | 4815 |  | Boston Scientific Australia Pty Ltd | HOT AXIOS | Stent with Electrocautery Enhanced Delivery System for use in pseudocyst drainage. Self-expanding nitinol stent | Length 8-10mm, Lumen Diameter 6-15mm |  | August 2016 |  | New Listing | New Listing | 42583
03 - General Miscellaneous | 03.06 - LUMINAL STENTS | 03.06.05 - Enteral Stents |  |  | BS304 | 3500 |  | Boston Scientific Australia Pty Ltd | HANAROSTENT | HANAROSTENT Duodenum/Pylorus Kim’s Flare, HANAROSTENT Duodenum/Pylorus Lasso, HANAROSTENT Duodenum/Pylorus Lasso. Self-expanding nitinol duodenum/pylorus stent | Diameter 18-24mm, Length 60-180mm | 272682 | August 2016 |  | New Listing | New Listing | 42583
03 - General Miscellaneous | 03.06 - LUMINAL STENTS | 03.06.05 - Enteral Stents |  |  | BS305 | 3500 |  | Boston Scientific Australia Pty Ltd | TwynLay | TwynLay Duodenum/Pylorus. Self-expanding nitinol duodenum/pylorus stent | Diameter 20mm, Length 60-150mm | 272682 | August 2016 |  | New Listing | New Listing | 42583
03 - General Miscellaneous | 03.06 - LUMINAL STENTS | 03.06.06 - Tracheobronchial Stents |  |  | BS311 | 3000 |  | Boston Scientific Australia Pty Ltd | HANAROSTENT | HANAROSTENT Trachea/Bronchial. Covered trachea/bronchium stent, self-expanding nitinol | Length 30-80mm, Diameter 12-20mm | 272686 | August 2016 |  | New Listing | New Listing | 42583
03 - General Miscellaneous | 03.07 - PULMONARY/PERITONEAL DEVICES | 03.07.01 - Drainage Catheters | 03.07.01.01 - Pleural |  | RH025 | 425 |  | Reid Healthcare | PleuraFlow® Active Clearance Technology® (ACT) | Pleural drainage catheter | 20; 24; 28;32FR | 218317 | August 2016 |  | New Listing | New Listing | 42583
03 - General Miscellaneous | 03.07 - PULMONARY/PERITONEAL DEVICES | 03.07.01 - Drainage Catheters | 03.07.01.01 - Pleural |  | WA001 | 150 |  | WILLIAM A. COOK AUSTRALIA PTY. LTD. | Thal-Quick Chest Tube Set | The set consists of introducer needle, wire guide, dilators, coaxial chest tube inserter and clear catheter with radiopaque strip. | 8-36 Fr, Length: 18-41cm | 142280 | August 2016 |  | New Listing | New Listing | 42583
03 - General Miscellaneous | 03.07 - PULMONARY/PERITONEAL DEVICES | 03.07.01 - Drainage Catheters | 03.07.01.01 - Pleural |  | WA002 | 150 |  | WILLIAM A. COOK AUSTRALIA PTY. LTD. | Fuhrman Pleural/Pneumopericardial Drainage Set | Percutaneous drainage kit. Components: Introducer needle, wire guide, dilator, radiopaque pigtail catheter, three-way stopcock, and multipurpose tubing adapter. | Catheter length 15cm, 6-10.2 Fr | 155952 | August 2016 |  | New Listing | New Listing | 42583
03 - General Miscellaneous | 03.08 - CLOSURE DEVICES | 03.08.01 - Adhesion Barriers | 03.08.01.04 - Gel/Liquid | Sinus | ET082 | 125 |  | Endotherapeutics Pty Ltd | PureRegen Gel Sinus | PureRegen Gel Sinus is a gel adhesion barrier comprised of a hyaluronic acid based hydrogel. The product does not contain any medicinal, human or animal components. It is removed from the application site by natural elimination. | 2ml, 5ml, 6ml, 8ml, 10ml, 20ml. | 264407 | August 2016 |  | New Listing | New Listing | 42583
03 - General Miscellaneous | 03.08 - CLOSURE DEVICES | 03.08.03 - Ligating Devices | 03.08.03.03 - Clips with Disposable Applier | Endoscopic | LV144 | 145 |  | ConMed Linvatec Australia Pty Ltd | DuraClip™ Repositionable Hemostasis Clip | A single use repositionable hemostasis clip which is intended to be used for placement within the gastrointestinal tract. | 165cm Length and 235cm Length | 274973 | August 2016 |  | New Listing | New Listing | 42583
03 - General Miscellaneous | 03.08 - CLOSURE DEVICES | 03.08.03 - Ligating Devices | 03.08.03.06 - Ligating Bands with Disposable Applier |  | DE482 | 275 |  | Device Technologies Australia Pty Ltd | SmartBand Ligation Kit | Ligation band kit. 6 bands preloaded on applier. | One size. 6 bands per unit, compatible with gastroscopes 8.6.mm to 11.6mm in diameter. | 246557 | August 2016 |  | New Listing | New Listing | 42583
03 - General Miscellaneous | 03.08 - CLOSURE DEVICES | 03.08.03 - Ligating Devices | 03.08.03.06 - Ligating Bands with Disposable Applier |  | HB001 | 53 |  | HORTEN MEDICAL PTY LTD | Haemoband | A preloaded, single use, 4 band ligator for haemorrhoids. | 1 size, 4 bands | 136643 | August 2016 |  | New Listing | New Listing | 42583
03 - General Miscellaneous | 03.08 - CLOSURE DEVICES | 03.08.03 - Ligating Devices | 03.08.03.09 - Ligating Band Reload |  | DE473 | 110 |  | Device Technologies Australia Pty Ltd | SmartBand Ligation Pack | SmartBand Ligation Re-Load Pack | One Size. 6 bands per unit for re-load. Compatible with gastroscopes 8.6mm to 11.6mm Diameter. | 246557 | August 2016 |  | New Listing | New Listing | 42583
03 - General Miscellaneous | 03.08 - CLOSURE DEVICES | 03.08.04 - Staples & Tackers | 03.08.04.01 - Staples, Non-bone (Reload) |  | TD003 | 244 |  | The trustee for Devitt Family Trust | Purple Surgical Ultimate reloadable linear stapler with indicator - reloads | These are the reloads for the Purple Surgical Ultimate reloadable linear stapler with indicator (Prostheses List application ref. #U5HR-3R6S). The reloads are available in 30mm, 45mm, 60mm, and 90mm staple line lengths for use in different applications. Two staple sizes (3.5mm and 4.8mm) are available to accommodate different tissue thicknesses. | 30mm, 45mm, 60mm, and 90mm staple line lengths. 3.5mm and 4.8mm staple sizes. | 272193 | August 2016 |  | New Listing | New Listing | 42583
03 - General Miscellaneous | 03.08 - CLOSURE DEVICES | 03.08.04 - Staples & Tackers | 03.08.04.01 - Staples, Non-bone (Reload) | Endoscopic, Articulating/Roticulating | MN190 | 375 |  | Johnson & Johnson Medical Pty Ltd | ENDOPATH ECHELON Vascular Staple Reload | ENDOPATH ECHELON Vascular Staple Reload | 35mm | 276233 | August 2016 |  | New Listing | New Listing | 42583
03 - General Miscellaneous | 03.08 - CLOSURE DEVICES | 03.08.04 - Staples & Tackers | 03.08.04.01 - Staples, Non-bone (Reload) | Endoscopic, Articulating/Roticulating | TD002 | 375 |  | The trustee for Devitt Family Trust | Purple Surgical Ultimate endoscopic linear cutter stapler reloading units, articulating | The Purple Surgical Ultimate endoscopic linear cutter stapler reloading units, articulating, are for single patient use only, and are used in conjunction with the Purple Surgical Ultimate endoscopic linear cutter stapler universal handles. A single use reloading unit can be replaced up to 24 times on the same universal handle, during the same procedure. The endoscopic linear cutter stapler articulating reloading unit is compatible with the endoscopic linear cutter stapler universal handles and are available in 30mm, 45mm, and 60mm staple length options, and in three staple sizes, 2.5mm, 3.5mm, and 4.8mm, to accommodate various tissue thicknesses. Each endoscopic linear cutter stapler reloading unit is single use. | 30mm, 45mm, and 60mm staple lengths. 2.5mm, 3.5mm, and 4.8mm staple sizes. | 272192 | August 2016 |  | New Listing | New Listing | 42583
03 - General Miscellaneous | 03.08 - CLOSURE DEVICES | 03.08.04 - Staples & Tackers | 03.08.04.01 - Staples, Non-bone (Reload) | Endoscopic, Articulating/Roticulating | TD006 | 375 |  | The trustee for Devitt Family Trust | Purple Surgical Ultimate endoscopic linear cutter stapler reloading units, straight | The Purple Surgical Ultimate endoscopic linear cutter stapler reloading units, straight, are for single patient use only, and are used in conjunction with the Purple Surgical Ultimate endoscopic linear cutter stapler universal handles. A single use reloading unit can be replaced up to 24 times on the same universal handle, during the same procedure. The endoscopic linear cutter stapler straight reloading unit is compatible with the endoscopic linear cutter stapler universal handles and are available in 30mm, 45mm, and 60mm staple length options, and in three staple sizes, 2.5mm, 3.5mm, and 4.8mm, to accommodate various tissue thicknesses. Each endoscopic linear cutter stapler reloading unit is single use. | 30mm, 45mm, and 60mm staple lengths. 2.5mm, 3.5mm, and 4.8mm staple sizes. | 272192 | August 2016 |  | New Listing | New Listing | 42583
03 - General Miscellaneous | 03.08 - CLOSURE DEVICES | 03.08.04 - Staples & Tackers | 03.08.04.02 - Staplers | Endoscopic, Articulating/Roticulating, Powered | MN191 | 520 |  | Johnson & Johnson Medical Pty Ltd | ENDOPATH ECHELON Powered Vascular Stapler | Powered, articulating, endoscopic, vascular linear cutter | 35mm | 195695 | August 2016 |  | New Listing | New Listing | 42583
03 - General Miscellaneous | 03.08 - CLOSURE DEVICES | 03.08.04 - Staples & Tackers | 03.08.04.04 - Staples, Non-bone with Disposable Applier |  | TD005 | 370 |  | The trustee for Devitt Family Trust | Purple Surgical Ultimate reloadable linear stapler with indicator | The Purple Surgical Ultimate linear stapler with indicator can be applied in abdominal, thoracic, and further surgical procedures for transection or resection of tissue. The Purple Surgical Ultimate linear stapler with indicator places a double staggered row of titanium staples and is available in 30mm, 45mm, 60mm, and 90mm staple line lengths for use in different applications. Two staple sizes (3.5mm and 4.8mm) are available to accommodate different tissue thicknesses. Each linear stapler with indicator can be reloaded up to 7 times for a total maximum 8 firings on one patient. | 30mm, 45mm, 60mm, and 90mm staple line lengths. 3.5mm and 4.8mm staple sizes . | 272193 | August 2016 |  | New Listing | New Listing | 42583
03 - General Miscellaneous | 03.08 - CLOSURE DEVICES | 03.08.04 - Staples & Tackers | 03.08.04.04 - Staples, Non-bone with Disposable Applier | Articulating/Roticulating | MN197 | 770 |  | Johnson & Johnson Medical Pty Ltd | Endopath Linear Cutter | Metal/plastic cutter-stapler | 35 to 45mm, including long and short shaft | 132168, 132169 | August 2016 |  | Compressed from JJ891, JJ893, JJ897 | Compressed from JJ891, JJ893, JJ897 | 42583
03 - General Miscellaneous | 03.08 - CLOSURE DEVICES | 03.08.04 - Staples & Tackers | 03.08.04.04 - Staples, Non-bone with Disposable Applier | Circular | TD001 | 754 |  | The trustee for Devitt Family Trust | Purple Surgical Ultimate circular stapler | The Purple Surgical Ultimate circular staplers can be applied throughout the alimentary tract to create end-to-end, end-to-side, and side-to-side anastomosis. The Purple Surgical Ultimate circular stapler places a staggered circular, double row of titanium staples in the tissue and resects the excess tissue, to create a circular anastomosis. The instrument can be activated when the handle is squeezed firmly as far as it can go. There are 5 diameters available, 24mm, 26mm, 29mm, 32mm, and 34mm with colour coded anvil heads. | 24mm, 26mm, 29mm, 32mm, and 34mm. | 270755 | August 2016 |  | New Listing | New Listing | 42583
03 - General Miscellaneous | 03.08 - CLOSURE DEVICES | 03.08.04 - Staples & Tackers | 03.08.04.04 - Staples, Non-bone with Disposable Applier | Circular | TD004 | 754 |  | The trustee for Devitt Family Trust | Purple Surgical Ultimate haemorrhoidal circular stapler | The Purple Surgical Ultimate haemorrhoidal circular stapler and accessories have application throughout the anal canal to perform the surgical treatment of haemorrhoidal disease. The Purple Surgical Ultimate haemorrhoidal circular stapler places a circular staggered double row of titanium staples in the tissue and resects excess tissue to create a circular anastomosis. Each Purple Surgical Ultimate haemorrhoidal circular stapler comes with 5 accessories: clear circular anal dilator, clear butterfly anal dilator, anal dilator obturator, purse-string suture anoscope, and a suture threader. There are 2 stapler diameters available; 32/33mm and 33/34mm. | 32/33mm and 33/34mm. | 270756 | August 2016 |  | New Listing | New Listing | 42583
03 - General Miscellaneous | 03.08 - CLOSURE DEVICES | 03.08.04 - Staples & Tackers | 03.08.04.05 - Tackers | Absorbable | AS246 | 550 |  | Covidien Pty Ltd | ABSORBATACK | Absorbable Fixation Device | 5mm | 181415 | August 2016 |  | Compressed from AS158, AS160 | Compressed from AS158, AS160 | 42583
03 - General Miscellaneous | 03.08 - CLOSURE DEVICES | 03.08.04 - Staples & Tackers | 03.08.04.05 - Tackers | Absorbable | BA269 | 550 |  | Bard Australia Pty Ltd | Bard Absorbable Fixation System | Open or Laparoscopic Absorbable Fixation System | 30 Absorbable Fastners, 15 Absorbale Fastners | 278914 | August 2016 |  | New Listing | New Listing | 42583
03 - General Miscellaneous | 03.08 - CLOSURE DEVICES | 03.08.04 - Staples & Tackers | 03.08.04.05 - Tackers | Absorbable, Articulating/Roticulating | AS227 | 770 |  | Covidien Pty Ltd | ReliaTack Articulating Reloadable Fixation Device | Articulating, reloadable, sterile, single use fixation device prepackaged with 30 standard single use, absorbable reloads | 5.1mm, 30 tacks | 275114 | August 2016 |  | New Listing | New Listing | 42583
03 - General Miscellaneous | 03.08 - CLOSURE DEVICES | 03.08.04 - Staples & Tackers | 03.08.04.07 - Tacks, Reload | 10 Tacks, Absorbable | AS229 | 375 |  | Covidien Pty Ltd | ReliaTack Articulating Reloadable Fixation Device (Reloads x 10) | 10 x absorbable reloads to be used with ReliaTack atriculating tacking device | 5.1mm, 10 tacks | 275114 | August 2016 |  | New Listing | New Listing | 42583
03 - General Miscellaneous | 03.08 - CLOSURE DEVICES | 03.08.04 - Staples & Tackers | 03.08.04.07 - Tacks, Reload | 5 Tacks, Absorbable | AS228 | 188 |  | Covidien Pty Ltd | ReliaTack Articulating Reloadable Fixation Device (Reloads x 5) | 5 x absorbable reloads to be used with ReliaTack articulating tacking device | 5.1mm, 5 tacks | 275114 | August 2016 |  | New Listing | New Listing | 42583
03 - General Miscellaneous | 03.08 - CLOSURE DEVICES | 03.08.05 - Polypropylene/Polyester Mesh | 03.08.05.01 - ≤200cm² |  | AS232 | 80 |  | Covidien Pty Ltd | Versatex™ monofilament macroporous polyester mesh | Versatex™ Monofilament Mesh is a non-absorbable synthetic surgical mesh made out of a macroporous three-dimensional (3D) monofilament polyester knitted textile offered in rectangular and square flat sheet. The mesh is intended for the repair of abdominal wall hernias or other fascial deficiencies that require the addition of a reinforcing material. | Rectangular 11 x 6 cm, Rectangular 15 x 10 cm | 237409 | August 2016 |  | New Listing | New Listing | 42583
03 - General Miscellaneous | 03.08 - CLOSURE DEVICES | 03.08.05 - Polypropylene/Polyester Mesh | 03.08.05.01 - ≤200cm² | Contoured | AS243 | 205 |  | Covidien Pty Ltd | Parietex Multifilament Polyester Mesh | Parietex Multifilament Polyester Mesh | 12 x 8 cm; 13 x 9 cm; 14 x 9 cm; 14 x 10 cm; 15 x 10 cm; 16 x 12 cm | 125428 | August 2016 |  | Compressed from AS128, AS166, AS167, AS168, AS169 | Compressed from AS128, AS166, AS167, AS168, AS169 | 42583
03 - General Miscellaneous | 03.08 - CLOSURE DEVICES | 03.08.05 - Polypropylene/Polyester Mesh | 03.08.05.02 - 201-400cm² |  | AS234 | 85 |  | Covidien Pty Ltd | Versatex™ monofilament macroporous polyester mesh | Versatex™ Monofilament Mesh is a non-absorbable synthetic surgical mesh made out of a macroporous three-dimensional (3D) monofilament polyester knitted textile offered in rectangular and square flat sheet. The mesh is intended for the repair of abdominal wall hernias or other fascial deficiencies that require the addition of a reinforcing material. Largest sizes from 15 cm x 15 cm include a green dyed monofilament polyester (D&C Green No. 6) marking that is positioned in the center of the textile to help center and orient the mesh. | Square 15x15 cm, Square 20x20 cm | 237409 | August 2016 |  | New Listing | New Listing | 42583
03 - General Miscellaneous | 03.08 - CLOSURE DEVICES | 03.08.05 - Polypropylene/Polyester Mesh | 03.08.05.04 - >600-<2500cm² |  | AS221 | 275 |  | Covidien Pty Ltd | Versatex™ monofilament macroporous polyester mesh | Versatex™ Monofilament Mesh is a non-absorbable synthetic surgical mesh made out of a macroporous three-dimensional (3D) monofilament polyester knitted textile and designed to ensure a long term reinforcement of soft tissues. Versatex™ Monofilament Mesh is offered in rectangular and square flat sheet. The mesh is intended for the repair of abdominal wall hernias or other fascial deficiencies that require the addition of a reinforcing material. Largest sizes from 15 cm x 15 cm include a green dyed monofilament polyester (D&C Green No. 6) marking that is positioned in the center of the textile to help center and orient the mesh. | Square 30x30 cm, Rectangular 45x30 cm | 237409 | August 2016 |  | New Listing | New Listing | 42583
03 - General Miscellaneous | 03.08 - CLOSURE DEVICES | 03.08.05 - Polypropylene/Polyester Mesh | 03.08.05.05 - ≥2500cm² |  | AS240 | 645 |  | Covidien Pty Ltd | Versatex™ monofilament macroporous polyester mesh | Versatex™ Monofilament Mesh is a non-absorbable synthetic surgical mesh made out of a macroporous three-dimensional (3D) monofilament polyester knitted textile offered in rectangular and square flat sheet. The mesh is intended for the repair of abdominal wall hernias or other fascial deficiencies that require the addition of a reinforcing material. Largest sizes from 15 cm x 15 cm include a green dyed monofilament polyester (D&C Green No. 6) marking that is positioned in the center of the textile to help center and orient the mesh. | Square 50x50 cm | 237409 | August 2016 |  | New Listing | New Listing | 42583
03 - General Miscellaneous | 03.08 - CLOSURE DEVICES | 03.08.06 - Composite Mesh | 03.08.06.01 - ≤200cm² | Coated | AS214 | 390 |  | Covidien Pty Ltd | PROGRIP™ Laparoscopic Self-Fixating Composite Mesh | Laparoscopic self-fixating composite mesh (knitted monofilament polyester with monofilament polylactic acid resorbable grips on one side and a resorbable film made of collagen from porcine origin and glycerol, on the other side) | 10x15, 16x12 rectangular | 252653 | August 2016 |  | New Listing | New Listing | 42583
03 - General Miscellaneous | 03.08 - CLOSURE DEVICES | 03.08.06 - Composite Mesh | 03.08.06.01 - ≤200cm² | Coated | AS236 | 390 |  | Covidien Pty Ltd | Parietex Progrip Composite Mesh | Pre-cut knitted monofilament polyester composite self gripping mesh | 15x9 rectangular | 157201 | August 2016 |  | New Listing | New Listing | 42583
03 - General Miscellaneous | 03.08 - CLOSURE DEVICES | 03.08.06 - Composite Mesh | 03.08.06.01 - ≤200cm² | Coated | LH552 | 390 |  | Lifehealthcare Pty Ltd | Dipromed ClearMesh Composite | Transparent composite mesh | Oval: (9 - 11) cm x (13-15)cm Circular: 4.5 - 15cm diameter | 267206 | August 2016 |  | New Listing | New Listing | 42583
03 - General Miscellaneous | 03.08 - CLOSURE DEVICES | 03.08.06 - Composite Mesh | 03.08.06.01 - ≤200cm² | Coated | MN192 | 390 |  | Johnson & Johnson Medical Pty Ltd | PHYSIOMESH Open | Flexible Composite Mesh | ≤200cm² | 274361 | August 2016 |  | New Listing | New Listing | 42583
03 - General Miscellaneous | 03.08 - CLOSURE DEVICES | 03.08.06 - Composite Mesh | 03.08.06.01 - ≤200cm² | Coated, Contoured | AS217 | 450 |  | Covidien Pty Ltd | Symbotex Composite Mesh with pre placed suture | Non-absorbable three-dimensional polyester composite mesh with pre placed sutures. (Non absorbable pre-placed sutures are tied to the mesh. A died marking is positioned on the center of the textile and helps center and orient the mesh.) | Rectangular 15x10 cm Round 15 cm, 12 cm Elliptical 17x10 Round 9cm | 270737 | August 2016 |  | New Listing | New Listing | 42583
03 - General Miscellaneous | 03.08 - CLOSURE DEVICES | 03.08.06 - Composite Mesh | 03.08.06.01 - ≤200cm² | Coated, Contoured | AS219 | 450 |  | Covidien Pty Ltd | PROGRIP™ Laparoscopic Self-Fixating Composite Mesh | Laparoscopic self-fixating composite right or left or bilateral anatomical mesh (knitted monofilament polyester with monofilament polylactic acid resorbable grips on one side and a resorbable film made of collagen from porcine origin and glycerol, on the other side) | 10x15 cm Rectangular Bilateral Anatomical, 10x15 cm Rectangular Right Anatomical, 10x15 cm Left Anatomical, 13x09 cm Right Anatomical, 13x09 cm Left Anatomical | 252653 | August 2016 |  | New Listing | New Listing | 42583
03 - General Miscellaneous | 03.08 - CLOSURE DEVICES | 03.08.06 - Composite Mesh | 03.08.06.01 - ≤200cm² | Coated, Contoured | AS220 | 450 |  | Covidien Pty Ltd | Parietex Progrip Composite Mesh | Pre-Cut, slit mesh with self gripping overlapping flap - right or left knitted (monofilament polyester with polylactic acid monofilament resorbable pins on one of the sides) | Elliptic slit 12x8cm left side, elliptic slit 12x8cm right side, elliptic slit 14x9 left side, elliptic slit right side 14x9cm | 157201 | August 2016 |  | New Listing | New Listing | 42583
03 - General Miscellaneous | 03.08 - CLOSURE DEVICES | 03.08.06 - Composite Mesh | 03.08.06.01 - ≤200cm² | Coated, Contoured | AS224 | 450 |  | Covidien Pty Ltd | PROGRIP™ Laparoscopic Self-Fixating Composite Mesh | Laparoscopic self-fixating composite right or left anatomical mesh (knitted monofilament polyester with monofilament polylactic acid resorbable grips on one side and a resorbable film made of collagen from porcine origin and glycerol, on the other side) | 16 x 12 cm right anatomical, 16 x 12 cm left anatomical | 252653 | August 2016 |  | New Listing | New Listing | 42583
03 - General Miscellaneous | 03.08 - CLOSURE DEVICES | 03.08.06 - Composite Mesh | 03.08.06.01 - ≤200cm² | Coated, Contoured | AS235 | 450 |  | Covidien Pty Ltd | Symbotex Composite Mesh | Non-absorbable three-dimensional polyester composite mesh. On the opposite side, the absorbable hydrophilic film minimizes tissue attachment to the mesh in case of direct contact with the viscera. | Round 15 cm, 12 cm, 9 cm Elliptical 17x10 cm Rectangular 15x10 cm | 270735 | August 2016 |  | New Listing | New Listing | 42583
03 - General Miscellaneous | 03.08 - CLOSURE DEVICES | 03.08.06 - Composite Mesh | 03.08.06.01 - ≤200cm² | Coated, Contoured | AS241 | 450 |  | Covidien Pty Ltd | Symbotex Skirted Composite Mesh | Non-absorbable three-dimensional polyester skirted composite mesh. On the opposite side, the absorbable hydrophilic film minimizes tissue attachment to the mesh in case of direct contact with the viscera. A flap attached to the reinforcement helps place and fix the mesh. | 8 cm Round, 15x10 cm Rectangle | 270736 | August 2016 |  | New Listing | New Listing | 42583
03 - General Miscellaneous | 03.08 - CLOSURE DEVICES | 03.08.06 - Composite Mesh | 03.08.06.01 - ≤200cm² | Coated, Contoured | AS242 | 450 |  | Covidien Pty Ltd | Parietex Composite | Dual sided polyester meshes with a resorbable adhesion-prevention hydrophilic film | 8 cm, 9 cm, 12 cm, 15 cm | 214997, 214998 | August 2016 |  | Compressed from AS139, AS140, AS141, AS148 | Compressed from AS139, AS140, AS141, AS148 | 42583
03 - General Miscellaneous | 03.08 - CLOSURE DEVICES | 03.08.06 - Composite Mesh | 03.08.06.02 - 201-400cm² | Coated | AS218 | 799 |  | Covidien Pty Ltd | PROGRIP™ Laparoscopic Self-Fixating Composite Mesh | Laparoscopic self-fixating composite mesh (knitted monofilament polyester with monofilament polylactic acid resorbable grips on one side and a resorbable film made of collagen from porcine origin and glycerol, on the other side) | 16 x 14 cm rectangular | 252653 | August 2016 |  | New Listing | New Listing | 42583
03 - General Miscellaneous | 03.08 - CLOSURE DEVICES | 03.08.06 - Composite Mesh | 03.08.06.02 - 201-400cm² | Coated | AS225 | 799 |  | Covidien Pty Ltd | Parietex Progrip Composite Mesh | Pre-Cut, slit mesh with self gripping overlapping flap - right or left knitted (monofilament polyester with polylactic acid monofilament resorbable pins on one of the sides) | Rectangular 15x15cm, 20x15cm | 157201 | August 2016 |  | New Listing | New Listing | 42583
03 - General Miscellaneous | 03.08 - CLOSURE DEVICES | 03.08.06 - Composite Mesh | 03.08.06.02 - 201-400cm² | Coated | AS245 | 799 |  | Covidien Pty Ltd | Parietex Composite | Dual sided polyester meshes with a resorbable adhesion-prevention hydrophilic film | 20 cm | 214997, 214998 | August 2016 |  | Compressed from AS142, AS144, AS149 | Compressed from AS142, AS144, AS149 | 42583
03 - General Miscellaneous | 03.08 - CLOSURE DEVICES | 03.08.06 - Composite Mesh | 03.08.06.02 - 201-400cm² | Coated | LH553 | 799 |  | Lifehealthcare Pty Ltd | Dipromed ClearMesh Composite | Transparent composite mesh | Oval: (14 - 18)cm x (19 - 24)cm, Circular: 20cm diameter | 267206 | August 2016 |  | New Listing | New Listing | 42583
03 - General Miscellaneous | 03.08 - CLOSURE DEVICES | 03.08.06 - Composite Mesh | 03.08.06.02 - 201-400cm² | Coated | MN193 | 799 |  | Johnson & Johnson Medical Pty Ltd | PHYSIOMESH Open | Flexible Composite Mesh | 201-400cm² | 274361 | August 2016 |  | New Listing | New Listing | 42583
03 - General Miscellaneous | 03.08 - CLOSURE DEVICES | 03.08.06 - Composite Mesh | 03.08.06.02 - 201-400cm² | Coated, Contoured | AS215 | 799 |  | Covidien Pty Ltd | Symbotex Composite Mesh | Non-absorbable three-dimensional polyester composite mesh. (On the opposite side, the absorbable hydrophilic film minimizes tissue attachment to the mesh in case of direct contact with the viscera) | Elliptical 25x15 cm, Elliptical 20x12 cm Rectangular 20x15cm | 270735 | August 2016 |  | New Listing | New Listing | 42583
03 - General Miscellaneous | 03.08 - CLOSURE DEVICES | 03.08.06 - Composite Mesh | 03.08.06.02 - 201-400cm² | Coated, Contoured | AS238 | 799 |  | Covidien Pty Ltd | Symbotex Skirted Composite Mesh | Non-absorbable three-dimensional polyester skirted, coated, contoured composite mesh. On the opposite side, the absorbable hydrophilic film minimizes tissue attachment to the mesh in case of direct contact with the viscera. A flap attached to the reinforcement helps place and fix the mesh. | 20 x15 cm Rectangle | 270736 | August 2016 |  | New Listing | New Listing | 42583
03 - General Miscellaneous | 03.08 - CLOSURE DEVICES | 03.08.06 - Composite Mesh | 03.08.06.02 - 201-400cm² | Coated, Contoured | AS239 | 799 |  | Covidien Pty Ltd | Symbotex Composite Mesh with pre placed suture | Non-absorbable three-dimensional polyester composite mesh with pre placed sutures. (Non absorbable pre-placed sutures are tied to the mesh. A died marking is positioned on the center of the textile and helps center and orient the mesh.) | Rectangular 20x15 cm Elliptical 25x15 cm, Elliptical 20x12 cm | 270737 | August 2016 |  | New Listing | New Listing | 42583
03 - General Miscellaneous | 03.08 - CLOSURE DEVICES | 03.08.06 - Composite Mesh | 03.08.06.03 - 401-600cm² | Coated | AS222 | 1070 |  | Covidien Pty Ltd | Parietex Progrip Composite Mesh | Pre-cut, slit mesh with self gripping overlapping flap - right or left knitted (monofilament polyester with polylactic acid monofilament resorbable pins on one of the sides) | Rectangular 30x15cm | 157201 | August 2016 |  | New Listing | New Listing | 42583
03 - General Miscellaneous | 03.08 - CLOSURE DEVICES | 03.08.06 - Composite Mesh | 03.08.06.03 - 401-600cm² | Coated | AS244 | 1070 |  | Covidien Pty Ltd | Parietex Composite | Dual sided polyester meshes with a resorbable adhesion-prevention hydrophilic film | 25 cm, 30 cm | 214997, 214998 | August 2016 |  | Compressed from AS145, AS146, AS150 | Compressed from AS145, AS146, AS150 | 42583
03 - General Miscellaneous | 03.08 - CLOSURE DEVICES | 03.08.06 - Composite Mesh | 03.08.06.03 - 401-600cm² | Coated | LH554 | 1070 |  | Lifehealthcare Pty Ltd | Dipromed ClearMesh Composite | Transparent composite mesh | Oval: 20x30cm | 267206 | August 2016 |  | New Listing | New Listing | 42583
03 - General Miscellaneous | 03.08 - CLOSURE DEVICES | 03.08.06 - Composite Mesh | 03.08.06.03 - 401-600cm² | Coated | MN194 | 1070 |  | Johnson & Johnson Medical Pty Ltd | PHYSIOMESH Open | Flexible Composite Mesh | 401-600cm² | 274361 | August 2016 |  | New Listing | New Listing | 42583
03 - General Miscellaneous | 03.08 - CLOSURE DEVICES | 03.08.06 - Composite Mesh | 03.08.06.03 - 401-600cm² | Coated, Contoured | AS216 | 1070 |  | Covidien Pty Ltd | Symbotex Composite Mesh | Non-absorbable three-dimensional polyester mesh provides long term reinforcement of soft tissues. (On the opposite side, the absorbable hydrophilic film minimizes tissue attachment to the mesh in case of direct contact with the viscera.) | Rectangular 30x20 cm, Rectangular 25x20 cm | 270735 | August 2016 |  | New Listing | New Listing | 42583
03 - General Miscellaneous | 03.08 - CLOSURE DEVICES | 03.08.06 - Composite Mesh | 03.08.06.03 - 401-600cm² | Coated, Contoured | AS223 | 1070 |  | Covidien Pty Ltd | Symbotex Skirted Composite Mesh | Non-absorbable three-dimensional polyester skirted composite mesh. On the opposite side, the absorbable hydrophilic film minimizes tissue attachment to the mesh in case of direct contact with the viscera. A flap attached to the reinforcement helps place and fix the mesh. | 30x20 cm Rectangle 25x20 cm Rectangle | 270736 | August 2016 |  | New Listing | New Listing | 42583
03 - General Miscellaneous | 03.08 - CLOSURE DEVICES | 03.08.06 - Composite Mesh | 03.08.06.03 - 401-600cm² | Coated, Contoured | AS233 | 1070 |  | Covidien Pty Ltd | Symbotex Composite Mesh with pre placed suture | Non-absorbable three-dimensional polyester composite mesh with pre placed sutures. (Non absorbable pre-placed sutures are tied to the mesh. A died marking is positioned on the center of the textile and helps center and orient the mesh.) | Rectangular 30x20 cm, Rectangular 25x20 cm | 270737 | August 2016 |  | New Listing | New Listing | 42583
03 - General Miscellaneous | 03.08 - CLOSURE DEVICES | 03.08.06 - Composite Mesh | 03.08.06.04 - 601cm²-1000cm² | Coated | AS230 | 1122 |  | Covidien Pty Ltd | Symbotex Composite Mesh | Non-absorbable three-dimensional polyester composite mesh. (On the opposite side, the absorbable hydrophilic film minimizes tissue attachment to the mesh in case of direct contact with the viscera.) | Elliptical 40x24cm, 34x20cm | 270735 | August 2016 |  | New Listing | New Listing | 42583
03 - General Miscellaneous | 03.08 - CLOSURE DEVICES | 03.08.06 - Composite Mesh | 03.08.06.04 - 601cm²-1000cm² | Coated | AS237 | 1122 |  | Covidien Pty Ltd | Symbotex Composite Mesh with pre placed suture | Non-absorbable three-dimensional polyester composite mesh with pre placed sutures. (Non absorbable pre-placed sutures are tied to the mesh. A died marking is positioned on the center of the textile and helps center and orient the mesh.) | Elliptical 40x24cm, Elliptical 34x20 cm | 270737 | August 2016 |  | New Listing | New Listing | 42583
03 - General Miscellaneous | 03.08 - CLOSURE DEVICES | 03.08.06 - Composite Mesh | 03.08.06.04 - 601cm²-1000cm² | Coated | LH555 | 1122 |  | Lifehealthcare Pty Ltd | Dipromed ClearMesh Composite | Transparent composite mesh | Oval: (26 - 30)cm x 34cm | 267206 | August 2016 |  | New Listing | New Listing | 42583
03 - General Miscellaneous | 03.08 - CLOSURE DEVICES | 03.08.06 - Composite Mesh | 03.08.06.04 - 601cm²-1000cm² | Coated | MN195 | 1122 |  | Johnson & Johnson Medical Pty Ltd | PHYSIOMESH Open | Flexible Composite Mesh | 601cm²-1000cm² | 274361 | August 2016 |  | New Listing | New Listing | 42583
03 - General Miscellaneous | 03.08 - CLOSURE DEVICES | 03.08.06 - Composite Mesh | 03.08.06.05 - >1000cm² | Coated | AS226 | 3200 |  | Covidien Pty Ltd | Symbotex Composite Mesh with pre placed suture | Non-absorbable three-dimensional polyester composite mesh with pre placed sutures. (Non absorbable pre-placed sutures are tied to the mesh. A died marking is positioned on the center of the textile and helps center and orient the mesh.) | Rectangular 42x32 cm, Rectangular 37x28 cm | 270737 | August 2016 |  | New Listing | New Listing | 42583
03 - General Miscellaneous | 03.08 - CLOSURE DEVICES | 03.08.06 - Composite Mesh | 03.08.06.05 - >1000cm² | Coated | AS231 | 3200 |  | Covidien Pty Ltd | Symbotex Composite Mesh | Non-absorbable three-dimensional polyester composite mesh. On the opposite side, the absorbable hydrophilic film minimizes tissue attachment to the mesh in case of direct contact with the viscera. | Rectangular 42x32cm, Rectangular 37x28cm | 270735 | August 2016 |  | New Listing | New Listing | 42583
03 - General Miscellaneous | 03.08 - CLOSURE DEVICES | 03.08.06 - Composite Mesh | 03.08.06.05 - >1000cm² | Coated | LH556 | 3200 |  | Lifehealthcare Pty Ltd | Dipromed ClearMesh Composite | Transparent composite mesh | 30x40cm | 267206 | August 2016 |  | New Listing | New Listing | 42583
03 - General Miscellaneous | 03.08 - CLOSURE DEVICES | 03.08.07 - Complete Biomaterial Mesh | 03.08.07.01 - ≤200cm² | Coated | WC336 | 786 |  | WILLIAM A. COOK AUSTRALIA PTY. LTD. | Biodesign ENT Surgical Reinforcement Graft | Surgical reinforcement graft that is intended for implantation to reinforce soft tissue in the head and neck. | 2 x 3cm 4 x 7cm 7 x 10cm 7 x 20cm | 272709 | August 2016 |  | New Listing | New Listing | 42583
03 - General Miscellaneous | 03.08 - CLOSURE DEVICES | 03.08.10 - Anastomosis Clip |  |  | ER283 | 450 |  | Emergo Asia Pacific Pty Ltd | AnastoClip GC | AnastoClip GC | Medium Large Extra Large | 278601 | August 2016 |  | New Listing | New Listing | 42583
04 - Neurosurgical | 04.02 - DURA DEFECT REPAIR | 04.02.01 - Repair, Graft, Small (≤10cm²) |  | Biological | BB356 | 360 |  | B Braun Australia Pty Ltd | Lyoplant Onlay | Biological Onlay & Suturable Dura Substitute | 2.5 x 2.5cm | 264832 | August 2016 |  | New Listing | New Listing | 42583
04 - Neurosurgical | 04.02 - DURA DEFECT REPAIR | 04.02.02 - Repair, Graft, Medium (>10 to 50cm²) |  | Biological | BB357 | 545 |  | B Braun Australia Pty Ltd | Lyoplant Onlay | Biological Onlay & Suturable Dura Substitute | 5 x 5cm and 2.5 x 7.5cm | 264832 | August 2016 |  | New Listing | New Listing | 42583
04 - Neurosurgical | 04.02 - DURA DEFECT REPAIR | 04.02.03 - Repair, Graft, Large (>50 to 100cm²) |  | Biological | BB358 | 1120 |  | B Braun Australia Pty Ltd | Lyoplant Onlay | Biological Onlay & Suturable Dura Substitute | 7.5 x 7.5cm | 264832 | August 2016 |  | New Listing | New Listing | 42583
04 - Neurosurgical | 04.02 - DURA DEFECT REPAIR | 04.02.04 - Repair, Graft, Extra Large (>100cm²) |  | Biological | BB359 | 1890 |  | B Braun Australia Pty Ltd | Lyoplant Onlay | Biological Onlay & Suturable Dura Substitute | 10 x 12.5cm | 264832 | August 2016 |  | New Listing | New Listing | 42583
04 - Neurosurgical | 04.04 - DEEP BRAIN STIMULATION (DBS) | 04.04.01 - Implantable Pulse Generator | 04.04.01.01 - Primary Cell Pulse Generator (non-rechargeable) | Dual Channel | SJ376 | 15060 |  | St Jude Medical Australia Pty Ltd | Infinity IPG | Implantable Pulse Generator | 55mm, 68mm | 278846, 278847, 278849, 278850 | August 2016 |  | New Listing | New Listing | 42583
04 - Neurosurgical | 04.04 - DEEP BRAIN STIMULATION (DBS) | 04.04.03 - Leads | 04.04.03.01 - Permanent Lead |  | SJ377 | 4150 |  | St Jude Medical Australia Pty Ltd | Infinity Lead | Lead with 4 electrodes | 30-90cm | 278555 | August 2016 |  | New Listing | New Listing | 42583
04 - Neurosurgical | 04.04 - DEEP BRAIN STIMULATION (DBS) | 04.04.03 - Leads | 04.04.03.01 - Permanent Lead |  | SJ378 | 4150 |  | St Jude Medical Australia Pty Ltd | Infinity directional lead | Lead with 8 electrode segmented contacts. Steerable and directional current. | 30-90cm | 279015, 279016 | August 2016 |  | New Listing | New Listing | 42583
04 - Neurosurgical | 04.05 - NEUROSTIMULATION THERAPIES FOR PAIN MANAGEMENT | 04.05.01 - Pulse Generators | 04.05.01.01 - Primary Cell Pulse Generator (non-rechargeable) | Multi waveforms | SJ379 | 24000 |  | St Jude Medical Australia Pty Ltd | Proclaim IPG | Implantable pulse generator | 55mm, 68mm | 279017 | August 2016 |  | New Listing | New Listing | 42583
04 - Neurosurgical | 04.05 - NEUROSTIMULATION THERAPIES FOR PAIN MANAGEMENT | 04.05.01 - Pulse Generators | 04.05.01.02 - Rechargeable Pulse Generator | Multi waveform, Recharge protection | SJ374 | 26000 |  | St Jude Medical Australia Pty Ltd | Prodigy IPG | Implantable Pulse Generator | 26g | 230721 | August 2016 |  | New Listing | New Listing | 42583
04 - Neurosurgical | 04.05 - NEUROSTIMULATION THERAPIES FOR PAIN MANAGEMENT | 04.05.03 - Leads | 04.05.03.01 - Permanent Lead | >8 and <32 electrodes, Bifurcated proximal tail | BS312 | 9000 |  | Boston Scientific Australia Pty Ltd | Infinion CX Lead | 1 x 16 lead with two 8 contact tails | 50 - 70cm | 275241 | August 2016 |  | New Listing | New Listing | 42583
04 - Neurosurgical | 04.07 - NEUROSTIMULATION THERAPIES FOR SEIZURE CONTROL | 04.07.01 - Vagal nerve stimulators | 04.07.01.01 - Implantable pulse generator |  | SA174 | 12670 |  | Livanova Australia Pty Limited | VNS Therapy Pulse/Pulse Duo | Model 102/102R Generator | One size only | 130202, 130203, 131044, 131045, 131046, 131047, 168817, 169837, 192080, 192081 | August 2016 |  | Transferred from RA001 | Transferred from RA001 | 42583
04 - Neurosurgical | 04.07 - NEUROSTIMULATION THERAPIES FOR SEIZURE CONTROL | 04.07.01 - Vagal nerve stimulators | 04.07.01.02 - Lead |  | SA175 | 3400 |  | Livanova Australia Pty Limited | VNS Therapy Lead | Model 302 | One size only | 131047 | August 2016 |  | Transferred from RA002 | Transferred from RA002 | 42583
04 - Neurosurgical | 04.08 - NEURO INTERVENTION | 04.08.01 - Stent |  |  | HW567 | 7500 |  | Stryker Australia Pty Ltd | Neuroform ATLAS Stent System | The Neuroform Atlas (Atlas) Stent System is intended to be used for stent assisted embolization for intracranial aneurysm therapy. The purpose of the stent is to retain the occlusive devices within the aneurysm. Occlusive devices can be delivered prior to stent placement or after stent placement. The Atlas Stent System consists of a self-expanding, sterile, nitinol stent preloaded over a delivery wire inside an introducer sheath. The sheath and delivery wire are used to transfer the stent into a 0.0165 to 0.017 inch internal diameter microcatheter. After transferring the stent, the sheath is removed from the proximal end of the delivery wire. The delivery wire is then used to advance the stent to the distal end of the microcatheter. The microcatheter and stent system are repositioned as a unit to ensure the stent is located across the aneurysm. The stent is deployed by stabilizing the delivery wire and withdrawing the microcatheter. The Neuroform Atlas stent cannot be repositioned or captured once deployed. | Stent Diameter (mm): 3.0, 4.0, 4.5 Stent Length (mm): 15, 21, 24, 30 | 278675 | August 2016 |  | New Listing | New Listing | 42583
05 - Urogenital | 05.01 - Incontinence Prostheses | 05.01.03 - Sling | 05.01.03.02 - Female |  | CT021 | 865 |  | Coloplast Pty Ltd | Supris Retropubic Sling | Supris Retropubic Sling System for female urinary incontinence | One size | 160738 | August 2016 |  | New Listing | New Listing | 42583
05 - Urogenital | 05.02 - Ureteric Stents | 05.02.01 - Fixed length | 05.02.01.01 - Polyurethane |  | CT024 | 140 |  | Coloplast Pty Ltd | PU-R Double Loop Ureteral Stents | Double Loop Ureteral Stents in Rigid Polyurethane, with pusher. With or without guidewire depending on the model. | Various in 4.8, 6, 7, 8Fr. Various in 24, 26, 28, 30cm lengths. Various in O/O or O/C. Various with or without guidewire. With either streerable or simple pusher | 142907 | August 2016 |  | New Listing | New Listing | 42583
05 - Urogenital | 05.02 - Ureteric Stents | 05.02.01 - Fixed length | 05.02.01.01 - Polyurethane |  | CT034 | 140 |  | Coloplast Pty Ltd | PU-S Double Loop Ureteral Stents | Double Loop Ureteral Stents in Soft Polyurethane, with pusher and guidewire. | Various in 6 and 7Fr. Various in 24, 26, 28 cm lengths. Various in O/O or O/C. With either Steerable or simple pusher. | 142907 | August 2016 |  | New Listing | New Listing | 42583
05 - Urogenital | 05.02 - Ureteric Stents | 05.02.01 - Fixed length | 05.02.01.02 - Other synthetic |  | CT026 | 198 |  | Coloplast Pty Ltd | Biosoft Duo Double Loop Ureteral Stents | Biosoft Duo double loop ureteral stents supplied with simple or steerable pusher, with or without guidewire and with or without flush catheter depending on the model. Duration of Implantation: 12 months | 6 - 9 Fr 20 - 30 cm Either O/O or O/C | 142925, 224254 | August 2016 |  | New Listing | New Listing | 42583
05 - Urogenital | 05.02 - Ureteric Stents | 05.02.01 - Fixed length | 05.02.01.02 - Other synthetic |  | CT027 | 198 |  | Coloplast Pty Ltd | Vortek Single Loop Ureteral Stents | Vortek Single Loop Ureteral Stents for drainage and urine collection | 6, 7, 8 Fr 90cm length | 142924, 224254 | August 2016 |  | New Listing | New Listing | 42583
05 - Urogenital | 05.02 - Ureteric Stents | 05.02.01 - Fixed length | 05.02.01.02 - Other synthetic |  | CT029 | 198 |  | Coloplast Pty Ltd | Vortek Double Loop Ureteral Stents | Vortek Double Loop Ureteral Stents have a double layered structure which make them easy to insert over guidewire, the stiffness of each size has been adapted in order to keep the mechanical properties. | 4.8, 6, 7 & 8 Fr with steerable or simple pusher with or without guidewire O/O or O/C | 142924, 224254 | August 2016 |  | New Listing | New Listing | 42583
05 - Urogenital | 05.02 - Ureteric Stents | 05.02.01 - Fixed length | 05.02.01.02 - Other synthetic |  | CT030 | 198 |  | Coloplast Pty Ltd | Biosoft Minute Stent | Biosoft minute double loop ureteral stent. Ready to use; the stent is in place over the guidewire and connected to the steerable pusher. Duration of implantation: 6 months. | 6 - 8 Fr 24 - 30 cm length | 142925, 224219 | August 2016 |  | New Listing | New Listing | 42583
05 - Urogenital | 05.02 - Ureteric Stents | 05.02.01 - Fixed length | 05.02.01.02 - Other synthetic |  | CT031 | 198 |  | Coloplast Pty Ltd | Vortek TUMOR STENT Double loop ureteral stent | Vortek Tumor Stent is reinforced with stiffness of material offering excellent resistance to compression. | 7-8Fr 26-30cm in length | 224254 | August 2016 |  | New Listing | New Listing | 42583
05 - Urogenital | 05.02 - Ureteric Stents | 05.02.01 - Fixed length | 05.02.01.02 - Other synthetic |  | CT032 | 198 |  | Coloplast Pty Ltd | Silicone Double Loop Ureteral Stent | Silicone Double Loop Ureteral Stent with guidewire and pusher | 6 - 8Fr 16cm - 30cm | 142923 | August 2016 |  | New Listing | New Listing | 42583
05 - Urogenital | 05.02 - Ureteric Stents | 05.02.01 - Fixed length | 05.02.01.02 - Other synthetic |  | CT035 | 198 |  | Coloplast Pty Ltd | Vortek Hydro-Coated Double Loop Ureteral Stents | Vortek Hydro-Coated Double Loop Ureteral Stents with simple or steerable pusher and with or without guidewire | 4.8 - 7Fr 22 - 30cm lengths | 224254 | August 2016 |  | New Listing | New Listing | 42583
05 - Urogenital | 05.02 - Ureteric Stents | 05.02.01 - Fixed length | 05.02.01.02 - Other synthetic | SP | CT025 | 234 |  | Coloplast Pty Ltd | Stenostent Double Loop Ureteral Stents | STENOSTENT® Double loop ureteral stent in silicone open/open, total reinforcement with connectable pusher and fixed core guidewire | 16 - 30cm | 142923 | August 2016 |  | New Listing | New Listing | 42583
05 - Urogenital | 05.02 - Ureteric Stents | 05.02.01 - Fixed length | 05.02.01.02 - Other synthetic | SP | CT028 | 234 |  | Coloplast Pty Ltd | Pyelostent Double Loop Ureteral Stent | Pyelostent, Silicone stent for long-term implantation (up to 12 months) | 26 - 30cm | 142923 | August 2016 |  | New Listing | New Listing | 42583
05 - Urogenital | 05.02 - Ureteric Stents | 05.02.02 - Multi-length | 05.02.02.02 - Other synthetic |  | CT023 | 198 |  | Coloplast Pty Ltd | Biosoft Duo Multi Length Hydro-Coated Ureteral Stents | Biosoft Duo Multi Length Hydro-Coated Stents for drainage of upper urinary tract. | 4.8, 6. 7 Fr | 142925 | August 2016 |  | New Listing | New Listing | 42583
05 - Urogenital | 05.04 - Reconstructive Material | 05.04.01 - Synthetic | 05.04.01.01 - <500 sq cm | ps | CT022 | 865 |  | Coloplast Pty Ltd | Restorelle Direct Fix Anterior | Restorelle Direct Fix A is designed specifically for anatomical fixation and restoration of pelvic organ prolapse by transvaginal approach | one size | 190172 | August 2016 |  | New Listing | New Listing | 42583
05 - Urogenital | 05.04 - Reconstructive Material | 05.04.01 - Synthetic | 05.04.01.01 - <500 sq cm | ps | CT033 | 865 |  | Coloplast Pty Ltd | Restorelle Direct Fix Posterior | Restorelle Direct Fix P is designed specifically for anatomical fixation and restoration of posterior pelvic organ prolapse by transvaginal approach | One size | 190172 | August 2016 |  | New Listing | New Listing | 42583
06 - Specialist Orthopaedic | 06.01 - ANKLE AND FOOT | 06.01.02 - Sinus Tarsi Implant | 06.01.02.01 - Metal |  | PB045 | 1390 |  | Australian Pacific Medical Pty Ltd | Subtalar Implant | Conical tapered titanium implant to treat flat foot and stabilise subtalar joint | 7 – 12mm | 223188 | August 2016 |  | New Listing | New Listing | 42583
06 - Specialist Orthopaedic | 06.02 - UPPER LIMB | 06.02.03 - Elbow | 06.02.03.01 - Distal humeral component/s |  | TO174 | 4618 |  | Tornier Pty Ltd | Latitude EV Humeral Stem | Cobalt-chromium humeral stem with Ti Plasma spray | Stem length: Standard, 150mm, 200mm | 200974 | August 2016 |  | New Listing | New Listing | 42583
06 - Specialist Orthopaedic | 06.02 - UPPER LIMB | 06.02.03 - Elbow | 06.02.03.04 - Proximal ulnar component |  | TO175 | 3577 |  | Tornier Pty Ltd | Latitude EV Ulnar Stem | Chromium cobalt ulnar stem with Ti Plasma spray | Stem length: Short, Standard, 70mm, 125mm, 150mm | 201352 | August 2016 |  | New Listing | New Listing | 42583
06 - Specialist Orthopaedic | 06.02 - UPPER LIMB | 06.02.04 - Shoulder - Humeral | 06.02.04.03 - Humeral component - uncemented |  | TO177 | 3500 |  | Tornier Pty Ltd | Simpliciti - Nucleus | Uncemented humeral component, titanium, coated with a sintered titanium CP Ti bead coating | 1,2,3 | 222657 | August 2016 |  | New Listing | New Listing | 42583
06 - Specialist Orthopaedic | 06.02 - UPPER LIMB | 06.02.04 - Shoulder - Humeral | 06.02.04.12 - Standard humeral head |  | TO176 | 1327 |  | Tornier Pty Ltd | Simpliciti - Humeral Head | Anatomic humeral head, centred, CoCr | 39 x 14, 41 x 15, 43 x 16, 46 x 17, 48 x 18, 50 x 16, 50 x 19, 52 x 19, 52 x 23 | 211853 | August 2016 |  | New Listing | New Listing | 42583
06 - Specialist Orthopaedic | 06.03 - SKELETAL RECONSTRUCTION | 06.03.01 - Intramedullary Nails | 06.03.01.07 - Arthrodesis ankle |  | PF019 | 4730 |  | Perios Pty Ltd | Tylos | Ankle arthrodesis nail for Tibial Talo Calcaneal fusion | 10 - 12mm diameter | 274577 | August 2016 |  | New Listing | New Listing | 42583
06 - Specialist Orthopaedic | 06.03 - SKELETAL RECONSTRUCTION | 06.03.01 - Intramedullary Nails | 06.03.01.07 - Arthrodesis ankle |  | PF022 | 4730 |  | Perios Pty Ltd | Calcanail | Subtalar fusion and fracture nail | 10-12mm Diameter, 45-85mm length | 274577 | August 2016 |  | New Listing | New Listing | 42583
06 - Specialist Orthopaedic | 06.03 - SKELETAL RECONSTRUCTION | 06.03.01 - Intramedullary Nails | 06.03.01.11 - Arthrodesis Other |  | C1013 | 577 |  | CAB MEDICAL PTY LTD | Lync intramedullary implant | Lync is a Titanium intramedullary implant | 3.5mm to 3.9mm Length, angled 0 degrees and 10 degrees | 235763 | August 2016 |  | Transferred from LI083 | Transferred from LI083 | 42583
06 - Specialist Orthopaedic | 06.03 - SKELETAL RECONSTRUCTION | 06.03.01 - Intramedullary Nails | 06.03.01.11 - Arthrodesis Other |  | LM300 | 577 |  | LMT Surgical Pty Ltd | HammerFix | Implant for interphalangeal joint fixation of lessor toe | Small, Medium, Large | 242003 | August 2016 |  | New Listing | New Listing | 42583
06 - Specialist Orthopaedic | 06.03 - SKELETAL RECONSTRUCTION | 06.03.02 - Intramedullary Nail Accessories | 06.03.02.02 - Reconstruction screw |  | PF021 | 234 |  | Perios Pty Ltd | Tylos | Tylos trans-calcaneal reconstruction pin | 0-35, 0-45, 0-55, 10-35, 10-45, 10-55, 20-35, 20-45, 20-55, 30-35, 30-45, 30-55, 40-35, 40-45, 40-55 | 274577 | August 2016 |  | New Listing | New Listing | 42583
06 - Specialist Orthopaedic | 06.03 - SKELETAL RECONSTRUCTION | 06.03.02 - Intramedullary Nail Accessories | 06.03.02.02 - Reconstruction screw | CN | PF023 | 278 |  | Perios Pty Ltd | Calcanail Screw | Cannulated Screw | 5mm diameter, 28 - 40mm length | 274577 | August 2016 |  | New Listing | New Listing | 42583
06 - Specialist Orthopaedic | 06.03 - SKELETAL RECONSTRUCTION | 06.03.02 - Intramedullary Nail Accessories | 06.03.02.03 - Set screw/Locking bolt |  | PF020 | 150 |  | Perios Pty Ltd | Tylos Screw | Cortical Screw for Tibio Talo Calcaneal fusion | 5mm x 25mm, 30mm, 35mm, 40mm, 45mm, 50mm, 55mm | 274577 | August 2016 |  | New Listing | New Listing | 42583
06 - Specialist Orthopaedic | 06.03 - SKELETAL RECONSTRUCTION | 06.03.03 - Plates | 06.03.03.02 - Standard (screw size ≥4.5mm)(including blade) ≥ 7 to ≤ 15 holes | COM, LK | ZI948 | 1380 |  | Zimmer Biomet Pty Ltd | Ankle Fix - Plate ≥ 7 to ≤ 15 holes | Ankle Fusion plate | Standard and Large | 140687 | August 2016 |  | Transferred from LM168 | Transferred from LM168 | 42583
06 - Specialist Orthopaedic | 06.03 - SKELETAL RECONSTRUCTION | 06.03.03 - Plates | 06.03.03.03 - Standard (screw size ≥4.5mm)(including blade) ≥ 16 holes | COM LK | ZI943 | 1450 |  | Zimmer Biomet Pty Ltd | Ankle Fix -Plate ≥ 16 holes | Ankle fusion plate | One size only | 140687 | August 2016 |  | Transferred from LM169 | Transferred from LM169 | 42583
06 - Specialist Orthopaedic | 06.03 - SKELETAL RECONSTRUCTION | 06.03.03 - Plates | 06.03.03.04 - Small (screw size 2.71mm – 4.49mm)(including blade) ≤ 6 holes | COM, LK | ZI945 | 895 |  | Zimmer Biomet Pty Ltd | Normed fracture fixation plates | Titanium locking foot plates | 4/6 hole and 3.5mm screws | 140687 | August 2016 |  | Transferred from LM128 | Transferred from LM128 | 42583
06 - Specialist Orthopaedic | 06.03 - SKELETAL RECONSTRUCTION | 06.03.03 - Plates | 06.03.03.04 - Small (screw size 2.71mm – 4.49mm)(including blade) ≤ 6 holes | Com, VAL | LM304 | 1225 |  | LMT Surgical Pty Ltd | OsteoMed FPS | Titanium locking footplates | 3.5mm and 4mm | 202319 | August 2016 |  | Expanded from LM272 | Expanded from LM272 | 42583
06 - Specialist Orthopaedic | 06.03 - SKELETAL RECONSTRUCTION | 06.03.03 - Plates | 06.03.03.05 - Small (screw size 2.71mm – 4.49mm)(including blade) ≥ 7 to ≤ 15 holes | COM, LK | ZI944 | 964 |  | Zimmer Biomet Pty Ltd | Normed fracture fixation plates | Titanium locking foot plates | 8/10/12 holes and 3.5mm screw | 140687 | August 2016 |  | Transferred from LM130 | Transferred from LM130 | 42583
06 - Specialist Orthopaedic | 06.03 - SKELETAL RECONSTRUCTION | 06.03.03 - Plates | 06.03.03.05 - Small (screw size 2.71mm – 4.49mm)(including blade) ≥ 7 to ≤ 15 holes | VAL | LM309 | 894 |  | LMT Surgical Pty Ltd | Osteomed FPS | Tubular Plates | 7 to 15 holes | 202319 | August 2016 |  | Expanded from LM273 | Expanded from LM273 | 42583
06 - Specialist Orthopaedic | 06.03 - SKELETAL RECONSTRUCTION | 06.03.03 - Plates | 06.03.03.06 - Small (screw size 2.71mm – 4.49mm)(including blade) ≥ 16 holes | COM, LK | ZI942 | 1471 |  | Zimmer Biomet Pty Ltd | Normed fracture fixation plates | Titanium locking foot plates | 16 hole | 140687 | August 2016 |  | Transferred from LM129 | Transferred from LM129 | 42583
06 - Specialist Orthopaedic | 06.03 - SKELETAL RECONSTRUCTION | 06.03.03 - Plates | 06.03.03.07 - Mini (screw size ≤2.7mm)(including blade) ≤ 6 holes | COM, LK | ZI946 | 1330 |  | Zimmer Biomet Pty Ltd | Normed fracture fixation plates | Titanium locking foot plates | 4/6 hole and 2.7mm screws | 140687 | August 2016 |  | Transferred from LM127 | Transferred from LM127 | 42583
06 - Specialist Orthopaedic | 06.03 - SKELETAL RECONSTRUCTION | 06.03.03 - Plates | 06.03.03.19 - Periarticular anatomic - Humerus ≤ 6 holes | VAL | ZI929 | 1730 |  | Zimmer Biomet Pty Ltd | Proximal Humerus Plating System | Proximal Humerus Plates | ≤ 6 holes | 209306 | August 2016 |  | New Listing | New Listing | 42583
06 - Specialist Orthopaedic | 06.03 - SKELETAL RECONSTRUCTION | 06.03.03 - Plates | 06.03.03.20 - Periarticular anatomic - Humerus ≥ 7 to ≤ 15 holes | VAL | ZI930 | 1730 |  | Zimmer Biomet Pty Ltd | Proximal Humerus Plating System | Proximal Humerus Plates | 7-15 holes | 209306 | August 2016 |  | New Listing | New Listing | 42583
06 - Specialist Orthopaedic | 06.03 - SKELETAL RECONSTRUCTION | 06.03.03 - Plates | 06.03.03.36 - Periarticular anatomic - Fibula ≥ 7 to ≤ 15 holes | VAL | LM308 | 1730 |  | LMT Surgical Pty Ltd | Osteomed FPS | Fibular Fracture Plates | 7 to 15 holes | 202319 | August 2016 |  | Expanded from LM273 | Expanded from LM273 | 42583
06 - Specialist Orthopaedic | 06.03 - SKELETAL RECONSTRUCTION | 06.03.03 - Plates | 06.03.03.38 - Periarticular anatomic - Tibia ≤ 6 holes | VAL | LM305 | 1819 |  | LMT Surgical Pty Ltd | Extremilock FPS | Ankle Plating System | 3.5mm and 4mm | 202319 | August 2016 |  | Expanded from LM272 | Expanded from LM272 | 42583
06 - Specialist Orthopaedic | 06.03 - SKELETAL RECONSTRUCTION | 06.03.03 - Plates | 06.03.03.39 - Periarticular anatomic - Tibia ≥ 7 to ≤ 15 holes | VAL | LM307 | 1574 |  | LMT Surgical Pty Ltd | Osteomed FPS | Anterior Lateral Plates | 7 to 15 holes | 202319 | August 2016 |  | Expanded from LM273 | Expanded from LM273 | 42583
06 - Specialist Orthopaedic | 06.03 - SKELETAL RECONSTRUCTION | 06.03.03 - Plates | 06.03.03.42 - Periarticular anatomic - Calcaneal ≥ 7 to ≤ 15 holes | VAL | LM306 | 1539 |  | LMT Surgical Pty Ltd | Osteomed FPS | Calcaneal Plates | 7 to 15 holes | 202319 | August 2016 |  | Expanded from LM273 | Expanded from LM273 | 42583
06 - Specialist Orthopaedic | 06.03 - SKELETAL RECONSTRUCTION | 06.03.03 - Plates | 06.03.03.44 - Periarticular anatomic - Foot | LK | C1014 | 730 |  | CAB MEDICAL PTY LTD | Airlock Bone plate System | Osteosynthesis bone plate system | Left and right thickness 1.3mm to 1.35 mm, Length from 16mm to 55mm | 235766 | August 2016 |  | Transferred from LI082 | Transferred from LI082 | 42583
06 - Specialist Orthopaedic | 06.03 - SKELETAL RECONSTRUCTION | 06.03.03 - Plates | 06.03.03.50 - Cable plate with 1 or more cables, ≤ 6 holes |  | ZI926 | 1034 |  | Zimmer Biomet Pty Ltd | Sternalock 360 | Sternal Closure System | Box Plate (4 Holes, 1 Integrated Cable) | 128458 | August 2016 |  | New Listing | New Listing | 42583
06 - Specialist Orthopaedic | 06.03 - SKELETAL RECONSTRUCTION | 06.03.03 - Plates | 06.03.03.51 - Cable plate with 1 or more cables, ≥ 7 holes to ≤ 15 holes |  | ZI927 | 1103 |  | Zimmer Biomet Pty Ltd | Sternalock 360 | Sternal Closure System | X-Plate 8 Holes, 1 Integrated Cable | 128458 | August 2016 |  | New Listing | New Listing | 42583
06 - Specialist Orthopaedic | 06.03 - SKELETAL RECONSTRUCTION | 06.03.04 - Screws | 06.03.04.01 - Standard ( ≥4.5mm) | CN | C1005 | 212 |  | CAB MEDICAL PTY LTD | Nexis osteosynthesis screws | Bone screw titanium alloy (headed) | Diameter 5-7 mm, Length 26-120mm | 235765 | August 2016 |  | Transferred from LI089 | Transferred from LI089 | 42583
06 - Specialist Orthopaedic | 06.03 - SKELETAL RECONSTRUCTION | 06.03.04 - Screws | 06.03.04.01 - Standard ( ≥4.5mm) | CN | PB044 | 212 |  | Australian Pacific Medical Pty Ltd | Cannulated Screws 6.5 & 7.3mm | Cannulated Screws | 6.5mm & 7.3mm | 223188 | August 2016 |  | New Listing | New Listing | 42583
06 - Specialist Orthopaedic | 06.03 - SKELETAL RECONSTRUCTION | 06.03.04 - Screws | 06.03.04.01 - Standard ( ≥4.5mm) | CN,DT | C1012 | 402 |  | CAB MEDICAL PTY LTD | Nexis osteosynthesis screws | Bone screw titanium alloy (compressive) | Diameter 5-7 mm, Length 26-120mm | 235765 | August 2016 |  | Transferred from LI087 | Transferred from LI087 | 42583
06 - Specialist Orthopaedic | 06.03 - SKELETAL RECONSTRUCTION | 06.03.04 - Screws | 06.03.04.01 - Standard ( ≥4.5mm) | CN,DT | DE481 | 402 |  | Device Technologies Australia Pty Ltd | Headless Compression Screw System | Headless Compression Screw for bone fixation | 6.5mm Diameter (30-120mm Diameter) | 227070 | August 2016 |  | New Listing | New Listing | 42583
06 - Specialist Orthopaedic | 06.03 - SKELETAL RECONSTRUCTION | 06.03.04 - Screws | 06.03.04.01 - Standard ( ≥4.5mm) | CN,LK | MN200 | 282 |  | Johnson & Johnson Medical Pty Ltd | Bristow-Latarjet Instability Shoulder Set - Screw | Cannulated locking screw | ≥4.5mm | 136374 | August 2016 |  | Expanded from MN040 | Expanded from MN040 | 42583
06 - Specialist Orthopaedic | 06.03 - SKELETAL RECONSTRUCTION | 06.03.04 - Screws | 06.03.04.02 - Small (2.71mm – 4.49mm) |  | C1007 | 91 |  | CAB MEDICAL PTY LTD | Airlock Bone screw | Bone Screws Titanium Alloy (non locking screws) | Diameter 3-3.5mm, Length 8-30mm | 235767 | August 2016 |  | Transferred from LI081 | Transferred from LI081 | 42583
06 - Specialist Orthopaedic | 06.03 - SKELETAL RECONSTRUCTION | 06.03.04 - Screws | 06.03.04.02 - Small (2.71mm – 4.49mm) |  | ZI932 | 91 |  | Zimmer Biomet Pty Ltd | Proximal Humerus Plating System | Non-locking screws | 3.5 mm | 209305, 210296 | August 2016 |  | New Listing | New Listing | 42583
06 - Specialist Orthopaedic | 06.03 - SKELETAL RECONSTRUCTION | 06.03.04 - Screws | 06.03.04.02 - Small (2.71mm – 4.49mm) |  | ZI940 | 91 |  | Zimmer Biomet Pty Ltd | Screws - Standard | Standard Screws | 10 - 70mm | 140687 | August 2016 |  | Transferred from LM170 | Transferred from LM170 | 42583
06 - Specialist Orthopaedic | 06.03 - SKELETAL RECONSTRUCTION | 06.03.04 - Screws | 06.03.04.02 - Small (2.71mm – 4.49mm) | CN | C1003 | 231 |  | CAB MEDICAL PTY LTD | Nexis osteosynthesis screws | Bone screw titanium alloy (headed) | Diameter 2.9-4mm, Length 10-60mm | 235765 | August 2016 |  | Transferred from LI088 | Transferred from LI088 | 42583
06 - Specialist Orthopaedic | 06.03 - SKELETAL RECONSTRUCTION | 06.03.04 - Screws | 06.03.04.02 - Small (2.71mm – 4.49mm) | CN | PB040 | 231 |  | Australian Pacific Medical Pty Ltd | Cannulated Screws 4mm | Cannulated 4mm | 4mm | 223188 | August 2016 |  | New Listing | New Listing | 42583
06 - Specialist Orthopaedic | 06.03 - SKELETAL RECONSTRUCTION | 06.03.04 - Screws | 06.03.04.02 - Small (2.71mm – 4.49mm) | CN,DT | C1009 | 421 |  | CAB MEDICAL PTY LTD | Nexis osteosynthesis screws | Bone screw titanium alloy (compressive) | Diameter 2.9-4 mm, Length 10-60mm | 235765 | August 2016 |  | Transferred from LI085 | Transferred from LI085 | 42583
06 - Specialist Orthopaedic | 06.03 - SKELETAL RECONSTRUCTION | 06.03.04 - Screws | 06.03.04.02 - Small (2.71mm – 4.49mm) | CN,DT | DE480 | 421 |  | Device Technologies Australia Pty Ltd | Headless Compression Screw System | Headless Compression Screw for bone fixation | 3mm Diameter ( 10-36mm Lengths) 4.3mm Diameter (14-80mm Lengths) | 227070 | August 2016 |  | New Listing | New Listing | 42583
06 - Specialist Orthopaedic | 06.03 - SKELETAL RECONSTRUCTION | 06.03.04 - Screws | 06.03.04.02 - Small (2.71mm – 4.49mm) | CN,DT | PB043 | 421 |  | Australian Pacific Medical Pty Ltd | Cannulated Screws 3mm | Cannulated Screws | 3mm | 223188 | August 2016 |  | New Listing | New Listing | 42583
06 - Specialist Orthopaedic | 06.03 - SKELETAL RECONSTRUCTION | 06.03.04 - Screws | 06.03.04.02 - Small (2.71mm – 4.49mm) | CN,DT | WR301 | 421 |  | Wright Medical Australia | Omnitech Evolution | Headless Compression Screw - Cannulated, Titanium, Self-tapping, Self-drilling | 2.9, 3.0, 3.5mm diameter 10-45mm length in 2mm increments | 151098 | August 2016 |  | New Listing | New Listing | 42583
06 - Specialist Orthopaedic | 06.03 - SKELETAL RECONSTRUCTION | 06.03.04 - Screws | 06.03.04.02 - Small (2.71mm – 4.49mm) | CN,LK | MN199 | 301 |  | Johnson & Johnson Medical Pty Ltd | Bristow-Latarjet Instability Shoulder Set - Screw | Cannulated Locking Screw | 2.71mm – 4.49mm | 136374 | August 2016 |  | Expanded from MN040 | Expanded from MN040 | 42583
06 - Specialist Orthopaedic | 06.03 - SKELETAL RECONSTRUCTION | 06.03.04 - Screws | 06.03.04.02 - Small (2.71mm – 4.49mm) | DT, CN | ER294 | 421 |  | Emergo Asia Pacific Pty Ltd | Orthomed Metallic Compression Screw | The compression screw is indicated for fixation of bone fragments for forefoot surgery. The compression screws are self-tapping cannulated screws, which present two types of thread diameter (one on the screw head and a body part of the screw). They are particularly intended to repair the 1st metatarsal in the foot. The pitch difference between the proximal and the distal part allows creating a compression are between the upper and lower bone fragment of 1st metatarsal improving the healing process. | 10 sizes Head diameter: 3.8mm Proximal diameter: 3mm Internal diameter: 1.10mm Different length from 10mm to 34mm by pitch of 2mm between each reference | 188564 | August 2016 |  | Transferred from RQ003 | Transferred from RQ003 | 42583
06 - Specialist Orthopaedic | 06.03 - SKELETAL RECONSTRUCTION | 06.03.04 - Screws | 06.03.04.02 - Small (2.71mm – 4.49mm) | LK | C1004 | 161 |  | CAB MEDICAL PTY LTD | Airlock Bone screw | Bone Screws Titanium Alloy (Locking screws) | Diameter 3-3.5mm, Length 8-30mm | 235767 | August 2016 |  | Transferred from LI080 | Transferred from LI080 | 42583
06 - Specialist Orthopaedic | 06.03 - SKELETAL RECONSTRUCTION | 06.03.04 - Screws | 06.03.04.02 - Small (2.71mm – 4.49mm) | LK | ZI931 | 161 |  | Zimmer Biomet Pty Ltd | Proximal Humerus Plating System | Locking pegs and screws | 3.2-4.0mm | 209305, 210296 | August 2016 |  | New Listing | New Listing | 42583
06 - Specialist Orthopaedic | 06.03 - SKELETAL RECONSTRUCTION | 06.03.04 - Screws | 06.03.04.02 - Small (2.71mm – 4.49mm) | LK | ZI941 | 161 |  | Zimmer Biomet Pty Ltd | Normed Foot screws | Titanium locking bone screws | 2.7-4.0mm | 140687 | August 2016 |  | Transferred from LM069 | Transferred from LM069 | 42583
06 - Specialist Orthopaedic | 06.03 - SKELETAL RECONSTRUCTION | 06.03.04 - Screws | 06.03.04.02 - Small (2.71mm – 4.49mm) | LK | ZI947 | 161 |  | Zimmer Biomet Pty Ltd | Screws -Locking | Locking Screw | 10 - 70mm | 140687 | August 2016 |  | Transferred from LM171 | Transferred from LM171 | 42583
06 - Specialist Orthopaedic | 06.03 - SKELETAL RECONSTRUCTION | 06.03.04 - Screws | 06.03.04.03 - Mini (2.01 – 2.7 mm) | Breakoff | ZI921 | 338 |  | Zimmer Biomet Pty Ltd | Twistoff Screws | Twistoff Screws | 2.7mm x 8mm-24mm | 210296 | August 2016 |  | New Listing | New Listing | 42583
06 - Specialist Orthopaedic | 06.03 - SKELETAL RECONSTRUCTION | 06.03.04 - Screws | 06.03.04.03 - Mini (2.01 – 2.7 mm) | CN | C1011 | 233 |  | CAB MEDICAL PTY LTD | Nexis osteosynthesis screws | Bone screw titanium alloy (headed) | Diameter 2.3mm, Length 10-30mm | 235765 | August 2016 |  | Transferred from LI086 | Transferred from LI086 | 42583
06 - Specialist Orthopaedic | 06.03 - SKELETAL RECONSTRUCTION | 06.03.04 - Screws | 06.03.04.03 - Mini (2.01 – 2.7 mm) | CN,DT | C1010 | 423 |  | CAB MEDICAL PTY LTD | Nexis osteosynthesis screws | Bone screw titanium alloy (compressive) | Diameter 2.3mm, Length 10-30mm | 235765 | August 2016 |  | Transferred from LI084 | Transferred from LI084 | 42583
06 - Specialist Orthopaedic | 06.03 - SKELETAL RECONSTRUCTION | 06.03.04 - Screws | 06.03.04.03 - Mini (2.01 – 2.7 mm) | CN,DT | DE479 | 423 |  | Device Technologies Australia Pty Ltd | Headless Compression Screw System | Headless Compression Screw for bone fixation | 2.5mm Diameter x (8-34mm Length) | 227070 | August 2016 |  | New Listing | New Listing | 42583
06 - Specialist Orthopaedic | 06.03 - SKELETAL RECONSTRUCTION | 06.03.04 - Screws | 06.03.04.03 - Mini (2.01 – 2.7 mm) | CN,DT | PB042 | 423 |  | Australian Pacific Medical Pty Ltd | Compression Screws | Headless Compression Screws | 2.4mm | 223188 | August 2016 |  | New Listing | New Listing | 42583
06 - Specialist Orthopaedic | 06.03 - SKELETAL RECONSTRUCTION | 06.03.04 - Screws | 06.03.04.03 - Mini (2.01 – 2.7 mm) | CN,DT | WR303 | 423 |  | Wright Medical Australia | Omnitech Evolution | Headless Compression Screw Cannulated, Titanium, Self-Tapping, Self-Drilling | 2.1, 2.5mm diameter 10-32mm length, in 2mm increments | 151098 | August 2016 |  | New Listing | New Listing | 42583
06 - Specialist Orthopaedic | 06.03 - SKELETAL RECONSTRUCTION | 06.03.04 - Screws | 06.03.04.04 - Micro (≤ 2.0mm) | Break Off | ER298 | 312 |  | Emergo Asia Pacific Pty Ltd | Orthomed Metallic Snap-off screw | The Snap-off screw is indicated for fixation of bone fragments. Snap off screws are breakable self tapping screws, which present a breakable cartridge necessary to the screw setting. They are particularly intended to repair the 2nd, 3rd, 4th and 5th metatarsal of the foot. | Thread diameter: 2mm/cortical thread Core diameter: 1mm Overall length: depending on reference Threaded length: depending on reference 2 opposite slots at the tip (self drilling and self tappering profile) 4 slots in the screw head for screwdriver grip | 191656 | August 2016 |  | Transferred from RQ001 | Transferred from RQ001 | 42583
06 - Specialist Orthopaedic | 06.03 - SKELETAL RECONSTRUCTION | 06.03.04 - Screws | 06.03.04.04 - Micro (≤ 2.0mm) | CN,DT | WR300 | 397 |  | Wright Medical Australia | Omnitech Evolution | Headless Compression Screw - Cannulated, Titanium, Sefl-tapping, Self-drilling | 1.7mm diameter 6-15mm length in 2mm increments | 151098 | August 2016 |  | New Listing | New Listing | 42583
06 - Specialist Orthopaedic | 06.03 - SKELETAL RECONSTRUCTION | 06.03.04 - Screws | 06.03.04.06 - Screw Washers |  | PB041 | 103 |  | Australian Pacific Medical Pty Ltd | Washers | Washers | Thickness 1- 5.5mm Width 7 - 13mm | 223188 | August 2016 |  | New Listing | New Listing | 42583
06 - Specialist Orthopaedic | 06.03 - SKELETAL RECONSTRUCTION | 06.03.05 - Surgical Accessories | 06.03.05.12 - Rib Osteosynthesis Plate |  | ZI928 | 1919 |  | Zimmer Biomet Pty Ltd | RibFix Blu | Rib Osteosynthesis Plates | 8-24 hole | 128458 | August 2016 |  | New Listing | New Listing | 42583
06 - Specialist Orthopaedic | 06.03 - SKELETAL RECONSTRUCTION | 06.03.06 - Staples | 06.03.06.01 - Staples |  | C1015 | 134 |  | CAB MEDICAL PTY LTD | Arcad osteosynthesis memory staples | Stainless steel static staples | 8 to 10 mm | 235764 | August 2016 |  | Transferred from LI091 | Transferred from LI091 | 42583
06 - Specialist Orthopaedic | 06.03 - SKELETAL RECONSTRUCTION | 06.03.06 - Staples | 06.03.06.01 - Staples |  | OH528 | 134 |  | Orthotech Pty Ltd | Dynafit System Staples | Foot Staples | 8-10mm | 221403 | August 2016 |  | Expanded from OH488 | Expanded from OH488 | 42583
06 - Specialist Orthopaedic | 06.03 - SKELETAL RECONSTRUCTION | 06.03.06 - Staples | 06.03.06.01 - Staples | MM | C1006 | 534 |  | CAB MEDICAL PTY LTD | Arcad osteosynthesis memory staples | Memory metal implants | 15 to 20mm | 235764 | August 2016 |  | Transferred from LI078 | Transferred from LI078 | 42583
06 - Specialist Orthopaedic | 06.03 - SKELETAL RECONSTRUCTION | 06.03.06 - Staples | 06.03.06.01 - Staples | MM | C1008 | 534 |  | CAB MEDICAL PTY LTD | Arcad osteosynthesis memory staples | Memory metal implants | 8 to 10mm | 235764 | August 2016 |  | Transferred from LI077 | Transferred from LI077 | 42583
06 - Specialist Orthopaedic | 06.03 - SKELETAL RECONSTRUCTION | 06.03.06 - Staples | 06.03.06.01 - Staples | MM | OH527 | 534 |  | Orthotech Pty Ltd | Dynafit System Staples | Nitinol Memory Staples | 8mm - 25mm | 221403 | August 2016 |  | Expanded from OH488 | Expanded from OH488 | 42583
06 - Specialist Orthopaedic | 06.03 - SKELETAL RECONSTRUCTION | 06.03.07 - Soft Tissue Fixation Devices | 06.03.07.01 - No suture (including arrows) |  | LM301 | 246 |  | LMT Surgical Pty Ltd | Sharc FT | Anchors without sutures. | 4mm | 262261 | August 2016 |  | New Listing | New Listing | 42583
06 - Specialist Orthopaedic | 06.03 - SKELETAL RECONSTRUCTION | 06.03.07 - Soft Tissue Fixation Devices | 06.03.07.01 - No suture (including arrows) |  | LM302 | 246 |  | LMT Surgical Pty Ltd | Elite SPK | PEEK Suture Anchor | 7,9mm | 262261 | August 2016 |  | New Listing | New Listing | 42583
06 - Specialist Orthopaedic | 06.03 - SKELETAL RECONSTRUCTION | 06.03.07 - Soft Tissue Fixation Devices | 06.03.07.01 - No suture (including arrows) |  | S1001 | 246 |  | STABLE ORTHOPAEDICS PTY LTD | 5.5mm Knotless Anchor | Soft-tissue anchor, non-bioabsorbable | 5.5mm | 274097 | August 2016 |  | New Listing | New Listing | 42583
06 - Specialist Orthopaedic | 06.03 - SKELETAL RECONSTRUCTION | 06.03.07 - Soft Tissue Fixation Devices | 06.03.07.02 - Suture, Small anchors (≤2.3mm) |  | DE483 | 310 |  | Device Technologies Australia Pty Ltd | FiberTak Suture Anchor | Suture anchor with 2 x #2 FibreWire CL or 1.3mm SutureTape | 1.3mm | 126657 | August 2016 |  | New Listing | New Listing | 42583
06 - Specialist Orthopaedic | 06.03 - SKELETAL RECONSTRUCTION | 06.03.07 - Soft Tissue Fixation Devices | 06.03.07.03 - Suture, Medium anchors (2.4 – 3.9mm) |  | HW570 | 465 |  | Stryker Australia Pty Ltd | CinchLock SS Flex Knotless Anchor | CinchLock SS Flex Knotless Anchor for soft tissue fixation | 3mm | 229717 | August 2016 |  | New Listing | New Listing | 42583
06 - Specialist Orthopaedic | 06.03 - SKELETAL RECONSTRUCTION | 06.03.07 - Soft Tissue Fixation Devices | 06.03.07.03 - Suture, Medium anchors (2.4 – 3.9mm) |  | S1003 | 465 |  | STABLE ORTHOPAEDICS PTY LTD | 2.9mm RōG Anchor with 1 x #2 suture | Soft-tissue anchor, non-bioabsorbable | 2.9mm | 274097 | August 2016 |  | New Listing | New Listing | 42583
06 - Specialist Orthopaedic | 06.03 - SKELETAL RECONSTRUCTION | 06.03.07 - Soft Tissue Fixation Devices | 06.03.07.03 - Suture, Medium anchors (2.4 – 3.9mm) |  | SV056 | 465 |  | Signature Spine and Joint Pty Ltd | Draw Tight Suture Anchors | Suture Anchor | 3.2mm | 177866 | August 2016 |  | New Listing | New Listing | 42583
06 - Specialist Orthopaedic | 06.03 - SKELETAL RECONSTRUCTION | 06.03.07 - Soft Tissue Fixation Devices | 06.03.07.03 - Suture, Medium anchors (2.4 – 3.9mm) |  | SV057 | 465 |  | Signature Spine and Joint Pty Ltd | Knotless PEEK CF Suture Anchors | Suture Anchor, PEEK CF | 2.8mm 3.5mm | 177866 | August 2016 |  | New Listing | New Listing | 42583
06 - Specialist Orthopaedic | 06.03 - SKELETAL RECONSTRUCTION | 06.03.07 - Soft Tissue Fixation Devices | 06.03.07.03 - Suture, Medium anchors (2.4 – 3.9mm) |  | WR302 | 465 |  | Wright Medical Australia | GRAVITY | Titanium Suture Anchor System | 2.7mm - 3.5mm | 175633 | August 2016 |  | New Listing | New Listing | 42583
06 - Specialist Orthopaedic | 06.03 - SKELETAL RECONSTRUCTION | 06.03.07 - Soft Tissue Fixation Devices | 06.03.07.03 - Suture, Medium anchors (2.4 – 3.9mm) | AB | DE475 | 527 |  | Device Technologies Australia Pty Ltd | Biocomposite Swivelock Anchor | Knotless Suture Anchor | 3.5mm | 164046 | August 2016 |  | New Listing | New Listing | 42583
06 - Specialist Orthopaedic | 06.03 - SKELETAL RECONSTRUCTION | 06.03.07 - Soft Tissue Fixation Devices | 06.03.07.03 - Suture, Medium anchors (2.4 – 3.9mm) | AB | SF129 | 527 |  | Signature Orthopaedics | FAA Anchor | These are PLA/TCP absorbable anchor with suture for repair and reattachment of the labrum in shoulder and hip arthroscopy. | 2.4mm, 3.0mm | 193153 | August 2016 |  | New Listing | New Listing | 42583
06 - Specialist Orthopaedic | 06.03 - SKELETAL RECONSTRUCTION | 06.03.07 - Soft Tissue Fixation Devices | 06.03.07.04 - Suture, Large anchors (≥4mm) |  | BH368 | 465 |  | Zimmer Biomet Pty Ltd | SnapShot Fixation System | SnapShot Fixation System | 8.5mm | 117747 | August 2016 |  | New Listing | New Listing | 42583
06 - Specialist Orthopaedic | 06.03 - SKELETAL RECONSTRUCTION | 06.03.07 - Soft Tissue Fixation Devices | 06.03.07.04 - Suture, Large anchors (≥4mm) |  | DE474 | 465 |  | Device Technologies Australia Pty Ltd | Achilles Speedbridge Convenience Pack | Disposable convenience pack for Achilles Insertional Tendonopathy | one size | 126657 | August 2016 |  | New Listing | New Listing | 42583
06 - Specialist Orthopaedic | 06.03 - SKELETAL RECONSTRUCTION | 06.03.07 - Soft Tissue Fixation Devices | 06.03.07.04 - Suture, Large anchors (≥4mm) |  | LM299 | 465 |  | LMT Surgical Pty Ltd | Elite SPK | PEEK Suture Anchor with sutures. | 7,9mm | 262261, 272635 | August 2016 |  | New Listing | New Listing | 42583
06 - Specialist Orthopaedic | 06.03 - SKELETAL RECONSTRUCTION | 06.03.07 - Soft Tissue Fixation Devices | 06.03.07.04 - Suture, Large anchors (≥4mm) |  | LM303 | 465 |  | LMT Surgical Pty Ltd | Sharc FT | Anchors with sutures. | Sharc FT is 4mm | 262261, 272635 | August 2016 |  | New Listing | New Listing | 42583
06 - Specialist Orthopaedic | 06.03 - SKELETAL RECONSTRUCTION | 06.03.07 - Soft Tissue Fixation Devices | 06.03.07.04 - Suture, Large anchors (≥4mm) |  | S1002 | 465 |  | STABLE ORTHOPAEDICS PTY LTD | 5.5mm Anchor with 2 x #2 suture | Soft-tissue anchor, non-bioabsorbable | 5.5mm | 274097 | August 2016 |  | New Listing | New Listing | 42583
06 - Specialist Orthopaedic | 06.03 - SKELETAL RECONSTRUCTION | 06.03.07 - Soft Tissue Fixation Devices | 06.03.07.04 - Suture, Large anchors (≥4mm) |  | SF130 | 465 |  | Signature Orthopaedics | PEEKay knotless Anchor | These are PEEK OPTIMA knotless anchors for repair and reattachment of soft tissue in the shoulder. | 4.5mm, 5.5mm and 6.5mm | 193153 | August 2016 |  | New Listing | New Listing | 42583
06 - Specialist Orthopaedic | 06.03 - SKELETAL RECONSTRUCTION | 06.03.07 - Soft Tissue Fixation Devices | 06.03.07.04 - Suture, Large anchors (≥4mm) |  | SV058 | 465 |  | Signature Spine and Joint Pty Ltd | Knotless PEEK CF Suture Anchors | Suture Anchor, PEEK CF | 4.5mm 5.5mm | 177866 | August 2016 |  | New Listing | New Listing | 42583
06 - Specialist Orthopaedic | 06.03 - SKELETAL RECONSTRUCTION | 06.03.07 - Soft Tissue Fixation Devices | 06.03.07.04 - Suture, Large anchors (≥4mm) |  | WR299 | 465 |  | Wright Medical Australia | GRAVITY | Titanium Suture Anchor System | 5.5mm | 175633 | August 2016 |  | New Listing | New Listing | 42583
06 - Specialist Orthopaedic | 06.03 - SKELETAL RECONSTRUCTION | 06.03.07 - Soft Tissue Fixation Devices | 06.03.07.06 - Button |  | SL071 | 394 |  | Smith & Nephew Pty Ltd | Ultrabutton Adjustable Fixation Device | Soft tissue to bone fixation for ACL/PCL repair and reconstruction | One size only | 271876 | August 2016 |  | New Listing | New Listing | 42583
06 - Specialist Orthopaedic | 06.03 - SKELETAL RECONSTRUCTION | 06.03.07 - Soft Tissue Fixation Devices | 06.03.07.07 - Interference Screw (± sleeve) |  | ER299 | 190 |  | Emergo Asia Pacific Pty Ltd | Orthomed Interference Screw Bone to Bone | The screws are intended to set an autogenous transplant (hamstring tendons or patellar tendons) in femur and tibia during an Anterior Cruciate | 9 sizes: Diameter: 7, 8 & 9mm Lengths: 18, 23 & 28mm | 188564 | August 2016 |  | Transferred from RQ007 | Transferred from RQ007 | 42583
06 - Specialist Orthopaedic | 06.03 - SKELETAL RECONSTRUCTION | 06.03.07 - Soft Tissue Fixation Devices | 06.03.07.07 - Interference Screw (± sleeve) |  | ER300 | 190 |  | Emergo Asia Pacific Pty Ltd | Orthomed Interference Screws with Atraumatic Thread | The screws are intended to fix an autogenous transplant (hamstring tendons) or a synthetic graft in the femur and tibia during an Anterior Cruciate Ligament (ACL) reconstruction. | 9 sizes Diameter: 7,8 and 9mm Length: 18, 23 and 28mm | 188564 | August 2016 |  | Transferred from RQ002 | Transferred from RQ002 | 42583
06 - Specialist Orthopaedic | 06.03 - SKELETAL RECONSTRUCTION | 06.03.07 - Soft Tissue Fixation Devices | 06.03.07.07 - Interference Screw (± sleeve) |  | ER303 | 190 |  | Emergo Asia Pacific Pty Ltd | Orthomed MISBIO Bioresorbable Interference Screws | The Orthomed Misbio Bioresorbable interference screws are intended to set an autogenous transplant (hamstring tendons or patellar tendon) in the femur and tibia during an Anterior Cruciate Ligament (ACL) reconstruction | Diameter 6-10mm, length 23mm Diameter 7-10mm, length 30mm Diameter 9-11mm, length 35mm Details: MISBIO 6.23: 6mm diameter, 23mm length MISBIO 7.23: 7mm diameter, 23mm length MISBIO 8.23: 8mm diameter, 23mm length MISBIO 9.23: 9mm diameter, 23mm length MISBIO 10.23: 10mm diameter, 23mm length MISBIO 7.30: 7mm diameter, 30mm length MISBIO 8.30: 8mm diameter, 30mm length MISBIO 9.30: 9mm diameter, 30mm length MISBIO 10.30: 10mm diameter, 30mm length MISBIO 9.35: 9 mm diameter, 35mm length MISBIO 10.35: 10mm diameter, 35mm length MISBIO 11.35: 11mm diameter, 35mm length | 187614 | August 2016 |  | Transferred from RQ006 | Transferred from RQ006 | 42583
06 - Specialist Orthopaedic | 06.03 - SKELETAL RECONSTRUCTION | 06.03.08 - Soft Tissue Substitute | 06.03.08.01 - Biological (human or animal tissue derived) |  | SL072 | 6339 |  | Smith & Nephew Pty Ltd | BST-CarGel | BST-CarGel is a chitosan-based liquid bioscaffold that is mixed with fresh autologous whole blood prior to implantation in a debrided cartilage lesion that has been surgically prepared with Bone Marrow Stimulation (Microfracture). | One Size Only. | 252732 | August 2016 |  | Duplicated from UH001 | Duplicated from UH001 | 42583
06 - Specialist Orthopaedic | 06.03 - SKELETAL RECONSTRUCTION | 06.03.08 - Soft Tissue Substitute | 06.03.08.02 - Non-biological |  | ER301 | 4439 |  | Emergo Asia Pacific Pty Ltd | LIGASTIC reinforcement ligament | The LIGASTIC reinforcement artificial ligament is to constitute a reinforcement or support during healing & repair of the Patellar tendon, achilles tendon, antero lateral laxity of ankle, medial collateral ligament and posterior cruciate ligament. There are different products for the reinforcement of the collateral ligaments, anterior cruciate ligament, achilles tendon, shoulder, patella tendon, popliteal tendon, ankle anterior-lateral laxity and acromial-clavicular dislocation. The product consists of warp-knitted fibres of PET. It is knitted in bands of 8, 15, 18, 22, 36 or 72 warp threads. The basic structure of LIGASTIC is always identical. However, the presentation varies depending on the actual joint affected. The ligaments presented are: - cylindrical string, with variable length & diameter. Diameter varies according to fiber content & required resistance. Both ends of the ligament are soft, formed as a reinforced loop, allowing an easy passage through the bone tunnels. These ends have a temporary function & are able to be cut off after the tunnel passage. - band, for reinforcement of a flat anatomical structure such as the medial collateral ligament in the knee - reinforcement ligament (uncoated LIGASTIC) - for support and healing of intra-articular or extra-articular natural ligaments | 7 sizes: LCA60NEF: 30 threads, length 300mm, diameter 6mm LT60:30 threads, length 290mm, width 6 or 8.8mm RTF22: 11 threads, length 360mm, width 8mm RTF18: 9 threads, length 360mm, width 7mm LCP88NE: 22 threads, length 550mm, width 5.5mm LLI30: 15 threads, length 350mm, width 22.5mm L30: 15 threads, length 360mm, diameter 4.5mm LT60: 30 threads, length 290mm, width 8.8mm | 188365 | August 2016 | That an Artificial Ligament should only be funded for intra-articular cases where no non-synthetic graft sources (allografts and autografts) are available. | Transferred from RQ070 | Transferred from RQ070 | 42583
06 - Specialist Orthopaedic | 06.03 - SKELETAL RECONSTRUCTION | 06.03.11 - External Fixateurs | 06.03.11.02 - Frame Complete - Monoplanar & Modular Frames | CDD | BK001 | 8950 |  | BKLT Advisory Pty Ltd | Ideal Med Ring Fixator | Non-invasive components of an external fixation system (llizarov) used to stabilize fractured bones and to assist in the promotion and treatment of bone healing or bone deformity. The system can be used for dynamic compression and bone lengthening. | Half Ring 80mm - 240mm SS, Ti, Composite 5/8 Ring 80mm - 200mm, SS, Ti, Composite Foot Ring 80mm - 180mm, Short and Long, Composite, AL Threaded Rod 40mm - 400mm, Slotted and Partial Slotted, SS, Ti Telescopic Rod 100mm - 400mm, SS, Ti Graduated Telescopic Rods 60mm - 250mm, AL, Ti Post Female 2 Hole - 4 Hole, SS, Ti Post Male 2 Hole - 4 Hole, SS, Ti Hinges Various, Male Female Standard and Low Profile, SS, Ti Short Con. Plate 2 Hole - 10 Hole SS, Ti Long Con. Plate 155mm - 335mm, SS, Ti, Composite Connection Plate Theaded End 5 Hole (135mm) - 11 Hole (255mm) Ti Connection Plate Theaded End 5 Hole (135mm) - 11 Hole (255mm) Twisted Plate 2 Hole, 3 Hole, 4 Hole, SS, Ti Curved Plate 3 Hole Bushing Threaded Socket 20mm - 60mm SS, Ti Connection Bolt 10mm - 30mm, SS, Ti M6 Nut (10mm ex dia) Nuts Various, SS, Ti Washers Various Wire Fixation Bolt - Various Single Pin Fixation Bolt Multiple Pin Fixation Clamp Wire Fixation Buckle Composite Wire Fix Buckle Pin Block 1 Hole - 5 Hole Block for Half Pin to be used with Sleeves Titanium 1 Hole - 5 Hole Pin Sleeve for Block 4mm, 5mm, 6mm Universal Joint Rotational & Translational Device Oblique Support Connection | 240358 | August 2016 |  | New Listing | New Listing | 42583
06 - Specialist Orthopaedic | 06.03 - SKELETAL RECONSTRUCTION | 06.03.11 - External Fixateurs | 06.03.11.20 - Simple fixture kit - Lower body (Uniplanar) |  | LH557 | 3600 |  | Lifehealthcare Pty Ltd | IOS Fixator Kit | Complete kit of fixator, 6x bone pins, 6 x set screws, 6 x collets, drill bit. | long, short | 266632 | August 2016 |  | New Listing | New Listing | 42583
06 - Specialist Orthopaedic | 06.03 - SKELETAL RECONSTRUCTION | 06.03.14 - Bone Cement | 06.03.14.01 - Cement only |  | HW579 | 174 |  | Stryker Australia Pty Ltd | Ava-Tex Radiopaque Bone Cement Kit | 13.8g Barium-Polymer Powder & 6ml Liquid Monomer (part No. BCPM003 | 12mL | 119643 | August 2016 |  | Transferred from ZQ001 | Transferred from ZQ001 | 42583
06 - Specialist Orthopaedic | 06.03 - SKELETAL RECONSTRUCTION | 06.03.14 - Bone Cement | 06.03.14.01 - Cement only |  | OH526 | 174 |  | Orthotech Pty Ltd | G21 Bone Cement | Bone Cement - std and low viscosity | 20-60g | 235604 | August 2016 |  | Expanded from OH505 | Expanded from OH505 | 42583
06 - Specialist Orthopaedic | 06.03 - SKELETAL RECONSTRUCTION | 06.03.14 - Bone Cement | 06.03.14.02 - Cement with Antibiotic |  | ER302 | 184 |  | Emergo Asia Pacific Pty Ltd | Cemex-genta bone cement | 1 mix Methylmethacrylate/ Polymethylmethacrylate with gentamiacin | 1 mix 40g powder and 13.3g liquid | 209860, 209861 | August 2016 |  | Transferred from ZI877 | Transferred from ZI877 | 42583
06 - Specialist Orthopaedic | 06.03 - SKELETAL RECONSTRUCTION | 06.03.14 - Bone Cement | 06.03.14.02 - Cement with Antibiotic |  | HW569 | 184 |  | Stryker Australia Pty Ltd | Simplex HV with Gentamicin | High viscosity bone cement with antibiotic (Gentamicin) | One unit contains: Powder Component 40.8g, Liquid Component 20ml | 276417 | August 2016 |  | New Listing | New Listing | 42583
06 - Specialist Orthopaedic | 06.03 - SKELETAL RECONSTRUCTION | 06.03.14 - Bone Cement | 06.03.14.02 - Cement with Antibiotic |  | OH530 | 184 |  | Orthotech Pty Ltd | G21 Bone Cement with Antibiotic | Bone Cement with Antibiotic | 20-60g | 235604 | August 2016 |  | Expanded from OH504 | Expanded from OH504 | 42583
06 - Specialist Orthopaedic | 06.03 - SKELETAL RECONSTRUCTION | 06.03.14 - Bone Cement | 06.03.14.03 - Cement with Complex Delivery System |  | HW577 | 500 |  | Stryker Australia Pty Ltd | AVAmax | Radiopaque bone cement system | 11G & 13G | 119643 | August 2016 |  | Transferred from ZQ003 | Transferred from ZQ003 | 42583
06 - Specialist Orthopaedic | 06.03 - SKELETAL RECONSTRUCTION | 06.03.14 - Bone Cement | 06.03.14.03 - Cement with Complex Delivery System |  | HW578 | 500 |  | Stryker Australia Pty Ltd | AVAmax Plus | Radiopaque bone cement system | 11G & 13G | 119643 | August 2016 |  | Transferred from ZQ002 | Transferred from ZQ002 | 42583
06 - Specialist Orthopaedic | 06.03 - SKELETAL RECONSTRUCTION | 06.03.14 - Bone Cement | 06.03.14.03 - Cement with Complex Delivery System |  | OH525 | 500 |  | Orthotech Pty Ltd | G21 Bone Cement + Delivery System | Bone Cement – low & std viscosity | 20-60g | 235604 | August 2016 |  | Expanded from OH505 | Expanded from OH505 | 42583
06 - Specialist Orthopaedic | 06.03 - SKELETAL RECONSTRUCTION | 06.03.14 - Bone Cement | 06.03.14.04 - Cement with Antibiotic and Complex Delivery System |  | ER304 | 500 |  | Emergo Asia Pacific Pty Ltd | Cemex® System Genta | Bone Cement with Gentamicin packaged in a complex delivery system | 40, 60, 70 and 80 grams | 201043, 209862 | August 2016 |  | Transferred from ZI873 | Transferred from ZI873 | 42583
06 - Specialist Orthopaedic | 06.03 - SKELETAL RECONSTRUCTION | 06.03.14 - Bone Cement | 06.03.14.04 - Cement with Antibiotic and Complex Delivery System |  | OH529 | 500 |  | Orthotech Pty Ltd | G21 Bone Cement with Antibiotic + Delivery System | Bone Cement with Antibiotic – low & std viscosity | 20-60g | 235604 | August 2016 |  | Expanded from OH504 | Expanded from OH504 | 42583
06 - Specialist Orthopaedic | 06.03 - SKELETAL RECONSTRUCTION | 06.03.14 - Bone Cement | 06.03.14.04 - Cement with Antibiotic and Complex Delivery System |  | ZI937 | 500 |  | Zimmer Biomet Pty Ltd | Optipac | Refobacin Plus, Prefilled Vaccum Mixing System, Gentamicin Sulphate, PMMA Cement | 40-80 gram | 168753 | August 2016 |  | Compressed from BH112, BH113 | Compressed from BH112, BH113 | 42583
06 - Specialist Orthopaedic | 06.03 - SKELETAL RECONSTRUCTION | 06.03.15 - Bone Graft Substitute | 06.03.15.01 - Ceramic, 0-5cc |  | DE476 | 760 |  | Device Technologies Australia Pty Ltd | Quickset | Injectable Macroporous Calcium Phospahte | 5cc | 267632 | August 2016 |  | New Listing | New Listing | 42583
06 - Specialist Orthopaedic | 06.03 - SKELETAL RECONSTRUCTION | 06.03.15 - Bone Graft Substitute | 06.03.15.01 - Ceramic, 0-5cc |  | LH559 | 760 |  | Lifehealthcare Pty Ltd | KGBone | Synthetic bone substitute, custom-fit for KAGE cervical interbody cage | 4mm-10mm | 141920 | August 2016 |  | Transferred from AJ010 | Transferred from AJ010 | 42583
06 - Specialist Orthopaedic | 06.03 - SKELETAL RECONSTRUCTION | 06.03.15 - Bone Graft Substitute | 06.03.15.01 - Ceramic, 0-5cc |  | LH560 | 760 |  | Lifehealthcare Pty Ltd | JectOS | Injectable synthetic bone graft substitute | 5cc | 141918 | August 2016 |  | Transferred from AJ007 | Transferred from AJ007 | 42583
06 - Specialist Orthopaedic | 06.03 - SKELETAL RECONSTRUCTION | 06.03.15 - Bone Graft Substitute | 06.03.15.01 - Ceramic, 0-5cc |  | LH561 | 760 |  | Lifehealthcare Pty Ltd | Kasios TCP | TCP Bone graft substitute Granules | 5cc | 141918 | August 2016 |  | Transferred from AJ005 | Transferred from AJ005 | 42583
06 - Specialist Orthopaedic | 06.03 - SKELETAL RECONSTRUCTION | 06.03.15 - Bone Graft Substitute | 06.03.15.01 - Ceramic, 0-5cc | AUG | LH562 | 1080 |  | Lifehealthcare Pty Ltd | i-FACTOR Putty Peptide Enhanced Bone Graft | P-15, ABM, Osteoinductive, Osteoconductive bone graft substitute | 0 - 5.0mL | 169831 | August 2016 |  | Transferred from AJ041 | Transferred from AJ041 | 42583
06 - Specialist Orthopaedic | 06.03 - SKELETAL RECONSTRUCTION | 06.03.15 - Bone Graft Substitute | 06.03.15.01 - Ceramic, 0-5cc | CDS | HW568 | 1250 |  | Stryker Australia Pty Ltd | Stryker DirectInject | DirectInject bone cement | 3cc 5cc | 278932 | August 2016 |  | New Listing | New Listing | 42583
06 - Specialist Orthopaedic | 06.03 - SKELETAL RECONSTRUCTION | 06.03.15 - Bone Graft Substitute | 06.03.15.02 - Ceramic, >5cc - 10cc |  | DE477 | 1200 |  | Device Technologies Australia Pty Ltd | Quickset | Injectable Macropourous Calcium Phosphate | 8cc | 267632 | August 2016 |  | New Listing | New Listing | 42583
06 - Specialist Orthopaedic | 06.03 - SKELETAL RECONSTRUCTION | 06.03.15 - Bone Graft Substitute | 06.03.15.02 - Ceramic, >5cc - 10cc |  | ER290 | 1200 |  | Emergo Asia Pacific Pty Ltd | Tecres CAL-CEMEX bone void filler | CAL-CEMEX bone void filler with optional mixing device | 10 grams | 219764, 223957 | August 2016 |  | New Listing | New Listing | 42583
06 - Specialist Orthopaedic | 06.03 - SKELETAL RECONSTRUCTION | 06.03.15 - Bone Graft Substitute | 06.03.15.02 - Ceramic, >5cc - 10cc |  | ER291 | 1200 |  | Emergo Asia Pacific Pty Ltd | Tecres CAL-CEMEX Bone Void Filler | CAL-CEMEX Bone Void Filler with delivery system | 10 gram | 219764, 220245, 223957 | August 2016 |  | New Listing | New Listing | 42583
06 - Specialist Orthopaedic | 06.03 - SKELETAL RECONSTRUCTION | 06.03.15 - Bone Graft Substitute | 06.03.15.02 - Ceramic, >5cc - 10cc |  | LH565 | 1200 |  | Lifehealthcare Pty Ltd | JectOS 10cc | Injectable synthetic bone graft substitute | 10cc | 141919 | August 2016 |  | Transferred from AJ008 | Transferred from AJ008 | 42583
06 - Specialist Orthopaedic | 06.03 - SKELETAL RECONSTRUCTION | 06.03.15 - Bone Graft Substitute | 06.03.15.02 - Ceramic, >5cc - 10cc |  | LH568 | 1200 |  | Lifehealthcare Pty Ltd | Kasios TCP | TCP Bone graft substitute Granules | 10cc | 141918 | August 2016 |  | Transferred from AJ006 | Transferred from AJ006 | 42583
06 - Specialist Orthopaedic | 06.03 - SKELETAL RECONSTRUCTION | 06.03.15 - Bone Graft Substitute | 06.03.15.02 - Ceramic, >5cc - 10cc | AUG | LH566 | 2300 |  | Lifehealthcare Pty Ltd | i-FACTOR Putty Peptide Enhanced Bone Graft | P-15, ABM, Osteoinductive, Osteoconductive bone graft substitute | 5.0ml - 10ml | 169831 | August 2016 |  | Transferred from AJ042 | Transferred from AJ042 | 42583
06 - Specialist Orthopaedic | 06.03 - SKELETAL RECONSTRUCTION | 06.03.15 - Bone Graft Substitute | 06.03.15.02 - Ceramic, >5cc - 10cc | CDS | HW573 | 1525 |  | Stryker Australia Pty Ltd | Stryker DirectInject | DirectInject bone cement | 10cc | 278932 | August 2016 |  | New Listing | New Listing | 42583
06 - Specialist Orthopaedic | 06.03 - SKELETAL RECONSTRUCTION | 06.03.15 - Bone Graft Substitute | 06.03.15.03 - Ceramic, >10cc - 20cc |  | DE478 | 1500 |  | Device Technologies Australia Pty Ltd | Quickset | Injectable Macroporous Calcium Phosphate | 16cc | 267632 | August 2016 |  | New Listing | New Listing | 42583
06 - Specialist Orthopaedic | 06.03 - SKELETAL RECONSTRUCTION | 06.03.15 - Bone Graft Substitute | 06.03.15.03 - Ceramic, >10cc - 20cc |  | LH563 | 1500 |  | Lifehealthcare Pty Ltd | Jectos 20cc | Injectible synthetic bone graft substitute | 20cc | 141919 | August 2016 |  | Transferred from AJ034 | Transferred from AJ034 | 42583
06 - Specialist Orthopaedic | 06.03 - SKELETAL RECONSTRUCTION | 06.03.15 - Bone Graft Substitute | 06.03.15.03 - Ceramic, >10cc - 20cc |  | SV059 | 1500 |  | Signature Spine and Joint Pty Ltd | GelOS | Gel based synthetic bone substitute | 15cc | 233982 | August 2016 |  | New Listing | New Listing | 42583
06 - Specialist Orthopaedic | 06.03 - SKELETAL RECONSTRUCTION | 06.03.15 - Bone Graft Substitute | 06.03.15.04 - Ceramic, >20cc | AUG | LH564 | 6000 |  | Lifehealthcare Pty Ltd | i-Factor Flex & Flex FR Peptide Enhanced Bone Graft – 25mm | P-15, ABM, Osteoinductive, Osteoconductive bone graft substitute | 25mm x 25mm x 4mm | 176753, 231653 | August 2016 |  | Transferred from AJ043 | Transferred from AJ043 | 42583
06 - Specialist Orthopaedic | 06.03 - SKELETAL RECONSTRUCTION | 06.03.15 - Bone Graft Substitute | 06.03.15.04 - Ceramic, >20cc | AUG | LH567 | 6000 |  | Lifehealthcare Pty Ltd | i-Factor Flex & Flex FR Peptide Enhanced Bone Graft – 25mm | P-15, ABM, Osteoinductive, Osteoconductive bone graft substitute | 50mm x 25mm x 4mm, 100mm x 25mm x 4mm | 176753, 231653 | August 2016 |  | Transferred from AJ044 | Transferred from AJ044 | 42583
06 - Specialist Orthopaedic | 06.03 - SKELETAL RECONSTRUCTION | 06.03.15 - Bone Graft Substitute | 06.03.15.09 - Composite (Extracellular Collagen Matrix with DBM or Ceramic), 0 - 5cc |  | RI022 | 850 |  | RTI Surgical Australia Pty Ltd | nanOss Bioactive Bone Void Filler, 1-5cc | Granular bone graft material comprised of porous hydroxyapatite and porcine gelatin based carrier | 1cc, 2cc, & 5cc | 279230 | August 2016 |  | New Listing | New Listing | 42583
06 - Specialist Orthopaedic | 06.03 - SKELETAL RECONSTRUCTION | 06.03.15 - Bone Graft Substitute | 06.03.15.10 - Composite (Extracellular Collagen Matrix with DBM or Ceramic), >5cc - 10cc |  | RI023 | 1988 |  | RTI Surgical Australia Pty Ltd | nanOss Bioactive Bone Void Filler, 10cc | Granular bone graft material comprised of porous hydroxyapatite and porcine gelatin based carrier | 10cc | 279230 | August 2016 |  | New Listing | New Listing | 42583
06 - Specialist Orthopaedic | 06.03 - SKELETAL RECONSTRUCTION | 06.03.15 - Bone Graft Substitute | 06.03.15.11 - Composite (Extracellular Collagen Matrix with DBM or Ceramic), >10cc - 20cc |  | RI024 | 2256 |  | RTI Surgical Australia Pty Ltd | nanOss Bioactive Bone Void Filler, 20cc | Granular bone graft material comprised of porous hydroxyapatite and porcine gelatin based carrier | 20cc | 279230 | August 2016 |  | New Listing | New Listing | 42583
06 - Specialist Orthopaedic | 06.03 - SKELETAL RECONSTRUCTION | 06.03.15 - Bone Graft Substitute | 06.03.15.17 - Metal Scaffold |  | ZI922 | 1283 |  | Zimmer Biomet Pty Ltd | TM Fusion Spacers | Trabecular Metal Ankle Fusion Spacers | S,M,L | 242595 | August 2016 |  | New Listing | New Listing | 42583
07 - Plastic and Reconstructive | 07.01 - CRANIOMAXILLOFACIAL RECONSTRUCTION & FIXATION | 07.01.04 - Non-mesh | 07.01.04.02 - Polymer |  | S2002 | 240 |  | SPIRAN PTY. LTD. | Biopore Ultra thin Sheet | An implantable device intended to support, contour, and provide structure for the craniofacial anatomy during reconstructive and plastic surgery procedures. Made of high-density polyethylene material with an interconnecting pore structure that supports tissue ingrowth. The device is available in various shapes and can be cut by the surgeon to meet the patient's specific needs. | 38 x 50mm | 267380 | August 2016 |  | Transferred from MW006 | Transferred from MW006 | 42583
07 - Plastic and Reconstructive | 07.01 - CRANIOMAXILLOFACIAL RECONSTRUCTION & FIXATION | 07.01.04 - Non-mesh | 07.01.04.03 - Block |  | S2003 | 825 |  | SPIRAN PTY. LTD. | Bipore Flexible Block | An implantable device intended to support, contour, and provide structure for the craniofacial anatomy during reconstructive and plastic surgery procedures. Made of high density polyethylene material with an interconnecting pore structure that supports tissue ingrowth. The device is available in various shapes and can be cut by the surgeon to meet the patient's specific needs. | 38 x50 x 3mm and 76 x 50 x 9mm | 267380 | August 2016 |  | Transferred from MW001 | Transferred from MW001 | 42583
07 - Plastic and Reconstructive | 07.01 - CRANIOMAXILLOFACIAL RECONSTRUCTION & FIXATION | 07.01.05 - Fracture or Reconstruction Plates | 07.01.05.02 - <0.5mm thick, 4-7 holes | Burr | MN196 | 190 |  | Johnson & Johnson Medical Pty Ltd | Matrix Plate | Burr Hole Plates | 12 to 24mm | 157706 | August 2016 |  | New Listing | New Listing | 42583
07 - Plastic and Reconstructive | 07.01 - CRANIOMAXILLOFACIAL RECONSTRUCTION & FIXATION | 07.01.05 - Fracture or Reconstruction Plates | 07.01.05.06 - 0.5-0.99mm thick, 4-7 holes | Complex | EO095 | 246 |  | Medartis | MODUS Orthognathics | Indication-specific solutions for maxillary and mandibular orthognathic surgeries | 1.5mm - 2.0mm | 181396 | August 2016 |  | New Listing | New Listing | 42583
07 - Plastic and Reconstructive | 07.01 - CRANIOMAXILLOFACIAL RECONSTRUCTION & FIXATION | 07.01.05 - Fracture or Reconstruction Plates | 07.01.05.07 - 0.5-0.99mm thick, 8-32 holes | Complex | EO096 | 280 |  | Medartis | MODUS Orthognathic | Indication-specific solutions for maxillary and mandibular orthognathic surgeries | 1.5mm - 2.0mm | 181396 | August 2016 |  | New Listing | New Listing | 42583
07 - Plastic and Reconstructive | 07.01 - CRANIOMAXILLOFACIAL RECONSTRUCTION & FIXATION | 07.01.05 - Fracture or Reconstruction Plates | 07.01.05.07 - 0.5-0.99mm thick, 8-32 holes | Locking | ZI923 | 312 |  | Zimmer Biomet Pty Ltd | OmniMax Arch Bar | Arch Bar | One size | 211079 | August 2016 |  | New Listing | New Listing | 42583
07 - Plastic and Reconstructive | 07.01 - CRANIOMAXILLOFACIAL RECONSTRUCTION & FIXATION | 07.01.05 - Fracture or Reconstruction Plates | 07.01.05.10 - 1.0-1.99mm thick, 4-7 holes | Complex | EO097 | 350 |  | Medartis | MODUS Orthognathics | Indication-specific solutions for maxillary and mandibular orthognathic surgeries | 2.0mm | 181396 | August 2016 |  | New Listing | New Listing | 42583
07 - Plastic and Reconstructive | 07.01 - CRANIOMAXILLOFACIAL RECONSTRUCTION & FIXATION | 07.01.05 - Fracture or Reconstruction Plates | 07.01.05.11 - 1.0-1.99mm thick, 8-15 holes |  | EO099 | 420 |  | Medartis | MODUS Orthognathics | Indication-specific solutions for maxillary and mandibular orthognathic surgeries | 2.0mm | 181396 | August 2016 |  | New Listing | New Listing | 42583
07 - Plastic and Reconstructive | 07.01 - CRANIOMAXILLOFACIAL RECONSTRUCTION & FIXATION | 07.01.05 - Fracture or Reconstruction Plates | 07.01.05.11 - 1.0-1.99mm thick, 8-15 holes | Locking | EO098 | 645 |  | Medartis | MODUS Orthognathics | Indication-specific solutions for maxillary and mandibular orthognathic surgeries | 2.0mm | 181396 | August 2016 |  | New Listing | New Listing | 42583
07 - Plastic and Reconstructive | 07.01 - CRANIOMAXILLOFACIAL RECONSTRUCTION & FIXATION | 07.01.05 - Fracture or Reconstruction Plates | 07.01.05.16 - 2.0-2.99mm thick, 16-32 holes | Locking | ZI938 | 1100 |  | Zimmer Biomet Pty Ltd | Lorenz Locking Reconstruction System | Locking plates | 2.0 and 2.4 mm, 16-32 holes | 128458 | August 2016 |  | Compressed from BI448, BI452, BI455, BI986 | Compressed from BI448, BI452, BI455, BI986 | 42583
07 - Plastic and Reconstructive | 07.01 - CRANIOMAXILLOFACIAL RECONSTRUCTION & FIXATION | 07.01.06 - Screws | 07.01.06.02 - Diameter 1.25-3.24mm |  | SF127 | 43 |  | Signature Orthopaedics | Melbourne TMJ Prosthesis | TMJ Mandibular Component - Screws | (2.7-3.2mm Diameter) x (8-12mm Length) | 246581 | August 2016 |  | New Listing | New Listing | 42583
07 - Plastic and Reconstructive | 07.01 - CRANIOMAXILLOFACIAL RECONSTRUCTION & FIXATION | 07.01.06 - Screws | 07.01.06.02 - Diameter 1.25-3.24mm |  | ZI924 | 43 |  | Zimmer Biomet Pty Ltd | OmniMax Screws | IMF screws | 2.0 diameter, 7-11mm | 128459 | August 2016 |  | New Listing | New Listing | 42583
07 - Plastic and Reconstructive | 07.01 - CRANIOMAXILLOFACIAL RECONSTRUCTION & FIXATION | 07.01.06 - Screws | 07.01.06.02 - Diameter 1.25-3.24mm |  | ZI925 | 43 |  | Zimmer Biomet Pty Ltd | OmniMax Screws | MMF Screws | 2.0 diameter, 7mm-11mm | 128459 | August 2016 |  | New Listing | New Listing | 42583
07 - Plastic and Reconstructive | 07.02 - CRANIOMAXILLOFACIAL IMPLANTS | 07.02.01 - Chin |  |  | S2001 | 286 |  | SPIRAN PTY. LTD. | Biopore Chin Two Piece Anatomical contour. | An implantable device intended to support, contour, and provide structure for the chin. Made of high density polyethylene material with an interconnecting pore structure that supports tissue ingrowth. The device is available in various shapes and can be cut by the surgeon to meet the patient's specific needs. | 78 x 9mm | 267380 | August 2016 |  | Transferred from MW010 | Transferred from MW010 | 42583
07 - Plastic and Reconstructive | 07.02 - CRANIOMAXILLOFACIAL IMPLANTS | 07.02.02 - Cranium | 07.02.02.02 - Polymer | Complex | S2007 | 9930 |  | SPIRAN PTY. LTD. | Biopore Custom Made Implant | An implantable device made of high-density polyethylene material with an interconnecting pore structure that supports tissue ingrowth. The device is custom made/biomodelled from individual patient's CT scan, on doctors prescription, used for correction and reconstruction of any facial, head or any non weight bearing bone structure. | Custom designed and biomodelled from patient's CT scan image. | 267380 | August 2016 |  | Transferred from MW009 | Transferred from MW009 | 42583
07 - Plastic and Reconstructive | 07.02 - CRANIOMAXILLOFACIAL IMPLANTS | 07.02.04 - Malar | 07.02.04.02 - Polymer |  | S2004 | 430 |  | SPIRAN PTY. LTD. | Biopore Malar Implant | An implantable device intended to support, contour and provide structure for the face including the cheeks and eye sockets. Made of high-density polyethylene material with an interconnecting pore structure that supports tissue ingrowth. The device is available in various shapes and can be cut by the surgeon to meet the patient's specific needs. | Left and Right (47mm x 24mm x 4mm) | 267380 | August 2016 |  | Transferred from MW004 | Transferred from MW004 | 42583
07 - Plastic and Reconstructive | 07.02 - CRANIOMAXILLOFACIAL IMPLANTS | 07.02.05 - Mandible, Maxilla and Temperomandibular Joint (TMJ) | 07.02.05.02 - Fossa Replacement |  | OG003 | 5850 |  | OMX SOLUTIONS PTY LTD | OMX Solutions Melbourne TMJ Glenoid Fossa Component | Universal glenoid fossa component constructed of UHMWP | The device is custom made so the size will vary. | 276176 | August 2016 |  | New Listing | New Listing | 42583
07 - Plastic and Reconstructive | 07.02 - CRANIOMAXILLOFACIAL IMPLANTS | 07.02.05 - Mandible, Maxilla and Temperomandibular Joint (TMJ) | 07.02.05.02 - Fossa Replacement |  | SF131 | 5850 |  | Signature Orthopaedics | Melbourne TMJ Prosthesis | TMJ Fossa component | One Size | 268455 | August 2016 |  | New Listing | New Listing | 42583
07 - Plastic and Reconstructive | 07.02 - CRANIOMAXILLOFACIAL IMPLANTS | 07.02.05 - Mandible, Maxilla and Temperomandibular Joint (TMJ) | 07.02.05.03 - Mandibular Angle | Polymer | S2009 | 1485 |  | SPIRAN PTY. LTD. | Biopore Mandible (Left / Right) | An implantable device intended to support, contour, and provide structure for the mandible. Made of high-density polyethylene material with an interconnecting pore structure that supports tissue ingrowth. The device can be cut by the surgeon to meet the patient's specific needs. | 74 x 33 x5mm | 267380 | August 2016 |  | Transferred from MW003 | Transferred from MW003 | 42583
07 - Plastic and Reconstructive | 07.02 - CRANIOMAXILLOFACIAL IMPLANTS | 07.02.05 - Mandible, Maxilla and Temperomandibular Joint (TMJ) | 07.02.05.05 - Plate |  | OG002 | 6875 |  | OMX SOLUTIONS PTY LTD | OMX Solutions Melbourne TMJ Mandibular Ramus | Custom 3D printed mandible component constructed of titanium alloy | The device is custom made so the size will vary. | 276176 | August 2016 |  | New Listing | New Listing | 42583
07 - Plastic and Reconstructive | 07.02 - CRANIOMAXILLOFACIAL IMPLANTS | 07.02.05 - Mandible, Maxilla and Temperomandibular Joint (TMJ) | 07.02.05.05 - Plate |  | SF128 | 6875 |  | Signature Orthopaedics | Melbourne TMJ Prosthesis | TMJ Mandibular Component | S, M, L (Left & Right) | 268455 | August 2016 |  | New Listing | New Listing | 42583
07 - Plastic and Reconstructive | 07.02 - CRANIOMAXILLOFACIAL IMPLANTS | 07.02.05 - Mandible, Maxilla and Temperomandibular Joint (TMJ) | 07.02.05.07 - Surgical Guide | Biomodelled | OG001 | 2650 |  | OMX SOLUTIONS PTY LTD | OMX Solutions patient Optimized Guide system | CT Based Patient Specific Surgical Guide | The device is patient specific so size will vary | 276176 | August 2016 |  | New Listing | New Listing | 42583
07 - Plastic and Reconstructive | 07.02 - CRANIOMAXILLOFACIAL IMPLANTS | 07.02.06 - Nose and Zygoma | 07.02.06.01 - Nasal Dorsum |  | S2010 | 279 |  | SPIRAN PTY. LTD. | Biopore Nasal Dorsum Shape | An implantable device intended to support, contour, and provide structure for the nose and zygoma. Made of high-density polyethylene material with an interconnecting pore structure that supports tissue ingrowth. The device is available in various shapes and can be cut by the surgeon to meet the patient's specific needs. | 53 x 5mm, 66 x 6 mm, 76 x 15mm, 40 x 9mm | 267380 | August 2016 |  | Transferred from MW005 | Transferred from MW005 | 42583
07 - Plastic and Reconstructive | 07.02 - CRANIOMAXILLOFACIAL IMPLANTS | 07.02.07 - Orbit | 07.02.07.03 - Rim |  | S2006 | 395 |  | SPIRAN PTY. LTD. | Biopore Orbital Rim, Extended | An implantable device intended to support, contour, and provide structure for the face including the cheeks and eye socket. Made of high-density polyethylene material with an interconnecting pore structure that supports tissue ingrowth. The device is available in various shapes and can be cut by the surgeon to meet the patient's specific needs. | Left and Right (44mm x 38mm) | 267380 | August 2016 |  | Transferred from MW008 | Transferred from MW008 | 42583
07 - Plastic and Reconstructive | 07.02 - CRANIOMAXILLOFACIAL IMPLANTS | 07.02.09 - Anatomical Biomodel |  |  | OG004 | 2000 |  | OMX SOLUTIONS PTY LTD | The OMX Solutions Biomodel | CT Based Patient Specific Anatomical Biomodel | The device is patient specific so size will vary | 276753 | August 2016 |  | New Listing | New Listing | 42583
07 - Plastic and Reconstructive | 07.03 - DENTAL IMPLANTS | 07.03.03 - Endosseous Implant | 07.03.03.03 - Implants and Fixtures | Hydrophilic Coating | SB009 | 420 |  | Straumann Pty Ltd | Straumann SLActive | Straumann Bone Level Implants with SLActive Hydrophillic Surface | 3.1mm-4.8mm diameter, 6mm-16mm height | 119306 | August 2016 |  | New Listing | New Listing | 42583
07 - Plastic and Reconstructive | 07.05 - SOFT TISSUE & TISSUE EXPANDERS | 07.05.02 - Tissue Expanders | 07.05.02.01 - Skin or Mammary | Textured, Multiple Chamber | S2008 | 1250 |  | SPIRAN PTY. LTD. | PMT Integra tissue expander | Tissue/skin Expander | 5cc to 1400cc | 141341 | August 2016 |  | Transferred from MW011 | Transferred from MW011 | 42583
08 - Cardiac | 08.03 - ICDs with CRT | 08.03.02 - Features of 8.3.1 plus auto test sensing parameters, auto capture threshold test, lead impedance test, wireless remote analysis |  | a,d,e | BT184 | 52750 |  | Biotronik Australia Pty Ltd | Iperia 7 HF-T QP | Triple Chamber ICD, ventricular capture control, physiological rate adaption, automatic event (IEGM) & trend triggered transmission. Wandless telemetry, Home Monitoring, MRI conditional, DF-4,IS-1, IS-4 quadripolar connector | 65mm x 58.5mm x 11mm, 36cm3, 87grams | 278506 | August 2016 |  | New Listing | New Listing | 42583
08 - Cardiac | 08.08 - Pacemaker Leads | 08.08.11 - Transvenous, Multi-Polar, Passive, Steroid, Left Ventricular |  |  | BT185 | 6240 |  | Biotronik Australia Pty Ltd | Sentus ProMRI OTW QP L | Quadripolar, steroid eluting left ventricular lead with fractal coating. IS4 Connector & MRI Conditional for CRT | Lengths: 77cm, 87 cm, 97cm 4.8F | 272573, 272574 | August 2016 |  | New Listing | New Listing | 42583
08 - Cardiac | 08.11 - Pacemaker/Lead Accessories | 08.11.02 - Antibacterial Envelope | No SubGroup | No Suffix | MI195 | 1240 |  | Medtronic Australasia Pty Ltd | TYRX Absorbable Antibacterial Envelope | Antibacterial surgically implanted mesh envelope which stabilises CIED placement and prevents infection | 6.3 x 6.9cm, 7.4 x 8.5cm | 276834 | August 2016 |  | New Listing | New Listing | 42583
08 - Cardiac | 08.12 - Coronary Stents | 08.12.01 - Drug Eluting | 08.12.01.01 - General Purpose |  | HE001 | 3450 |  | HELEX-A PTY. LTD. | BioMatrix Flex Drug Eluting Coronary Stent System | Coronary Artery Stent, Drug Eluting | (8 - 38)mm length x (2.25 - 4.0)mm diameter | 216541 | August 2016 |  | Transferred from LH521 | Transferred from LH521 | 42583
08 - Cardiac | 08.12 - Coronary Stents | 08.12.01 - Drug Eluting | 08.12.01.01 - General Purpose | Bioabsorbable | AY045 | 3450 |  | Abbott Australasia Pty Ltd | Absorb Bioresorbable Vascular Scaffold System | Drug eluting coronary artery stent | 2.5 mm x (8, 12, 18, 23, 28) mm 3.0 mm x (8, 12, 18, 23, 28) mm 3.5 mm x (12, 18, 23, 28) m | 214148 | August 2016 |  | New Listing | New Listing | 42583
08 - Cardiac | 08.13 - Special Purpose Percutaneous Cardiovascular Devices | 08.13.01 - Cardiac Defect Occluders |  | o | ME196 | 10200 |  | Getz Healthcare Pty Ltd | Figulla Flex II ASD Occluder | Occlutech Flexx II ASD Occlusion device | Figulla Flex II ASD Waist Ø (mm): Size 4,5,6,7.5,9,10.5,12,13.5,15,16.5,18,21,24,27,30,33,36,39,40 | 201602 | August 2016 |  | Transferred from PY035 | Transferred from PY035 | 42583
08 - Cardiac | 08.13 - Special Purpose Percutaneous Cardiovascular Devices | 08.13.01 - Cardiac Defect Occluders |  | o | ME197 | 10200 |  | Getz Healthcare Pty Ltd | Figulla Flex II PFO Occluder | The Figulla® Flex II PFO is an implant for closure of a patent foramen ovale (PFO) defect in the heart and is deployed via a minimally invasive catheter delivery system. The Figulla® Flex PFO is intended for patients with substantiated Right-Left-Shunt in the contrast agent echocardiography under Valsalva maneuver and presence of a "cryptogenic", paradoxical thromboembolism. | Figulla Flex II PFO Disc Ø (mm): 23/25, 16/18, 27/30, 31/35 | 201603 | August 2016 |  | Transferred from PY034 | Transferred from PY034 | 42583
08 - Cardiac | 08.14 - Implantable Cardiac Event Recorders | 08.14.01 - Implantable Cardiac Event Recorders |  | i | BT186 | 3900 |  | Biotronik Australia Pty Ltd | BioMonitor 2-AF Implantable Cardiac Monitor | Implantable cardiac monitor for continuous remote monitoring of patients with Atrial Fibrillation (AF) or unexplained syncope | 88.4 mm x 15.2 mm x 6.2 mm , 10.1g , 5cm3 | 278935 | August 2016 |  | New Listing | New Listing | 42583
08 - Cardiac | 08.16 - Remote Monitoring System | 08.16.01 - Remote Monitoring System |  |  | MI196 | 1960 |  | Medtronic Australasia Pty Ltd | MyCareLink Smart Patient Reader | Electronic cellular patient reader which gathers and transmits cardiac information from an implanted cardiac device (CIED) to your health care professional for assessment. | One size only | 235570 | August 2016 |  | New Listing | New Listing | 42583
09 - Cardiothoracic | 09.11 - Implant Ventricular Assist System | 09.11.01 - Ventricular Assist System |  |  | SJ383 | 100000 |  | St Jude Medical Australia Pty Ltd | HeartMate II Left Ventricular Assist System - Implant Kit - Unsealed Grafts | Implant Kit with Unsealed Grafts | One size only | 172201 | August 2016 |  | Transferred from ER195 | Transferred from ER195 | 42583
09 - Cardiothoracic | 09.11 - Implant Ventricular Assist System | 09.11.01 - Ventricular Assist System |  |  | SJ386 | 100000 |  | St Jude Medical Australia Pty Ltd | HeartMate II Left Ventricular Assist System - Implant Kit - Sealed Grafts | Implant Kit with Sealed Grafts | One size only | 226356 | August 2016 |  | Transferred from ER196 | Transferred from ER196 | 42583
09 - Cardiothoracic | 09.11 - Implant Ventricular Assist System | 09.11.02 - External Components | 09.11.02.01 - System Controller | No Suffix | SJ384 | 4500 |  | St Jude Medical Australia Pty Ltd | HeartMate II Left Ventricular Assist System - System Controller | System controller | One size only | 172007 | August 2016 |  | Transferred from ER267 | Transferred from ER267 | 42583
09 - Cardiothoracic | 09.11 - Implant Ventricular Assist System | 09.11.02 - External Components | 09.11.02.03 - Battery Set | No Suffix | SJ385 | 2500 |  | St Jude Medical Australia Pty Ltd | HeartMate II Left Ventricular Assist System - Battery Set | Rechargeable HeartMate II-specific batteries | One size only, set of 4 | 167134 | August 2016 |  | Transferred from ER268 | Transferred from ER268 | 42583
09 - Cardiothoracic | 09.11 - Implant Ventricular Assist System | 09.11.02 - External Components | 09.11.02.04 - Battery Clip Set |  | SJ375 | 1600 |  | St Jude Medical Australia Pty Ltd | HeartMate II Left Ventricular Assist System - Battery Clip Set | Battery clip set | one size only | 167134 | August 2016 |  | New Listing | New Listing | 42583
09 - Cardiothoracic | 09.11 - Implant Ventricular Assist System | 09.11.03 - Patient Mobility Accessories | 09.11.03.01 - Stabilisation Belt | No suffix | SJ381 | 100 |  | St Jude Medical Australia Pty Ltd | HeartMate II Left Ventricular Assist System - Stabilization Belt | Fabric belt for Stabilizing percutaneous lead | Small / medium; set of 2 large; set of 2 | 221217 | August 2016 |  | Transferred from ER269 | Transferred from ER269 | 42583
09 - Cardiothoracic | 09.11 - Implant Ventricular Assist System | 09.11.03 - Patient Mobility Accessories | 09.11.03.02 - Modular Belt | No Suufix | SJ382 | 345 |  | St Jude Medical Australia Pty Ltd | HeartMate II Left Ventricular Assist System - Modular Belt | Modular belt to hold System Controller and Batteries | Small / Medium Large | 272795 | August 2016 |  | Transferred from ER270 | Transferred from ER270 | 42583
09 - Cardiothoracic | 09.11 - Implant Ventricular Assist System | 09.11.03 - Patient Mobility Accessories | 09.11.03.03 - Shower Bag | No Suffix | SJ380 | 450 |  | St Jude Medical Australia Pty Ltd | HeartMate II Left Ventricular Assist System - Shower Bag | Shower Bag | One size only; set of 2 | 272795 | August 2016 |  | Transferred from ER271 | Transferred from ER271 | 42583
10 - Vascular | 10.02 - Stent Grafts | 10.02.04 - Bifurcated | 10.02.04.02 - Body and 1 limb |  | RG001 | 8955 |  | Regional Health Care Group | Aorfix AAA Flexible Stent Graft System with Aorflex Delivery Device HBB Main Body Stent Graft and HBL Contralateral Leg | The Lombard Medical bifurcated stent-graft system (Aorfix) is used to treat aortic, aorto-iliac and iliac aneurysms. The device is supplied in its delivery system. Aorfix stent graft is a two-part modular implant comprising a bifurcated main body section and a straight contralateral limb section (the "plug-in"). The main body section bifurcates into a full-length ipsilateral iliac section and a contralateral short leg mating section (the "socket"). The plug-in is mated intraoperatively to the socket to form the complete bifurcated system. Each of the two components is supplied pre-loaded into a delivery system comprising a catheter with built-in deployment handle. The catheter for the main body section has a hydrophilic coating on its outer surface. The self-expanding implant is fabricated from nitinol (an alloy of nickel and titanium) and a woven polyester fabric (synthetic textile). Proximal hooks, also fabricated from nitinol, are provided in the main body section to resist migration. | SG-HBB-D1-L1-L2-D2-A12-22, where: D1 (mm): 24, 25, 26,27, 28, 29, 30 31 L1 (mm): 81, 96, 111, 126 L2 (mm): 63, 80, 97 D2 (mm): 12, 14, 16, 18, 20 SG-HBL-L3-D3-A13-20, where: D3 (mm): 10, 12, 14, 16, 18, 20 L3 (mm): 56, 64, 73, 81, 90, 98,106 | 276105 | August 2016 |  | New Listing | New Listing | 42583
10 - Vascular | 10.02 - Stent Grafts | 10.02.07 - Accessory Component (Aortic) | 10.02.07.02 - Abdominal |  | RG004 | 2555 |  | Regional Health Care Group | Aorfix AAA Flexible Stent Graft System with Aorflex Delivery Device HPE Helical Proximal Extender | The proximal extender (cuff) is supplied in the same delivery system as the main aortic implant and includes a hydrophilic coating. The cuff is a short implant which has four pairs of barbs, a seam and a fishmouth shape identical to the primary graft. The fishmouth at the proximal end of the cuff should be deployed with the same orientation as that of the primary graft. The cuff has radio-opaque marker wires around the proximal and distal circumferences and down its seam. The apex of the fishmouth which contains the longitudinal seam is slightly stiffer than the opposite apex and tends to lie slightly higher in the artery. The cuff can be placed with the seam lying either anteriorly or posteriorly. The cuff is prepared identically to the primary graft and is introduced over a guidewire. | SG-HPE-D4-L4-A12-22, where: D4 (mm): 24, 25, 26, 27, 28, 29, 30, 31 L4 (mm): 38 | 276107 | August 2016 |  | New Listing | New Listing | 42583
10 - Vascular | 10.02 - Stent Grafts | 10.02.08 - Accessory Component (Other including iliac limb and extension) |  |  | RG002 | 3308 |  | Regional Health Care Group | Aorfix AAA Flexible Stent Graft System with Aorflex Delivery Device HBC Helical Converter | The Lombard Medical bifurcated stent-graft system (Aorfix) is used to treat aortic, aorto-iliac and iliac aneurysms. Standard techniques for the use of vascular access sheaths, angiography, guidewires and contrast media should be employed.The device is supplied in its delivery system, sterilised by means of ethylene oxide (EtO). It is packaged in peel-open pouches. Aorfix stent graft is a two-part modular implant comprising a bifurcated main body section and a straight contralateral limb section (the "plug-in"). The main body section bifurcates into a full-length ipsilateral iliac section and a contralateral short leg mating section (the "socket"). The plug-in is mated intraoperatively to the socket to form the complete bifurcated system. Each of the two components is supplied pre-loaded into a delivery system comprising a catheter with built-in deployment handle. The catheter for the main body section has a hydrophilic coating on its outer surface. The self-expanding implant is fabricated from nitinol (an alloy of nickel and titanium) and a woven polyester fabric (synthetic textile). Proximal hooks, also fabricated from nitinol, are provided in the main body section to resist migration. Converters are used after implantation of the bifurcated body, if implantation of the contralateral limb proves impossible. The system converts the bifurcated main body into an aorto uni-iliac stent graft. If revising to a mono-iliac approach, use a femero-femoral cross-over graft to perfuse the contralateral side and occlude the contralateral common iliac artery. The converter delivery system is identical to the body delivery system. | SG-HBC-D6-A12-22, where: D6(mm): 25, 27, 29, 31 | 276108 | August 2016 |  | New Listing | New Listing | 42583
10 - Vascular | 10.02 - Stent Grafts | 10.02.08 - Accessory Component (Other including iliac limb and extension) |  |  | RG003 | 3308 |  | Regional Health Care Group | Aorfix AAA Flexible Stent Graft System with Aorflex Delivery Device HDE Distal Extender | The Lombard Medical bifurcated stent-graft system (Aorfix) is used to treat aortic, aorto-iliac and iliac aneurysms. Standard techniques for the use of vascular access sheaths, angiography, guidewires and contrast media should be employed.The device is supplied in its delivery system, sterilised by means of ethylene oxide (EtO). It is packaged in peel-open pouches. Aorfix stent graft is a two-part modular implant comprising a bifurcated main body section and a straight contralateral limb section (the "plug-in"). The main body section bifurcates into a full-length ipsilateral iliac section and a contralateral short leg mating section (the "socket"). The plug-in is mated intraoperatively to the socket to form the complete bifurcated system. Each of the two components is supplied pre-loaded into a delivery system comprising a catheter with built-in deployment handle. The catheter for the main body section has a hydrophilic coating on its outer surface. The self-expanding implant is fabricated from nitinol (an alloy of nickel and titanium) and a woven polyester fabric (synthetic textile). Proximal hooks, also fabricated from nitinol, are provided in the main body section to resist migration. Distal extenders for extending the distal legs, are supplied pre-packed in delivery systems. The distal extender system is identical to the plug in leg delivery system. | SG-HDE-D5-L5-A13-20, where: D5 (mm): 10, 12, 14, 16, 18, 20 L5 (mm): 51, 82 | 260187 | August 2016 |  | New Listing | New Listing | 42583
10 - Vascular | 10.02 - Stent Grafts | 10.02.08 - Accessory Component (Other including iliac limb and extension) |  | L (long length, >150mm) | TU057 | 4350 |  | Terumo Australia | Anaconda AAA Stent Graft System | Ultrathin woven polyester, nitinol ring stents, tantalum markers (longer legs lengths >150mm). Long limbs have not got ARTG, but the Anaconda Stent Graft System does with regular limbs (ARTG173321 and 172404). The Anaconda AAA Stent Graft System is a device support structure that expands and stays in place inside a blood carrying vessel for isolated iliac aneurysm repair and a component of the AAA stent graft system. It is delivered to the intended landing zone by a delivery system, where the stent is expanded to provide support for the vessel The stent graft remains in place as a permanent implant. The patient is hospitalised and undergoing invasive surgery of implantation of the stent graft. | Tapered Legs Outer Diameter (Proximal 12mm; Distal 10mm) x Length 150mm Outer Diameter (Proximal 12mm; Distal 10mm) x Length 170mm Flared Legs Outer Diameter (Proximal 12mm; Distal 13mm) x Length 150mm Outer Diameter (Proximal 12mm; Distal 13mm) x Length 170mm Outer Diameter (Proximal 12mm; Distal 15mm) x Length 150mm Outer Diameter (Proximal 12mm; Distal 15mm) x Length 170mm Outer Diameter (Proximal 12mm; Distal 17mm) x Length 150mm Outer Diameter (Proximal 12mm; Distal 17mm) x Length 170mm Outer Diameter (Proximal 12mm; Distal 19mm) x Length 150mm Outer Diameter (Proximal 12mm; Distal 19mm) x Length 170mm Outer Diameter (Proximal 12mm; Distal 21mm) x Length 150mm Outer Diameter (Proximal 12mm; Distal 21mm) x Length 170mm Outer Diameter (Proximal 12mm; Distal 23mm) x Length 150mm Outer Diameter (Proximal 12mm; Distal 23mm) x Length 170mm Straight Legs Outer Diameter 12mm x Length 160mm Outer diameter 12mm x Length 180mm | 172404 | August 2016 |  | New Listing | New Listing | 42583
10 - Vascular | 10.08 - Occlusion Devices | 10.08.03 - Polymer | 10.08.03.03 - 2ml |  | BS314 | 630 |  | Boston Scientific Australia Pty Ltd | Embozene Microspheres | Uniquely colour-coded microspheres used in the embolization of hypervascular tumours and arteriovenous malformations | In between the range of 40 - 1130 micron - 2ml | 216397 | August 2016 |  | Transferred from NG067 | Transferred from NG067 | 42583
10 - Vascular | 10.09 - Long Term Vascular Access Devices | 10.09.01 - Percutaneous Catheters, Single Lumen |  | pi (power injection) | BA268 | 165 |  | Bard Australia Pty Ltd | PowerGlide | Single lumen, power injectable percutaneous catheter | 18 - 20 Gauge | 228968 | August 2016 |  | New Listing | New Listing | 42583
10 - Vascular | 10.09 - Long Term Vascular Access Devices | 10.09.03 - Percutaneous Catheters, Multiple Lumen for Haemodialysis |  |  | BX338 | 127 |  | Baxter Healthcare Pty Ltd | GamCath High Flow Catheter Kit | GamCath High Flow Catheter is a polyurethane, kidney elliptical multi lumen, staggered tipped catheter kit, which ensures flows up to 430ml/min | 11.5fr and 13fr guage. Available in 150mm, 175mm, 200mm and 250mm length and straight and curved configuration. | 120507 | August 2016 |  | Transferred from GA002 | Transferred from GA002 | 42583
10 - Vascular | 10.09 - Long Term Vascular Access Devices | 10.09.03 - Percutaneous Catheters, Multiple Lumen for Haemodialysis |  | A (Anti-infective Agent Coating) | BX339 | 158 |  | Baxter Healthcare Pty Ltd | GamCath Dolphin Protect HighFlow Haemodialysis Catheter Kit | Haemodialysis catheter with a modified anti-thrombogenic surface (polymer system of polydimethysilxane blocks) and a non-release anti-microbial coating (Bismith copolymer film) on internal and external surfaces of catheter. | 109585 - 13Fr x 15cm double lumen: 109584 - 13FRx 20cm double lumen, 109705 - 13Fr x 25cm double lumen; 109706 - 13Fr x 15cm curved double lumen; 109707 - 13Fr x 20cm curved double lumen. | 120507 | August 2016 |  | Transferred from GA001 | Transferred from GA001 | 42583
11 - Hip | 11.01 - FEMORAL COMPONENTS - PRIMARY AND REVISION | 11.01.01 - Cemented | 11.01.01.02 - Unpolished - precoat |  | TG014 | 2100 |  | Future Medical Pty Ltd | Furlong Hemi Range | Cemented femoral stem | XXS, XS, S, M & L | 132591 | August 2016 |  | Transferred from OH397 | Transferred from OH397 | 42583
11 - Hip | 11.01 - FEMORAL COMPONENTS - PRIMARY AND REVISION | 11.01.01 - Cemented | 11.01.01.03 - Polished | Removable Neck | M1034 | 2100 |  | MICROPORT ORTHOPEDICS PTY LIMITED | Profemur Xm Femoral Stem | Femoral Stem, CoCr, Cemented, Polished | 0, 1, 2, 3, 4 | 234445 | August 2016 |  | Transferred from WR085 | Transferred from WR085 | 42583
11 - Hip | 11.01 - FEMORAL COMPONENTS - PRIMARY AND REVISION | 11.01.03 - Uncemented | 11.01.03.04 - Plasma |  | M1024 | 4500 |  | MICROPORT ORTHOPEDICS PTY LIMITED | Profemur Hip System | Primary stem, tapered wedge, plasma coated | 1-12 | 224478, 240572 | August 2016 |  | Transferred from WR253 | Transferred from WR253 | 42583
11 - Hip | 11.01 - FEMORAL COMPONENTS - PRIMARY AND REVISION | 11.01.03 - Uncemented | 11.01.03.04 - Plasma |  | M1040 | 4500 |  | MICROPORT ORTHOPEDICS PTY LIMITED | Profemur Hip System | Primary stem, tapered wedge, plasma coated, fixed neck | 1-12 | 240573 | August 2016 |  | Transferred from WR254 | Transferred from WR254 | 42583
11 - Hip | 11.01 - FEMORAL COMPONENTS - PRIMARY AND REVISION | 11.01.04 - Uncemented, HA Coated | 11.01.04.01 - Grit Blast |  | LI108 | 4300 |  | Amplitude Australia | Hyperion Uncemented Stem | Titanium, gritblast, HA coated, collared, collarless and high offset | Sizes 9 to 20 | 232289 | August 2016 |  | Transferred from AX044 | Transferred from AX044 | 42583
11 - Hip | 11.01 - FEMORAL COMPONENTS - PRIMARY AND REVISION | 11.01.04 - Uncemented, HA Coated | 11.01.04.01 - Grit Blast |  | M1031 | 4300 |  | MICROPORT ORTHOPEDICS PTY LIMITED | Profemur L | Profemur L Hip Stem | Size 1 - 11 | 218787, 234444 | August 2016 |  | Transferred from WR222 | Transferred from WR222 | 42583
11 - Hip | 11.01 - FEMORAL COMPONENTS - PRIMARY AND REVISION | 11.01.04 - Uncemented, HA Coated | 11.01.04.01 - Grit Blast |  | TG021 | 4300 |  | Future Medical Pty Ltd | Furlong Evolution | Collarless and collared 126-133 (degree) | 6-17 | 132478 | August 2016 |  | Transferred from OH520 | Transferred from OH520 | 42583
11 - Hip | 11.01 - FEMORAL COMPONENTS - PRIMARY AND REVISION | 11.01.04 - Uncemented, HA Coated | 11.01.04.01 - Grit Blast | SCP | TG024 | 4700 |  | Future Medical Pty Ltd | JRI Furlong Total Hip System | Uncemented Femoral Stem, titanium, grit blast, with HA, | 12 /14 Taper, and 5mm offset, short and standard spigot | 132478 | August 2016 |  | Transferred from OH279 | Transferred from OH279 | 42583
11 - Hip | 11.01 - FEMORAL COMPONENTS - PRIMARY AND REVISION | 11.01.04 - Uncemented, HA Coated | 11.01.04.04 - Plasma |  | TG008 | 5000 |  | Future Medical Pty Ltd | JRI Furlonjg active stem | JRI Furlong Active Stem, Titanium Aloy with Supravit Coating, 12/14 Taper | 12 / 14 Taper, 9-16mm | 132478 | August 2016 |  | Transferred from OH280 | Transferred from OH280 | 42583
11 - Hip | 11.01 - FEMORAL COMPONENTS - PRIMARY AND REVISION | 11.01.06 - Uncemented, Long Lengths, HA Coated (≤200mm) | 11.01.06.01 - Grit Blast |  | TG019 | 5750 |  | Future Medical Pty Ltd | JRI Furlong revision Total Hip System | Modular femoral stem, Grit blast, HA | 12 / 14 Taper, 200mm long, 200ml long 5mm offset | 132478 | August 2016 |  | Transferred from OH281 | Transferred from OH281 | 42583
11 - Hip | 11.01 - FEMORAL COMPONENTS - PRIMARY AND REVISION | 11.01.06 - Uncemented, Long Lengths, HA Coated (≤200mm) | 11.01.06.04 - Plasma |  | TG002 | 6400 |  | Future Medical Pty Ltd | JRI Total Hip System | JRI Furlong Revision Plus Stem, Titanium Alloy with Supravit Zoned Coating, 12 / 14 Taper | 12 / 14 Taper, 250mm long, and 250ml long with 5ml offset | 132478 | August 2016 |  | Transferred from OH284 | Transferred from OH284 | 42583
11 - Hip | 11.01 - FEMORAL COMPONENTS - PRIMARY AND REVISION | 11.01.06 - Uncemented, Long Lengths, HA Coated (≤200mm) | 11.01.06.04 - Plasma |  | TG013 | 6400 |  | Future Medical Pty Ltd | JRI Total Hip System | JRI Furlong Revision Plus Stem, Titanium Alloy with Supravit Zoned Coating, 12 / 14 Taper | 12 / 14 Taper, 200mm long and 200ml long with 5mm offset | 132478 | August 2016 |  | Transferred from OH283 | Transferred from OH283 | 42583
11 - Hip | 11.01 - FEMORAL COMPONENTS - PRIMARY AND REVISION | 11.01.06 - Uncemented, Long Lengths, HA Coated (≤200mm) | 11.01.06.04 - Plasma |  | TG017 | 6400 |  | Future Medical Pty Ltd | JRI Total Hip System | JRI Furlong Revision Stems, Titanium Alloy with Supravit Coating, 12 / 14 Taper | 12 / 14 taper, 250mm long, 250ml long 5mm offset | 132478 | August 2016 |  | Transferred from OH282 | Transferred from OH282 | 42583
11 - Hip | 11.01 - FEMORAL COMPONENTS - PRIMARY AND REVISION | 11.01.08 - Uncemented, Modular, HA Coated | 11.01.08.01 - Grit Blast | Body | TG018 | 3120 |  | Future Medical Pty Ltd | Securus Modular Revision Hip System | Modular Proximal Body | Std & 5mm offset | 132478 | August 2016 |  | Transferred from OH379 | Transferred from OH379 | 42583
11 - Hip | 11.01 - FEMORAL COMPONENTS - PRIMARY AND REVISION | 11.01.10 - Uncemented, Modular, HA Coated, Long Lengths (Stem ≥200mm; Body ≥75mm; Cone ≥70mm; Spacer/Sleeve ≥50mm) | 11.01.10.01 - Grit Blast | Stem | TG023 | 5020 |  | Future Medical Pty Ltd | Securus Modular Revision Hip System | Curved Femoral Stem | 250 - 300mm | 132478 | August 2016 |  | Transferred from OH378 | Transferred from OH378 | 42583
11 - Hip | 11.01 - FEMORAL COMPONENTS - PRIMARY AND REVISION | 11.01.14 - Femoral Neck |  |  | M1041 | 1227 |  | MICROPORT ORTHOPEDICS PTY LIMITED | Profemur Modular Neck | Titanium and CoCr Femoral Necks | Length 27 - 38.5mm; Neutral to Ante/Retro - Varus Valgus 2 | 234443, 234446 | August 2016 |  | Transferred from WR139 | Transferred from WR139 | 42583
11 - Hip | 11.01 - FEMORAL COMPONENTS - PRIMARY AND REVISION | 11.01.14 - Femoral Neck |  |  | OO175 | 1227 |  | Oceania Orthopaedics | S.F Modula Neck | S.F Modula Neck. Titanium for use with Adler Modular Hip Stems | OX, OY, OZ, OA, OB, OC, 9X, 9Y, 9Z, 9A, 9B, 9C, 9AA, 9BB, 9CC | 192006 | August 2016 |  | New Listing | New Listing | 42583
11 - Hip | 11.02 - FEMORAL HEADS | 11.02.01 - Conventional Femoral Heads, ≤32mm | 11.02.01.02 - Cobalt Chrome |  | LI106 | 800 |  | Amplitude Australia | Hyperion Cobalt Chrome Femoral Head | Cobalt Chrome, 12/14 Taper | Sizes 22, 28 and 32 mm | 158179 | August 2016 |  | Transferred from AX047 | Transferred from AX047 | 42583
11 - Hip | 11.02 - FEMORAL HEADS | 11.02.01 - Conventional Femoral Heads, ≤32mm | 11.02.01.02 - Cobalt Chrome |  | M1035 | 800 |  | MICROPORT ORTHOPEDICS PTY LIMITED | Femoral Head | Femoral Head Cast Cobalt Chrome Alloy | 22.5mm - 32mm Femoral Head and neck ranging from -3.5mm to +7mm | 263792 | August 2016 |  | Transferred from WR084 | Transferred from WR084 | 42583
11 - Hip | 11.02 - FEMORAL HEADS | 11.02.01 - Conventional Femoral Heads, ≤32mm | 11.02.01.02 - Cobalt Chrome |  | TG005 | 800 |  | Future Medical Pty Ltd | JRI Femoral Head | Cobalt Chrome Femoral; Heads | 28mm, and 32mm head sizes | 132410 | August 2016 |  | Transferred from OH293 | Transferred from OH293 | 42583
11 - Hip | 11.02 - FEMORAL HEADS | 11.02.01 - Conventional Femoral Heads, ≤32mm | 11.02.01.03 - Alumina |  | LI107 | 2000 |  | Amplitude Australia | Austofix Ceramic System | Biolox Ceramic Femoral Head | 28 and 32 mm | 158179 | August 2016 |  | Transferred from AX065 | Transferred from AX065 | 42583
11 - Hip | 11.02 - FEMORAL HEADS | 11.02.01 - Conventional Femoral Heads, ≤32mm | 11.02.01.03 - Alumina |  | TG020 | 2000 |  | Future Medical Pty Ltd | JRI Ceramic femoral Head | Total Hip Replacement (THR) Ceramic Femoral Heads, Biolox Delta Ceramic, and Alumina Oxide | 12 / 14 Taper, Biolox Delta Ceramic head sizes 28mm, 32mm. Alumina Oxide head sizes 28mm | 132410 | August 2016 |  | Transferred from OH292 | Transferred from OH292 | 42583
11 - Hip | 11.02 - FEMORAL HEADS | 11.02.01 - Conventional Femoral Heads, ≤32mm | 11.02.01.03 - Alumina | Sleeve | TG015 | 2200 |  | Future Medical Pty Ltd | JRI Total Hip System | Ceramic femoral head with sleeve | 28, 32, 36mm | 132410 | August 2016 |  | Transferred from OH294 | Transferred from OH294 | 42583
11 - Hip | 11.02 - FEMORAL HEADS | 11.02.01 - Conventional Femoral Heads, ≤32mm | 11.02.01.05 - Ceramic Mix |  | M1038 | 2100 |  | MICROPORT ORTHOPEDICS PTY LIMITED | Delta Modular Heads | Biolox Delta Heads | 28mm, 32mm in -3.5mm, 0mm, + 3.5 neck lengths | 240574 | August 2016 |  | Transferred from WR101 | Transferred from WR101 | 42583
11 - Hip | 11.02 - FEMORAL HEADS | 11.02.02 - Conventional Femoral Heads, >32mm | 11.02.02.02 - Cobalt Chrome |  | M1027 | 950 |  | MICROPORT ORTHOPEDICS PTY LIMITED | Transcen/Lineagte Articulation System | Metal Femoral Head CoCr | 28mm- 36mm, 4 lengths | 262372 | August 2016 |  | Transferred from WR265 | Transferred from WR265 | 42583
11 - Hip | 11.02 - FEMORAL HEADS | 11.02.02 - Conventional Femoral Heads, >32mm | 11.02.02.03 - Alumina |  | LI104 | 2055 |  | Amplitude Australia | Austofix Ceramic System | Biolox ceramic femoral head | 36mm | 158179 | August 2016 |  | Transferred from AX064 | Transferred from AX064 | 42583
11 - Hip | 11.02 - FEMORAL HEADS | 11.02.02 - Conventional Femoral Heads, >32mm | 11.02.02.05 - Ceramic Mix |  | M1028 | 2300 |  | MICROPORT ORTHOPEDICS PTY LIMITED | Delta Modular Heads | Biolox Delta Heads | 36mm - 44mm in -3.5mm, 0mm, +3.5 neck lengths | 240574 | August 2016 |  | Transferred from WR100 | Transferred from WR100 | 42583
11 - Hip | 11.02 - FEMORAL HEADS | 11.02.02 - Conventional Femoral Heads, >32mm | 11.02.02.05 - Ceramic Mix |  | TG026 | 2300 |  | Future Medical Pty Ltd | JRI Total Hip System | Total Hip Replacement (THR) Ceramic Femoral Heads, Biolox Delta Ceramic, and Alumina Oxide | 12 / 14 Taper, Biolox Delta Ceramic head sizes 36mm & 40mm, Alumina Oxide head sizes 28mm | 132410 | August 2016 |  | Transferred from OH300 | Transferred from OH300 | 42583
11 - Hip | 11.02 - FEMORAL HEADS | 11.02.06 - Bipolar/Multipolar | 11.02.06.01 - Bipolar |  | TG003 | 857 |  | Future Medical Pty Ltd | Furlong Hemi Range | Bipolar head | 40-58mm | 132410 | August 2016 |  | Transferred from OH398 | Transferred from OH398 | 42583
11 - Hip | 11.03 - ACETABULAR COMPONENTS | 11.03.01 - Cups, Cemented | 11.03.01.01 - Unmodified polyethylene |  | TG007 | 750 |  | Future Medical Pty Ltd | JRI Cemented Cup | UHMWPE Cup unmodified Cemented | 28mm and 32mm | 132477 | August 2016 |  | Transferred from OH290 | Transferred from OH290 | 42583
11 - Hip | 11.03 - ACETABULAR COMPONENTS | 11.03.02 - Shells, Uncemented | 11.03.02.02 - Beaded |  | M1032 | 2508 |  | MICROPORT ORTHOPEDICS PTY LIMITED | Dynasty Acetabular System/ Actebular Shell | Beaded Acetabular shell non HA | 42 - 76mm in 2mm increments | 272232, 272252 | August 2016 |  | Transferred from WR114 | Transferred from WR114 | 42583
11 - Hip | 11.03 - ACETABULAR COMPONENTS | 11.03.02 - Shells, Uncemented | 11.03.02.05 - Porous Metal |  | SF144 | 3350 |  | Signature Orthopaedics | C2 Acetabular Shell | titanium Cup with sintered titanium coating | 48 - 68mm | 276894 | August 2016 |  | Duplicated from LI099 | Duplicated from LI099 | 42583
11 - Hip | 11.03 - ACETABULAR COMPONENTS | 11.03.03 - Shells, Uncemented, HA | 11.03.03.01 - Grit Blast |  | TG004 | 2700 |  | Future Medical Pty Ltd | JRI CSF Cup | Grit blast with HA, titanium | 44mm - 70mm | 132477 | August 2016 |  | Transferred from OH286 | Transferred from OH286 | 42583
11 - Hip | 11.03 - ACETABULAR COMPONENTS | 11.03.03 - Shells, Uncemented, HA | 11.03.03.02 - Beaded |  | M1033 | 2908 |  | MICROPORT ORTHOPEDICS PTY LIMITED | Procotyl L Acetabular Cup | Beaded, Titanium HA coated cup | 42 - 68mm | 196524 | August 2016 |  | Transferred from WR095 | Transferred from WR095 | 42583
11 - Hip | 11.03 - ACETABULAR COMPONENTS | 11.03.03 - Shells, Uncemented, HA | 11.03.03.04 - Plasma |  | TG022 | 2700 |  | Future Medical Pty Ltd | JRI CSF Plus Cup | Titanium, plasma, HA for modified poly insert | 44mm - 70mm O/D | 132477 | August 2016 |  | Transferred from OH296 | Transferred from OH296 | 42583
11 - Hip | 11.03 - ACETABULAR COMPONENTS | 11.03.03 - Shells, Uncemented, HA | 11.03.03.04 - Plasma |  | TG027 | 2700 |  | Future Medical Pty Ltd | JRI CSF Plus Cup | Titanium, plasma, HA for ceramic insert | 44mm - 70mm O/D | 132477 | August 2016 |  | Transferred from OH295 | Transferred from OH295 | 42583
11 - Hip | 11.03 - ACETABULAR COMPONENTS | 11.03.03 - Shells, Uncemented, HA | 11.03.03.04 - Plasma |  | ZI939 | 2700 |  | Zimmer Biomet Pty Ltd | Mallory Head Hip System | Acetabular shell, solid, plasma, HA | 40-80mm | 222371, 222372 | August 2016 |  | Compressed from BI110, BI112 | Compressed from BI110, BI112 | 42583
11 - Hip | 11.03 - ACETABULAR COMPONENTS | 11.03.04 - Insert/Liner | 11.03.04.01 - Unmodified polyethylene |  | TG009 | 820 |  | Future Medical Pty Ltd | JRI CSF Cup insert | UHMWPE unmodified | 28mm, 32mm, 36mm | 132477 | August 2016 |  | Transferred from OH287 | Transferred from OH287 | 42583
11 - Hip | 11.03 - ACETABULAR COMPONENTS | 11.03.04 - Insert/Liner | 11.03.04.02 - Modified polyethylene |  | M1025 | 1160 |  | MICROPORT ORTHOPEDICS PTY LIMITED | Dynasty Acetabular System /poly liner | A-class Crosslinked polyethylene liner, standard and lipped, large head options | ID 22,28,32,36, 38,40,42,46 | 272312, 272313 | August 2016 |  | Transferred from WR103 | Transferred from WR103 | 42583
11 - Hip | 11.03 - ACETABULAR COMPONENTS | 11.03.04 - Insert/Liner | 11.03.04.02 - Modified polyethylene |  | M1026 | 1160 |  | MICROPORT ORTHOPEDICS PTY LIMITED | Procotyl L A-class Crosslinked polyethylene liner,standard & lipped, large head options | A-class crosslinked poly liners, standard and lipped liners | 28, 32, 36, 40 ID | 265521, 265522 | August 2016 |  | Transferred from WR106 | Transferred from WR106 | 42583
11 - Hip | 11.03 - ACETABULAR COMPONENTS | 11.03.04 - Insert/Liner | 11.03.04.02 - Modified polyethylene |  | TG025 | 1160 |  | Future Medical Pty Ltd | JRI CSF Plus Cup Insert | UHMWPE modified | 10 degree liners 28mm, 32mm, 36mm | 132477 | August 2016 |  | Transferred from OH298 | Transferred from OH298 | 42583
11 - Hip | 11.03 - ACETABULAR COMPONENTS | 11.03.04 - Insert/Liner | 11.03.04.03 - Ceramic |  | TG011 | 2560 |  | Future Medical Pty Ltd | JRI CSF Plus Cup ceramic Insert | CSF Plus Cup Liner, Delta Liner | 28mm, 32mm, 36mm | 132477 | August 2016 |  | Transferred from OH297 | Transferred from OH297 | 42583
11 - Hip | 11.03 - ACETABULAR COMPONENTS | 11.03.04 - Insert/Liner | 11.03.04.03 - Ceramic |  | TG012 | 2560 |  | Future Medical Pty Ltd | JRI CSF Cup Ceramic Insert | Ceramic Inserts, Alumina oxide, Biolox Forte | 28mm | 132477 | August 2016 |  | Transferred from OH288 | Transferred from OH288 | 42583
11 - Hip | 11.03 - ACETABULAR COMPONENTS | 11.03.04 - Insert/Liner | 11.03.04.06 - Ceramic Mix |  | M1029 | 2620 |  | MICROPORT ORTHOPEDICS PTY LIMITED | Procotyl L Delta Ceramic Liner | Delta ceramic liners | 28, 32, 36, 40, 44 ID | 273669 | August 2016 |  | Transferred from WR099 | Transferred from WR099 | 42583
11 - Hip | 11.04 - ACCESSORIES | 11.04.02 - Bolt |  |  | TG006 | 400 |  | Future Medical Pty Ltd | Securus Modular Revision Hip System | Modular Locking Bolt | One Size | 132478 | August 2016 |  | Transferred from OH381 | Transferred from OH381 | 42583
11 - Hip | 11.04 - ACCESSORIES | 11.04.03 - Bone Screw |  |  | TG001 | 137 |  | Future Medical Pty Ltd | JRI CSF Hip System | CSF Bone Screws, Titanium Alloy | 15mm - 50mm | 132409 | August 2016 |  | Transferred from OH289 | Transferred from OH289 | 42583
11 - Hip | 11.04 - ACCESSORIES | 11.04.03 - Bone Screw |  |  | M1036 | 137 |  | MICROPORT ORTHOPEDICS PTY LIMITED | Bone Screw | Cancellous Bone Screw Titanium | 6.5mm x 1.5 – 6 cm in 0.5cm increments | 247558 | August 2016 |  | Transferred from WR271 | Transferred from WR271 | 42583
11 - Hip | 11.04 - ACCESSORIES | 11.04.06 - Centraliser |  |  | M1039 | 158 |  | MICROPORT ORTHOPEDICS PTY LIMITED | Cement Cetraliser | Profemur XM Cement Centraliser | N/A | 247578 | August 2016 |  | Transferred from WR249 | Transferred from WR249 | 42583
11 - Hip | 11.04 - ACCESSORIES | 11.04.09 - Dome Plug |  |  | TG016 | 160 |  | Future Medical Pty Ltd | Securus Modular Revision Hip System | Modular Body Cap | One size | 132478 | August 2016 |  | Transferred from OH380 | Transferred from OH380 | 42583
11 - Hip | 11.04 - ACCESSORIES | 11.04.09 - Dome Plug |  |  | SF141 | 160 |  | Signature Orthopaedics | C2 Hole Eliminator | Titanium Screw Hole Plug | 6.3 x 3.2mm, 11.3 x 4.2mm | 246580 | August 2016 |  | Duplicated from LI102 | Duplicated from LI102 | 42583
11 - Hip | 11.04 - ACCESSORIES | 11.04.10 - Head Taper Insert |  |  | LI105 | 520 |  | Amplitude Australia | U2 Taper Sleeve | Taper Sleeve, Unipolar | -4, 0, +4, +8 | 158179 | August 2016 |  | Transferred from AX102 | Transferred from AX102 | 42583
11 - Hip | 11.04 - ACCESSORIES | 11.04.14 - Plug - Including Dome Plug |  |  | M1030 | 160 |  | MICROPORT ORTHOPEDICS PTY LIMITED | WMT Perfecta Hip System | PMMA cement Plug | 9 - 21mm in 1mm increments | 143863 | August 2016 |  | Transferred from WR118 | Transferred from WR118 | 42583
11 - Hip | 11.04 - ACCESSORIES | 11.04.18 - Screw |  |  | TG010 | 200 |  | Future Medical Pty Ltd | Securus Modular Revision Hip System | Distal locking screws | 30-70mm | 132409 | August 2016 |  | Transferred from OH382 | Transferred from OH382 | 42583
11 - Hip | 11.04 - ACCESSORIES | 11.04.20 - Spacer- Unique |  |  | ER295 | 1560 |  | Emergo Asia Pacific Pty Ltd | Spacer-G | Temporary implantable device for the treatment of infected total hip replacement, Composition - stainless steel core surrounded by PMMA impregnated with Gentamicin | Short Stems, Head size 46mm, 54mm, 60mm | 155142 | August 2016 |  | Transferred from ZI311 | Transferred from ZI311 | 42583
11 - Hip | 11.04 - ACCESSORIES | 11.04.20 - Spacer- Unique |  |  | ER296 | 1560 |  | Emergo Asia Pacific Pty Ltd | Spacer-G | Temporary implantable device for the treatment of infected total hip replacement, Composition - stainless steel core surrounded by PMMA impregnated with Gentamicin | Long Stems, Head size 46mm, 54mm, 60mm | 155142 | August 2016 |  | Transferred from ZI312 | Transferred from ZI312 | 42583
12 - Knee | 12.01 - FEMORAL COMPONENT: TOTAL KNEE ARTHROPLASTY | 12.01.01 - Cemented, Alloy | 12.01.01.01 - Minimally Stabilised |  | M1003 | 3300 |  | MICROPORT ORTHOPEDICS PTY LIMITED | Evolution Medial Pivot Knee System | Cemented, grit blasted, minimally stabilised, femoral component | 1, 2, 3, 4, 5, 6, 7 & 8 | 225086 | August 2016 |  | New Listing | New Listing | 42583
12 - Knee | 12.01 - FEMORAL COMPONENT: TOTAL KNEE ARTHROPLASTY | 12.01.01 - Cemented, Alloy | 12.01.01.01 - Minimally Stabilised |  | M1021 | 3300 |  | MICROPORT ORTHOPEDICS PTY LIMITED | Advance Medial Pivot Knee System | Cemented, grit blasted, minimally stabilised, femoral component | 1, 2, 3, 4, 5, 6, 7 & 8 | 196522 | August 2016 |  | New Listing | New Listing | 42583
12 - Knee | 12.01 - FEMORAL COMPONENT: TOTAL KNEE ARTHROPLASTY | 12.01.01 - Cemented, Alloy | 12.01.01.01 - Minimally Stabilised |  | SF139 | 3300 |  | Signature Orthopaedics | Active Knee Femoral Component | Femoral Component, Cemented, CoCr | Sizes 00 - 5 Left & Right | 276959 | August 2016 |  | Duplicated from AE039 | Duplicated from AE039 | 42583
12 - Knee | 12.01 - FEMORAL COMPONENT: TOTAL KNEE ARTHROPLASTY | 12.01.01 - Cemented, Alloy | 12.01.01.01 - Minimally Stabilised | Revision | M1008 | 6050 |  | MICROPORT ORTHOPEDICS PTY LIMITED | Advance Medial Pivot Knee System | Stemmed condular medial pivot component, cemented, grit blasted, minimally stabilised, femoral component, CoCr, usually used with a anterior lipped insert | 1, 2, 3, 4, 5 All in Left & Right | 236060 | August 2016 |  | New Listing | New Listing | 42583
12 - Knee | 12.01 - FEMORAL COMPONENT: TOTAL KNEE ARTHROPLASTY | 12.01.01 - Cemented, Alloy | 12.01.01.02 - Posterior Stabilised |  | GO287 | 3400 |  | Global Orthopaedic Technology | Apex PS Cemented Femoral Component | The femoral component of a total knee system that incorporates a proportionally sized box. | Sizes 1-6, plus Sizes 1+ to 5+ Left and Right | 196653 | August 2016 |  | Expanded from GO255 | Expanded from GO255 | 42583
12 - Knee | 12.01 - FEMORAL COMPONENT: TOTAL KNEE ARTHROPLASTY | 12.01.01 - Cemented, Alloy | 12.01.01.02 - Posterior Stabilised |  | M1001 | 3400 |  | MICROPORT ORTHOPEDICS PTY LIMITED | Evolution Medial Pivot Knee System | Cemented, grit blasted, prosterior stabilised, femoral component | 1, 2, 3, 4, 5, 6, 7 & 8 | 259355 | August 2016 |  | New Listing | New Listing | 42583
12 - Knee | 12.01 - FEMORAL COMPONENT: TOTAL KNEE ARTHROPLASTY | 12.01.01 - Cemented, Alloy | 12.01.01.02 - Posterior Stabilised |  | ZI933 | 3400 |  | Zimmer Biomet Pty Ltd | Persona Knee System | Persona PS Femoral Component, Cemented | 1-12, including narrow | 261279 | August 2016 |  | New Listing | New Listing | 42583
12 - Knee | 12.01 - FEMORAL COMPONENT: TOTAL KNEE ARTHROPLASTY | 12.01.01 - Cemented, Alloy | 12.01.01.02 - Posterior Stabilised | Revision | GO286 | 6150 |  | Global Orthopaedic Technology | Apex PS Cemented Revision Femoral Component | The femoral component of a total knee revision system that incorporates a proportionally sized box. | Sizes 1-6, plus Sizes 1+ to 5+ Left and Right | 196653 | August 2016 |  | Expanded from GO255 | Expanded from GO255 | 42583
12 - Knee | 12.01 - FEMORAL COMPONENT: TOTAL KNEE ARTHROPLASTY | 12.01.01 - Cemented, Alloy | 12.01.01.03 - Totally Constrained | Revision | M1009 | 6250 |  | MICROPORT ORTHOPEDICS PTY LIMITED | Advance Medial Pivot Knee System | Cemented, grit blasted, totally constrained, femoral component, CoCr | 1, 2, 3, 4, 5 | 220420 | August 2016 |  | New Listing | New Listing | 42583
12 - Knee | 12.01 - FEMORAL COMPONENT: TOTAL KNEE ARTHROPLASTY | 12.01.01 - Cemented, Alloy | 12.01.01.03 - Totally Constrained | Revision, Hinged | SF134 | 6750 |  | Signature Orthopaedics | SHiVA Modular Knee Hinge Prosthesis - Femoral Component | Hinge Knee Femoral Component | Sizes 2,3 and 4 Left and right | 192962 | August 2016 |  | Transferred from GO250 | Transferred from GO250 | 42583
12 - Knee | 12.01 - FEMORAL COMPONENT: TOTAL KNEE ARTHROPLASTY | 12.01.04 - Uncemented, Alloy | 12.01.04.01 - Minimally Stabilised |  | M1022 | 3700 |  | MICROPORT ORTHOPEDICS PTY LIMITED | Advance Medial Pivot Knee System | Uncemented, beaded, non HA, CoCr, usually used with a anterior lipped insert | 1, 2, 3, 4, 5, 6 | 236923 | August 2016 |  | New Listing | New Listing | 42583
12 - Knee | 12.03 - TIBIAL TRAY COMPONENT - TOTAL KNEE ARTHROPLASTY | 12.03.02 - Cemented, Alloy |  |  | SF142 | 2150 |  | Signature Orthopaedics | Active Knee Tibial Baseplate | Tibial baseplate, Cemented, CoCr | Sizes 1-5 | 276957 | August 2016 |  | Duplicated from AE040 | Duplicated from AE040 | 42583
12 - Knee | 12.03 - TIBIAL TRAY COMPONENT - TOTAL KNEE ARTHROPLASTY | 12.03.02 - Cemented, Alloy |  |  | M1002 | 2150 |  | MICROPORT ORTHOPEDICS PTY LIMITED | Evolution Medial Pivot Knee System | Tibial component, CoCr, cemented | 1, 1+, 2, 2+, 3, 3+, 4, 4+, 5, 5+, 6, 7, 8, 8+ | 234319 | August 2016 |  | New Listing | New Listing | 42583
12 - Knee | 12.03 - TIBIAL TRAY COMPONENT - TOTAL KNEE ARTHROPLASTY | 12.03.02 - Cemented, Alloy |  |  | M1018 | 2150 |  | MICROPORT ORTHOPEDICS PTY LIMITED | Advance Medial Pivot Knee System | Tibial component, CoCr, cemented | 1, 1+, 2, 2+, 3, 3+, 4, 4+, 5, 5+, 6, 7, 8, 8+ | 237079 | August 2016 |  | New Listing | New Listing | 42583
12 - Knee | 12.03 - TIBIAL TRAY COMPONENT - TOTAL KNEE ARTHROPLASTY | 12.03.02 - Cemented, Alloy |  |  | ZI935 | 2150 |  | Zimmer Biomet Pty Ltd | Persona Knee System | Persona Tibial Tray, Stemmed | 9 sizes, left and right | 261273 | August 2016 |  | New Listing | New Listing | 42583
12 - Knee | 12.03 - TIBIAL TRAY COMPONENT - TOTAL KNEE ARTHROPLASTY | 12.03.02 - Cemented, Alloy |  | Revision | M1006 | 3650 |  | MICROPORT ORTHOPEDICS PTY LIMITED | Advance Medial Pivot Knee System | Revision tibial component, titanium, cemented with offset stem | 1, 1+, 2, 2+, 3, 3+, 4, 4+, 5, 5+ in Left & Right | 278300 | August 2016 |  | New Listing | New Listing | 42583
12 - Knee | 12.03 - TIBIAL TRAY COMPONENT - TOTAL KNEE ARTHROPLASTY | 12.03.02 - Cemented, Alloy |  | Revision | M1015 | 3650 |  | MICROPORT ORTHOPEDICS PTY LIMITED | Advance Medial Pivot Knee System | Revision tibial component, titanium, cemented | 0+, 1, 1+, 2, 2+, 3, 3+, 4, 4+, 5, 5+, 6 | 238912 | August 2016 |  | New Listing | New Listing | 42583
12 - Knee | 12.03 - TIBIAL TRAY COMPONENT - TOTAL KNEE ARTHROPLASTY | 12.03.04 - Cemented, Alloy, for Mobile Insert |  | Revision, Hinged | SF136 | 4400 |  | Signature Orthopaedics | SHiVA Modular Knee Prosthesis - Tibial Tray | Tibial Tray | Size 2,3 and 4 | 192962 | August 2016 |  | Transferred from GO251 | Transferred from GO251 | 42583
12 - Knee | 12.03 - TIBIAL TRAY COMPONENT - TOTAL KNEE ARTHROPLASTY | 12.03.05 - Uncemented, Alloy |  | Revision | M1023 | 3800 |  | MICROPORT ORTHOPEDICS PTY LIMITED | Advance Medial Pivot Knee System | Tibial component, beaded, titanium | 1, 1+, 2, 2+, 3, 3+, 4, 4+, 5, 5+, 6 | 278306 | August 2016 |  | New Listing | New Listing | 42583
12 - Knee | 12.03 - TIBIAL TRAY COMPONENT - TOTAL KNEE ARTHROPLASTY | 12.03.05 - Uncemented, Alloy | 12.03.05.01 - HA Coating |  | SF140 | 2700 |  | Signature Orthopaedics | Active Knee Tibial Baseplate | Tibial Baseplate, HA, uncemented, beaded, stemmed , CoCr | Sizes 1 to 5 (A-Narrow & B-Wide) | 276963 | August 2016 |  | Duplicated from AE099 | Duplicated from AE099 | 42583
12 - Knee | 12.04 - TIBIAL TRAY COMPONENT: UNI-COMPARTMENTAL KNEE ARTHROPLASTY | 12.04.02 - Cemented, Alloy |  |  | SL070 | 1550 |  | Smith & Nephew Pty Ltd | Journey Knee System Tibial Uni Baseplate | Uni Tibial Baseplate, Titanium, cemented, for fixed insert | 1-6 | 207003 | August 2016 |  | New Listing | New Listing | 42583
12 - Knee | 12.05 - TIBIAL INSERT: TOTAL KNEE ARTHROPLASTY | 12.05.01 - Minimally Stabilised |  |  | SF143 | 1140 |  | Signature Orthopaedics | Active Knee Tibial Insert | Tibial Insert, UHMWPE | Sizes 1 - 5 Thickness 6 - 17.5mm | 276960, 276961, 276964 | August 2016 |  | Duplicated from AE251 | Duplicated from AE251 | 42583
12 - Knee | 12.05 - TIBIAL INSERT: TOTAL KNEE ARTHROPLASTY | 12.05.01 - Minimally Stabilised |  |  | M1004 | 1140 |  | MICROPORT ORTHOPEDICS PTY LIMITED | Evolution Medial Pivot Knee System | Minimally stabilised, fixed, tibial insert, UHMWPE | 1, 1+, 2, 2+, 3, 3+, 4, 4+, 5, 5+, 6, 6+, 7, 7+, 8, in 10 - 24 mm thicknesses | 234318 | August 2016 |  | New Listing | New Listing | 42583
12 - Knee | 12.05 - TIBIAL INSERT: TOTAL KNEE ARTHROPLASTY | 12.05.01 - Minimally Stabilised |  |  | M1020 | 1140 |  | MICROPORT ORTHOPEDICS PTY LIMITED | Advance Medial Pivot Knee System | Minimally stabilised, fixed, tibial insert, UHMWPE | 1, 1+, 2, 2+, 3, 3+, 4, 4+, 5, 5+, 6, 6+, 7, 7+, 8, in 10 - 24 mm thicknesses | 278296, 278297 | August 2016 |  | New Listing | New Listing | 42583
12 - Knee | 12.05 - TIBIAL INSERT: TOTAL KNEE ARTHROPLASTY | 12.05.02 - Posterior Stabilised |  |  | M1005 | 1200 |  | MICROPORT ORTHOPEDICS PTY LIMITED | Evolution Medial Pivot Knee System | Posterior stabilised, fixed tibial insert, UHMWPE | 1, 2, 3, 4, 5, 6, 7, 8, 10-24mm | 259432 | August 2016 |  | New Listing | New Listing | 42583
12 - Knee | 12.05 - TIBIAL INSERT: TOTAL KNEE ARTHROPLASTY | 12.05.02 - Posterior Stabilised |  |  | M1019 | 1200 |  | MICROPORT ORTHOPEDICS PTY LIMITED | Advance Medial Pivot Knee system | Posterior stabilised, fixed tibial insert, UHMWPE | 1, 2, 3, 4, 5, 6, 7, 8, 10-24mm | 238893 | August 2016 |  | New Listing | New Listing | 42583
12 - Knee | 12.05 - TIBIAL INSERT: TOTAL KNEE ARTHROPLASTY | 12.05.02 - Posterior Stabilised |  |  | ZI934 | 1200 |  | Zimmer Biomet Pty Ltd | Persona Knee System | Persona PS Articular Surface | 10-18 mm | 261277 | August 2016 |  | New Listing | New Listing | 42583
12 - Knee | 12.05 - TIBIAL INSERT: TOTAL KNEE ARTHROPLASTY | 12.05.03 - Totally Constrained |  |  | SF135 | 1250 |  | Signature Orthopaedics | SHiVA Modular Knee Prosthesis - Rotating Bearing | Rotating Bearing | Sizes 2,3 and 4 x 10mm | 192962 | August 2016 |  | Transferred from GO252 | Transferred from GO252 | 42583
12 - Knee | 12.05 - TIBIAL INSERT: TOTAL KNEE ARTHROPLASTY | 12.05.03 - Totally Constrained |  |  | M1010 | 1250 |  | MICROPORT ORTHOPEDICS PTY LIMITED | Advance Medial Pivot Knee System | totally constrained, UHMWPE, fixed tibial insert with reinforcing peg | 1, 2, 3, 4, 5, 6 in 10 - 30mm in 2mm increments | 238894 | August 2016 |  | New Listing | New Listing | 42583
12 - Knee | 12.08 - PATELLAR COMPONENT | 12.08.01 - Cemented, All Polyethylene |  |  | SF138 | 600 |  | Signature Orthopaedics | SHiVA Modular Knee Hinge Prosthesis - Patella Button | Patella Button | Sizes 2,3 and 4 | 192962 | August 2016 |  | Transferred from GO253 | Transferred from GO253 | 42583
12 - Knee | 12.08 - PATELLAR COMPONENT | 12.08.01 - Cemented, All Polyethylene |  |  | SF145 | 600 |  | Signature Orthopaedics | Active Knee Patella | Patella, cemented, UHMWPE | Sizes 1 - 5 | 276965 | August 2016 |  | Duplicated from AE050 | Duplicated from AE050 | 42583
12 - Knee | 12.08 - PATELLAR COMPONENT | 12.08.01 - Cemented, All Polyethylene |  |  | M1011 | 600 |  | MICROPORT ORTHOPEDICS PTY LIMITED | Advance Medial Pivot Knee System | All poly patella, recessed and onlay, single peg or tri-peg | 25, 28, 32, 35, 38, 41mm | 278302, 278303, 278304 | August 2016 |  | New Listing | New Listing | 42583
12 - Knee | 12.11 - KNEE ACCESSORIES | 12.11.01 - Augments |  |  | SF132 | 1283 |  | Signature Orthopaedics | SHiVA Modular Knee Hinge Prosthesis | SHiVA Modular Knee Hinge Prosthesis - Tibial Spacer | Size 2,3 and 4 x 5mm and 10mm thick | 192962 | August 2016 |  | Transferred from GO254 | Transferred from GO254 | 42583
12 - Knee | 12.11 - KNEE ACCESSORIES | 12.11.01 - Augments |  |  | M1007 | 1283 |  | MICROPORT ORTHOPEDICS PTY LIMITED | Advance Medial Pivot Knee System | Offset tibial block augments, screw fixation for use with offset stemmed tibial component | 1, 2/1, 3/2, 4/3, 5/4, 6/5, All in 5mm, 10mm, 15mm | 196520 | August 2016 |  | New Listing | New Listing | 42583
12 - Knee | 12.11 - KNEE ACCESSORIES | 12.11.01 - Augments |  |  | M1012 | 1283 |  | MICROPORT ORTHOPEDICS PTY LIMITED | Advance Medial Pivot Knee System | Femoral Augments titanium, separate distal and posterior with screw attachment | 1 - 5, 5mm thick, 10mm thick, posterior and distal | 196520 | August 2016 |  | New Listing | New Listing | 42583
12 - Knee | 12.11 - KNEE ACCESSORIES | 12.11.01 - Augments |  |  | M1014 | 1283 |  | MICROPORT ORTHOPEDICS PTY LIMITED | Advance Medial Pivot Knee System | Tibial augments, wedges and blocks, screw attachment | 15 degree, sizes 1, 2/1+, 3/2+, 4/3+, 5/4+, 6/5+, Blocks 5mm, 10mm, 15mm | 196520 | August 2016 |  | New Listing | New Listing | 42583
12 - Knee | 12.11 - KNEE ACCESSORIES | 12.11.01 - Augments |  |  | SF133 | 1283 |  | Signature Orthopaedics | SHiVA Hinge Knee Revision System - Spacer | SHiVA Hinge Knee Revision Spacer including locking screws | Size 2 -4, Thickness 5 and 10 mm for Distal Femoral and Posterior Femoral Reference Size 2-5 , Thickness 5 and 10 mm for Tibial Reference | 192962 | August 2016 |  | Transferred from GO264 | Transferred from GO264 | 42583
12 - Knee | 12.11 - KNEE ACCESSORIES | 12.11.06 - End caps |  |  | M1037 | 725 |  | MICROPORT ORTHOPEDICS PTY LIMITED | Advance Medial Pivot Stem Cap | Modular Tibial Base Stem Cap | N/A | 196521 | August 2016 |  | Transferred from WR251 | Transferred from WR251 | 42583
12 - Knee | 12.11 - KNEE ACCESSORIES | 12.11.09 - Screws |  |  | M1017 | 140 |  | MICROPORT ORTHOPEDICS PTY LIMITED | Cancellous Bone Screw | Option bone screw for tibial component | 6.5mm x 1.5 - 6cm in 0.5cm increments long | 247558 | August 2016 |  | New Listing | New Listing | 42583
12 - Knee | 12.11 - KNEE ACCESSORIES | 12.11.10 - Stems - straight or offset |  |  | M1013 | 1258 |  | MICROPORT ORTHOPEDICS PTY LIMITED | Advance Medial Pivot Knee System | Uncemented stems, femoral and tibial | 11-22mm, 100-140mm lengths | 196521 | August 2016 |  | New Listing | New Listing | 42583
12 - Knee | 12.11 - KNEE ACCESSORIES | 12.11.10 - Stems - straight or offset |  |  | M1016 | 1258 |  | MICROPORT ORTHOPEDICS PTY LIMITED | Advance Medial Pivot Knee System | Cemented stems, femoral and tibial | 10, 12,14, 16, 18 x 65mm, 15 x 30mm | 196521 | August 2016 |  | New Listing | New Listing | 42583
12 - Knee | 12.11 - KNEE ACCESSORIES | 12.11.10 - Stems - straight or offset |  |  | SF137 | 1258 |  | Signature Orthopaedics | SHiVA Hinge Knee Revision System - Stems | Knee revision Extension Stem | Straight 10 - 18mm Diameter; 50 to 150mm Length Offset 10 - 16 mm Diameter; 75mm Length | 192962 | August 2016 |  | Transferred from GO263 | Transferred from GO263 | 42583
12 - Knee | 12.11 - KNEE ACCESSORIES | 12.11.10 - Stems - straight or offset |  |  | ZI936 | 1258 |  | Zimmer Biomet Pty Ltd | Persona Knee System | Stem Extension | 14mm x 30mm | 250072 | August 2016 |  | New Listing | New Listing | 42583
12 - Knee | 12.11 - KNEE ACCESSORIES | 12.11.11 - Stem Extenders, Sleeves and other couplings |  | Metaphyseal | HW574 | 2700 |  | Stryker Australia Pty Ltd | Triathlon Tritanium Femoral Cone Augments | 3D printed Tritanium Cone Augments intended for filling bone voids in metaphyseal region of bone. CPTi porous foam for biological fixation or cement interdigitation, for use with Triathlon TS cemented or uncemented stems | Femoral Cone Augments, 6 sizes, L & R (Size 1-2, Size 3, 4, 5, 6 and Size 7-8) | 262263 | August 2016 |  | New Listing | New Listing | 42583
12 - Knee | 12.11 - KNEE ACCESSORIES | 12.11.11 - Stem Extenders, Sleeves and other couplings |  | Metaphyseal | HW575 | 2700 |  | Stryker Australia Pty Ltd | Triathlon Tritanium Symmetric Tibial Cone Augments | 3D printed Tritanium Cone Augments intended for filling bone voids in metaphyseal region of bone. CPTi porous foam for biological fixation or cement interdigitation, for use with Triathlon TS cemented or uncemented stems | Symmetric Tibial Cone Augments, 5 sizes (A – E) | 262263 | August 2016 |  | New Listing | New Listing | 42583
12 - Knee | 12.11 - KNEE ACCESSORIES | 12.11.11 - Stem Extenders, Sleeves and other couplings |  | Metaphyseal | HW576 | 2700 |  | Stryker Australia Pty Ltd | Triathlon Tritanium Asymmetric Tibial Cone Augments | 3D printed Tritanium Cone Augments intended for filling bone voids in metaphyseal region of bone. CPTi porous foam for biological fixation or cement interdigitation, for use with Triathlon TS cemented or uncemented stems. | Asymmetric Tibial Cone Augments, 4 sizes, LM/RL & RM/LL, (B-E). | 262263 | August 2016 |  | New Listing | New Listing | 42583
12 - Knee | 12.11 - KNEE ACCESSORIES | 12.11.11 - Stem Extenders, Sleeves and other couplings |  | Metaphyseal | OO174 | 2700 |  | Oceania Orthopaedics | EPORE Cones | Universal femoral/Tibial metaphyseal sleeve, 3D Printed, smaller size cemented, larger sizes uncemented, titanium | Sizes 2-6 for Femur and Tibia, Left and Right for Femur | 221737 | August 2016 |  | New Listing | New Listing | 42583
12 - Knee | 12.11 - KNEE ACCESSORIES | 12.11.12 - Temporary Spacers |  |  | ER297 | 2079 |  | Emergo Asia Pacific Pty Ltd | Spacer-K | Temporary implantable device for the treatment of infected total knee replacement, Composition - stainless steel core surrounded by PMMA impregnated with Gentamicin | Small, Medium, Large | 155141 | August 2016 |  | Transferred from ZI313 | Transferred from ZI313 | 42583
13 - Spinal | 13.01 - Bone Screws | 13.01.01 - Pedicle, Monoaxial |  |  | PJ006 | 930 |  | PurePlay Orthopaedics | Malibu Spinal System Monoaxial Screw | Monoaxial Bone Screw | 4.5mm x 25mm - 9.5mm x 80mm | 275794 | August 2016 |  | Duplicated from GO203 | Duplicated from GO203 | 42583
13 - Spinal | 13.01 - Bone Screws | 13.01.01 - Pedicle, Monoaxial |  |  | SX100 | 930 |  | Scient'x Australia | Arsenal Deformity Spinal Fixation System - Arsenal monoaxial screw | Monoaxial screws, fixed screws and iliac bolts | Monoxial screws: 4mm - 7mm diameter; 20mm - 130mm length Fixed screws: 4mm - 10.5mm diameter; 20mm - 130mm length Bolts: 6.5mm - 10.5mm diameter; 20mm - 130mm length; 0º, 5º, 10º, 15º, 20º, 25º and 30º | 178654 | August 2016 |  | New Listing | New Listing | 42583
13 - Spinal | 13.01 - Bone Screws | 13.01.02 - Pedicle, Polyaxial |  |  | PJ017 | 1330 |  | PurePlay Orthopaedics | Malibu Spinal System Polyaxial Screw | Polyaxial screw | 4.5mm x 20mm - 8.5mm x 110mm in 5mm increments | 275794 | August 2016 |  | Duplicated from GO202 | Duplicated from GO202 | 42583
13 - Spinal | 13.01 - Bone Screws | 13.01.02 - Pedicle, Polyaxial |  |  | ER293 | 1330 |  | Emergo Asia Pacific Pty Ltd | Spineway Mont Blanc Pedicle Screw System-Pedicle Screw, Polyaxial | Spineway Mont Blanc Pedicle Screw System-Pedicle Screw, Polyaxial | dia (4-8 mm) x length (25-110 mm) | 235417, 235418 | August 2016 |  | Expanded from ER230 | Expanded from ER230 | 42583
13 - Spinal | 13.01 - Bone Screws | 13.01.02 - Pedicle, Polyaxial |  |  | OF059 | 1330 |  | Orthofix Australia Pty Limited | Centurion Multi-Axial Screws | Multi-Axial and Smooth Shank Multi-Axial Screws | 3.5mm Diameter – 10mm - 52mm in 2mm increments 4.0mm Diameter – 10mm - 52mm in 2mm increments 4.5mm Diameter – 10mm – 50mm in 5mm increments 5.0mm Diameter – 10mm – 50mm in 5mm increments | 195012 | August 2016 |  | New Listing | New Listing | 42583
13 - Spinal | 13.01 - Bone Screws | 13.01.02 - Pedicle, Polyaxial |  |  | PJ011 | 1330 |  | PurePlay Orthopaedics | Malibu Spinal System Polyaxial Reduction Screw | Malibu Spinal System Polyaxial or Uni Planar Reduction Screw | 4.5mm x 25mm - 40mm in 5mm increments 5.5mm x 25mm - 50mm in 5mm increments 6.5mm x 35mm - 55mm in 5mm increments 7.5mm x 35mm - 55mm in 5mm increments | 275794 | August 2016 |  | Duplicated from GO211 | Duplicated from GO211 | 42583
13 - Spinal | 13.01 - Bone Screws | 13.01.02 - Pedicle, Polyaxial |  |  | SX099 | 1330 |  | Scient'x Australia | Arsenal Cortical Bone Fixation (CBx) System | Polyaxial screw | Cortical screws - Diameter: 4.0mm - 7.5mm; Length: 15mm - 60mm. Cortico-Cancellous screws - Diameter: 4.0mm - 10.5mm; Length 15mm - 60mm. | 178654 | August 2016 |  | New Listing | New Listing | 42583
13 - Spinal | 13.01 - Bone Screws | 13.01.02 - Pedicle, Polyaxial |  |  | SX101 | 1330 |  | Scient'x Australia | Arsenal Deformity Spinal Fixation System - Arsenal polyaxial screw | Polyaxial and uniplanar screws | Polyaxial: 6.5mm - 10.5mm diameter; 20mm - 130mm length Uniplanar: 4.0mm - 7.5mm diameter; 20mm - 130mm length | 178654 | August 2016 |  | New Listing | New Listing | 42583
13 - Spinal | 13.01 - Bone Screws | 13.01.02 - Pedicle, Polyaxial |  | Cannulated | ER288 | 1390 |  | Emergo Asia Pacific Pty Ltd | Premia Spine Versalink Fixation System-Polyaxial Pedicle Screw | Premia Spine Versalink Fixation System-Cannulated Polyaxial Pedicle Screw | dia (5.5-8.5)mm x length (25-60)mm | 267145 | August 2016 |  | New Listing | New Listing | 42583
13 - Spinal | 13.01 - Bone Screws | 13.01.02 - Pedicle, Polyaxial |  | Cannulated | ER292 | 1390 |  | Emergo Asia Pacific Pty Ltd | Spineway Mont Blanc Pedicle Screw System-Pedicle Screw, Polyaxial, MIS, Cannulated | Spineway Mont Blanc Pedicle Screw System-Pedicle Screw, Polyaxial, MIS, Cannulated | dia (4.5-8.0 mm) x length (25-60 mm) | 235417, 235418 | August 2016 |  | Expanded from ER230 | Expanded from ER230 | 42583
13 - Spinal | 13.01 - Bone Screws | 13.01.02 - Pedicle, Polyaxial |  | Cannulated | MN198 | 1390 |  | Johnson & Johnson Medical Pty Ltd | Viper Spine System | Polyaxial, uniplanar cannulated screws | 4.35 to 10mm diameter | 145290, 178040 | August 2016 |  | Compressed from JJ835, JJ836 | Compressed from JJ835, JJ836 | 42583
13 - Spinal | 13.01 - Bone Screws | 13.01.02 - Pedicle, Polyaxial |  | Shank | NV139 | 665 |  | Nuvasive Australia and NZ Pty Ltd | Reline (Mod Shank) Cannulated | Screw Shank | 4.8-8.5mm x 25-70mm | 209199 | August 2016 |  | New Listing | New Listing | 42583
13 - Spinal | 13.01 - Bone Screws | 13.01.02 - Pedicle, Polyaxial |  | Shank | NV142 | 665 |  | Nuvasive Australia and NZ Pty Ltd | Reline (Mod Shank) | Screw Shank | 4.8-8.5mm x 25-70mm | 209199 | August 2016 |  | New Listing | New Listing | 42583
13 - Spinal | 13.01 - Bone Screws | 13.01.03 - Standard |  |  | PJ016 | 200 |  | PurePlay Orthopaedics | Zuma bone screw | Bone screw | 5.5mm - 6.0mm x 20mm - 30mm | 275780 | August 2016 |  | Duplicated from GO230 | Duplicated from GO230 | 42583
13 - Spinal | 13.01 - Bone Screws | 13.01.03 - Standard |  |  | BF023 | 200 |  | Matrix Medical Innovations | Redmond Screw | Variable or constrained self-drilling/self-tapping/oversized screw | Length: 12mm, 13mm, 14mm, 15mm, 16mm, 17mm, 18mm, 20mm Diameter: 4.0m (self-drilling and self-tapping); 4.5mm (oversized) | 211536 | August 2016 |  | New Listing | New Listing | 42583
13 - Spinal | 13.01 - Bone Screws | 13.01.03 - Standard |  |  | EV022 | 200 |  | Evolution Surgical | Revolution ACDF Plate Screw | Anterior Cervical Bone Screws | Fixed and Variable Angle. Diameter 4 - 4.5mm. Length 10 - 20mm | 236041 | August 2016 |  | New Listing | New Listing | 42583
13 - Spinal | 13.01 - Bone Screws | 13.01.03 - Standard |  |  | HC025 | 200 |  | Health Care Surgical Pty Ltd | Screw | The Screw is used with the Perfect-C implant to obtain cortical fixation. | Length 14 - 18mm | 262490 | August 2016 |  | New Listing | New Listing | 42583
13 - Spinal | 13.01 - Bone Screws | 13.01.03 - Standard |  |  | HW571 | 200 |  | Stryker Australia Pty Ltd | LITe Plate System - Screw | Bone Screw | Dia 5mm-5.5mm, Length 22mm-60mm | 277947 | August 2016 |  | New Listing | New Listing | 42583
13 - Spinal | 13.01 - Bone Screws | 13.01.03 - Standard |  |  | LB139 | 200 |  | Globus Medical Australia | Fortify® I-R Corpectomy Spacer System - Screws | Bone Screws, fixed or variable angles, self-tapping or self-drilling | 4.2, 3.6, and 5.5mm diameter, 12-60mm length | 190055 | August 2016 |  | New Listing | New Listing | 42583
13 - Spinal | 13.01 - Bone Screws | 13.01.03 - Standard |  |  | LH545 | 200 |  | Lifehealthcare Pty Ltd | Ultio Laminoplasty Screw | Screw, self drilling, self tapping | 2mm diameter, 4-20mm length | 275605 | August 2016 |  | New Listing | New Listing | 42583
13 - Spinal | 13.01 - Bone Screws | 13.01.03 - Standard |  |  | OF060 | 200 |  | Orthofix Australia Pty Limited | Centurion Occipital Bone Screws and Rescue Screws | Occipital Bone screws with non-anodized heads | 6mm – 14mm in 2mm increments | 195012 | August 2016 |  | New Listing | New Listing | 42583
13 - Spinal | 13.01 - Bone Screws | 13.01.03 - Standard |  |  | PJ009 | 200 |  | PurePlay Orthopaedics | Zuma-C Bone Screw | Variable angle bone screw | 4.0-4.5mm x 10-18mm | 275779 | August 2016 |  | Duplicated from GO268 | Duplicated from GO268 | 42583
13 - Spinal | 13.01 - Bone Screws | 13.01.03 - Standard |  | Cannulated | LH558 | 210 |  | Lifehealthcare Pty Ltd | Atlas (Anterior Odontoid Fixation System) | Cannulated Bone Screw | (4.0 - 4.5)mm diameter x (28-55)mm length | 275605 | August 2016 |  | New Listing | New Listing | 42583
13 - Spinal | 13.01 - Bone Screws | 13.01.03 - Standard |  | Dual Thread | EV027 | 480 |  | Evolution Surgical | Revolution Standalone ACDF bone screw | Anterior cervical fusion cage system Standalone screw | Diameter 4 - 4.5mm Length 12 -17mm | 236041 | August 2016 |  | New Listing | New Listing | 42583
13 - Spinal | 13.01 - Bone Screws | 13.01.03 - Standard |  | Expansion Screw / Expansion Head Screw | NV144 | 300 |  | Nuvasive Australia and NZ Pty Ltd | Anatomic LL (Screw) | Bone Screw | 5.0-6.0mm diameter, 20-30mm length | 132498 | August 2016 |  | New Listing | New Listing | 42583
13 - Spinal | 13.02 - Accessories for bone screws and connector components | 13.02.01 - Nut/Set Screw/Locking Screw |  |  | ER287 | 170 |  | Emergo Asia Pacific Pty Ltd | Premia Spine Versalink Fixation System-Ring Nut/set screws | Premia Spine Versalink Fixation System-Nut/set screws | N/A | 267145 | August 2016 |  | New Listing | New Listing | 42583
13 - Spinal | 13.02 - Accessories for bone screws and connector components | 13.02.01 - Nut/Set Screw/Locking Screw |  |  | OF061 | 170 |  | Orthofix Australia Pty Limited | Centurion Set Screw | Universal set screw | One size only | 195012 | August 2016 |  | New Listing | New Listing | 42583
13 - Spinal | 13.02 - Accessories for bone screws and connector components | 13.02.01 - Nut/Set Screw/Locking Screw |  |  | PJ007 | 170 |  | PurePlay Orthopaedics | Zuma-C Locking Cover | Screw Locking Cover | 6-12mm | 275779 | August 2016 |  | Duplicated from GO269 | Duplicated from GO269 | 42583
13 - Spinal | 13.02 - Accessories for bone screws and connector components | 13.02.01 - Nut/Set Screw/Locking Screw |  |  | PJ015 | 170 |  | PurePlay Orthopaedics | Malibu Spinal System Locking Cap | Locking cap with integral set screw | 5.5mm and 6.35mm | 275794 | August 2016 |  | Duplicated from GO204 | Duplicated from GO204 | 42583
13 - Spinal | 13.02 - Accessories for bone screws and connector components | 13.02.03 - Cap/Cover Plate |  |  | PJ010 | 424 |  | PurePlay Orthopaedics | Zuma Spinal System Locking Cover | Locking Cover | 10mm - 20mm | 275780 | August 2016 |  | Duplicated from GO232 | Duplicated from GO232 | 42583
13 - Spinal | 13.02 - Accessories for bone screws and connector components | 13.02.05 - Block/Screw head |  |  | NV140 | 760 |  | Nuvasive Australia and NZ Pty Ltd | Reline (Mod Tulip) | Tulip Screw | One size | 209199 | August 2016 |  | New Listing | New Listing | 42583
13 - Spinal | 13.02 - Accessories for bone screws and connector components | 13.02.05 - Block/Screw head |  |  | NV141 | 760 |  | Nuvasive Australia and NZ Pty Ltd | Reline (Mod Reduction Tulip) | Tulip Screw | One size | 209199 | August 2016 |  | New Listing | New Listing | 42583
13 - Spinal | 13.02 - Accessories for bone screws and connector components | 13.02.08 - Sublaminar Cable |  |  | EV024 | 820 |  | Evolution Surgical | NAJA ligament correction system | NAJA is dedicated to the correction and stabilization of the spine during fusion of the instrumented levels. It consists of: - A braid allowing correction and stabilization of the levels, after tensioning - A malleable lamella allowing guidance of the braid during surgery and attached to the braid through a shrink sleeve. These parts are not intended to a long term implantation - A connector designed to be fixed on a rod and holding the tension on the braid. Because of its conception, and in order to obtain symmetric constructions, two versions are available of the implant: one for the left size, one for the right side. | 5.5mm diameter, left side and right side. | 273278 | August 2016 |  | New Listing | New Listing | 42583
13 - Spinal | 13.03 - Connector | 13.03.01 - In-Line |  |  | PJ013 | 760 |  | PurePlay Orthopaedics | Malibu Spinal System In-line Connector | In-line Connector | 5.5mm and 6.35mm | 275794 | August 2016 |  | Duplicated from GO206 | Duplicated from GO206 | 42583
13 - Spinal | 13.03 - Connector | 13.03.01 - In-Line |  |  | OF066 | 760 |  | Orthofix Australia Pty Limited | Centurion Rod Connectors | Parallel Rod Connector, Axial Rod Connector and Lateral Offset Adaptor | 3.5mm by 5.5mm and 10mm offset (Lateral Adaptor) | 195012 | August 2016 |  | New Listing | New Listing | 42583
13 - Spinal | 13.03 - Connector | 13.03.02 - Offset |  |  | SX106 | 760 |  | Scient'x Australia | Arsenal Deformity Spinal Fixation System - Arsenal offset connector | Angled connectors, closed offset connectors, rod connectors | Angled connectors: 25º, 30º, 35º, 40º, 45º, 50º Offset connectors: 5.5mm diameter; 15mm - 105mm length Rod connectors: 5.5mm diameter; 5.5mm or 6.35mm length | 178654 | August 2016 |  | New Listing | New Listing | 42583
13 - Spinal | 13.03 - Connector | 13.03.03 - Transverse (Rod-to-Rod) | 13.03.03.01 - Fixed |  | PJ019 | 400 |  | PurePlay Orthopaedics | Malibu Spinal System Lateral Connector | Lateral Connector | 30mm - 60mm | 275794 | August 2016 |  | Duplicated from GO205 | Duplicated from GO205 | 42583
13 - Spinal | 13.03 - Connector | 13.03.03 - Transverse (Rod-to-Rod) | 13.03.03.01 - Fixed |  | SX104 | 420 |  | Scient'x Australia | Arsenal Deformity Spinal Fixation System - Arsenal fixed bridge | Fixed bridges | Diameter: 3.5mm, 4.0mm, 4.5mm Length: 16mm - 36mm | 178654 | August 2016 |  | New Listing | New Listing | 42583
13 - Spinal | 13.03 - Connector | 13.03.03 - Transverse (Rod-to-Rod) | 13.03.03.02 - Adjustable |  | OF065 | 1350 |  | Orthofix Australia Pty Limited | Centurion Cross Connectors | Adjustable Cross Connector | 20mm – 50mm in 5mm increments | 195012 | August 2016 |  | New Listing | New Listing | 42583
13 - Spinal | 13.03 - Connector | 13.03.03 - Transverse (Rod-to-Rod) | 13.03.03.02 - Adjustable |  | PJ018 | 1350 |  | PurePlay Orthopaedics | Malibu Spinal System CrossBar | CrossBar | 5.5mm and 6.35mm diameter rods 23mm - 75mm length options | 275794 | August 2016 |  | Duplicated from GO210 | Duplicated from GO210 | 42583
13 - Spinal | 13.03 - Connector | 13.03.03 - Transverse (Rod-to-Rod) | 13.03.03.02 - Adjustable |  | SX105 | 1350 |  | Scient'x Australia | Arsenal Deformity Spinal Fixation System - Arsenal variable bridge | Variable bridges | 26 - 32mm, 32 - 37mm, 35 - 42mm, 40 - 51mm, 47 - 66mm, 64 - 101mm | 178654 | August 2016 |  | New Listing | New Listing | 42583
13 - Spinal | 13.04 - Hook | 13.04.01 - Hook |  |  | PJ020 | 820 |  | PurePlay Orthopaedics | Malibu Spinal System Hooks | Hook | 5.5mm x 5.5mm - 9.0mm x 9.5mm | 275794 | August 2016 |  | Duplicated from GO207 | Duplicated from GO207 | 42583
13 - Spinal | 13.04 - Hook | 13.04.01 - Hook |  |  | OF064 | 820 |  | Orthofix Australia Pty Limited | Centurion Cervical Hooks | Cervical Hooks | 4.5mm and 6.0mm | 195012 | August 2016 |  | New Listing | New Listing | 42583
13 - Spinal | 13.04 - Hook | 13.04.01 - Hook |  |  | SX102 | 820 |  | Scient'x Australia | Arsenal Deformity Spinal Fixation System - Arsenal hook | Hooks: Thoracic Infralaminar; Thoracic Infralaminar Offset; Thoracic Infralaminar Reduction; Lumbar Infralaminar; Transverse Process, Offset Transverse Process; Pedicle; Pedicle Reduction; Thoracic Supralaminar; Offset Thoracic Supralaminar; Supralaminar Reduction; Claw Foundation; Claw Counter. | 5.5mm, 6.5mm, 7.5mm, 8.5mm, 9.5mm, 10.5mm | 178654 | August 2016 |  | New Listing | New Listing | 42583
13 - Spinal | 13.05 - Plate | 13.05.01 - Integral Fixation | 13.05.01.01 - Cervical |  | ER289 | 1400 |  | Emergo Asia Pacific Pty Ltd | Pyrenees Segmental Plate | Single level fusion plate with shelf. | 5-10mm shelf | 154444 | August 2016 |  | New Listing | New Listing | 42583
13 - Spinal | 13.05 - Plate | 13.05.01 - Integral Fixation | 13.05.01.01 - Cervical |  | EV021 | 1400 |  | Evolution Surgical | Revolution ACDF Plate | Anterior Cervical Plate | Double and Mini Plates. Level 1 20 - 34mm, Level 2 Plate 36 - 50mm | 273279 | August 2016 |  | New Listing | New Listing | 42583
13 - Spinal | 13.05 - Plate | 13.05.01 - Integral Fixation | 13.05.01.02 - ThoracoLumbar / Lumbar / Lumbosacral |  | HW572 | 2200 |  | Stryker Australia Pty Ltd | LITe Plate System - Plate | Anterior and Lateral Lumbar Locking Plates | Buttress1Size, Universal and Sacral Length 21mm-37mm, Lateral Length 16mm- 28mm | 277947 | August 2016 |  | New Listing | New Listing | 42583
13 - Spinal | 13.05 - Plate | 13.05.02 - No Integral Fixation | 13.05.02.03 - Occipital |  | OF067 | 2250 |  | Orthofix Australia Pty Limited | Centurion Occipital Plate | Occipital Plate | 20-30mm Rod Spacing 30- 40mm Rod Spacing 40-50mm Rod Spacing | 195012 | August 2016 |  | New Listing | New Listing | 42583
13 - Spinal | 13.05 - Plate | 13.05.02 - No Integral Fixation | 13.05.02.05 - Laminoplasty Plate |  | LH544 | 750 |  | Lifehealthcare Pty Ltd | Ultio Laminoplasty Plate | Plate | 27-35mm length | 275712 | August 2016 |  | New Listing | New Listing | 42583
13 - Spinal | 13.06 - Rod | 13.06.01 - Standard |  |  | PJ012 | 443 |  | PurePlay Orthopaedics | Malibu Spinal System ESS CoNiCr Rods | Rod CoNiCr Precontored | 5.5mm x 100mm - 600mm | 275794 | August 2016 |  | Duplicated from GO209 | Duplicated from GO209 | 42583
13 - Spinal | 13.06 - Rod | 13.06.01 - Standard |  |  | PJ014 | 443 |  | PurePlay Orthopaedics | Malibu Spinal System Rods | Rod | 5.5mm x 30mm - 600mm 6.35mm x 100mm | 275794 | August 2016 |  | Duplicated from GO208 | Duplicated from GO208 | 42583
13 - Spinal | 13.06 - Rod | 13.06.01 - Standard |  |  | ER284 | 443 |  | Emergo Asia Pacific Pty Ltd | Premia Spine Versalink Fixation System-Rods (straight or bent) | Premia Spine Versalink Rods (straight or bent) | dia 6 mm, length (40-180) mm | 267145 | August 2016 |  | New Listing | New Listing | 42583
13 - Spinal | 13.06 - Rod | 13.06.01 - Standard |  |  | ER286 | 443 |  | Emergo Asia Pacific Pty Ltd | Premia Spine Versalink Fixation System-Cross Bar | Premia Spine Versalink Fixation System-Cross Bar | one size | 267145 | August 2016 |  | New Listing | New Listing | 42583
13 - Spinal | 13.06 - Rod | 13.06.01 - Standard |  |  | EV028 | 443 |  | Evolution Surgical | Katana Rod | The Katana Rod, part of the Katana Pedicle Screw System is intended to provide immobilization and stabilisation of spinal segments in skeletally mature patients, as an adjunct to fusion in the thoracic, lumbar and sacral spine. These are specialty rods for use in procedures such as the treatment for scoliosis. | Titanium or CrCo straight rods. 300 and 500mm | 236041 | August 2016 |  | New Listing | New Listing | 42583
13 - Spinal | 13.06 - Rod | 13.06.01 - Standard |  |  | OF062 | 443 |  | Orthofix Australia Pty Limited | Centurion Rods | Titanium or Cobalt Chrome Rods and Transition Rods | 3.5mm diameter and 70mm, 120mm, and 200mm in length (Rods) 3.5mm – 5.5mm and 200/200mm, 200/300mm and 300/300mm in length (Transition Rods) | 195012 | August 2016 |  | New Listing | New Listing | 42583
13 - Spinal | 13.06 - Rod | 13.06.01 - Standard |  |  | OF063 | 443 |  | Orthofix Australia Pty Limited | Centurion Occipital Rods | Titanium or Cobalt Chrome Occipital Rod | 3.5mm, 110°, 120°, 135° | 195012 | August 2016 |  | New Listing | New Listing | 42583
13 - Spinal | 13.06 - Rod | 13.06.01 - Standard |  |  | SX103 | 443 |  | Scient'x Australia | Arsenal Deformity Spinal Fixation System - Arsenal rod | Straight rods | 5.5mm diameter; 30mm - 600mm length | 178654 | August 2016 |  | New Listing | New Listing | 42583
13 - Spinal | 13.06 - Rod | 13.06.01 - Standard |  | Shaped | ER285 | 600 |  | Emergo Asia Pacific Pty Ltd | Premia Spine Versalink Fixation System-Rods (shaped) | Premia Spine Versalink Fixation System-Rods (shaped) | offset and angle (0-30 degrees), length (40-90) mm | 267145 | August 2016 |  | New Listing | New Listing | 42583
13 - Spinal | 13.10 - Fusion Cage | 13.10.01 - Interbody, Integral Fixation | 13.10.01.01 - Cervical |  | BF022 | 4550 |  | Matrix Medical Innovations | Redmond Cervical Cage | Stand-alone cervical interbody fusion cage with locking cap | 14mm L x 15mm W; 5mm - 12mm H 15mm L x 15mm W; 5mm - 12mm H 15mm L x 17mm W; 5mm - 12mm H | 211536 | August 2016 |  | New Listing | New Listing | 42583
13 - Spinal | 13.10 - Fusion Cage | 13.10.01 - Interbody, Integral Fixation | 13.10.01.01 - Cervical |  | EV026 | 4550 |  | Evolution Surgical | Revolution Standalone ACDF cage | Interbody Fusion Cages are used to restore disc height and support loading during intervertebral body fusion. | Standard – 6 and 9 degrees, height 5-10mm | 236042 | August 2016 |  | New Listing | New Listing | 42583
13 - Spinal | 13.10 - Fusion Cage | 13.10.01 - Interbody, Integral Fixation | 13.10.01.01 - Cervical |  | HC024 | 4550 |  | Health Care Surgical Pty Ltd | Perfect-C | The Perfect-C implant is a stand-alone anterior cervical interbody fusion device. | Height - 5mm - 8mm | 262490 | August 2016 |  | New Listing | New Listing | 42583
13 - Spinal | 13.10 - Fusion Cage | 13.10.01 - Interbody, Integral Fixation | 13.10.01.01 - Cervical |  | PJ021 | 4550 |  | PurePlay Orthopaedics | Zuma-C Implant | Integrated low-profile titanium anterior fixation plate with PEEK Optima Interbody spacer | 13x12x16mm - 17x13x12mm | 275779 | August 2016 |  | Duplicated from GO267 | Duplicated from GO267 | 42583
13 - Spinal | 13.10 - Fusion Cage | 13.10.01 - Interbody, Integral Fixation | 13.10.01.02 - ThoracoLumbar / Lumbar |  | PJ008 | 6500 |  | PurePlay Orthopaedics | Zuma implant with integral plate | PEEK Interbody cage with integral plate | 26mm x 24mm, 32mm x 25mm Height 10mm - 18mm | 275780 | August 2016 |  | Duplicated from GO231 | Duplicated from GO231 | 42583
13 - Spinal | 13.10 - Fusion Cage | 13.10.02 - Interbody, No Integral Fixation | 13.10.02.01 - Cervical |  | A1004 | 2503 |  | ACRA REGULATORY SERVICES PTY LTD | PEEK Interbody system – Cervical | ACIF Implants; Sterile and Non Sterile | Diameter 14mm; 16mm: Height (5mm, - 12mm): Lordosis Angle 0 - 7.5 degrees: Curevd , Straight | 273366, 273367, 273374 | August 2016 |  | New Listing | New Listing | 42583
13 - Spinal | 13.10 - Fusion Cage | 13.10.02 - Interbody, No Integral Fixation | 13.10.02.01 - Cervical |  | A1008 | 2503 |  | ACRA REGULATORY SERVICES PTY LTD | TyPEEK Interbody system – Cervical | ACIF Implants; Sterile Commercially Pure Titanium and Polyetheretherketone (PEEK-Optima®) | Diameter 14mm; 16mm: Height 5-12mm: Lordosis Angle 0 - 7.5 degrees: Curved , Straight | 273366, 273367, 273374 | August 2016 |  | New Listing | New Listing | 42583
13 - Spinal | 13.10 - Fusion Cage | 13.10.02 - Interbody, No Integral Fixation | 13.10.02.01 - Cervical |  | EV025 | 2503 |  | Evolution Surgical | Eurospine ACDF Cage | Interbody Fusion Cages are used to restore disc height and support loading during intervertebral body fusion. | Flat or angled 6 - 9 degrees. Anterior width 17 - 19mm Posterior width 14 - 15mm Height 5 - 10mm | 273756 | August 2016 |  | New Listing | New Listing | 42583
13 - Spinal | 13.10 - Fusion Cage | 13.10.02 - Interbody, No Integral Fixation | 13.10.02.01 - Cervical |  | LH547 | 2503 |  | Lifehealthcare Pty Ltd | SiNTx Interbody Fusion Device, AC | Cervical Fusion Cage | (14-16)mm x (12-14)mm | 244559 | August 2016 |  | New Listing | New Listing | 42583
13 - Spinal | 13.10 - Fusion Cage | 13.10.02 - Interbody, No Integral Fixation | 13.10.02.01 - Cervical |  | LH569 | 2503 |  | Lifehealthcare Pty Ltd | Kasios KAGE | Cervical interbody cage, PEEK | Height 3mm - 10mm | 178660, 186610, 192697, 269594, 269595 | August 2016 |  | Transferred from AJ009 | Transferred from AJ009 | 42583
13 - Spinal | 13.10 - Fusion Cage | 13.10.02 - Interbody, No Integral Fixation | 13.10.02.01 - Cervical |  | OH524 | 2503 |  | Orthotech Pty Ltd | Endoskeleton TCS | Titanium Stand Alone ADCF Cage | 5-12mm Heights | 224529 | August 2016 |  | New Listing | New Listing | 42583
13 - Spinal | 13.10 - Fusion Cage | 13.10.02 - Interbody, No Integral Fixation | 13.10.02.01 - Cervical | Complex | LH551 | 2700 |  | Lifehealthcare Pty Ltd | SiNTx Plus AC Cervical Interbody Fusion Device | Cervical Fusion Cage | 5-12mm heights | 244559 | August 2016 |  | New Listing | New Listing | 42583
13 - Spinal | 13.10 - Fusion Cage | 13.10.02 - Interbody, No Integral Fixation | 13.10.02.02 - ThoracoLumbar / Lumbar |  | A1001 | 3600 |  | ACRA REGULATORY SERVICES PTY LTD | TyPEEK Interbody system – Lumbar PLIF/TLIF (single) | Sterile PLIF Implants TLIF Implants Commercially Pure Titanium and Polyetheretherketone (PEEK-Optima®) | Width 8-12mm: Length 22-34mm: Height 7-17mm: Lordosis Angle 0-8 degrees | 273366, 273367, 273374 | August 2016 |  | New Listing | New Listing | 42583
13 - Spinal | 13.10 - Fusion Cage | 13.10.02 - Interbody, No Integral Fixation | 13.10.02.02 - ThoracoLumbar / Lumbar |  | A1002 | 3600 |  | ACRA REGULATORY SERVICES PTY LTD | PEEK Interbody System – Lumbar ALIF | Sterile and Non sterile ALIF Implants | Width 24-28mm: Length 28-38mm: Height 8-17mm: Lordosis Angle 6 - 8 degrees | 273366, 273367, 273374 | August 2016 |  | New Listing | New Listing | 42583
13 - Spinal | 13.10 - Fusion Cage | 13.10.02 - Interbody, No Integral Fixation | 13.10.02.02 - ThoracoLumbar / Lumbar |  | A1005 | 3600 |  | ACRA REGULATORY SERVICES PTY LTD | PEEK Interbody system – Lumbar PLIF/TLIF (single) | Sterile and Non sterile PLIF Implants TLIF Implants | Width 8-12mm: Length 22-34mm: Height 7-17mm: Lordosis Angle 0-8 degrees | 273366, 273367, 273374 | August 2016 |  | New Listing | New Listing | 42583
13 - Spinal | 13.10 - Fusion Cage | 13.10.02 - Interbody, No Integral Fixation | 13.10.02.02 - ThoracoLumbar / Lumbar |  | A1006 | 3600 |  | ACRA REGULATORY SERVICES PTY LTD | TyPEEK Interbody system – Lumbar DLIF | Sterile DLIF Implants Commercially Pure Titanium and Polyetheretherketone (PEEK-Optima®) | Width 18-22mm: Length 40-60mm: Height 8-17mm: Lordosis Angle 0 - 8 degrees | 273366, 273367, 273374 | August 2016 |  | New Listing | New Listing | 42583
13 - Spinal | 13.10 - Fusion Cage | 13.10.02 - Interbody, No Integral Fixation | 13.10.02.02 - ThoracoLumbar / Lumbar |  | A1009 | 3600 |  | ACRA REGULATORY SERVICES PTY LTD | PEEK Interbody System – DLIF Lumbar | Sterile and Non sterile DLIF Implants | Width 18-22mm: Length 40-60mm: Height 8-17mm: Lordosis Angle 0 - 8 degrees | 273366, 273367, 273374 | August 2016 |  | New Listing | New Listing | 42583
13 - Spinal | 13.10 - Fusion Cage | 13.10.02 - Interbody, No Integral Fixation | 13.10.02.02 - ThoracoLumbar / Lumbar |  | A1010 | 3600 |  | ACRA REGULATORY SERVICES PTY LTD | TyPEEK Interbody system – Lumbar ALIF | Sterile ALIF Implants Commercially Pure Titanium and Polyetheretherketone (PEEK-Optima®) | Width 24-28mm: Length 28-38mm: Height 8-17mm: Lordosis Angle 6-8 degrees, | 273366, 273367, 273374 | August 2016 |  | New Listing | New Listing | 42583
13 - Spinal | 13.10 - Fusion Cage | 13.10.02 - Interbody, No Integral Fixation | 13.10.02.02 - ThoracoLumbar / Lumbar |  | ER282 | 3600 |  | Emergo Asia Pacific Pty Ltd | Cascadia Lateral | Interbody spacer, Porous Ti | 22mm wide, 45 -60mm length, 8-14mm high | 193652 | August 2016 |  | New Listing | New Listing | 42583
13 - Spinal | 13.10 - Fusion Cage | 13.10.02 - Interbody, No Integral Fixation | 13.10.02.02 - ThoracoLumbar / Lumbar |  | EV023 | 3600 |  | Evolution Surgical | Shinto PLIF Cage | Interbody Fusion Cages are used to restore disc height and support loading during intervertebral body fusion. | Angle 8 - 22 degrees Length 21 - 26mm Height 5 - 13mm | 236042 | August 2016 |  | New Listing | New Listing | 42583
13 - Spinal | 13.10 - Fusion Cage | 13.10.02 - Interbody, No Integral Fixation | 13.10.02.02 - ThoracoLumbar / Lumbar |  | LB134 | 3600 |  | Globus Medical Australia | Calber Expandable Lumbar Fusion Device | Expandable titanium alloy and PEEK lumbar interbody fusion device | Un-expanded Height -7-12mm, Expanded Height 11-17mm, Width 10-12mm, Length 26-30mm | 190042 | August 2016 |  | New Listing | New Listing | 42583
13 - Spinal | 13.10 - Fusion Cage | 13.10.02 - Interbody, No Integral Fixation | 13.10.02.02 - ThoracoLumbar / Lumbar |  | LB136 | 3600 |  | Globus Medical Australia | TransContinental TPS | Lateral Lumbar Interbody Fusion (LLIF) Device | Length - 40-60mm in 5mm increments Height - 7-17mm Width - 18mm & 22mm | 191535 | August 2016 |  | New Listing | New Listing | 42583
13 - Spinal | 13.10 - Fusion Cage | 13.10.02 - Interbody, No Integral Fixation | 13.10.02.02 - ThoracoLumbar / Lumbar |  | LH546 | 3600 |  | Lifehealthcare Pty Ltd | Lateral Spine Truss System | Interbody spacer, Porous Ti | 8-16mm high | 252733 | August 2016 |  | New Listing | New Listing | 42583
13 - Spinal | 13.10 - Fusion Cage | 13.10.02 - Interbody, No Integral Fixation | 13.10.02.02 - ThoracoLumbar / Lumbar |  | LH548 | 3600 |  | Lifehealthcare Pty Ltd | SiNTx Interbody Fusion Device, AL | Anterior Lumber Fusion Cage | (30-36)mm x (24-28)mm | 244559 | August 2016 |  | New Listing | New Listing | 42583
13 - Spinal | 13.10 - Fusion Cage | 13.10.02 - Interbody, No Integral Fixation | 13.10.02.02 - ThoracoLumbar / Lumbar |  | LH549 | 3600 |  | Lifehealthcare Pty Ltd | SiNTx Interbody Fusion Device, PL | Lumbar Fusion Cage, Inline | 9mm x (21-32)mm | 244559 | August 2016 |  | New Listing | New Listing | 42583
13 - Spinal | 13.10 - Fusion Cage | 13.10.02 - Interbody, No Integral Fixation | 13.10.02.02 - ThoracoLumbar / Lumbar |  | LH550 | 3600 |  | Lifehealthcare Pty Ltd | SiNTx Interbody Fusion Device, TL | Lumber Fusion Cage, curved | (10-12)mm x (27-33)mm | 244559 | August 2016 |  | New Listing | New Listing | 42583
13 - Spinal | 13.10 - Fusion Cage | 13.10.02 - Interbody, No Integral Fixation | 13.10.02.02 - ThoracoLumbar / Lumbar |  | NV143 | 3600 |  | Nuvasive Australia and NZ Pty Ltd | Anatomic LL (Cage) | Interbody fusion implant | 6-12mm tall, 34-38mm wide, 24-28mm deep and 0-30° lordosis | 132498 | August 2016 |  | New Listing | New Listing | 42583
13 - Spinal | 13.10 - Fusion Cage | 13.10.02 - Interbody, No Integral Fixation | 13.10.02.02 - ThoracoLumbar / Lumbar |  | OF057 | 3600 |  | Orthofix Australia Pty Limited | FORZA PTC | PEEK/Titanium spacer with porous titanium endplates | 9mm X 27mm, Height 7mm-14mm 11mm X 27mm, Height 7mm-14mm 11mm X 31mm, Height 7mm-14mm | 191948 | August 2016 |  | New Listing | New Listing | 42583
13 - Spinal | 13.10 - Fusion Cage | 13.10.02 - Interbody, No Integral Fixation | 13.10.02.02 - ThoracoLumbar / Lumbar |  | OH522 | 3600 |  | Orthotech Pty Ltd | Endoskeleton TL | Lateral Vertebral Body Spacer. Titanium with Surface Treated Technology | Length: 45-60mm | 224529 | August 2016 |  | New Listing | New Listing | 42583
13 - Spinal | 13.10 - Fusion Cage | 13.10.02 - Interbody, No Integral Fixation | 13.10.02.02 - ThoracoLumbar / Lumbar |  | OH523 | 3600 |  | Orthotech Pty Ltd | Stalif L | No Profile® Lumbar Integrated Interbody Device | 45mm, 50mm, 55mm | 196068 | August 2016 |  | New Listing | New Listing | 42583
13 - Spinal | 13.10 - Fusion Cage | 13.10.02 - Interbody, No Integral Fixation | 13.10.02.02 - ThoracoLumbar / Lumbar | Paired | A1003 | 3000 |  | ACRA REGULATORY SERVICES PTY LTD | TyPEEK Interbody System – Lumbar PLIF/TLIF (Paired) | Sterile PLIF Implants TLIF Implants Commercially Pure Titanium and Polyetheretherketone (PEEK-Optima®) | Width 8-12mm: Length 22-34mm: Height 7-17mm: Lordosis Angle 0-8 degrees | 273366, 273367, 273374 | August 2016 |  | New Listing | New Listing | 42583
13 - Spinal | 13.10 - Fusion Cage | 13.10.02 - Interbody, No Integral Fixation | 13.10.02.02 - ThoracoLumbar / Lumbar | Paired | A1007 | 3000 |  | ACRA REGULATORY SERVICES PTY LTD | PEEK Interbody System – Lumbar PLIF/TLIF (Paired) | Sterile and Non sterile PLIF Implants TLIF Implants | Width 8-12mm: Length 22-34mm: Height 7-17mm: Lordosis Angle 0-8 degrees, | 273366, 273367, 273374 | August 2016 |  | New Listing | New Listing | 42583
13 - Spinal | 13.10 - Fusion Cage | 13.10.02 - Interbody, No Integral Fixation | 13.10.02.02 - ThoracoLumbar / Lumbar | Paired | LB135 | 3000 |  | Globus Medical Australia | Caliber Expandable Lumbar Fusion Device - Paired | Expandable titanium alloy and PEEK lumbar inter-body fusion device | Unexpanded Height 7-12mm, Expanded Height 11-17mm, Width 10-12mm, Length 22mm | 190042 | August 2016 |  | New Listing | New Listing | 42583
13 - Spinal | 13.10 - Fusion Cage | 13.10.02 - Interbody, No Integral Fixation | 13.10.02.02 - ThoracoLumbar / Lumbar | Paired | OF058 | 3000 |  | Orthofix Australia Pty Limited | FORZA PTC | PEEK/Titanium spacer with porous titanium endplates | 9mm X 23mm, Height 7mm-14mm | 191948 | August 2016 |  | New Listing | New Listing | 42583
13 - Spinal | 13.12 - Vertebral Body Replacement | 13.12.01 - Telescoping Cage | 13.12.01.01 - Integral Fixation |  | LB137 | 2300 |  | Globus Medical Australia | Fortify® I Integrated Corpectomy Spacer System - Core | PEEK and Titanium Cores with option of fixed lower endplate | 12mm, 14mm and 20mm diameter Height 24-90mm to 32-120mm (expanded) | 190055 | August 2016 |  | New Listing | New Listing | 42583
13 - Spinal | 13.12 - Vertebral Body Replacement | 13.12.01 - Telescoping Cage | 13.12.01.03 - End Plate |  | LB138 | 1200 |  | Globus Medical Australia | Fortify I Integrated Corpectomy Spacer System - Endplates | PEEK and Titanium endplates | Lateral – 22mm X 40-50mm, 14mm X 14-16mm, 12-14mmX 14-16mm, 21x23mm and 25 X 30mm | 190055 | August 2016 |  | New Listing | New Listing | 42583
13 - Spinal | 13.12 - Vertebral Body Replacement | 13.12.05 - Non Stackable Cage, other |  |  | LB140 | 3605 |  | Globus Medical Australia | Fortify® I-R Static Corpectomy Spacer System -Spacer | PEEK spacer with integrated titanium plates | Footprint - 12 X14mm Heights 15-33mm (2mm increments) | 190055 | August 2016 |  | New Listing | New Listing | 42583
13 - Spinal | 13.15 - Annular closure/reconstruction | 13.15.01 - Annular closure/reconstruction device |  |  | ER305 | 5900 |  | Emergo Asia Pacific Pty Ltd | Barricaid | Annular replacement prosthesis | Height: 14mm; Width 8mm, 10mm, 12mm | 182175 | August 2016 |  | Transferred from GO274 | Transferred from GO274 | 42583