## Prostheses List
Product Category | Assessment Body | Product Group | Product Sub-Group | Suffix | Billing Code | Min Benefit | Max Benefit | Sponsor | Product Name | Description | Size | ARTG | Last Updated | Note | Change1 | STARTCOMMENT | STARTCYCLE
01 - Ophthalmic | 01.02 - POSTERIOR CHAMBER INTRAOCULAR LENSES | 01.02.02 - Foldable | 01.02.02.03 - Edge modification | at, pl | DV268 | 337 |  | Designs for Vision Pty Ltd | Hoya Vivinex iSert preloaded IOL (Model XC1) | Preloaded injector system, micro incision, aspheric, UV filtering, single piece, hydrophobic acrylic | +6.0 to 30.0 D (in 0.5D steps) | 117417 | August 2017 |  | New Listing | New Listing | 42948
01 - Ophthalmic | 01.02 - POSTERIOR CHAMBER INTRAOCULAR LENSES | 01.02.02 - Foldable | 01.02.02.03 - Edge modification | at, pl | DV269 | 337 |  | Designs for Vision Pty Ltd | HOYA iSert® 250 | Preloaded injector system, Micro-Incision, Aspheric, UV filtering, Single Piece, Hydrophobic | +6.0D to +30.0D (in 0.5D steps) | 112674, 117417 | August 2017 |  | New Listing | New Listing | 42948
01 - Ophthalmic | 01.02 - POSTERIOR CHAMBER INTRAOCULAR LENSES | 01.02.02 - Foldable | 01.02.02.03 - Edge modification | at, pl | KG017 | 337 |  | Kevin Grundy (IBD) Pty Ltd | RayOne Ashperic preloaded | Preloaded aspheric intraocular lens, hydrophilic acrylic, UV absorbing, 360 square edge, anti-vaulting haptics | 6mm optic, range sphere -10 to +34 | 220612 | August 2017 |  | Duplicated from DV265 | Duplicated from DV265 | 42948
01 - Ophthalmic | 01.02 - POSTERIOR CHAMBER INTRAOCULAR LENSES | 01.02.02 - Foldable | 01.02.02.03 - Edge modification | at, pl, t1 | KG016 | 684 |  | Kevin Grundy (IBD) Pty Ltd | RayOne Toric Aspheric preloaded | Single piece preloaded aspheric toric acrylic IOL, UV absorbing, 360 square edge, anti-vaulting haptics | 6mm optic, +8 ro +30 sphere, +1 to +6 cylinder in 0.5 steps | 220612 | August 2017 |  | Duplicated from DV266 | Duplicated from DV266 | 42948
01 - Ophthalmic | 01.02 - POSTERIOR CHAMBER INTRAOCULAR LENSES | 01.02.02 - Foldable | 01.02.02.03 - Edge modification | t1, EDoF | DE526 | 966 |  | Device Technologies Australia Pty Ltd | Oculentis LENTIS Comfort Toric LS313MF15T0-T6 | Foldable one piece multifocal toric plate haptic acrylic IOL | Overall Length 11.0mm and Optic Size 6.0mm, SE: +10.0D to +30.0D (0.5D steps), Cyl: +0.75D to +5.25D (0.75D steps). | 198807 | August 2017 |  | New Listing | New Listing | 42948
01 - Ophthalmic | 01.02 - POSTERIOR CHAMBER INTRAOCULAR LENSES | 01.02.02 - Foldable | 01.02.02.04 - Multifocal or bifocal | at, pl | CZ042 | 758 |  | Carl Zeiss Pty Ltd | AT LARA 829MP | Extended depth of focus (EDoF), micro incision, single-piece IOL for capsular bag fixation, implantable with preloaded injector system, aberration neutral aspheric optical design | Diopter range: -10.0 D to +32.0 D, 0.5 increments Optic size: 6mm Overall length: 11mm | 151348 | August 2017 |  | New Listing | New Listing | 42948
01 - Ophthalmic | 01.02 - POSTERIOR CHAMBER INTRAOCULAR LENSES | 01.02.02 - Foldable | 01.02.02.04 - Multifocal or bifocal | at, pl, t1 | SO081 | 1096 |  | Spectrum Surgical | HumanOptics ToricaDiff Preloaded | Preloaded Toric Multifocal posterior chamber IOL, foldable, UV absorber, Aspheric, aberration technology, 360° LEC barrier, HD optic | Sphere +10D to +30D, Cylinder 1D to 6D, Near addition +3.5D | 227764 | August 2017 |  | New Listing | New Listing | 42948
01 - Ophthalmic | 01.02 - POSTERIOR CHAMBER INTRAOCULAR LENSES | 01.02.02 - Foldable | 01.02.02.04 - Multifocal or bifocal | at, pl, t1, vlbf | SO080 | 1134 |  | Spectrum Surgical | HumanOptics ToricaDiff Y Preloaded | Preloaded Toric Multifocal posterior chamber IOL, foldable, UV absorber, Aspheric, aberration technology, 360° LEC barrier, HD optic, Blue light filter | Sphere +10D to +30D, Cylinder 1D to 6D, Near addition +3.5D | 227764 | August 2017 |  | New Listing | New Listing | 42948
01 - Ophthalmic | 01.02 - POSTERIOR CHAMBER INTRAOCULAR LENSES | 01.02.03 - Pseudo-phakic, piggy-back | 01.02.03.01 - Monofocal |  | TW001 | 291 |  | SWISSMED PTY LTD | AddOn Spherical | Add on hydrophilic spherical intraocular lens | Optic Diameter: 6mm Length: 13mm | 280510 | August 2017 |  | New Listing | New Listing | 42948
02 - Ear, Nose & Throat | 02.01 - EAR | 02.01.01 - Cochlear Implants |  |  | CO078 | 13570 |  | Cochlear Limited | Cochlear™ Nucleus® CI532 Cochlear Implant with Slim Modiolar Electrode | Model CI532, 5th generation cochlear implant with slim modiolar electrode array. Titanium casing, removable magnet, 22 half-banded platinum electrodes, moulded in a durable tapered silicone seal. | One size | 286928 | August 2017 |  | New Listing | New Listing | 42948
02 - Ear, Nose & Throat | 02.01 - EAR | 02.01.01 - Cochlear Implants |  |  | OI035 | 13570 |  | Audmet Australia Pty Ltd trading as Oticon Medical | Neuro Zti Cochlear Implant | The Neuro Zti is a multi-channel cochlear implant. It is designed to be surgically implanted and consists of the receiver/stimulator implanted under the skin on the temporal aspect of the skull and a multichannel electrode designed to be inserted within the Scala Tympani of the cochlea. These electrodes will provide electrical stimulation to the auditory nerve, leading to activation of user’s auditory pathway, and perception of sound percept. | Two variants exist for the Neuro Zti: EVO (atraumatic) Insertion length 25mm CLA (classic) Insertion length 26mm | 284148, 284150 | August 2017 |  | New Listing | New Listing | 42948
02 - Ear, Nose & Throat | 02.01 - EAR | 02.01.02 - Speech Processors | 02.01.02.01 - Initial |  | CO080 | 11500 |  | Cochlear Limited | Kanso®, Cochlear™ Nucleus® CP950 Sound Processor (Initial) | An off-the-ear sound processor with two built-in directional microphones, wireless connectivity, and equivalent functionality to the Cochlear N6 behind-the-ear sound processor in a fully integrated single unit, enclosing radiofrequency (RF) coil, supplying power, and signals to internal implant. | One size (40.9 mm x 35.2 mm x 11.4 mm) | 282194 | August 2017 |  | New Listing | New Listing | 42948
02 - Ear, Nose & Throat | 02.01 - EAR | 02.01.02 - Speech Processors | 02.01.02.01 - Initial |  | OI033 | 11500 |  | Audmet Australia Pty Ltd trading as Oticon Medical | Neuro One Speech Processor | The behind the ear sound processor for the Neuro Zti cochlear implant. It consists of two microphones allowing for 3 automatic adaptive directionality modes, voice tracker and wind noise reduction features. The processor is placed on the auricle of either one of the patient's ears, and an external antenna transmits the acoustic signal processed by the processor, by means of electromagnetic induction, to the internal component implanted beneath the skin and secured onto the mastoid. | One size | 284149 | August 2017 |  | New Listing | New Listing | 42948
02 - Ear, Nose & Throat | 02.01 - EAR | 02.01.02 - Speech Processors | 02.01.02.02 - Replacement | Generation 4 | CO079 | 8050 |  | Cochlear Limited | Kanso®, Cochlear ™ Nucleus® CP950 Sound Processor (Replacement) | An off-the-ear sound processor with two built-in directional microphones, wireless connectivity, and equivalent functionality to the Cochlear N6 behind-the-ear sound processor in a fully integrated single unit, enclosing radiofrequency (RF) coil, supplying power, and signals to internal implant. | One size (40.9 mm x 35.2 mm x 11.4 mm) | 282194 | August 2017 |  | New Listing | New Listing | 42948
02 - Ear, Nose & Throat | 02.01 - EAR | 02.01.02 - Speech Processors | 02.01.02.02 - Replacement | Generation 4 | OI034 | 8050 |  | Audmet Australia Pty Ltd trading as Oticon Medical | Neuro One Speech Processor (Replacement) | The behind the ear sound processor for the Neuro Zti cochlear implant. It consists of two microphones allowing for 3 automatic adaptive directionality modes, voice tracker and wind noise reduction features. | One size | 284149 | August 2017 |  | New Listing | New Listing | 42948
02 - Ear, Nose & Throat | 02.01 - EAR | 02.01.05 - Ossicle/Middle Ear Prosthesis | 02.01.05.03 - Partial Ossicle Replacement (one or two) |  | LM338 | 360 |  | LMT Surgical Pty Ltd | Stapes | Stapes Prosthesis | Ø 0.4mm, Ø 0.5mm & Ø 0.6mm Lengths 3.50mm - 5.50mm | 119746 | August 2017 |  | Compressed from LM330, LM331 | Compressed from LM330, LM331 | 42948
02 - Ear, Nose & Throat | 02.01 - EAR | 02.01.06 - Ventilation Tube/Grommet |  |  | CK005 | 20 |  | C. R. Kennedy | Exmoor Plastics Ear Vent Drains - Reuter Bobbin | Without hole, teflon | 1.14 mm lumen dia x 2.54 mm inner flange dia x 2.54 mm outer flange dia x 0.76 inter flange. 1.52mm total length | 133977 | August 2017 |  | Transferred from EC018 | Transferred from EC018 | 42948
02 - Ear, Nose & Throat | 02.01 - EAR | 02.01.06 - Ventilation Tube/Grommet |  |  | CK006 | 20 |  | C. R. Kennedy | Exmoor Plastics Ear Vent Drains - Collar Button | Teflon | 1.14 mm lumen dia x 2.24 mm inner flange dia x 2.24 mm outer flange dia x 1.27 inter flange. 1.78 mm total length | 133977 | August 2017 |  | Transferred from EC019 | Transferred from EC019 | 42948
02 - Ear, Nose & Throat | 02.01 - EAR | 02.01.06 - Ventilation Tube/Grommet |  |  | CK007 | 20 |  | C. R. Kennedy | Exmoor Plastics Ear Vent Drains - Collar Button | Teflon | 1.14 mm lumen dia x 3.0 mm inner flange dia x 3.0 mm outer flange dia x 1.27 inter flange. 1.78 mm total length | 133977 | August 2017 |  | Transferred from EC020 | Transferred from EC020 | 42948
02 - Ear, Nose & Throat | 02.01 - EAR | 02.01.06 - Ventilation Tube/Grommet |  |  | CK008 | 20 |  | C. R. Kennedy | Exmoor Plastics Ear Vent Drains - Collar Button | Teflon | 1.4 mm lumen dia x 2.55 mm inner flange dia x 2.55 mm outer flange dia x 0.85 inter flange. 1.35 mm total length | 133977 | August 2017 |  | Transferred from EC021 | Transferred from EC021 | 42948
02 - Ear, Nose & Throat | 02.01 - EAR | 02.01.06 - Ventilation Tube/Grommet |  |  | CK009 | 20 |  | C. R. Kennedy | Exmoor Plastics Ear Vent Drains - Collar Button | Teflon | 1.75 mm lumen dia x 2.85 mm inner flange dia x 2.85 mm outer flange dia x 0.95 inter flange. 1.46 mm total length | 133977 | August 2017 |  | Transferred from EC022 | Transferred from EC022 | 42948
02 - Ear, Nose & Throat | 02.01 - EAR | 02.01.06 - Ventilation Tube/Grommet |  |  | CK010 | 20 |  | C. R. Kennedy | Exmoor Plastics Ear Vent Drains - Shepards Drain | Teflon Shephards Drain | 1.14 mm lumen dia x 2.36 mm inner flange dia x 2.36 mm outer flange dia x 1.42 inter flange. 2.41 mm total length | 133977 | August 2017 |  | Transferred from EC024 | Transferred from EC024 | 42948
02 - Ear, Nose & Throat | 02.01 - EAR | 02.01.06 - Ventilation Tube/Grommet |  |  | CK011 | 20 |  | C. R. Kennedy | Exmoor Plastics Ear Vent Drains - Teflon Shephards Drain with wire grasping feature | Teflon Shephards Drain with wire | 0.97 mm lumen dia x 2.08 mm inner flange dia x 2.08 mm outer flange dia x 1.42 inter flange. 2.41 mm total length | 133977 | August 2017 |  | Transferred from EC026 | Transferred from EC026 | 42948
02 - Ear, Nose & Throat | 02.01 - EAR | 02.01.06 - Ventilation Tube/Grommet |  |  | CK012 | 20 |  | C. R. Kennedy | Exmoor Plastics Ear Vent Drains - Donaldson Grommet | With tab, silicone rubber | 1.1 mm lumen dia x 2.25 mm inner flange dia x 2.25 mm outer flange dia x 0.76 inter flange. 2.25 mm total length | 133977 | August 2017 |  | Transferred from EC031 | Transferred from EC031 | 42948
03 - General Miscellaneous | 03.01 - BRACHYTHERAPY | 03.01.03 - Tissue Expander/Separator | 03.01.03.02 - Gel 10mL or Balloon |  | PK001 | 1950 |  | PX 210 PTY LTD | BioProtect Balloon Implant System | The BioProtect Balloon Implant is indicated for prostate cancer patients undergoing radiation therapy. The biodegradable balloon separates the prostate and rectum, allowing physicians to radiate prostate tumors while sparing healthy rectal tissue. With the balloon implant, safe dose escalation and hypofractionation are finally made possible, dramatically decreasing the chances of rectal toxicity and improving biochemical tumor control. | 1 size, up to 20c.c. | 267633 | August 2017 |  | New Listing | New Listing | 42948
03 - General Miscellaneous | 03.02 - DRUG DELIVERY DEVICES | 03.02.02 - Infusion Pumps, Balloon Based | 03.02.02.01 - Fixed Flow Rate | Bolus | TY001 | 84 |  | Slade Health Pty Ltd | mobiFUSER | Disposable sterile non electronic elastomeric infusion device. Variable flow rates available. For continuous fluid/medication delivery | Maximum Capacity 275ml | 188661 | August 2017 |  | Transferred from LF001 | Transferred from LF001 | 42948
03 - General Miscellaneous | 03.02 - DRUG DELIVERY DEVICES | 03.02.02 - Infusion Pumps, Balloon Based | 03.02.02.01 - Fixed Flow Rate | Set | SQ130 | 260 |  | Surgical Specialties | PainBuster | Kit includes catheter, introducer, needle, flow restrictor, filter | 270ml volume x 2ml, 5ml per hour | 142526 | August 2017 |  | Compressed from SQ032, SQ033 | Compressed from SQ032, SQ033 | 42948
03 - General Miscellaneous | 03.02 - DRUG DELIVERY DEVICES | 03.02.04 - Infusion Pumps, Spring Powered | 03.02.04.01 - Fixed Flow Rate | Set | DQ001 | 260 |  | BIOQ PHARMA PTY LTD | BioQ Pharma ReadyfusOR | Non-electric pre-filled infusion pain kit | 250 ml | 292140 | August 2017 |  | New Listing | New Listing | 42948
03 - General Miscellaneous | 03.02 - DRUG DELIVERY DEVICES | 03.02.06 - Pharmaceutical Beads | 03.02.06.01 - Single Units |  | OW001 | 1950 |  | MERIT MEDICAL AUSTRALIA PTY LTD | Hepasphere | Expanding microspheres designed for chemic0-embolisation with chemotherapeutic agents such as Ethiodil, Cisplatin, Epirubicin, Mitomycin, etc. | 30 – 200 micron, 25mg or 50mg of microspheres | 276029 | August 2017 |  | Transferred from ET052 | Transferred from ET052 | 42948
03 - General Miscellaneous | 03.03 - ENTERAL TUBES | 03.03.01 - Feeding Tubes |  |  | KI010 | 178 |  | Halyard Health Australia Pty Limited | Corflo Max 20fg PEG Kit "Pull Type" | Sterile enteral feeding tube with accessories | 20fg | 196774 | August 2017 |  | Transferred from FT004 | Transferred from FT004 | 42948
03 - General Miscellaneous | 03.03 - ENTERAL TUBES | 03.03.01 - Feeding Tubes |  |  | KI011 | 178 |  | Halyard Health Australia Pty Limited | Corflo Max 20fg PEG Kit Complete with 7fg Snare - "Pull Type" | Sterile enteral feeding tube with accessories | 20fg | 196774 | August 2017 |  | Transferred from FT003 | Transferred from FT003 | 42948
03 - General Miscellaneous | 03.03 - ENTERAL TUBES | 03.03.02 - Gastrostomy Tubes | 03.03.02.01 - Initial |  | DE536 | 205 |  | Device Technologies Australia Pty Ltd | Capsule Monarch G Tube | Conventional Length Non Balloon Gastronomy Tube. | 12F, 14F, 18F, 20F, 10cm length, available with or without guidewire. | 181742 | August 2017 |  | New Listing | New Listing | 42948
03 - General Miscellaneous | 03.03 - ENTERAL TUBES | 03.03.02 - Gastrostomy Tubes | 03.03.02.01 - Initial |  | DE540 | 205 |  | Device Technologies Australia Pty Ltd | Mini One Non Balloon Button | Low Profile Non Balloon Gastrostomy Tube | 14F, 18F, 20F & 24F; Length: 1.0 - 4.4cms | 181741 | August 2017 |  | New Listing | New Listing | 42948
03 - General Miscellaneous | 03.03 - ENTERAL TUBES | 03.03.02 - Gastrostomy Tubes | 03.03.02.01 - Initial |  | DE541 | 205 |  | Device Technologies Australia Pty Ltd | Balloon G-Tube | Conventional Length Balloon Gastrostomy tube | 12F-24F; Length: 10cm; Balloon fill volumes from 2 -15ml depending on French size. | 181742 | August 2017 |  | New Listing | New Listing | 42948
03 - General Miscellaneous | 03.03 - ENTERAL TUBES | 03.03.02 - Gastrostomy Tubes | 03.03.02.01 - Initial |  | DE544 | 205 |  | Device Technologies Australia Pty Ltd | Mini One Capsule Non Balloon Button | Low profile non balloon gastrostomy tube with capsule for insertion. | 14F, 18F, 20F & 24F; Length: 1.0 - 4.4cm | 181741 | August 2017 |  | New Listing | New Listing | 42948
03 - General Miscellaneous | 03.03 - ENTERAL TUBES | 03.03.02 - Gastrostomy Tubes | 03.03.02.01 - Initial |  | DE546 | 205 |  | Device Technologies Australia Pty Ltd | Capsule Dome G-Tube | Conventional Length Dome Gastrostomy Tube | 20Fr, 10cm length, available with or without guidewire. | 181742 | August 2017 |  | New Listing | New Listing | 42948
03 - General Miscellaneous | 03.03 - ENTERAL TUBES | 03.03.02 - Gastrostomy Tubes | 03.03.02.01 - Initial |  | DE564 | 205 |  | Device Technologies Australia Pty Ltd | Mini ONE Balloon Button | Low Profile Balloon Gastrostomy Tube | 12F to 24F and length 0.8 - 6.5cms; Balloon Fill Volumes: 2-15ml | 181741 | August 2017 |  | New Listing | New Listing | 42948
03 - General Miscellaneous | 03.03 - ENTERAL TUBES | 03.03.02 - Gastrostomy Tubes | 03.03.02.01 - Initial |  | KI013 | 205 |  | Halyard Health Australia Pty Limited | Corflo Cubby LPGD Kit | Low profile gastronomy device | 12 - 24fg x 1.0 - 4.5cm | 196769 | August 2017 |  | Transferred from FT001 | Transferred from FT001 | 42948
03 - General Miscellaneous | 03.03 - ENTERAL TUBES | 03.03.02 - Gastrostomy Tubes | 03.03.02.02 - Subsequent |  | KI012 | 90 |  | Halyard Health Australia Pty Limited | Corflo Gastronomy Replacement Device | Dual and triple gastronomy tubes | Dual 12 - 24fg 5 - 20cc balloon; Triple 16 - 24fg 20cc balloon | 196753 | August 2017 |  | Transferred from FT002 | Transferred from FT002 | 42948
03 - General Miscellaneous | 03.03 - ENTERAL TUBES | 03.03.03 - Jejunostomy Tubes |  | Port | DE545 | 500 |  | Device Technologies Australia Pty Ltd | G-Jet Button | Low profile gastric-jejunal enteral feeding tube | 14-18 French; Jejunal Length: 15-45cm; Stoma Length: 1.0-6.0cm; Balloon Volume: 3-8ml | 208516 | August 2017 |  | New Listing | New Listing | 42948
03 - General Miscellaneous | 03.05 - HAEMOSTATIC DEVICES | 03.05.04 - Pliable Patches | 03.05.04.01 - Absorbable ≤50cm² | Antimicrobial, Low Antigenicity | IE003 | 22 |  | INTEGRITY HOSPITAL SUPPLIES PTY LTD | Curacel Standard <50cm2 | Sterile absorbable haemostat gauze, type Oxidised Regenerated Cellulose. | 12.5 x 50 mm 25 x 25 mm 25 x 50 mm 50 x 75 mm | 285463 | August 2017 |  | New Listing | New Listing | 42948
03 - General Miscellaneous | 03.05 - HAEMOSTATIC DEVICES | 03.05.04 - Pliable Patches | 03.05.04.01 - Absorbable ≤50cm² | Antimicrobial, Low Antigenicity, Micro-fibrous | IE006 | 40 |  | INTEGRITY HOSPITAL SUPPLIES PTY LTD | Curacel Fibrillar <50cm2 | Sterile absorbable haemostat gauze, type Oxidised Regenerated Cellulose. | 25 x 51mm | 285465 | August 2017 |  | New Listing | New Listing | 42948
03 - General Miscellaneous | 03.05 - HAEMOSTATIC DEVICES | 03.05.04 - Pliable Patches | 03.05.04.01 - Absorbable ≤50cm² | Antimicrobial, Low Antigenicity, Woven | IE001 | 38 |  | INTEGRITY HOSPITAL SUPPLIES PTY LTD | Curacel High Density <50cm2 | Sterile absorbable haemostat gauze, type Oxidised Regenerated Cellulose. | 26 x 26 mm 50 x 75 mm | 285464 | August 2017 |  | New Listing | New Listing | 42948
03 - General Miscellaneous | 03.05 - HAEMOSTATIC DEVICES | 03.05.04 - Pliable Patches | 03.05.04.02 - Absorbable 51 cm² – 75cm² | Antimicrobial, Low Antigenicity | IE004 | 22 |  | INTEGRITY HOSPITAL SUPPLIES PTY LTD | Curacel Standard 51-75cm2 | Sterile absorbable haemostat gauze, type Oxidised Regenerated Cellulose | 75 x 100 mm | 285463 | August 2017 |  | New Listing | New Listing | 42948
03 - General Miscellaneous | 03.05 - HAEMOSTATIC DEVICES | 03.05.04 - Pliable Patches | 03.05.04.02 - Absorbable 51 cm² – 75cm² | Antimicrobial, Low Antigenicity, Micro-fibrous | IE007 | 80 |  | INTEGRITY HOSPITAL SUPPLIES PTY LTD | Curacel Fibrillar 51-75cm2 | Sterile absorbable haemostat gauze, type Oxidised Regenerated Cellulose. | 51 x 102 mm | 285465 | August 2017 |  | New Listing | New Listing | 42948
03 - General Miscellaneous | 03.05 - HAEMOSTATIC DEVICES | 03.05.04 - Pliable Patches | 03.05.04.03 - Absorbable >75cm² | Antimicrobial, Low Antigenicity | IE005 | 40 |  | INTEGRITY HOSPITAL SUPPLIES PTY LTD | Curacel Standard >75cm2 | Sterile absorbable haemostat gauze, type Oxidised Regenerated Cellulose. | 50 x 350 mm 100 x 200 mm | 285463 | August 2017 |  | New Listing | New Listing | 42948
03 - General Miscellaneous | 03.05 - HAEMOSTATIC DEVICES | 03.05.04 - Pliable Patches | 03.05.04.03 - Absorbable >75cm² | Antimicrobial, Low Antigenicity, Micro-fibrous | IE008 | 114 |  | INTEGRITY HOSPITAL SUPPLIES PTY LTD | Curacel Fibrillar >75cm2 | Sterile absorbable haemostat gauze, type Oxidised Regenerated Cellulose. | 102 x 102 mm | 285465 | August 2017 |  | New Listing | New Listing | 42948
03 - General Miscellaneous | 03.05 - HAEMOSTATIC DEVICES | 03.05.04 - Pliable Patches | 03.05.04.03 - Absorbable >75cm² | Antimicrobial, Low Antigenicity, Woven | IE002 | 106 |  | INTEGRITY HOSPITAL SUPPLIES PTY LTD | Curacel High Density >75cm2 | Sterile absorbable haemostat gauze, type Oxidised Regenerated Cellulose. | 76 x 102 mm 152 x 229 mm | 285464 | August 2017 |  | New Listing | New Listing | 42948
03 - General Miscellaneous | 03.05 - HAEMOSTATIC DEVICES | 03.05.06 - Foam |  |  | SL081 | 150 |  | Smith & Nephew Pty Ltd | STAMMBERGER SINU-FOAM | Viscous CMC-based dissolvable foam for the nasal cavity | One size | 212973 | August 2017 |  | New Listing | New Listing | 42948
03 - General Miscellaneous | 03.05 - HAEMOSTATIC DEVICES | 03.05.06 - Foam |  |  | SL083 | 150 |  | Smith & Nephew Pty Ltd | Nasastent | Dissolvable intranasal splint made from CMC that absorbs nasal fluids, it turns into a hydrocolloidal gel that naturally drains from the nasal cavity | 5cm | 212973 | August 2017 |  | New Listing | New Listing | 42948
03 - General Miscellaneous | 03.06 - LUMINAL STENTS | 03.06.01 - Biliary Stents | 03.06.01.03 - Reinforced Wall, Covered |  | PY049 | 3025 |  | Pyramed Pty Limited | Niti-S Biliary Covered and Partially Covered Stents | Niti-S Biliary Covered and Partially Covered Stents | Diameter: 4mm to 16mm Length: 10mm to 120mm | 130531 | August 2017 |  | Compressed from PY020, PY027 | Compressed from PY020, PY027 | 42948
03 - General Miscellaneous | 03.06 - LUMINAL STENTS | 03.06.06 - Tracheobronchial Stents |  |  | PY048 | 3000 |  | Pyramed Pty Limited | Niti-S Tracheal and Bronchial Stents | Niti-S Tracheal and Bronchial Stents | Diameter: 10mm to 24mm Length: 30mm to 100mm | 130533, 130534 | August 2017 |  | Compressed from PY025, PY026 | Compressed from PY025, PY026 | 42948
03 - General Miscellaneous | 03.06 - LUMINAL STENTS | 03.06.07 - Nerve Repair Stents |  |  | LM335 | 1500 |  | LMT Surgical Pty Ltd | Nerve Capping Device | A peripheral bioresorbable nerve capping device | 30mm | 285368 | August 2017 |  | New Listing | New Listing | 42948
03 - General Miscellaneous | 03.07 - PULMONARY/PERITONEAL DEVICES | 03.07.01 - Drainage Catheters | 03.07.01.01 - Pleural |  | ME207 | 425 |  | Getz Healthcare Pty Ltd | TRU-CLOSE THORACIC VENT | Device for the treatment of spontanious, traumatic or iatrogenic simple pneumothorax.Allowing for amubulation during resolution and the aspiration of small amount of fluids | Catheter outer diameter = 11 French, catheter length = 10cm Catheter outer diameter = 11 French, catheter length = 13cm Catheter outer diameter = 13 French, catheter length = 10cm Catheter outer diameter = 13 French, catheter length = 13cm | 181784 | August 2017 |  | Transferred from NG065 | Transferred from NG065 | 42948
03 - General Miscellaneous | 03.07 - PULMONARY/PERITONEAL DEVICES | 03.07.01 - Drainage Catheters | 03.07.01.01 - Pleural |  | ME208 | 150 |  | Getz Healthcare Pty Ltd | Redax Unico Percutaneous Drainage Kit | Percutaneous Drainage Kit | 9-12 CH | 204898 | August 2017 |  | Transferred from NG073 | Transferred from NG073 | 42948
03 - General Miscellaneous | 03.07 - PULMONARY/PERITONEAL DEVICES | 03.07.01 - Drainage Catheters | 03.07.01.02 - Intraperitoneal |  | NG075 | 120 |  | N Stenning & Co Pty Ltd | General Purpose Drainage Catheter | Abscess Drainage Catheters | 6FR x 12CM through to 28FR x 50CM | 98030 | August 2017 |  | New Listing | New Listing | 42948
03 - General Miscellaneous | 03.08 - CLOSURE DEVICES | 03.08.02 - Internal Adhesives | 03.08.02.04 - Adhesive Accessory | Rigid Delivery System | MQ039 | 160 |  | Maquet Australia Pty Ltd | PuraStat Applicator | PuraStat is used as an adjunct to haemostasis when control of bleeding by ligature or conventional surgical procedures is ineffective or impractical. | 250mm | 283717 | August 2017 |  | New Listing | New Listing | 42948
03 - General Miscellaneous | 03.08 - CLOSURE DEVICES | 03.08.03 - Ligating Devices | 03.08.03.01 - Clips | Polymeric Non-resorbable | DE530 | 46 |  | Device Technologies Australia Pty Ltd | Vesolock Polymer Ligation Clips | Polymer ligation clips | Medium large (3-10mm) Large (5-13mm) Extra Large (7-16mm) | 202037 | August 2017 |  | New Listing | New Listing | 42948
03 - General Miscellaneous | 03.08 - CLOSURE DEVICES | 03.08.03 - Ligating Devices | 03.08.03.03 - Clips with Disposable Applier | Endoscopic | DE567 | 145 |  | Device Technologies Australia Pty Ltd | Hemoclip | Pre-loaded Endoscopically applied clip for the GI tract. | Jaw openings: 9 - 16mm; Applicator length: 165 - 230cm. | 284272 | August 2017 |  | New Listing | New Listing | 42948
03 - General Miscellaneous | 03.08 - CLOSURE DEVICES | 03.08.04 - Staples & Tackers | 03.08.04.01 - Staples, Non-bone (Reload) |  | ME220 | 244 |  | Getz Healthcare Pty Ltd | Frankenman Linear Stapler Reloads | Linear stapler single use reload with titanium staples | 32mm; 46mm; 60mm; 90mm | 207254 | August 2017 |  | Transferred from NG062 | Transferred from NG062 | 42948
03 - General Miscellaneous | 03.08 - CLOSURE DEVICES | 03.08.04 - Staples & Tackers | 03.08.04.01 - Staples, Non-bone (Reload) |  | ME222 | 244 |  | Getz Healthcare Pty Ltd | Frankenman Linear Cutter Reloads | Single use, linear cutter reload cartridge containing titanium staples | 61mm; 81mm; 100mm | 207254 | August 2017 |  | Transferred from NG064 | Transferred from NG064 | 42948
03 - General Miscellaneous | 03.08 - CLOSURE DEVICES | 03.08.04 - Staples & Tackers | 03.08.04.01 - Staples, Non-bone (Reload) |  | MN213 | 244 |  | Johnson & Johnson Medical Pty Ltd | Proximate Linear Stapler | Staple reload | 30 to 100mm | 132170, 133407 | August 2017 |  | Compressed from JJ046, JJ047, JJ048, JJ053, JJ054, JJ055 | Compressed from JJ046, JJ047, JJ048, JJ053, JJ054, JJ055 | 42948
03 - General Miscellaneous | 03.08 - CLOSURE DEVICES | 03.08.04 - Staples & Tackers | 03.08.04.01 - Staples, Non-bone (Reload) |  | MN218 | 244 |  | Johnson & Johnson Medical Pty Ltd | Endopath Linear Cutter | Staple reload | 35-45mm | 132171 | August 2017 |  | Compressed from JJ190, JJ192 | Compressed from JJ190, JJ192 | 42948
03 - General Miscellaneous | 03.08 - CLOSURE DEVICES | 03.08.04 - Staples & Tackers | 03.08.04.01 - Staples, Non-bone (Reload) |  | MN220 | 244 |  | Johnson & Johnson Medical Pty Ltd | EES Linear Cutter | Staple reload | 55-75mm | 155639 | August 2017 |  | Compressed from DY539, DY540 | Compressed from DY539, DY540 | 42948
03 - General Miscellaneous | 03.08 - CLOSURE DEVICES | 03.08.04 - Staples & Tackers | 03.08.04.01 - Staples, Non-bone (Reload) | Endoscopic, Articulating/Roticulating | DE560 | 375 |  | Device Technologies Australia Pty Ltd | EndoWrist Stapler 30 Reloads (used with IS4000 Endowrist Stapler 30) | Endowrist Stapler 30 Gray Reload, 30 White Reload, 30 Blue Reload, 30 Green Reload. | Length of Reload : 30mm, Staple Height: 0.75 - 2.0mm | 239813 | August 2017 |  | New Listing | New Listing | 42948
03 - General Miscellaneous | 03.08 - CLOSURE DEVICES | 03.08.04 - Staples & Tackers | 03.08.04.01 - Staples, Non-bone (Reload) | Endoscopic, Articulating/Roticulating | MN219 | 375 |  | Johnson & Johnson Medical Pty Ltd | Echelon | Staple Reload | 35 - 60mm | 125609, 234042, 276233 | August 2017 |  | Compressed from JJ564, MN190 | Compressed from JJ564, MN190 | 42948
03 - General Miscellaneous | 03.08 - CLOSURE DEVICES | 03.08.04 - Staples & Tackers | 03.08.04.02 - Staplers |  | MN214 | 80 |  | Johnson & Johnson Medical Pty Ltd | EES Linear Cutter | Single use, reloadable stapler | 55 to 75mm | 155639 | August 2017 |  | Compressed from DY541, DY542 | Compressed from DY541, DY542 | 42948
03 - General Miscellaneous | 03.08 - CLOSURE DEVICES | 03.08.04 - Staples & Tackers | 03.08.04.02 - Staplers | Endoscopic, Articulating/Roticulating, Powered | MI227 | 520 |  | Medtronic Australasia Pty Ltd | Signia™ Powered Intelligent Stapling System | Powered, articulating, endoscopic intelligent stapler with Adaptive Firing and real time technology | 30mm, 45mm, 60mm lengths | 287262, 287417, 287923 | August 2017 |  | New Listing | New Listing | 42948
03 - General Miscellaneous | 03.08 - CLOSURE DEVICES | 03.08.04 - Staples & Tackers | 03.08.04.02 - Staplers | Endoscopic, Articulating/Roticulating, Powered | MN215 | 520 |  | Johnson & Johnson Medical Pty Ltd | Echelon | Disposable powered stapling device | 35 to 60mm | 195695 | August 2017 |  | Compressed from MN134, MN191 | Compressed from MN134, MN191 | 42948
03 - General Miscellaneous | 03.08 - CLOSURE DEVICES | 03.08.04 - Staples & Tackers | 03.08.04.04 - Staples, Non-bone with Disposable Applier |  | ME219 | 370 |  | Getz Healthcare Pty Ltd | Frankenman Linear Cutter Stapler | Single use, reloadable, linear cutter stapler containing titanium staples | 61mm; 81mm; 100mm | 205319, 205331 | August 2017 |  | Transferred from NG061 | Transferred from NG061 | 42948
03 - General Miscellaneous | 03.08 - CLOSURE DEVICES | 03.08.04 - Staples & Tackers | 03.08.04.04 - Staples, Non-bone with Disposable Applier |  | ME221 | 370 |  | Getz Healthcare Pty Ltd | Frankenman Linear Stapler | Linear stapler preloaded with titanium staples | 32mm; 46mm; 60mm; 90mm | 205319, 205331 | August 2017 |  | Transferred from NG063 | Transferred from NG063 | 42948
03 - General Miscellaneous | 03.08 - CLOSURE DEVICES | 03.08.04 - Staples & Tackers | 03.08.04.04 - Staples, Non-bone with Disposable Applier |  | MN217 | 370 |  | Johnson & Johnson Medical Pty Ltd | Proximate | Preloaded stapler | 30-100mm | 132166, 132167, 133406 | August 2017 |  | Compressed from JJ043, JJ044, JJ045, JJ049, JJ051, JJ052 | Compressed from JJ043, JJ044, JJ045, JJ049, JJ051, JJ052 | 42948
03 - General Miscellaneous | 03.08 - CLOSURE DEVICES | 03.08.04 - Staples & Tackers | 03.08.04.04 - Staples, Non-bone with Disposable Applier | Circular | ME217 | 754 |  | Getz Healthcare Pty Ltd | Frankenman Circular Stapler | Curved intraluminal stapler preloaded with titanium staples. | 21mm; 25mm; 28mm; 32mm | 292060 | August 2017 |  | Transferred from NG059 | Transferred from NG059 | 42948
03 - General Miscellaneous | 03.08 - CLOSURE DEVICES | 03.08.04 - Staples & Tackers | 03.08.04.04 - Staples, Non-bone with Disposable Applier | Circular | ME218 | 754 |  | Getz Healthcare Pty Ltd | Frankenman Haemorrhoidal (CPH) Stapler | Circular stapler for rectal prolapse and haemorrhoids preloaded with titanium staples | Outside diameter: 32.5mm; 34.5mm | 205330 | August 2017 |  | Transferred from NG060 | Transferred from NG060 | 42948
03 - General Miscellaneous | 03.08 - CLOSURE DEVICES | 03.08.04 - Staples & Tackers | 03.08.04.04 - Staples, Non-bone with Disposable Applier | Endoscopic, Circular | MN216 | 780 |  | Johnson & Johnson Medical Pty Ltd | Ethicon Intraluminal Stapler | Proximate and Endopath staplers | 21 - 33mm | 124512, 99218 | August 2017 |  | Compressed from JJ041, JJ042 | Compressed from JJ041, JJ042 | 42948
03 - General Miscellaneous | 03.08 - CLOSURE DEVICES | 03.08.06 - Composite Mesh | 03.08.06.01 - ≤200cm² | Contoured | BA272 | 300 |  | Bard Australia Pty Ltd | Bard Onflex and Modified Onflex | Multi-layer, contoured polypropylene hernia repair system incorporating positioning pockets and an absorbable ring. | ≤200cm² | 122873 | August 2017 |  | New Listing | New Listing | 42948
03 - General Miscellaneous | 03.08 - CLOSURE DEVICES | 03.08.07 - Complete Biomaterial Mesh | 03.08.07.01 - ≤200cm² | Coated | AW020 | 786 |  | Allergan Australia Pty Limited | Strattice Reconstructive Tissue matrix | Strattice Reconstructive Tissue matrix is a biologic, surgical implant made from porcine dermis. It is intended for use as a soft tissue patch to reinforce soft tissue where weakness exists and for the surgical repair of damaged ot ruptured soft tissue membranes. Indications for use include breast reconstruction and repair of hernias. | 0 - 50cm2 | 199300 | August 2017 |  | Transferred from KC001 | Transferred from KC001 | 42948
03 - General Miscellaneous | 03.08 - CLOSURE DEVICES | 03.08.07 - Complete Biomaterial Mesh | 03.08.07.01 - ≤200cm² | Coated | AW021 | 786 |  | Allergan Australia Pty Limited | Strattice Reconstructive Tissue matrix | Strattice reconstructive Tissue Matrix is a biologic, surgical implant made from porcine dermis. It is intended for use as a soft tissue patch to reinforce soft tissue where weakness exists and for the surgical repair of of damaged or ruptured soft tissue membranes. Indications for use include breast reconstruction and repair of hernias. | 51 - 150cm2 | 199300 | August 2017 |  | Transferred from KC002 | Transferred from KC002 | 42948
03 - General Miscellaneous | 03.08 - CLOSURE DEVICES | 03.08.07 - Complete Biomaterial Mesh | 03.08.07.01 - ≤200cm² | Contoured | ER410 | 800 |  | Emergo Asia Pacific Pty Ltd | TIGR Matrix Surgical Mesh-Small | TIGR Matrix Surgical Mesh-Small, biosynthetic | 10x15 cm | 202446 | August 2017 |  | New Listing | New Listing | 42948
03 - General Miscellaneous | 03.08 - CLOSURE DEVICES | 03.08.07 - Complete Biomaterial Mesh | 03.08.07.02 - 201-400cm² | Coated | AW022 | 1486 |  | Allergan Australia Pty Limited | Strattice Reconstructive Tissue Matrix | Strattice reconstructive Tissue Matrix is a biologic, surgical implant made from porcine dermis. It is intended for use as a soft tissue patch to reinforce soft tissue where weakness exists and for the surgical repair of of damaged or ruptured soft tissue membranes. Indications for use include breast reconstruction and repair of hernias. | 151 - 250cm2 | 199300 | August 2017 |  | Transferred from KC003 | Transferred from KC003 | 42948
03 - General Miscellaneous | 03.08 - CLOSURE DEVICES | 03.08.07 - Complete Biomaterial Mesh | 03.08.07.02 - 201-400cm² | Coated | AW023 | 1486 |  | Allergan Australia Pty Limited | Strattice Reconstructive Tissue matrix | Strattice reconstructive Tissue Matrix is a biologic, surgical implant made from porcine dermis. It is intended for use as a soft tissue patch to reinforce soft tissue where weakness exists and for the surgical repair of of damaged or ruptured soft tissue membranes. Indications for use include breast reconstruction and repair of hernias. | 251 - 400cm2 | 199300 | August 2017 |  | Transferred from KC004 | Transferred from KC004 | 42948
03 - General Miscellaneous | 03.08 - CLOSURE DEVICES | 03.08.07 - Complete Biomaterial Mesh | 03.08.07.02 - 201-400cm² | Contoured | ER411 | 1550 |  | Emergo Asia Pacific Pty Ltd | TIGR Matrix Surgical Mesh-Medium | TIGR Matrix Surgical Mesh-Medium, biosynthetic | 15x20 cm | 202446 | August 2017 |  | New Listing | New Listing | 42948
03 - General Miscellaneous | 03.08 - CLOSURE DEVICES | 03.08.07 - Complete Biomaterial Mesh | 03.08.07.03 - 401-600cm² | Coated | AW024 | 3450 |  | Allergan Australia Pty Limited | Strattice Reconstructive Tissue Matrix | Strattice reconstructive Tissue Matrix is a biologic, surgical implant made from porcine dermis. It is intended for use as a soft tissue patch to reinforce soft tissue where weakness exists and for the surgical repair of of damaged or ruptured soft tissue membranes. Indications for use include breast reconstruction and repair of hernias. | 401 - 600cm2 | 199300 | August 2017 |  | Transferred from KC005 | Transferred from KC005 | 42948
03 - General Miscellaneous | 03.08 - CLOSURE DEVICES | 03.08.07 - Complete Biomaterial Mesh | 03.08.07.03 - 401-600cm² | Contoured | ER412 | 3550 |  | Emergo Asia Pacific Pty Ltd | TIGR Matrix Surgical Mesh-Large | TIGR Matrix Surgical Mesh-Large, biosynthetic | 20x30 cm | 202446 | August 2017 |  | New Listing | New Listing | 42948
03 - General Miscellaneous | 03.08 - CLOSURE DEVICES | 03.08.07 - Complete Biomaterial Mesh | 03.08.07.04 - 601-800cm² | Coated | AW025 | 4500 |  | Allergan Australia Pty Limited | Strattice Reconstructive Tissue Matrix | Strattice reconstructive Tissue Matrix is a biologic, surgical implant made from porcine dermis. It is intended for use as a soft tissue patch to reinforce soft tissue where weakness exists and for the surgical repair of of damaged or ruptured soft tissue membranes. Indications for use include breast reconstruction and repair of hernias. | 601 - 800 cm2 | 199300 | August 2017 |  | Transferred from KC006 | Transferred from KC006 | 42948
03 - General Miscellaneous | 03.08 - CLOSURE DEVICES | 03.08.07 - Complete Biomaterial Mesh | 03.08.07.05 - >800cm² | Coated | AW026 | 5500 |  | Allergan Australia Pty Limited | Strattice Reconstructive Tissue Matrix | Strattice reconstructive Tissue Matrix is a biologic, surgical implant made from porcine dermis. It is intended for use as a soft tissue patch to reinforce soft tissue where weakness exists and for the surgical repair of of damaged or ruptured soft tissue membranes. Indications for use include breast reconstruction and repair of hernias. | + 800cm2 | 199300 | August 2017 |  | Transferred from KC007 | Transferred from KC007 | 42948
04 - Neurosurgical | 04.05 - NEUROSTIMULATION THERAPIES FOR PAIN MANAGEMENT | 04.05.01 - Pulse Generators | 04.05.01.01 - Primary Cell Pulse Generator (non-rechargeable) | Multi waveforms | SJ389 | 24000 |  | St Jude Medical Australia Pty Ltd | Proclaim DRG | Implantable Pulse Generator | one size only | 289235 | August 2017 |  | New Listing | New Listing | 42948
04 - Neurosurgical | 04.05 - NEUROSTIMULATION THERAPIES FOR PAIN MANAGEMENT | 04.05.01 - Pulse Generators | 04.05.01.02 - Rechargeable Pulse Generator |  | ER428 | 19150 |  | Emergo Asia Pacific Pty Ltd | Freedom-4A Receiver Stimulator Kit | Freedom Rechargeable Pulse Generator System with integral 4 electrode lead array | one size only | 287159 | August 2017 |  | New Listing | New Listing | 42948
04 - Neurosurgical | 04.05 - NEUROSTIMULATION THERAPIES FOR PAIN MANAGEMENT | 04.05.01 - Pulse Generators | 04.05.01.02 - Rechargeable Pulse Generator | Integrated Leads | ER429 | 19980 |  | Emergo Asia Pacific Pty Ltd | Freedom-8A Receiver Stimulator Kit | Freedom Rechargeable Pulse Generator system with integral 8 electrode lead array | one size only | 287158 | August 2017 |  | New Listing | New Listing | 42948
04 - Neurosurgical | 04.05 - NEUROSTIMULATION THERAPIES FOR PAIN MANAGEMENT | 04.05.01 - Pulse Generators | 04.05.01.02 - Rechargeable Pulse Generator | Multi waveform, Recharge protection | BS330 | 26000 |  | Boston Scientific Australia Pty Ltd | Precision Montage MRI IPG | MRI Conditional, 16-output, multi-channel, zero-volt rechargeable neurostimulation system IPG with 3D algorythmic programming | One Size Only | 286709 | August 2017 |  | New Listing | New Listing | 42948
04 - Neurosurgical | 04.05 - NEUROSTIMULATION THERAPIES FOR PAIN MANAGEMENT | 04.05.02 - External Components | 04.05.02.01 - Patient Programmer |  | ER432 | 1500 |  | Emergo Asia Pacific Pty Ltd | Wearable Antenna Assembly Kit | Freedom wearable antenna and patient programmer assembly kit (WAA programmer) | one size only | 287235 | August 2017 |  | New Listing | New Listing | 42948
04 - Neurosurgical | 04.05 - NEUROSTIMULATION THERAPIES FOR PAIN MANAGEMENT | 04.05.03 - Leads | 04.05.03.01 - Permanent Lead | greater than 8 and less than 32 electrodes, Bifurcated proximal tail | ER388 | 9000 |  | Emergo Asia Pacific Pty Ltd | Surpass Surgical Lead | 16 Contact Lead with two bifurcating 8 contact tails with embedded differentiating colour pigment in tail | Length: 30 - 90 cm | 284256 | August 2017 |  | New Listing | New Listing | 42948
04 - Neurosurgical | 04.05 - NEUROSTIMULATION THERAPIES FOR PAIN MANAGEMENT | 04.05.03 - Leads | 04.05.03.01 - Permanent Lead | 4 electrodes | ER430 | 3400 |  | Emergo Asia Pacific Pty Ltd | Freedom-4A Spare Lead Kit | Freedom quadripolar spare lead with accessories (stylets, anchor, needle, guide wire) | 1.35 mm dia, length 45 cm | 290986 | August 2017 |  | New Listing | New Listing | 42948
04 - Neurosurgical | 04.05 - NEUROSTIMULATION THERAPIES FOR PAIN MANAGEMENT | 04.05.03 - Leads | 04.05.03.01 - Permanent Lead | 8 electrodes | BS331 | 4230 |  | Boston Scientific Australia Pty Ltd | Avista MRI 8 Contact Lead | Eight contact percutaneous leads, MRI Conditional | 56cm - 74cm | 287236 | August 2017 |  | New Listing | New Listing | 42948
04 - Neurosurgical | 04.05 - NEUROSTIMULATION THERAPIES FOR PAIN MANAGEMENT | 04.05.03 - Leads | 04.05.03.01 - Permanent Lead | 8 electrodes | ER431 | 4230 |  | Emergo Asia Pacific Pty Ltd | Freedom-8A Spare Lead Kit | Freedom octapolar spare lead with accessories (stylets, anchor, needle, guide wire) | 1.35 mm dia, length 45 cm | 290987 | August 2017 |  | New Listing | New Listing | 42948
04 - Neurosurgical | 04.05 - NEUROSTIMULATION THERAPIES FOR PAIN MANAGEMENT | 04.05.03 - Leads | 04.05.03.02 - Trial Lead |  | ER434 | 485 |  | Emergo Asia Pacific Pty Ltd | Freedom-4A Trial Lead Kit; Freedom-8A Trial Lead Kit | Freedom Trial Lead Kit | 1.35 mm dia, length 45 cm | 287157, 287160 | August 2017 |  | New Listing | New Listing | 42948
04 - Neurosurgical | 04.05 - NEUROSTIMULATION THERAPIES FOR PAIN MANAGEMENT | 04.05.05 - Accessories | 04.05.05.01 - Revision Kits |  | ER433 | 545 |  | Emergo Asia Pacific Pty Ltd | Sterile Revision Kit | Freedom sterile revision kit (stylets, needles, anchor) | one size only | 288088 | August 2017 |  | New Listing | New Listing | 42948
04 - Neurosurgical | 04.08 - NEURO INTERVENTION | 04.08.01 - Stent |  |  | ME209 | 7500 |  | Getz Healthcare Pty Ltd | Leo+ | Leo+ Stent | D 2.0mm L 12mm, 18mm, 25mm. D 2.5mm L 12mm, 18mm, 25mm, 30mm, 35mm. D 3.0mm L 12mm, 18mm, 25mm, 35mm D 3.5mm L 12mm, 18mm, 25mm, 30mm, 35mm, 50mm. D 4.5mm L 15mm, 20mm, 25mm, 30mm, 40mm, 50mm, 75mm. D 5.5mm L 25mm, 30mm, 35mm, 50mm, 60mm, 75mm. | 197947 | August 2017 |  | Transferred from NG053 | Transferred from NG053 | 42948
04 - Neurosurgical | 04.08 - NEURO INTERVENTION | 04.08.02 - Coils |  |  | MI240 | 1505 |  | Medtronic Australasia Pty Ltd | Axium Prime Detachable Coil - Extra Soft | Platinum alloy embolization coil attached to a composite implant delivery pusher with a radiopaque positioning marker and hand-held Instant Detacher, which when activated, mechanically detaches the coil from the delivery pusher tip. | 3D Shape: diameter 1 to 3.5 mm; length 2 to 10 cm; Volume 1.34 to 6.70 mm3 Helical Shape: diameter 1 to 3 mm; length 1 to 10 cm; Volume 0.67 to 6.70 mm3 | 287418 | August 2017 |  | New Listing | New Listing | 42948
04 - Neurosurgical | 04.08 - NEURO INTERVENTION | 04.08.03 - Assist Devices | 04.08.03.01 - Catheters |  | HW585 | 700 |  | Stryker Australia Pty Ltd | Excelsior XT-17 Microcatheter | Excelsior XT-17 Microcatheter - single lumen devices | Outer Diameter: 2.4F (Proximal) & 1.7F (Distal) Inner Diameter: 0.017 inches Length: 150cm Shapes: Straight 45, 90 & J | 285509 | August 2017 |  | New Listing | New Listing | 42948
04 - Neurosurgical | 04.08 - NEURO INTERVENTION | 04.08.03 - Assist Devices | 04.08.03.01 - Catheters |  | ME210 | 700 |  | Getz Healthcare Pty Ltd | SONIC Microcatheter | Micro catheter DMSO compatible | Dia: 1.2fr or 1.5fr Length: 165cm or 190cm | 155392 | August 2017 |  | Transferred from NG056 | Transferred from NG056 | 42948
04 - Neurosurgical | 04.08 - NEURO INTERVENTION | 04.08.03 - Assist Devices | 04.08.03.01 - Catheters |  | ME211 | 700 |  | Getz Healthcare Pty Ltd | Balt Remodelling Balloon | Remodelling Balloon Kit, includes a 200cm tapered Hybrid Guidewire. | SCOPERNIC10: 10mm balloon length, max fill volume 0.30ml; SCOPERNIC15: 15mm balloon length, max fill volume 0.35ml; SCOPERNIC20: 20mm balloon length, max fill volume 0.40ml; SCOPERNIC30: 30mm balloon length, max fill volume 0.50ml; SECLIPSE7: Balloon length 7mm, balloon dia 4 to 6mm, max fill vol 0.20ml; SECLIPSE9: Balloon length 9mm, balloon dia 4 to 6mm, max fill vol 0.25ml; SECLIPSE12: Balloon length 12mm, balloon dia 4 to 6mm, max fill vol 0.30ml; SECLIPSE15: Balloon length 15mm, balloon dia 4 to 6mm, max fill vol 0.40ml; SECLIPSE20 Balloon length 20mm, balloon dia 4 to 6mm, max fill vol 0.50ml. Packaging includes one HYBRID1214D guidewire, 200cm long, with Proximal Stainless Steel and distal nitinol. | 170159, 170160 | August 2017 |  | Transferred from NG057 | Transferred from NG057 | 42948
04 - Neurosurgical | 04.08 - NEURO INTERVENTION | 04.08.03 - Assist Devices | 04.08.03.01 - Catheters |  | ME212 | 700 |  | Getz Healthcare Pty Ltd | VASCO+ | A progressive step braided micro-catheter with radio-opaque markers on the distal tip used to assist in the treatment of aneurysms and other neurological disorders. | Distal outer Diameter: 1.5 - 5F Proximal Outer Diameter: 2.4F - 5F Length: 135 - 155mm | 155391 | August 2017 |  | Transferred from NG066 | Transferred from NG066 | 42948
04 - Neurosurgical | 04.08 - NEURO INTERVENTION | 04.08.03 - Assist Devices | 04.08.03.01 - Catheters |  | ME213 | 700 |  | Getz Healthcare Pty Ltd | Fargo | Guiding Catheters | Outer Ø Proximal . 4.2F - 6.0F Outer Ø Distal : 3.9F - 6.0F Inner Ø: 1.02mm (.040") - 1.78mm (.070") Total Length: 95cm - 135cm Distall tip Length: 2.5cm -15cm | 161937 | August 2017 |  | Transferred from NG072 | Transferred from NG072 | 42948
04 - Neurosurgical | 04.08 - NEURO INTERVENTION | 04.08.03 - Assist Devices | 04.08.03.01 - Catheters |  | ME214 | 700 |  | Getz Healthcare Pty Ltd | Double Lumen Occlusion Balloon | Double lumen occlusion balloon | DIAMETER: 6mm; LENGTHS: 7mm - 30mm | 263592, 263593 | August 2017 |  | Transferred from NG074 | Transferred from NG074 | 42948
04 - Neurosurgical | 04.08 - NEURO INTERVENTION | 04.08.03 - Assist Devices | 04.08.03.04 - Vascular embolisation balloon |  | ME215 | 1727 |  | Getz Healthcare Pty Ltd | Copernic RC | Venous remodelling balloon | Diameter: 8.0 - 10mm Balloon Length: 80mm Catheter Length: 160mm | 170159 | August 2017 |  | Transferred from NG071 | Transferred from NG071 | 42948
04 - Neurosurgical | 04.09 - Intracranial Pressure (ICP) Monitoring | 04.09.01 - Transducer |  | Catheter | AT086 | 1300 |  | Anatomics Pty Ltd | NEUROVENT-P catheter | RAUMEDIC NEUROVENT-P catheter for the continuous measurement of ICP (intracranial pressure) within the parenchyma. | 5F | 282695 | August 2017 |  | New Listing | New Listing | 42948
05 - Urogenital | 05.05 - Penile Prostheses | 05.05.02 - Inflatable - Two component |  | A | MB027 | 10414 |  | MD Solutions Australasia Pty Ltd | Zephyr Hydraulic Phalloplasty Penile Implant | Hydraulic phalloplasty penile implant | 120-210 mm | 216415 | August 2017 |  | New Listing | New Listing | 42948
05 - Urogenital | 05.09 - Nephrostomy Catheters | 05.09.01 - Nephrostomy Catheters |  |  | ME216 | 120 |  | Getz Healthcare Pty Ltd | NEPHRO-CATH Nephrostomy Drainage Catheter | Nephrostomy Drainage Catheter | Diameters: 8fr to 14fr sizes; Lengths 27cm through to 29cm | 98030 | August 2017 |  | Transferred from NG058 | Transferred from NG058 | 42948
06 - Specialist Orthopaedic | 06.01 - ANKLE AND FOOT | 06.01.01 - Ankle joint component | 06.01.01.02 - Liner - mobile bearing |  | ER385 | 622 |  | Emergo Asia Pacific Pty Ltd | Hintermann Series H3™ Total Ankle Prosthesis-Inlay | Hintermann Series H3™ Total Ankle Prosthesis-Inlay, UHMW Polyethylene | 0-6, thickness 5-9 mm | 289319 | August 2017 |  | New Listing | New Listing | 42948
06 - Specialist Orthopaedic | 06.01 - ANKLE AND FOOT | 06.01.02 - Sinus Tarsi Implant | 06.01.02.01 - Metal |  | ZI975 | 1390 |  | Zimmer Biomet Pty Ltd | Vario Subtalar Screw System | Titanium screw system for the subtalar arthroereisis | 10-16mm diameter | 274567 | August 2017 |  | New Listing | New Listing | 42948
06 - Specialist Orthopaedic | 06.01 - ANKLE AND FOOT | 06.01.03 - Ankle joint | 06.01.03.01 - Talar component |  | ER383 | 2300 |  | Emergo Asia Pacific Pty Ltd | Hintermann Series H3™ Total Ankle Prosthesis-Talar Component | Hintermann Series H3™ Total Ankle Prosthesis-Talar component, left or right, primary or revision, CoCr, plasma sprayed titanium coating and a hydroxyapatite coating | 0-6 | 289321 | August 2017 |  | New Listing | New Listing | 42948
06 - Specialist Orthopaedic | 06.01 - ANKLE AND FOOT | 06.01.03 - Ankle joint | 06.01.03.02 - Tibial component |  | ER384 | 2000 |  | Emergo Asia Pacific Pty Ltd | Hintermann Series H3™ Total Ankle Prosthesis-Tibial Component | Hintermann Series H3™ Total Ankle Prosthesis-Tibial Component, left or right, primary or revision, CoCr, plasma sprayed titanium coating and a hydroxyapatite coating | 0-6, 8 or 12mm thickness (revision) | 289424 | August 2017 |  | New Listing | New Listing | 42948
06 - Specialist Orthopaedic | 06.02 - UPPER LIMB | 06.02.02 - Finger Joint Articulations | 06.02.02.05 - Thumb, carpometacarpal - proximal component |  | LH577 | 442 |  | Lifehealthcare Pty Ltd | BioPro Modular Thumb | Modular Thumb: Stem or Head, CoCr, Ti | 7.5 - 15mm | 141544 | August 2017 |  | New Listing | New Listing | 42948
06 - Specialist Orthopaedic | 06.02 - UPPER LIMB | 06.02.02 - Finger Joint Articulations | 06.02.02.05 - Thumb, carpometacarpal - proximal component |  | ZI978 | 442 |  | Zimmer Biomet Pty Ltd | ARPE Cup | HA coated titanium cup with polyethylene insert | 9 and 10 mm diametre | 284215 | August 2017 |  | New Listing | New Listing | 42948
06 - Specialist Orthopaedic | 06.02 - UPPER LIMB | 06.02.02 - Finger Joint Articulations | 06.02.02.05 - Thumb, carpometacarpal - proximal component |  | ZI979 | 442 |  | Zimmer Biomet Pty Ltd | ARPE Head | Straight and offset heads | medium, long or extra long | 284215 | August 2017 |  | New Listing | New Listing | 42948
06 - Specialist Orthopaedic | 06.02 - UPPER LIMB | 06.02.02 - Finger Joint Articulations | 06.02.02.06 - Thumb, carpometacarpal - distal component |  | ZI977 | 442 |  | Zimmer Biomet Pty Ltd | ARPE Stem | Metacarpal stem HA | 4 sizes (7-10) | 284215 | August 2017 |  | New Listing | New Listing | 42948
06 - Specialist Orthopaedic | 06.02 - UPPER LIMB | 06.02.03 - Elbow | 06.02.03.04 - Proximal ulnar component |  | OO177 | 3577 |  | Oceania Orthopaedics | MUTARS Ulna Anchorage | MUTARS Ulna Anchorage Component | Left/Right 70-100mm | 221739 | August 2017 |  | New Listing | New Listing | 42948
06 - Specialist Orthopaedic | 06.02 - UPPER LIMB | 06.02.04 - Shoulder - Humeral | 06.02.04.03 - Humeral component - uncemented |  | TO179 | 3500 |  | Tornier Pty Ltd | Aequalis Ascend Flex PTC Humeral Stem | Convertible humeral stem with proximal PTC titanium plasma spray coating | Length: 66mm, 70mm, 74mm, 78mm, 82mm, 86mm, 88mm, 90mm, 93mm, 94mm, 98mm, 104mm, 109mm, 115mm, 120mm, 125mm, 130mm Sizes: 1 to 9 Angulation: 127.5º, 132.5º, 137.5º | 218732 | August 2017 |  | New Listing | New Listing | 42948
06 - Specialist Orthopaedic | 06.02 - UPPER LIMB | 06.02.04 - Shoulder - Humeral | 06.02.04.12 - Standard humeral head |  | TO180 | 1327 |  | Tornier Pty Ltd | Aequalis Ascend Flex Humeral Head | Cobalt chrome humeral head | Diameter: 37mm, 39mm, 41mm, 43mm, 46mm, 48mm, 50mm, 52mm, 54mm Height: 13.5mm, 14mm, 15mm, 16mm, 17mm, 18mm, 19mm, 23mm, 27mm Offset: 1.5mm, 3.5mm, 4mm | 218733 | August 2017 |  | New Listing | New Listing | 42948
06 - Specialist Orthopaedic | 06.02 - UPPER LIMB | 06.02.04 - Shoulder - Humeral | 06.02.04.14 - Humeral cup |  | TO181 | 815 |  | Tornier Pty Ltd | Aequalis Ascend Flex Reversed Insert | Reversed insert/ retentive reversed insert - UHMWPE and Ti Alloy | Diameter: 33mm, 36mm, 39mm, 42mm Thickness: 6mm, 9mm Angulation: 7.5º, 12.5º, 17.5º | 218735 | August 2017 |  | New Listing | New Listing | 42948
06 - Specialist Orthopaedic | 06.02 - UPPER LIMB | 06.02.06 - Shoulder - Accessories | 06.02.06.07 - Reverse humeral tray |  | TO182 | 873 |  | Tornier Pty Ltd | Aequalis Ascend Flex Reversed Tray | Reverse humeral tray - Titanium | Thickness: 0mm, 6mm, 12mm Offset: 0mm, 1.5mm, 3.5mm | 218734 | August 2017 |  | New Listing | New Listing | 42948
06 - Specialist Orthopaedic | 06.03 - SKELETAL RECONSTRUCTION | 06.03.01 - Intramedullary Nails | 06.03.01.01 - Femoral, Proximal short (<220mm) |  | DZ058 | 1063 |  | AUSTRALIAN ORTHOPAEDIC FIXATIONS PTY LTD | F1 Proximal Femoral Nail | F1 Femoral Nail, Titanium | 170mm, 200mm 120deg, 125deg, 130deg | 111818 | August 2017 |  | New Listing | New Listing | 42948
06 - Specialist Orthopaedic | 06.03 - SKELETAL RECONSTRUCTION | 06.03.01 - Intramedullary Nails | 06.03.01.03 - Femoral, Distal |  | DZ064 | 1121 |  | AUSTRALIAN ORTHOPAEDIC FIXATIONS PTY LTD | S2 Nail System | Cannulated supracondylar nail, stainless steel | 11/13mm x 160-380mm | 111818 | August 2017 |  | Duplicated from AX020 | Duplicated from AX020 | 42948
06 - Specialist Orthopaedic | 06.03 - SKELETAL RECONSTRUCTION | 06.03.01 - Intramedullary Nails | 06.03.01.11 - Arthrodesis Other |  | DE550 | 577 |  | Device Technologies Australia Pty Ltd | RetroFusion | Implant for PIP Arthrodesis for Hammertoe and Clawtoe Deformity | 20mm Length 24mm Length | 227070 | August 2017 |  | New Listing | New Listing | 42948
06 - Specialist Orthopaedic | 06.03 - SKELETAL RECONSTRUCTION | 06.03.01 - Intramedullary Nails | 06.03.01.11 - Arthrodesis Other |  | ER380 | 577 |  | Emergo Asia Pacific Pty Ltd | Paragon 28 Phantom Lapidus Nail System-Intramedullary nail, foot | Phantom Lapidus intramedullary nail, foot, left or right | dia 5.5 mmx length (38-60 mm) | 290443 | August 2017 |  | New Listing | New Listing | 42948
06 - Specialist Orthopaedic | 06.03 - SKELETAL RECONSTRUCTION | 06.03.01 - Intramedullary Nails | 06.03.01.11 - Arthrodesis Other |  | ER387 | 577 |  | Emergo Asia Pacific Pty Ltd | Paragon 28 Hammer Tube System | Paragon 28 Hammer tube, proximal interphalangeal joint arthrodesis; solid or cannulated, Peek, sterile | dia (2.50-3.75 mm); angle 0-10°; length (14-16mm) | 290441 | August 2017 |  | New Listing | New Listing | 42948
06 - Specialist Orthopaedic | 06.03 - SKELETAL RECONSTRUCTION | 06.03.01 - Intramedullary Nails | 06.03.01.11 - Arthrodesis Other |  | ZI980 | 577 |  | Zimmer Biomet Pty Ltd | Nextra hammertoe Correction Prosthesis | Interdigital Fusion Implant | 3.5mm MPI / 3.2mm PI 4.5mm MPI / 3.2mm PI 5.5mm MPI / 3.2mm PI 4.5mm MPI / 4.5mm PI 5.5mm MPI / 4.5mm PI | 202866, 259860 | August 2017 |  | Transferred from XD015 | Transferred from XD015 | 42948
06 - Specialist Orthopaedic | 06.03 - SKELETAL RECONSTRUCTION | 06.03.02 - Intramedullary Nail Accessories | 06.03.02.01 - Intramedullary nail lag screw |  | DZ059 | 209 |  | AUSTRALIAN ORTHOPAEDIC FIXATIONS PTY LTD | F1 Proximal Femoral Nail | F1 10.4mm Helical Blade | 10.4mm width, 60-120mm length | 111818 | August 2017 |  | New Listing | New Listing | 42948
06 - Specialist Orthopaedic | 06.03 - SKELETAL RECONSTRUCTION | 06.03.02 - Intramedullary Nail Accessories | 06.03.02.01 - Intramedullary nail lag screw |  | DZ060 | 209 |  | AUSTRALIAN ORTHOPAEDIC FIXATIONS PTY LTD | F1 Proximal Femoral Nail | 10.4mm Hip Screw | 10.4mm width, 60-120mm length | 111818 | August 2017 |  | New Listing | New Listing | 42948
06 - Specialist Orthopaedic | 06.03 - SKELETAL RECONSTRUCTION | 06.03.02 - Intramedullary Nail Accessories | 06.03.02.02 - Reconstruction screw |  | DZ065 | 234 |  | AUSTRALIAN ORTHOPAEDIC FIXATIONS PTY LTD | S2 Nail System | 6.2mm condylar screws | 6.5mm x 60-85mm | 111818 | August 2017 |  | Duplicated from AX021 | Duplicated from AX021 | 42948
06 - Specialist Orthopaedic | 06.03 - SKELETAL RECONSTRUCTION | 06.03.02 - Intramedullary Nail Accessories | 06.03.02.03 - Set screw/Locking bolt |  | DZ063 | 150 |  | AUSTRALIAN ORTHOPAEDIC FIXATIONS PTY LTD | F1 Proximal Femoral Nail | Set Screw | Single Size | 111818 | August 2017 |  | New Listing | New Listing | 42948
06 - Specialist Orthopaedic | 06.03 - SKELETAL RECONSTRUCTION | 06.03.02 - Intramedullary Nail Accessories | 06.03.02.03 - Set screw/Locking bolt |  | ER381 | 150 |  | Emergo Asia Pacific Pty Ltd | Paragon 28 Phantom Lapidus Nail-Screws, small (2.71mm – 4.49mm), dual thread, locking | Paragon 28 Phantom Lapidus Nail-Screws, small (2.71mm – 4.49mm), dual thread, locking | dia 3.5 mm x length (10-26 mm) | 290443 | August 2017 |  | New Listing | New Listing | 42948
06 - Specialist Orthopaedic | 06.03 - SKELETAL RECONSTRUCTION | 06.03.02 - Intramedullary Nail Accessories | 06.03.02.03 - Set screw/Locking bolt |  | ER382 | 150 |  | Emergo Asia Pacific Pty Ltd | Paragon 28 Phantom Lapidus Nail-Screw, small (2.71mm – 4.49mm) | Paragon 28 Phantom Lapidus Nail-Screw, small | dia 3.5 mm x length (10-46 mm) | 290443 | August 2017 |  | New Listing | New Listing | 42948
06 - Specialist Orthopaedic | 06.03 - SKELETAL RECONSTRUCTION | 06.03.02 - Intramedullary Nail Accessories | 06.03.02.04 - End caps and extension caps |  | DZ061 | 101 |  | AUSTRALIAN ORTHOPAEDIC FIXATIONS PTY LTD | F1 Proximal Femoral Nail | F1 Helical End Cap | 5mm, 10mm, 15mm | 111818 | August 2017 |  | New Listing | New Listing | 42948
06 - Specialist Orthopaedic | 06.03 - SKELETAL RECONSTRUCTION | 06.03.02 - Intramedullary Nail Accessories | 06.03.02.04 - End caps and extension caps |  | DZ062 | 101 |  | AUSTRALIAN ORTHOPAEDIC FIXATIONS PTY LTD | F1 Proximal Femoral Nail | Screw End Cap | 5mm, 10mm, 15mm | 111818 | August 2017 |  | New Listing | New Listing | 42948
06 - Specialist Orthopaedic | 06.03 - SKELETAL RECONSTRUCTION | 06.03.03 - Plates | 06.03.03.02 - Standard (screw size ≥4.5mm)(including blade) ≥ 7 to ≤ 15 holes | Com, LK | DE528 | 1380 |  | Device Technologies Australia Pty Ltd | Ankle Fusion Plating System | Fusion Plate | Anterior Plate (Left and Right side Specific) | 140686 | August 2017 |  | New Listing | New Listing | 42948
06 - Specialist Orthopaedic | 06.03 - SKELETAL RECONSTRUCTION | 06.03.03 - Plates | 06.03.03.02 - Standard (screw size ≥4.5mm)(including blade) ≥ 7 to ≤ 15 holes | LK | TN043 | 980 |  | Newclip Technics Australia Pty Ltd | Newclip Femoral Plate | Variable angle plates for femur | 7 to 15 holes | 260229, 260232 | August 2017 |  | New Listing | New Listing | 42948
06 - Specialist Orthopaedic | 06.03 - SKELETAL RECONSTRUCTION | 06.03.03 - Plates | 06.03.03.03 - Standard (screw size ≥4.5mm)(including blade) ≥ 16 holes | LK | TN034 | 1050 |  | Newclip Technics Australia Pty Ltd | Newclip Femoral Plate | Variable angle plates for femur | ≥ 16 holes | 260229, 260232 | August 2017 |  | New Listing | New Listing | 42948
06 - Specialist Orthopaedic | 06.03 - SKELETAL RECONSTRUCTION | 06.03.03 - Plates | 06.03.03.03 - Standard (screw size ≥4.5mm)(including blade) ≥ 16 holes | VAL | TN037 | 1380 |  | Newclip Technics Australia Pty Ltd | Newclip Activ Ankle Plate | Locking Fibula Plate | ≥16 holes | 260229, 260232 | August 2017 |  | New Listing | New Listing | 42948
06 - Specialist Orthopaedic | 06.03 - SKELETAL RECONSTRUCTION | 06.03.03 - Plates | 06.03.03.04 - Small (screw size 2.71mm – 4.49mm)(including blade) ≤ 6 holes |  | TN031 | 225 |  | Newclip Technics Australia Pty Ltd | Newclip Activ Ankle Plate | Locking Tibial Plate | ≤ 6 holes | 260229, 260232 | August 2017 |  | New Listing | New Listing | 42948
06 - Specialist Orthopaedic | 06.03 - SKELETAL RECONSTRUCTION | 06.03.03 - Plates | 06.03.03.04 - Small (screw size 2.71mm – 4.49mm)(including blade) ≤ 6 holes |  | TN032 | 225 |  | Newclip Technics Australia Pty Ltd | Newclip Calcaneal Plates | Plates for fixation of fractures of the calcaneal | 7 to 15 holes | 260229, 260232 | August 2017 |  | New Listing | New Listing | 42948
06 - Specialist Orthopaedic | 06.03 - SKELETAL RECONSTRUCTION | 06.03.03 - Plates | 06.03.03.04 - Small (screw size 2.71mm – 4.49mm)(including blade) ≤ 6 holes | Com, LK | DE555 | 895 |  | Device Technologies Australia Pty Ltd | Locking POW Plate | Wedged Fusion Plate | 0-7mm | 140686 | August 2017 |  | New Listing | New Listing | 42948
06 - Specialist Orthopaedic | 06.03 - SKELETAL RECONSTRUCTION | 06.03.03 - Plates | 06.03.03.04 - Small (screw size 2.71mm – 4.49mm)(including blade) ≤ 6 holes | Com, LK | DE565 | 895 |  | Device Technologies Australia Pty Ltd | Lisfranc Plates | Arthrodesis Plate | Small, Medium, Large Plates come in Left & Right | 140686 | August 2017 |  | New Listing | New Listing | 42948
06 - Specialist Orthopaedic | 06.03 - SKELETAL RECONSTRUCTION | 06.03.03 - Plates | 06.03.03.04 - Small (screw size 2.71mm – 4.49mm)(including blade) ≤ 6 holes | Com, LK | DE572 | 895 |  | Device Technologies Australia Pty Ltd | Plantar Lapidus Plates | Arthrodesis Plate | One Size only Left & Right side specific | 140686 | August 2017 |  | New Listing | New Listing | 42948
06 - Specialist Orthopaedic | 06.03 - SKELETAL RECONSTRUCTION | 06.03.03 - Plates | 06.03.03.04 - Small (screw size 2.71mm – 4.49mm)(including blade) ≤ 6 holes | Com, LK | SQ138 | 895 |  | Surgical Specialties | PediLoc - Plating System ≤ 6 holes, screw size 2.71 – 4.49mm | 3.5mm Locking Plate | 3-6 Hole | 191586 | August 2017 |  | Expanded from SQ080 | Expanded from SQ080 | 42948
06 - Specialist Orthopaedic | 06.03 - SKELETAL RECONSTRUCTION | 06.03.03 - Plates | 06.03.03.04 - Small (screw size 2.71mm – 4.49mm)(including blade) ≤ 6 holes | Com, VAL | HW596 | 1225 |  | Stryker Australia Pty Ltd | Stryker Locked Plating System | Periarticular variable angle locking plate - clavicle | 7-15 holes | 237797 | August 2017 |  | Expanded from HW455 | Expanded from HW455 | 42948
06 - Specialist Orthopaedic | 06.03 - SKELETAL RECONSTRUCTION | 06.03.03 - Plates | 06.03.03.04 - Small (screw size 2.71mm – 4.49mm)(including blade) ≤ 6 holes | LK | DE533 | 495 |  | Device Technologies Australia Pty Ltd | Posterolateral Distal Fibula Plate | Plate for fracture fixation | 4-6 Holes | 284416 | August 2017 |  | New Listing | New Listing | 42948
06 - Specialist Orthopaedic | 06.03 - SKELETAL RECONSTRUCTION | 06.03.03 - Plates | 06.03.03.04 - Small (screw size 2.71mm – 4.49mm)(including blade) ≤ 6 holes | LK | DE568 | 495 |  | Device Technologies Australia Pty Ltd | Posterolateral Distal Fibula Plate | Plate for fracture fixation | 8 Holes | 284416 | August 2017 |  | New Listing | New Listing | 42948
06 - Specialist Orthopaedic | 06.03 - SKELETAL RECONSTRUCTION | 06.03.03 - Plates | 06.03.03.04 - Small (screw size 2.71mm – 4.49mm)(including blade) ≤ 6 holes | LK | DZ031 | 495 |  | AUSTRALIAN ORTHOPAEDIC FIXATIONS PTY LTD | Valetis Ankle - Plates | 1/3 Tubular Plate | 4 to 6 hole | 284755 | August 2017 |  | New Listing | New Listing | 42948
06 - Specialist Orthopaedic | 06.03 - SKELETAL RECONSTRUCTION | 06.03.03 - Plates | 06.03.03.04 - Small (screw size 2.71mm – 4.49mm)(including blade) ≤ 6 holes | LK | DZ033 | 495 |  | AUSTRALIAN ORTHOPAEDIC FIXATIONS PTY LTD | Valens Shoulder and Elbow - Plates | Locking Compression Plates | 3.5mm | 276915 | August 2017 |  | New Listing | New Listing | 42948
06 - Specialist Orthopaedic | 06.03 - SKELETAL RECONSTRUCTION | 06.03.03 - Plates | 06.03.03.04 - Small (screw size 2.71mm – 4.49mm)(including blade) ≤ 6 holes | LK | DZ035 | 495 |  | AUSTRALIAN ORTHOPAEDIC FIXATIONS PTY LTD | Valens Shoulder and Elbow - Plates | LCP, Right/Oblique Angled, T-Plate | 1-6 Holes | 276915 | August 2017 |  | New Listing | New Listing | 42948
06 - Specialist Orthopaedic | 06.03 - SKELETAL RECONSTRUCTION | 06.03.03 - Plates | 06.03.03.04 - Small (screw size 2.71mm – 4.49mm)(including blade) ≤ 6 holes | LK | SL086 | 495 |  | Smith & Nephew Pty Ltd | PERI-LOC | Clavicle plates | ≤ 6 holes | 108428 | August 2017 |  | Expanded from SN915 | Expanded from SN915 | 42948
06 - Specialist Orthopaedic | 06.03 - SKELETAL RECONSTRUCTION | 06.03.03 - Plates | 06.03.03.04 - Small (screw size 2.71mm – 4.49mm)(including blade) ≤ 6 holes | VAL | DE525 | 825 |  | Device Technologies Australia Pty Ltd | Dorsal Distal Radius Plate | Plate for Fracture Fixation | 4 Holes Standard (Left & Right) 4 Holes Narrow (Left & Right) | 284416 | August 2017 |  | New Listing | New Listing | 42948
06 - Specialist Orthopaedic | 06.03 - SKELETAL RECONSTRUCTION | 06.03.03 - Plates | 06.03.03.04 - Small (screw size 2.71mm – 4.49mm)(including blade) ≤ 6 holes | VAL | DE535 | 825 |  | Device Technologies Australia Pty Ltd | Dorsal L Plate | Plate for Fracture Fixation | 5 Holes (Left & Right) | 284416 | August 2017 |  | New Listing | New Listing | 42948
06 - Specialist Orthopaedic | 06.03 - SKELETAL RECONSTRUCTION | 06.03.03 - Plates | 06.03.03.04 - Small (screw size 2.71mm – 4.49mm)(including blade) ≤ 6 holes | VAL | ER416 | 825 |  | Emergo Asia Pacific Pty Ltd | Paragon 28 Gorilla Plating System-Plate, small (≤ 6 holes) | Paragon28 Gorilla, small titanium compression plates; universal; variable angle locking; compression; various shapes | Length 15-35 mm; thickness 1.15 - 2.0 mm; multi screw diameter purchage 2.7/3.5/4.2mm | 289248 | August 2017 |  | New Listing | New Listing | 42948
06 - Specialist Orthopaedic | 06.03 - SKELETAL RECONSTRUCTION | 06.03.03 - Plates | 06.03.03.05 - Small (screw size 2.71mm – 4.49mm)(including blade) ≥ 7 to ≤ 15 holes | Com | TN033 | 694 |  | Newclip Technics Australia Pty Ltd | Newclip Humerus Plates | Plates for fixation of fractures of the distal humerus and proximal ulnar | 7 - 15 holes | 260229, 260232 | August 2017 |  | New Listing | New Listing | 42948
06 - Specialist Orthopaedic | 06.03 - SKELETAL RECONSTRUCTION | 06.03.03 - Plates | 06.03.03.05 - Small (screw size 2.71mm – 4.49mm)(including blade) ≥ 7 to ≤ 15 holes | Com, LK | LM337 | 964 |  | LMT Surgical Pty Ltd | Trimed Plates | Elbow, Forearm, clavicle and Wrist Plates | ≥ 7 to ≤ 15 holes | 182677 | August 2017 |  | Compressed from LM064, LM183, LM292 | Compressed from LM064, LM183, LM292 | 42948
06 - Specialist Orthopaedic | 06.03 - SKELETAL RECONSTRUCTION | 06.03.03 - Plates | 06.03.03.05 - Small (screw size 2.71mm – 4.49mm)(including blade) ≥ 7 to ≤ 15 holes | Com, LK | MN209 | 964 |  | Johnson & Johnson Medical Pty Ltd | AO/ASIF Plates | Locking Specialty Plate | 7-15 Holes | 157069 | August 2017 |  | New Listing | New Listing | 42948
06 - Specialist Orthopaedic | 06.03 - SKELETAL RECONSTRUCTION | 06.03.03 - Plates | 06.03.03.05 - Small (screw size 2.71mm – 4.49mm)(including blade) ≥ 7 to ≤ 15 holes | Com, VAL | HW598 | 1294 |  | Stryker Australia Pty Ltd | Stryker Locked Plate System | Periarticular variable angle locking plate - clavicle | 7-15 holes | 196764 | August 2017 |  | Expanded from HW456 | Expanded from HW456 | 42948
06 - Specialist Orthopaedic | 06.03 - SKELETAL RECONSTRUCTION | 06.03.03 - Plates | 06.03.03.05 - Small (screw size 2.71mm – 4.49mm)(including blade) ≥ 7 to ≤ 15 holes | LK | DZ032 | 564 |  | AUSTRALIAN ORTHOPAEDIC FIXATIONS PTY LTD | Valetis Ankle - Plates | 1/3 Tubular Plate | 7 to 12 hole | 284755 | August 2017 |  | New Listing | New Listing | 42948
06 - Specialist Orthopaedic | 06.03 - SKELETAL RECONSTRUCTION | 06.03.03 - Plates | 06.03.03.05 - Small (screw size 2.71mm – 4.49mm)(including blade) ≥ 7 to ≤ 15 holes | LK | DZ034 | 564 |  | AUSTRALIAN ORTHOPAEDIC FIXATIONS PTY LTD | Valens Shoulder and Elbow - Plates | Locking Compression Plates | 3.5mm | 276915 | August 2017 |  | New Listing | New Listing | 42948
06 - Specialist Orthopaedic | 06.03 - SKELETAL RECONSTRUCTION | 06.03.03 - Plates | 06.03.03.05 - Small (screw size 2.71mm – 4.49mm)(including blade) ≥ 7 to ≤ 15 holes | LK | SL087 | 564 |  | Smith & Nephew Pty Ltd | PERI-LOC | Clavicle plates | ≥ 7 to ≤ 15 holes | 108428 | August 2017 |  | Expanded from SN915 | Expanded from SN915 | 42948
06 - Specialist Orthopaedic | 06.03 - SKELETAL RECONSTRUCTION | 06.03.03 - Plates | 06.03.03.05 - Small (screw size 2.71mm – 4.49mm)(including blade) ≥ 7 to ≤ 15 holes | LK | TN038 | 564 |  | Newclip Technics Australia Pty Ltd | Newclip Activmotion HTO Plate | Fixation plates for high tibial osteotomy (HTO) | 7 to 15 holes | 260229, 260232 | August 2017 |  | New Listing | New Listing | 42948
06 - Specialist Orthopaedic | 06.03 - SKELETAL RECONSTRUCTION | 06.03.03 - Plates | 06.03.03.05 - Small (screw size 2.71mm – 4.49mm)(including blade) ≥ 7 to ≤ 15 holes | VAL | DE531 | 894 |  | Device Technologies Australia Pty Ltd | Wrist Spanning Plate | Plate for Fracture Fixation | 9 Holes | 284416 | August 2017 |  | New Listing | New Listing | 42948
06 - Specialist Orthopaedic | 06.03 - SKELETAL RECONSTRUCTION | 06.03.03 - Plates | 06.03.03.05 - Small (screw size 2.71mm – 4.49mm)(including blade) ≥ 7 to ≤ 15 holes | VAL | ER417 | 894 |  | Emergo Asia Pacific Pty Ltd | Paragon 28 Gorilla Plating System-Plate, small ( ≥ 7 to ≤ 15 holes) | Paragon 28 Gorilla Plating System-Plate, small, titanium, malleus/column rescue/stradle/arch (proximal or distal) | Thickness 1.5/2.0 mm ; multi screw diameter purchase 2.7/3.5/4.2mm | 289248 | August 2017 |  | New Listing | New Listing | 42948
06 - Specialist Orthopaedic | 06.03 - SKELETAL RECONSTRUCTION | 06.03.03 - Plates | 06.03.03.05 - Small (screw size 2.71mm – 4.49mm)(including blade) ≥ 7 to ≤ 15 holes | VAL | MN210 | 894 |  | Johnson & Johnson Medical Pty Ltd | AO/ASIF Plates | Variable Angle Locking Plate | 7-15 Holes | 157069 | August 2017 |  | New Listing | New Listing | 42948
06 - Specialist Orthopaedic | 06.03 - SKELETAL RECONSTRUCTION | 06.03.03 - Plates | 06.03.03.05 - Small (screw size 2.71mm – 4.49mm)(including blade) ≥ 7 to ≤ 15 holes | VAL | TN035 | 894 |  | Newclip Technics Australia Pty Ltd | Newclip Radius Plates | Variable Angle plates for the radius | 7-15 holes | 260229, 260232 | August 2017 |  | New Listing | New Listing | 42948
06 - Specialist Orthopaedic | 06.03 - SKELETAL RECONSTRUCTION | 06.03.03 - Plates | 06.03.03.07 - Mini (screw size ≤2.7mm)(including blade) ≤ 6 holes | Com | DE554 | 1060 |  | Device Technologies Australia Pty Ltd | LPS Cotton Osteotomy Plates | Wedged Fusion Plate | Flat, 2mm - 8mm | 140686 | August 2017 |  | New Listing | New Listing | 42948
06 - Specialist Orthopaedic | 06.03 - SKELETAL RECONSTRUCTION | 06.03.03 - Plates | 06.03.03.07 - Mini (screw size ≤2.7mm)(including blade) ≤ 6 holes | Com | ZI983 | 1060 |  | Zimmer Biomet Pty Ltd | Re-Line Fixation System - Compression Plate | Re-Line Fixation System - Compression Plate | 15mm x 6mm, 20mm x 6mm, 25mm x 8mm | 259860 | August 2017 |  | Transferred from XD032 | Transferred from XD032 | 42948
06 - Specialist Orthopaedic | 06.03 - SKELETAL RECONSTRUCTION | 06.03.03 - Plates | 06.03.03.07 - Mini (screw size ≤2.7mm)(including blade) ≤ 6 holes | Com, LK | SQ139 | 1330 |  | Surgical Specialties | PediLoc - Plating System ≤ 6 holes, screw size ≤ 2.7mm | 2.7mm Locking Plate | 3-6 Hole | 191586 | August 2017 |  | Expanded from SQ080 | Expanded from SQ080 | 42948
06 - Specialist Orthopaedic | 06.03 - SKELETAL RECONSTRUCTION | 06.03.03 - Plates | 06.03.03.07 - Mini (screw size ≤2.7mm)(including blade) ≤ 6 holes | Com, LK | ZI982 | 1330 |  | Zimmer Biomet Pty Ltd | MSP Fixation System – Compression Plate | MSP Fixation System – Compression Plate | Right – 36.5mm Left – 36.5mm | 259860 | August 2017 |  | Transferred from XD029 | Transferred from XD029 | 42948
06 - Specialist Orthopaedic | 06.03 - SKELETAL RECONSTRUCTION | 06.03.03 - Plates | 06.03.03.07 - Mini (screw size ≤2.7mm)(including blade) ≤ 6 holes | LK | DZ039 | 930 |  | AUSTRALIAN ORTHOPAEDIC FIXATIONS PTY LTD | Valens Hand - Plates | Locking Compression Plates | 1.5mm, 2.0mm, 2.5mm | 276915 | August 2017 |  | New Listing | New Listing | 42948
06 - Specialist Orthopaedic | 06.03 - SKELETAL RECONSTRUCTION | 06.03.03 - Plates | 06.03.03.07 - Mini (screw size ≤2.7mm)(including blade) ≤ 6 holes | VAL | ER418 | 1260 |  | Emergo Asia Pacific Pty Ltd | Paragon 28 Gorilla Plating System-Plate, mini (≤ 6 holes) | Paragon 28 Gorilla Plating System-Plate, titanium mini plate, compression, variable angle locking, variable sizes and shapes | thickness 1.1/1.3 mm; multi screw diameter purchase 2.0/2.5mm or 2.7/3.5/4.2 mm | 289248 | August 2017 |  | New Listing | New Listing | 42948
06 - Specialist Orthopaedic | 06.03 - SKELETAL RECONSTRUCTION | 06.03.03 - Plates | 06.03.03.08 - Mini (screw size ≤2.7mm)(including blade) ≥ 7 to ≤ 15 holes | Com, LK | SQ140 | 1072 |  | Surgical Specialties | PediLoc - Plating System ≥ 7 to ≤ 15 holes, screw size ≤ 2.7mm | 2.7mm Locking Plate | 7-15 Hole | 191586 | August 2017 |  | Expanded from SQ080 | Expanded from SQ080 | 42948
06 - Specialist Orthopaedic | 06.03 - SKELETAL RECONSTRUCTION | 06.03.03 - Plates | 06.03.03.08 - Mini (screw size ≤2.7mm)(including blade) ≥ 7 to ≤ 15 holes | LK | DZ040 | 672 |  | AUSTRALIAN ORTHOPAEDIC FIXATIONS PTY LTD | Valens Hand - Plates | Locking Compression Plates | 1.5mm, 2.0mm, 2.5mm | 276915 | August 2017 |  | New Listing | New Listing | 42948
06 - Specialist Orthopaedic | 06.03 - SKELETAL RECONSTRUCTION | 06.03.03 - Plates | 06.03.03.08 - Mini (screw size ≤2.7mm)(including blade) ≥ 7 to ≤ 15 holes | VAL | ER419 | 1002 |  | Emergo Asia Pacific Pty Ltd | Paragon 28 Gorilla Plating System-Plate, mini (≥ 7 to ≤ 15 holes) | Paragon 28 Gorilla Plating System-Plate, mini, Titanium, compression, variable angle locking, various shapes (e.g. straight/oblique, right/left) | thickness 1.1 mm, multi screw diameter purchase 2.0/2.5mm | 289248 | August 2017 |  | New Listing | New Listing | 42948
06 - Specialist Orthopaedic | 06.03 - SKELETAL RECONSTRUCTION | 06.03.03 - Plates | 06.03.03.09 - Mini (screw size ≤2.7mm)(including blade) ≥ 16 holes | VAL | ER420 | 1270 |  | Emergo Asia Pacific Pty Ltd | Paragon 28 Gorilla Plating System-Plate, mini (≥ 16 holes) | Paragon 28 Gorilla Plating System-Plate, mini, titanium, compression, variable angle locking, various shapes and sizes (small-extra large) | thickness 1.1-2.0 mm; multi screw diameter purchase 2.0/2.5mm or 2.7/3.5/4.2mm | 289248 | August 2017 |  | New Listing | New Listing | 42948
06 - Specialist Orthopaedic | 06.03 - SKELETAL RECONSTRUCTION | 06.03.03 - Plates | 06.03.03.16 - Periarticular anatomic - Clavicle plate ≤ 6 holes | VAL | HW595 | 1750 |  | Stryker Australia Pty Ltd | Stryker Locked Plating System | Periarticular variable angle locking plate - clavicle | 1-6 holes | 196764 | August 2017 |  | Expanded from HW455 | Expanded from HW455 | 42948
06 - Specialist Orthopaedic | 06.03 - SKELETAL RECONSTRUCTION | 06.03.03 - Plates | 06.03.03.17 - Periarticular anatomic - Clavicle plate ≥ 7 to ≤ 15 holes | LK | SL088 | 1770 |  | Smith & Nephew Pty Ltd | PERI-LOC | Clavicle plates | ≥ 7 to ≤ 15 holes | 108428 | August 2017 |  | Expanded from SN915 | Expanded from SN915 | 42948
06 - Specialist Orthopaedic | 06.03 - SKELETAL RECONSTRUCTION | 06.03.03 - Plates | 06.03.03.17 - Periarticular anatomic - Clavicle plate ≥ 7 to ≤ 15 holes | VAL | HW597 | 2100 |  | Stryker Australia Pty Ltd | Stryker Locked Plate System | Periarticular variable angle locking plate - clavicle | 7-15 holes | 196764 | August 2017 |  | Expanded from HW456 | Expanded from HW456 | 42948
06 - Specialist Orthopaedic | 06.03 - SKELETAL RECONSTRUCTION | 06.03.03 - Plates | 06.03.03.20 - Periarticular anatomic - Humerus ≥ 7 to ≤ 15 holes | VAL | JD006 | 1730 |  | JOI ORTHOPAEDICS PTY LTD | CarboFix Piccolo Proximal Humerus Plate Systems – Plate component | CFR-PEEK proximal humerus plate | 100mm, 120mm, 154mm, 190mm, 262mm | 222648 | August 2017 |  | Transferred from AE252 | Transferred from AE252 | 42948
06 - Specialist Orthopaedic | 06.03 - SKELETAL RECONSTRUCTION | 06.03.03 - Plates | 06.03.03.21 - Periarticular anatomic - Humerus ≥ 16 holes |  | TN042 | 1130 |  | Newclip Technics Australia Pty Ltd | Newclip Humerus Plates | Plates for fixation of fractures of the distal humerus and proximal ulna | ≥ 16 holes | 260229, 260232 | August 2017 |  | New Listing | New Listing | 42948
06 - Specialist Orthopaedic | 06.03 - SKELETAL RECONSTRUCTION | 06.03.03 - Plates | 06.03.03.22 - Periarticular anatomic - Radius ≤ 6 holes | VAL | DE563 | 1515 |  | Device Technologies Australia Pty Ltd | Volar Hook PLate | Plate for Fracture Fixation | 4 Holes 6 Holes | 284416 | August 2017 |  | New Listing | New Listing | 42948
06 - Specialist Orthopaedic | 06.03 - SKELETAL RECONSTRUCTION | 06.03.03 - Plates | 06.03.03.22 - Periarticular anatomic - Radius ≤ 6 holes | VAL | SL075 | 1515 |  | Smith & Nephew Pty Ltd | VLP | Distal Radius Plates | ≤ 6 holes | 108428 | August 2017 |  | New Listing | New Listing | 42948
06 - Specialist Orthopaedic | 06.03 - SKELETAL RECONSTRUCTION | 06.03.03 - Plates | 06.03.03.23 - Periarticular anatomic - Radius ≥ 7 to ≤ 15 holes | VAL | JD005 | 1515 |  | JOI ORTHOPAEDICS PTY LTD | CarboFix Piccolo Distal Radius Plate System – Plate component | CFR-PEEK distal volar radius plate | Right 52mm, 60mm, 90mm Left 52mm, 60mm, 90mm Narrow Right 50mm, 58mm Narrow Left 50mm, 58mm | 222648 | August 2017 |  | Transferred from AE254 | Transferred from AE254 | 42948
06 - Specialist Orthopaedic | 06.03 - SKELETAL RECONSTRUCTION | 06.03.03 - Plates | 06.03.03.23 - Periarticular anatomic - Radius ≥ 7 to ≤ 15 holes | VAL | SL076 | 1515 |  | Smith & Nephew Pty Ltd | VLP | Distal Radius Plates | ≥ 7 to ≤ 15 holes | 108428 | August 2017 |  | New Listing | New Listing | 42948
06 - Specialist Orthopaedic | 06.03 - SKELETAL RECONSTRUCTION | 06.03.03 - Plates | 06.03.03.32 - Periarticular anatomic - Femur ≤ 6 holes | LK | SL079 | 1470 |  | Smith & Nephew Pty Ltd | Conquest FN | Anatomic Locking Femur Plate | ≤ 6 holes | 108428 | August 2017 |  | New Listing | New Listing | 42948
06 - Specialist Orthopaedic | 06.03 - SKELETAL RECONSTRUCTION | 06.03.03 - Plates | 06.03.03.32 - Periarticular anatomic - Femur ≤ 6 holes | LK | SQ133 | 1470 |  | Surgical Specialties | PediLoc - Plating System, ≤ 6 Holes, Periarticular Femoral Plates | Periarticular Femoral Plates | 3.5mm-4.5mm, 4-6 Holes | 191586 | August 2017 |  | Expanded from SQ082 | Expanded from SQ082 | 42948
06 - Specialist Orthopaedic | 06.03 - SKELETAL RECONSTRUCTION | 06.03.03 - Plates | 06.03.03.33 - Periarticular anatomic - Femur ≥ 7 to ≤ 15 holes | LK | PJ023 | 1470 |  | PurePlay Orthopaedics | Femoral Closing Wedge Osteotomy | Symmetric plate, with locking screw technology for femoral distal closing wedge Osteotomy. | 87.5mm x 27.5mm | 276245 | August 2017 |  | New Listing | New Listing | 42948
06 - Specialist Orthopaedic | 06.03 - SKELETAL RECONSTRUCTION | 06.03.03 - Plates | 06.03.03.33 - Periarticular anatomic - Femur ≥ 7 to ≤ 15 holes | LK | SQ134 | 1470 |  | Surgical Specialties | PediLoc - Plating System, ≥ 7 to ≤ 15 holes, Periarticular Femoral Plates | Periarticular Femoral Plates | 3.5mm-4.5mm, 8-14 Holes | 191586 | August 2017 |  | Expanded from SQ082 | Expanded from SQ082 | 42948
06 - Specialist Orthopaedic | 06.03 - SKELETAL RECONSTRUCTION | 06.03.03 - Plates | 06.03.03.34 - Periarticular anatomic - Femur ≥ 16 holes | LK | SQ135 | 2124 |  | Surgical Specialties | PediLoc - Plating System ≥ 16 holes, Periarticular Femoral Plates | Periarticular Femoral Plates | 3.5mm-4.5mm, 16-20 Holes | 191586 | August 2017 |  | Expanded from SQ082 | Expanded from SQ082 | 42948
06 - Specialist Orthopaedic | 06.03 - SKELETAL RECONSTRUCTION | 06.03.03 - Plates | 06.03.03.35 - Periarticular anatomic - Fibula ≤ 6 holes | LK | DE556 | 1400 |  | Device Technologies Australia Pty Ltd | Posterolateral Anatomic Distal Fibula Plate | Plate for fracture fixation | 4-6 Holes Left and Right Side Specific | 284416 | August 2017 |  | New Listing | New Listing | 42948
06 - Specialist Orthopaedic | 06.03 - SKELETAL RECONSTRUCTION | 06.03.03 - Plates | 06.03.03.35 - Periarticular anatomic - Fibula ≤ 6 holes | LK | DZ029 | 1400 |  | AUSTRALIAN ORTHOPAEDIC FIXATIONS PTY LTD | Valetis Ankle - Fibular | Distal Fibula Anatomical Locking Plates | 3 to 6 hole, left and right | 284755 | August 2017 |  | New Listing | New Listing | 42948
06 - Specialist Orthopaedic | 06.03 - SKELETAL RECONSTRUCTION | 06.03.03 - Plates | 06.03.03.35 - Periarticular anatomic - Fibula ≤ 6 holes | VAL | ER421 | 1730 |  | Emergo Asia Pacific Pty Ltd | Paragon 28 Gorilla Plating System-Plate, fibular (≤ 6 holes) | Paragon 28 Gorilla Plating System-Plate, fibular, tubular,anatomic, titanium | thickness 1.5mm; multi screw diameter purchase 2.7/3.5/4.2mm | 289248 | August 2017 |  | New Listing | New Listing | 42948
06 - Specialist Orthopaedic | 06.03 - SKELETAL RECONSTRUCTION | 06.03.03 - Plates | 06.03.03.36 - Periarticular anatomic - Fibula ≥ 7 to ≤ 15 holes | VAL | DZ030 | 1730 |  | AUSTRALIAN ORTHOPAEDIC FIXATIONS PTY LTD | Valetis Ankle - Fibular | Distal Fibular Anatomical Locking Plates | 7 to 9 hole, left and right | 284755 | August 2017 |  | New Listing | New Listing | 42948
06 - Specialist Orthopaedic | 06.03 - SKELETAL RECONSTRUCTION | 06.03.03 - Plates | 06.03.03.36 - Periarticular anatomic - Fibula ≥ 7 to ≤ 15 holes | VAL | ER422 | 1730 |  | Emergo Asia Pacific Pty Ltd | Paragon 28 Gorilla Plating System-Plate, fibular (≥ 7 to ≤ 15 holes) | Paragon 28 Gorilla Plating System-Plate, fibular, tubular, anatomic, titanium | thickness 1.5mm; multi screw diameter purchase 2.7/3.5/4.2mm | 289248 | August 2017 |  | New Listing | New Listing | 42948
06 - Specialist Orthopaedic | 06.03 - SKELETAL RECONSTRUCTION | 06.03.03 - Plates | 06.03.03.36 - Periarticular anatomic - Fibula ≥ 7 to ≤ 15 holes | VAL | JD004 | 1730 |  | JOI ORTHOPAEDICS PTY LTD | CarboFix Piccolo Distal Fibula Plate System – Plate component | CFR-PEEK distal fibula plate | Left 72mm, 83mm, 96mm, 112mm, 153mm, 182mm Right 72mm, 83mm, 96mm, 112mm, 153mm, 182mm | 222648 | August 2017 |  | Transferred from AE253 | Transferred from AE253 | 42948
06 - Specialist Orthopaedic | 06.03 - SKELETAL RECONSTRUCTION | 06.03.03 - Plates | 06.03.03.37 - Periarticular anatomic - Fibula ≥ 16 holes | VAL | ER423 | 1730 |  | Emergo Asia Pacific Pty Ltd | Paragon 28 Gorilla Plating System-Plate, fibular (≥ 16 holes) | Paragon 28 Gorilla Plating System-Plate, fibular, tubular, anatomic, titanium | thickness 1.5mm; multi screw diameter purchase 2.7/3.5/4.2mm | 289248 | August 2017 |  | New Listing | New Listing | 42948
06 - Specialist Orthopaedic | 06.03 - SKELETAL RECONSTRUCTION | 06.03.03 - Plates | 06.03.03.38 - Periarticular anatomic - Tibia ≤ 6 holes | LK | DE529 | 1489 |  | Device Technologies Australia Pty Ltd | Anterior Distal Tibia Plate | Plate for Fracture Fixation | 3-5 Holes | 284416 | August 2017 |  | New Listing | New Listing | 42948
06 - Specialist Orthopaedic | 06.03 - SKELETAL RECONSTRUCTION | 06.03.03 - Plates | 06.03.03.38 - Periarticular anatomic - Tibia ≤ 6 holes | LK | DE549 | 1489 |  | Device Technologies Australia Pty Ltd | Posterior Distal Tibia Plate | Plate for Fracture Fixation | 3-5 Holes | 284416 | August 2017 |  | New Listing | New Listing | 42948
06 - Specialist Orthopaedic | 06.03 - SKELETAL RECONSTRUCTION | 06.03.03 - Plates | 06.03.03.38 - Periarticular anatomic - Tibia ≤ 6 holes | LK | DE552 | 1489 |  | Device Technologies Australia Pty Ltd | Anterolateral Distal Tibia Plate | Plate for Fracture Fixation | 4-6 Holes Left and Right Side Specific | 284416 | August 2017 |  | New Listing | New Listing | 42948
06 - Specialist Orthopaedic | 06.03 - SKELETAL RECONSTRUCTION | 06.03.03 - Plates | 06.03.03.38 - Periarticular anatomic - Tibia ≤ 6 holes | LK | DE557 | 1489 |  | Device Technologies Australia Pty Ltd | Medial Distal Tibia Plate | Plate for Fracture Fixation | 4-6 Holes Left and Right Side Specific | 284416 | August 2017 |  | New Listing | New Listing | 42948
06 - Specialist Orthopaedic | 06.03 - SKELETAL RECONSTRUCTION | 06.03.03 - Plates | 06.03.03.38 - Periarticular anatomic - Tibia ≤ 6 holes | LK | DZ027 | 1489 |  | AUSTRALIAN ORTHOPAEDIC FIXATIONS PTY LTD | Valetis Ankle - Tibial | Distal Tibial Anatomical Locking Plates | 3 to 6 hole, left and right | 284755 | August 2017 |  | New Listing | New Listing | 42948
06 - Specialist Orthopaedic | 06.03 - SKELETAL RECONSTRUCTION | 06.03.03 - Plates | 06.03.03.38 - Periarticular anatomic - Tibia ≤ 6 holes | LK | PJ022 | 1489 |  | PurePlay Orthopaedics | Lateral closing wedge Tibial | Shifting the mechanical axis from the lateral to the medial compartment in patients with lateral Osteoarthritis in combination with Valgus deformity | 61mm-24mm | 276245 | August 2017 |  | New Listing | New Listing | 42948
06 - Specialist Orthopaedic | 06.03 - SKELETAL RECONSTRUCTION | 06.03.03 - Plates | 06.03.03.39 - Periarticular anatomic - Tibia ≥ 7 to ≤ 15 holes | LK | DE547 | 1244 |  | Device Technologies Australia Pty Ltd | Medial Distal Tibia Plate | Plate for Fracture Fixation | 8-14 Holes Left and Right Side Specific | 284416 | August 2017 |  | New Listing | New Listing | 42948
06 - Specialist Orthopaedic | 06.03 - SKELETAL RECONSTRUCTION | 06.03.03 - Plates | 06.03.03.39 - Periarticular anatomic - Tibia ≥ 7 to ≤ 15 holes | LK | DE562 | 1244 |  | Device Technologies Australia Pty Ltd | Anterolateral Distal Tibia Plate | Plate for Fracture Fixation | 8-14 Holes Left and Right Side Specific | 284416 | August 2017 |  | New Listing | New Listing | 42948
06 - Specialist Orthopaedic | 06.03 - SKELETAL RECONSTRUCTION | 06.03.03 - Plates | 06.03.03.39 - Periarticular anatomic - Tibia ≥ 7 to ≤ 15 holes | LK | DE569 | 1244 |  | Device Technologies Australia Pty Ltd | Posterior Distal Tibia Plate | Plate for Fracture Fixation | 7-9 Holes | 284416 | August 2017 |  | New Listing | New Listing | 42948
06 - Specialist Orthopaedic | 06.03 - SKELETAL RECONSTRUCTION | 06.03.03 - Plates | 06.03.03.39 - Periarticular anatomic - Tibia ≥ 7 to ≤ 15 holes | LK | DE571 | 1244 |  | Device Technologies Australia Pty Ltd | Anterior Distal Tibia Plate | Plate for Fracture Fixation | 7-9 Holes | 284416 | August 2017 |  | New Listing | New Listing | 42948
06 - Specialist Orthopaedic | 06.03 - SKELETAL RECONSTRUCTION | 06.03.03 - Plates | 06.03.03.39 - Periarticular anatomic - Tibia ≥ 7 to ≤ 15 holes | VAL | DZ028 | 1574 |  | AUSTRALIAN ORTHOPAEDIC FIXATIONS PTY LTD | Valetis Ankle - Tibial | Distal Tibial Anatomical Locking Plates | 7 to 14 hole, left and right | 284755 | August 2017 |  | New Listing | New Listing | 42948
06 - Specialist Orthopaedic | 06.03 - SKELETAL RECONSTRUCTION | 06.03.03 - Plates | 06.03.03.39 - Periarticular anatomic - Tibia ≥ 7 to ≤ 15 holes | VAL | TN040 | 1574 |  | Newclip Technics Australia Pty Ltd | Newclip Activ Ankle Plate | Locking Tibial Plate | 7 to 15 holes | 260229, 260232 | August 2017 |  | New Listing | New Listing | 42948
06 - Specialist Orthopaedic | 06.03 - SKELETAL RECONSTRUCTION | 06.03.03 - Plates | 06.03.03.40 - Periarticular anatomic - Tibia ≥ 16 holes | LK | DE534 | 1489 |  | Device Technologies Australia Pty Ltd | Anterolateral Distal Tibia Plate | Plate for Fracture Fixation | 16-18 Holes Left and Right Side Specific | 284416 | August 2017 |  | New Listing | New Listing | 42948
06 - Specialist Orthopaedic | 06.03 - SKELETAL RECONSTRUCTION | 06.03.03 - Plates | 06.03.03.40 - Periarticular anatomic - Tibia ≥ 16 holes | LK | DE566 | 1489 |  | Device Technologies Australia Pty Ltd | Medial Distal Tibia Plate | Plate for Fracture Fixation | 16 Holes | 284416 | August 2017 |  | New Listing | New Listing | 42948
06 - Specialist Orthopaedic | 06.03 - SKELETAL RECONSTRUCTION | 06.03.03 - Plates | 06.03.03.42 - Periarticular anatomic - Calcaneal ≥ 7 to ≤ 15 holes | VAL | ER424 | 1539 |  | Emergo Asia Pacific Pty Ltd | Paragon 28 Gorilla Plating System-Plate, Calcaneal ( ≥ 7 to ≤ 15 holes) | Paragon 28 Gorilla Plating System-Plate, Calcaneus fracture, MTP various shapes, Titanium, | thickness 1.1mm; multi screw diameter purchase 2.7/3.5/4.2mm | 289248 | August 2017 |  | New Listing | New Listing | 42948
06 - Specialist Orthopaedic | 06.03 - SKELETAL RECONSTRUCTION | 06.03.04 - Screws | 06.03.04.01 - Standard ( ≥4.5mm) |  | DE537 | 72 |  | Device Technologies Australia Pty Ltd | Arthrex Jones Fracture Screw | Partially Threaded Screw to fixate fractures of the 5th Metatarsal | 4.5mm (40-65mm Lengths) 5.5mm (40-65mm Lengths) 6.0mm (40-65mm Lengths) | 227070 | August 2017 |  | New Listing | New Listing | 42948
06 - Specialist Orthopaedic | 06.03 - SKELETAL RECONSTRUCTION | 06.03.04 - Screws | 06.03.04.01 - Standard ( ≥4.5mm) |  | DE551 | 72 |  | Device Technologies Australia Pty Ltd | Low Profile Screw | Low Profile Screw | 4.5mm x (16-65mm lengths) 5.5mm x (20-75mm lengths) | 227070 | August 2017 |  | New Listing | New Listing | 42948
06 - Specialist Orthopaedic | 06.03 - SKELETAL RECONSTRUCTION | 06.03.04 - Screws | 06.03.04.01 - Standard ( ≥4.5mm) |  | DZ051 | 72 |  | AUSTRALIAN ORTHOPAEDIC FIXATIONS PTY LTD | Valetis Screws | Titanium Cortical Screws | 4.5mm width, 10-80mm length | 284755 | August 2017 |  | New Listing | New Listing | 42948
06 - Specialist Orthopaedic | 06.03 - SKELETAL RECONSTRUCTION | 06.03.04 - Screws | 06.03.04.01 - Standard ( ≥4.5mm) |  | DZ052 | 72 |  | AUSTRALIAN ORTHOPAEDIC FIXATIONS PTY LTD | Valetis Screws | Titanium Cancellous Screws | 4.5mm width, 10-80mm length | 284755 | August 2017 |  | New Listing | New Listing | 42948
06 - Specialist Orthopaedic | 06.03 - SKELETAL RECONSTRUCTION | 06.03.04 - Screws | 06.03.04.01 - Standard ( ≥4.5mm) |  | ER391 | 72 |  | Emergo Asia Pacific Pty Ltd | Paragon 28 Monster Screw System-Screws, standard ( ≥4.5mm) | Paragon 28 Monster Screw System-Screws, headed, blunt tip, solid, various thread lengths | dia (4.5-7.0 mm) x length (18-200 mm) x thread length (6-200 mm) | 289308 | August 2017 |  | New Listing | New Listing | 42948
06 - Specialist Orthopaedic | 06.03 - SKELETAL RECONSTRUCTION | 06.03.04 - Screws | 06.03.04.01 - Standard ( ≥4.5mm) | CN | DZ036 | 212 |  | AUSTRALIAN ORTHOPAEDIC FIXATIONS PTY LTD | Valens - Cannulated Screws | Cannulated Compression Screw | 4.5mm, 6.5mm, 7.3mm | 276915 | August 2017 |  | New Listing | New Listing | 42948
06 - Specialist Orthopaedic | 06.03 - SKELETAL RECONSTRUCTION | 06.03.04 - Screws | 06.03.04.01 - Standard ( ≥4.5mm) | CN | ER392 | 212 |  | Emergo Asia Pacific Pty Ltd | Paragon 28 Monster Screw System-Screws, Standard ( ≥4.5mm), cannulated | Paragon 28 Monster Screw System-Screws, standard ( ≥4.5mm), cannulated, headed, with and without blunt tip | diameter (4.5-7.0 mm) x length (18-200 mm) x length of thread (6-200 mm) | 289308 | August 2017 |  | New Listing | New Listing | 42948
06 - Specialist Orthopaedic | 06.03 - SKELETAL RECONSTRUCTION | 06.03.04 - Screws | 06.03.04.01 - Standard ( ≥4.5mm) | CN | SQ136 | 212 |  | Surgical Specialties | PediPlates - Cannulated Screws | 4.5 mm Cannulated Screw | 16mm-80mm | 191602 | August 2017 |  | Expanded from SQ089 | Expanded from SQ089 | 42948
06 - Specialist Orthopaedic | 06.03 - SKELETAL RECONSTRUCTION | 06.03.04 - Screws | 06.03.04.01 - Standard ( ≥4.5mm) | CN,DT | DZ037 | 402 |  | AUSTRALIAN ORTHOPAEDIC FIXATIONS PTY LTD | Valens - Cannulated Screws | Countersunk Cannulated Partial-Thread Screw | 5.0mm | 276915 | August 2017 |  | New Listing | New Listing | 42948
06 - Specialist Orthopaedic | 06.03 - SKELETAL RECONSTRUCTION | 06.03.04 - Screws | 06.03.04.01 - Standard ( ≥4.5mm) | CN,DT | DZ057 | 402 |  | AUSTRALIAN ORTHOPAEDIC FIXATIONS PTY LTD | Valens Shoulder and Elbow - Screws | Cannulated Screws | 4.5mm, 5.0mm | 276915 | August 2017 |  | New Listing | New Listing | 42948
06 - Specialist Orthopaedic | 06.03 - SKELETAL RECONSTRUCTION | 06.03.04 - Screws | 06.03.04.01 - Standard ( ≥4.5mm) | CN,DT | ER393 | 402 |  | Emergo Asia Pacific Pty Ltd | Paragon 28 Monster Screw System-Screws, standard ( ≥4.5mm), cannulated, dual thread, locking | Paragon 28 Monster Screw System-screws, cannulated, dual thread, locking, headless, partial thread, Titanium | dia (4.5-7.0 mm) x length (16-200 mm) x thread length (5-32 mm) | 289308 | August 2017 |  | New Listing | New Listing | 42948
06 - Specialist Orthopaedic | 06.03 - SKELETAL RECONSTRUCTION | 06.03.04 - Screws | 06.03.04.01 - Standard ( ≥4.5mm) | CN,DT | OH547 | 402 |  | Orthotech Pty Ltd | Dynafit System | Compressive Screws | 4.7-6.5mm x 18-120mm | 216161, 216162 | August 2017 |  | Expanded from OH474 | Expanded from OH474 | 42948
06 - Specialist Orthopaedic | 06.03 - SKELETAL RECONSTRUCTION | 06.03.04 - Screws | 06.03.04.01 - Standard ( ≥4.5mm) | CN,DT | WR319 | 402 |  | Wright Medical Australia | Unima Screw | Foot Screw | 4.5 x 26 - 70mm 7.3 x 40 - 120mm | 151098 | August 2017 |  | Compressed from WR281, WR282 | Compressed from WR281, WR282 | 42948
06 - Specialist Orthopaedic | 06.03 - SKELETAL RECONSTRUCTION | 06.03.04 - Screws | 06.03.04.01 - Standard ( ≥4.5mm) | CN,DT,LK | SL080 | 472 |  | Smith & Nephew Pty Ltd | Conquest FN | Cannulated Screws | ≥4.50mm | 104369 | August 2017 |  | New Listing | New Listing | 42948
06 - Specialist Orthopaedic | 06.03 - SKELETAL RECONSTRUCTION | 06.03.04 - Screws | 06.03.04.01 - Standard ( ≥4.5mm) | DT | WR317 | 262 |  | Wright Medical Australia | SALVATION Limb Salvage System Intramedullary Fusion Bolts | Intramedullary Fusion Bolts | 5 - 7mm x 50 - 170mm | 198549 | August 2017 |  | New Listing | New Listing | 42948
06 - Specialist Orthopaedic | 06.03 - SKELETAL RECONSTRUCTION | 06.03.04 - Screws | 06.03.04.01 - Standard ( ≥4.5mm) | DT | WR318 | 262 |  | Wright Medical Australia | SALVATION Limb Salvage System Intramedullary Fusion Beams | Intramedullary Fusion Beams | 5 - 7mm x 50 - 170mm | 198549 | August 2017 |  | New Listing | New Listing | 42948
06 - Specialist Orthopaedic | 06.03 - SKELETAL RECONSTRUCTION | 06.03.04 - Screws | 06.03.04.01 - Standard ( ≥4.5mm) | LK | DZ048 | 142 |  | AUSTRALIAN ORTHOPAEDIC FIXATIONS PTY LTD | Valetis Screws | Titanium Locking Screws | 5.0mm width, 10-100mm length | 284755 | August 2017 |  | New Listing | New Listing | 42948
06 - Specialist Orthopaedic | 06.03 - SKELETAL RECONSTRUCTION | 06.03.04 - Screws | 06.03.04.01 - Standard ( ≥4.5mm) | LK | DZ056 | 142 |  | AUSTRALIAN ORTHOPAEDIC FIXATIONS PTY LTD | Valens Shoulder and Elbow - Screws | Cortex/Cancellous Screws | 4.5mm, 6.5mm | 276915 | August 2017 |  | New Listing | New Listing | 42948
06 - Specialist Orthopaedic | 06.03 - SKELETAL RECONSTRUCTION | 06.03.04 - Screws | 06.03.04.02 - Small (2.71mm – 4.49mm) |  | DZ045 | 91 |  | AUSTRALIAN ORTHOPAEDIC FIXATIONS PTY LTD | Valens Hand - Screws | Cannulated Screws | 3.0mm, 3.5mm, 4.0mm | 276915 | August 2017 |  | New Listing | New Listing | 42948
06 - Specialist Orthopaedic | 06.03 - SKELETAL RECONSTRUCTION | 06.03.04 - Screws | 06.03.04.02 - Small (2.71mm – 4.49mm) |  | DZ049 | 91 |  | AUSTRALIAN ORTHOPAEDIC FIXATIONS PTY LTD | Valetis Screws | Titanium Cortical Screws | 3.5mm width, 10-80mm length 4.0mm width, 10-80mm length | 284755 | August 2017 |  | New Listing | New Listing | 42948
06 - Specialist Orthopaedic | 06.03 - SKELETAL RECONSTRUCTION | 06.03.04 - Screws | 06.03.04.02 - Small (2.71mm – 4.49mm) |  | DZ050 | 91 |  | AUSTRALIAN ORTHOPAEDIC FIXATIONS PTY LTD | Valetis Screws | Titanium Cancellous Screws | 3.5mm width, 10-80mm length 4.0mm width, 10-80mm length | 284755 | August 2017 |  | New Listing | New Listing | 42948
06 - Specialist Orthopaedic | 06.03 - SKELETAL RECONSTRUCTION | 06.03.04 - Screws | 06.03.04.02 - Small (2.71mm – 4.49mm) |  | DZ055 | 91 |  | AUSTRALIAN ORTHOPAEDIC FIXATIONS PTY LTD | Valens Shoulder and Elbow - Screws | Cortex/Cancellous Screws | 3.5mm, 4.0mm | 276915 | August 2017 |  | New Listing | New Listing | 42948
06 - Specialist Orthopaedic | 06.03 - SKELETAL RECONSTRUCTION | 06.03.04 - Screws | 06.03.04.02 - Small (2.71mm – 4.49mm) |  | ER386 | 91 |  | Emergo Asia Pacific Pty Ltd | Hintermann Series H3™ Total Ankle Prosthesis-Screw | Hintermann Series H3™ Total Ankle Prosthesis-Screw, cortical, stainless steel | dia 3.5 mm x length (12-42 mm) | 289320 | August 2017 |  | New Listing | New Listing | 42948
06 - Specialist Orthopaedic | 06.03 - SKELETAL RECONSTRUCTION | 06.03.04 - Screws | 06.03.04.02 - Small (2.71mm – 4.49mm) |  | ER394 | 91 |  | Emergo Asia Pacific Pty Ltd | Paragon 28 Monster Screw System-Screws, small (2.71mm – 4.49mm) | Paragon 28 Monster Screw System-Screws, small, headed, with and without blunt tip, solid, recon/Tuffneck | dia (3.0-4.2 mm) x length (10-150 mm) x thread length (3-150 mm) | 289308 | August 2017 |  | New Listing | New Listing | 42948
06 - Specialist Orthopaedic | 06.03 - SKELETAL RECONSTRUCTION | 06.03.04 - Screws | 06.03.04.02 - Small (2.71mm – 4.49mm) |  | JD003 | 91 |  | JOI ORTHOPAEDICS PTY LTD | CarboFix Piccolo Plate Systems – Non-Locking Screws: Small | Titanium alloy screws (non-locking) for fixation of CarboFix plate shaft and head. | Non-Locking Distal Screw 3.5mm x 10mm, 12mm, 14mm, 16mm, 18mm, 22.5mm, 25.0mm, 27.5mm, 30.0mm, 32.5mm, 35.0mm, 40.0mm, 45.0mm Non-Locking Screw 3.5mm x 10mm, 12mm, 14mm, 16mm, 18mm, 20mm, 22mm, 24mm, 26mm, 30mm, 35mm, 40mm, 45mm, 50mm, 55mm | 222648 | August 2017 |  | Transferred from AE259 | Transferred from AE259 | 42948
06 - Specialist Orthopaedic | 06.03 - SKELETAL RECONSTRUCTION | 06.03.04 - Screws | 06.03.04.02 - Small (2.71mm – 4.49mm) | CN | ER395 | 231 |  | Emergo Asia Pacific Pty Ltd | Paragon 28 Monster Screw System-Screws, small (2.71mm – 4.49mm), cannulated | Paragon 28 Monster Screw System-Screws, small, cannulated, headed, partial or full thread | dia (3.0-4.0) x length (10-150 mm) x thread length (3-150 mm) | 289308 | August 2017 |  | New Listing | New Listing | 42948
06 - Specialist Orthopaedic | 06.03 - SKELETAL RECONSTRUCTION | 06.03.04 - Screws | 06.03.04.02 - Small (2.71mm – 4.49mm) | CN | SQ137 | 231 |  | Surgical Specialties | PediPlates - Cannulated Screws | 4.0 mm Cannulated Screw | 10mm-70mm | 191602 | August 2017 |  | Expanded from SQ089 | Expanded from SQ089 | 42948
06 - Specialist Orthopaedic | 06.03 - SKELETAL RECONSTRUCTION | 06.03.04 - Screws | 06.03.04.02 - Small (2.71mm – 4.49mm) | CN,DT | ER396 | 421 |  | Emergo Asia Pacific Pty Ltd | Paragon 28 Monster Screw System-Screws, small (2.71mm – 4.49mm), cannulated, dual thread, locking | Paragon 28 Monster Screw System-Screws, small, cannulated, dual thread, locking, headless, Titanium | dia (3.0-4.0) x length (10-100 mm) x length of thread (3.5-100 mm) | 289308 | August 2017 |  | New Listing | New Listing | 42948
06 - Specialist Orthopaedic | 06.03 - SKELETAL RECONSTRUCTION | 06.03.04 - Screws | 06.03.04.02 - Small (2.71mm – 4.49mm) | CN,DT | OH546 | 421 |  | Orthotech Pty Ltd | Dynafit System | Compressive Screws | 2.8-4mm x 10-70mm | 216161, 216162 | August 2017 |  | Expanded from OH474 | Expanded from OH474 | 42948
06 - Specialist Orthopaedic | 06.03 - SKELETAL RECONSTRUCTION | 06.03.04 - Screws | 06.03.04.02 - Small (2.71mm – 4.49mm) | LK | DZ047 | 161 |  | AUSTRALIAN ORTHOPAEDIC FIXATIONS PTY LTD | Valetis Screws | Titanium Locking Screws | 3.5mm width, 10-65mm length 4.0mm width, 10-75mm length | 284755 | August 2017 |  | New Listing | New Listing | 42948
06 - Specialist Orthopaedic | 06.03 - SKELETAL RECONSTRUCTION | 06.03.04 - Screws | 06.03.04.02 - Small (2.71mm – 4.49mm) | LK | ER425 | 161 |  | Emergo Asia Pacific Pty Ltd | Paragon 28 Gorilla Plating System-Screws, small | Paragon 28 Gorilla Plating System-Screws, small, locking; recon/Tuffneck | dia (3.5-4.2 mm) x length (8-70 mm) | 289308 | August 2017 |  | New Listing | New Listing | 42948
06 - Specialist Orthopaedic | 06.03 - SKELETAL RECONSTRUCTION | 06.03.04 - Screws | 06.03.04.02 - Small (2.71mm – 4.49mm) | LK | JD001 | 161 |  | JOI ORTHOPAEDICS PTY LTD | CarboFix Piccolo Plate Systems – Locking Screws: Small | Titanium alloy screws (locking) for fixation of CarboFix plate shaft and head. | Locking Proximal Screw 4.0mm x 25.0mm, 30.0mm, 32.5mm, 35.0mm, 37.5mm, 40.0mm, 42.5mm, 45.0mm, 47.5mm, 50.0mm, 55.0mm, 60.0mm Locking Distal Screw 3.5mm x 10mm, 12mm, 14mm, 16mm, 18mm, 22.5mm, 25.0mm, 27.5mm, 30.0mm, 32.5mm, 35.0mm, 40.0mm, 45.0mm Locking Screw 3.5mm x 12mm, 14mm, 16mm, 18mm, 20mm, 22mm, 24mm, 26mm | 222648 | August 2017 |  | Transferred from AE258 | Transferred from AE258 | 42948
06 - Specialist Orthopaedic | 06.03 - SKELETAL RECONSTRUCTION | 06.03.04 - Screws | 06.03.04.02 - Small (2.71mm – 4.49mm) | LK | SL077 | 161 |  | Smith & Nephew Pty Ltd | VLP | Locking Screws | 2.71mm – 4.49mm | 104369 | August 2017 |  | New Listing | New Listing | 42948
06 - Specialist Orthopaedic | 06.03 - SKELETAL RECONSTRUCTION | 06.03.04 - Screws | 06.03.04.02 - Small (2.71mm – 4.49mm) | LK | SQ132 | 161 |  | Surgical Specialties | PediLoc - 3.5mm Self-tapping, Locking Cortical Screws | 3.5 mm Self-tapping/ Locking Cortical Screw (Threaded/T15 Hexalobe) | Self-tapping cortical screw with T 15 hexalobe: 10mm-60mm, in 2mm increments, 60-70mm, in 5mm increments. Locking cortical full thread screw: 10mm-60mm, in 2mm increments, 60mm-70mm, in 5mm increments Locking cortical screw with T15 hexalobe: 10mm-56mm, in 2mm increments | 191602 | August 2017 |  | Expanded from SQ093 | Expanded from SQ093 | 42948
06 - Specialist Orthopaedic | 06.03 - SKELETAL RECONSTRUCTION | 06.03.04 - Screws | 06.03.04.03 - Mini (2.01 – 2.7 mm) |  | DE543 | 93 |  | Device Technologies Australia Pty Ltd | Cortex Screw | Cortical Screw | 2.4mm x (18-34mm) | 284416 | August 2017 |  | New Listing | New Listing | 42948
06 - Specialist Orthopaedic | 06.03 - SKELETAL RECONSTRUCTION | 06.03.04 - Screws | 06.03.04.03 - Mini (2.01 – 2.7 mm) |  | DZ044 | 93 |  | AUSTRALIAN ORTHOPAEDIC FIXATIONS PTY LTD | Valens Hand - Screws | Cannulated Screws | 2.7mm | 276915 | August 2017 |  | New Listing | New Listing | 42948
06 - Specialist Orthopaedic | 06.03 - SKELETAL RECONSTRUCTION | 06.03.04 - Screws | 06.03.04.03 - Mini (2.01 – 2.7 mm) |  | ER397 | 93 |  | Emergo Asia Pacific Pty Ltd | Paragon 28 Monster Screw System-Screws, mini (2.01 – 2.7 mm) | Paragon 28 Monster Screw System-Screws, mini, headed, with or without a blunt tip, recon/Tuffneck, Titanium | dia (2.5-2.7 mm) x length (10-100 mm) x length of thread (3-100 mm) | 289308 | August 2017 |  | New Listing | New Listing | 42948
06 - Specialist Orthopaedic | 06.03 - SKELETAL RECONSTRUCTION | 06.03.04 - Screws | 06.03.04.03 - Mini (2.01 – 2.7 mm) |  | JD002 | 93 |  | JOI ORTHOPAEDICS PTY LTD | CarboFix Piccolo Plate Systems – Non-Locking Screws: Mini | Titanium alloy screws (non-locking) for fixation of CarboFix plate shaft and head. | Non-Locking Proximal Screw 2.5mm x 14mm, 16mm, 18mm, 20mm, 22mm, 24mm, 26mm Non-Locking Screw 2.7mm x 12mm, 14mm, 16mm, 18mm, 20mm, 22mm, 24mm | 222648 | August 2017 |  | Transferred from AE257 | Transferred from AE257 | 42948
06 - Specialist Orthopaedic | 06.03 - SKELETAL RECONSTRUCTION | 06.03.04 - Screws | 06.03.04.03 - Mini (2.01 – 2.7 mm) |  | TN036 | 93 |  | Newclip Technics Australia Pty Ltd | Newclip Bone Screws | Non-locking Bone Screw | 2.01-2.7mm diameter, lengths 8 - 34mm | 260233, 260234 | August 2017 |  | New Listing | New Listing | 42948
06 - Specialist Orthopaedic | 06.03 - SKELETAL RECONSTRUCTION | 06.03.04 - Screws | 06.03.04.03 - Mini (2.01 – 2.7 mm) |  | ZI981 | 93 |  | Zimmer Biomet Pty Ltd | Re-Line Fixation System – Compression Screw | Re-Line Fixation System – Compression Screw | 2.7mm x 10mm, 2.7mm x 12mm, 2.7mm x 14mm, 2.7mm x 16mm, 2.7mm x 18mm, 2.7mm x 20mm, 2.7mm x 22mm | 259860 | August 2017 |  | Transferred from XD028 | Transferred from XD028 | 42948
06 - Specialist Orthopaedic | 06.03 - SKELETAL RECONSTRUCTION | 06.03.04 - Screws | 06.03.04.03 - Mini (2.01 – 2.7 mm) |  | ZI984 | 93 |  | Zimmer Biomet Pty Ltd | MSP Fixation System – Cortical Screw | MSP Fixation System – Cortical Screw | 2.4mm x 8mm, 2.4mm x 10mm, 2.4mm x 12mm, 2.4mm x 14mm, 2.4mm x 16mm, 2.4mm x 18mm, | 259860 | August 2017 |  | Transferred from XD030 | Transferred from XD030 | 42948
06 - Specialist Orthopaedic | 06.03 - SKELETAL RECONSTRUCTION | 06.03.04 - Screws | 06.03.04.03 - Mini (2.01 – 2.7 mm) | Breakoff | ER398 | 338 |  | Emergo Asia Pacific Pty Ltd | Paragon 28 Monster Screw System-Screw, mini (2.01 – 2.7 mm), breakoff | Paragon 28 Monster Bite screw, mini, snap-off, 1/2 threaded, Titanium | dia 2.7mm x length (8-24 mm) | 289308 | August 2017 |  | New Listing | New Listing | 42948
06 - Specialist Orthopaedic | 06.03 - SKELETAL RECONSTRUCTION | 06.03.04 - Screws | 06.03.04.03 - Mini (2.01 – 2.7 mm) | Breakoff | TN039 | 338 |  | Newclip Technics Australia Pty Ltd | Newclip Snap-off Screws | Snap-off screws | 2.01 – 2.7 mm | 260233, 260234 | August 2017 |  | New Listing | New Listing | 42948
06 - Specialist Orthopaedic | 06.03 - SKELETAL RECONSTRUCTION | 06.03.04 - Screws | 06.03.04.03 - Mini (2.01 – 2.7 mm) | CN | ER399 | 233 |  | Emergo Asia Pacific Pty Ltd | Paragon 28 Monster Screw System-Screws, mini (2.01 – 2.7 mm), cannulated | Paragon 28 Monster Screw System-Screws, mini, cannulated, partially or fully threaded | dia 2.5mm x length (10-100 mm) x length of thread (3-100 mm) | 289308 | August 2017 |  | New Listing | New Listing | 42948
06 - Specialist Orthopaedic | 06.03 - SKELETAL RECONSTRUCTION | 06.03.04 - Screws | 06.03.04.03 - Mini (2.01 – 2.7 mm) | CN,DT | ER400 | 423 |  | Emergo Asia Pacific Pty Ltd | Paragon 28 Monster Screw System-Screws, mini (2.01 – 2.7 mm), cannulated, dual thread, locking | Paragon 28 Monster Screw System-screws, mini, cannulated, dual thread, locking, headless, partially threaded, Titanium | dia 2.5 mm x length (8-100 mm) x length of thread (3-32 mm) | 289308 | August 2017 |  | New Listing | New Listing | 42948
06 - Specialist Orthopaedic | 06.03 - SKELETAL RECONSTRUCTION | 06.03.04 - Screws | 06.03.04.03 - Mini (2.01 – 2.7 mm) | LK | DZ043 | 163 |  | AUSTRALIAN ORTHOPAEDIC FIXATIONS PTY LTD | Valens Hand - Screws | Locking Screws | 2.5mm | 276915 | August 2017 |  | New Listing | New Listing | 42948
06 - Specialist Orthopaedic | 06.03 - SKELETAL RECONSTRUCTION | 06.03.04 - Screws | 06.03.04.03 - Mini (2.01 – 2.7 mm) | LK | DZ046 | 163 |  | AUSTRALIAN ORTHOPAEDIC FIXATIONS PTY LTD | Valetis Screws | Titanium Locking Screws | 2.7mm width, 6-28mm length | 284755 | August 2017 |  | New Listing | New Listing | 42948
06 - Specialist Orthopaedic | 06.03 - SKELETAL RECONSTRUCTION | 06.03.04 - Screws | 06.03.04.03 - Mini (2.01 – 2.7 mm) | LK | DZ054 | 163 |  | AUSTRALIAN ORTHOPAEDIC FIXATIONS PTY LTD | Valens Shoulder and Elbow - Screws | Self-Tapping Locking Screws | 2.4mm, 2.7mm | 276915 | August 2017 |  | New Listing | New Listing | 42948
06 - Specialist Orthopaedic | 06.03 - SKELETAL RECONSTRUCTION | 06.03.04 - Screws | 06.03.04.03 - Mini (2.01 – 2.7 mm) | LK | ER426 | 163 |  | Emergo Asia Pacific Pty Ltd | Paragon 28 Gorilla Plating System-Screws, mini | Paragon 28 Gorilla Plating System-Screws, mini, locking; recon/Tuffneck/baby | dia (2.5-2.7 mm) x length (8-50 mm) | 289308 | August 2017 |  | New Listing | New Listing | 42948
06 - Specialist Orthopaedic | 06.03 - SKELETAL RECONSTRUCTION | 06.03.04 - Screws | 06.03.04.03 - Mini (2.01 – 2.7 mm) | LK | JD007 | 163 |  | JOI ORTHOPAEDICS PTY LTD | CarboFix Piccolo Plate Systems – Locking Screws: Mini | Titanium alloy screws (locking) for fixation of CarboFix plate shaft and head. | Locking Proximal Screw 2.5mm x 14mm, 16mm, 18mm, 20mm, 22mm, 24mm, 26mm Locking Screw 2.7mm x 10mm, 12mm, 14mm, 16mm, 18mm, 20mm, 22mm, 24mm | 222648 | August 2017 |  | Transferred from AE256 | Transferred from AE256 | 42948
06 - Specialist Orthopaedic | 06.03 - SKELETAL RECONSTRUCTION | 06.03.04 - Screws | 06.03.04.03 - Mini (2.01 – 2.7 mm) | LK | SQ131 | 163 |  | Surgical Specialties | PediLoc - 2.7mm Self-tapping, Locking Cortical Screws | 2.7 mm Self-tapping/ Locking Cortical Screw (Threaded/ T15 Hexalobe) | Self-tapping cortical screw with T 10 hexalobe: 8mm-30mm, in 2mm increments. Self-tapping locking screw with T 10 hexalobe: 8mm-30mm, in 2mm increments. | 191602 | August 2017 |  | Expanded from SQ093 | Expanded from SQ093 | 42948
06 - Specialist Orthopaedic | 06.03 - SKELETAL RECONSTRUCTION | 06.03.04 - Screws | 06.03.04.03 - Mini (2.01 – 2.7 mm) | LK | TN041 | 163 |  | Newclip Technics Australia Pty Ltd | Newclip Locking Bone Screws | Locking Bone Screw | 2.01 - 2.7mm diameter, lengths 8 - 34mm | 260233, 260234 | August 2017 |  | New Listing | New Listing | 42948
06 - Specialist Orthopaedic | 06.03 - SKELETAL RECONSTRUCTION | 06.03.04 - Screws | 06.03.04.03 - Mini (2.01 – 2.7 mm) | LK | ZI985 | 163 |  | Zimmer Biomet Pty Ltd | MSP Fixation System – Locking Screw | MSP Fixation System – Locking Screw | 2.4mm x 8mm, 2.4mm x 10mm, 2.4mm x 12mm, 2.4mm x 14mm, 2.4mm x 16mm, 2.4mm x 18mm | 259860 | August 2017 |  | Transferred from XD031 | Transferred from XD031 | 42948
06 - Specialist Orthopaedic | 06.03 - SKELETAL RECONSTRUCTION | 06.03.04 - Screws | 06.03.04.04 - Micro (≤ 2.0mm) |  | DZ041 | 67 |  | AUSTRALIAN ORTHOPAEDIC FIXATIONS PTY LTD | Valens Hand - Screws | Cortical Screws | 1.5mm, 2.0mm | 276915 | August 2017 |  | New Listing | New Listing | 42948
06 - Specialist Orthopaedic | 06.03 - SKELETAL RECONSTRUCTION | 06.03.04 - Screws | 06.03.04.04 - Micro (≤ 2.0mm) |  | ER401 | 67 |  | Emergo Asia Pacific Pty Ltd | Paragon 28 Monster Screw System-Screws, micro (≤ 2.0mm) | Paragon 28 Monster Screw System-Screws, micro, headed, blunt tip, solid, partially or fully threaded | dia 2.0 mm x length (8-100 mm) x length of thread (3-100 mm) | 289308 | August 2017 |  | New Listing | New Listing | 42948
06 - Specialist Orthopaedic | 06.03 - SKELETAL RECONSTRUCTION | 06.03.04 - Screws | 06.03.04.04 - Micro (≤ 2.0mm) | Breakoff | ER402 | 312 |  | Emergo Asia Pacific Pty Ltd | Paragon 28 Monster Screw System-Screws, micro (≤ 2.0mm), breakoff | Paragon 28 Monster Bite Screws, micro (≤ 2.0mm), snap-off, 1/2 or 3/4 threaded | dia 2.0 mm x length (8-24 mm) | 289308 | August 2017 |  | New Listing | New Listing | 42948
06 - Specialist Orthopaedic | 06.03 - SKELETAL RECONSTRUCTION | 06.03.04 - Screws | 06.03.04.04 - Micro (≤ 2.0mm) | Breakoff, DT | OH545 | 502 |  | Orthotech Pty Ltd | Dynafit System | Snap Off, Compressive Screws | 2.0mm x 10-14mm | 216161, 216162 | August 2017 |  | Expanded from OH482 | Expanded from OH482 | 42948
06 - Specialist Orthopaedic | 06.03 - SKELETAL RECONSTRUCTION | 06.03.04 - Screws | 06.03.04.04 - Micro (≤ 2.0mm) | CN | ER403 | 207 |  | Emergo Asia Pacific Pty Ltd | Paragon 28 Monster Screw System-Screws, micro (≤ 2.0mm), cannulated | Paragon 28 Monster Screw System-screws, micro, cannulated, headed | dia 2.0 mm x length (8-100mm) x length of thread (3-100 mm) | 289308 | August 2017 |  | New Listing | New Listing | 42948
06 - Specialist Orthopaedic | 06.03 - SKELETAL RECONSTRUCTION | 06.03.04 - Screws | 06.03.04.04 - Micro (≤ 2.0mm) | CN,DT | ER404 | 397 |  | Emergo Asia Pacific Pty Ltd | Paragon 28 Monster Screw System-Screws, micro (≤ 2.0mm), cannulated, dual thread, locking | Paragon 28 Monster micro screws, cannulated, dual thread, locking, headless, partially threaded | dia 2.0 mm x length (8-100 mm) x length of thread (3mm-32 mm) | 289308 | August 2017 |  | New Listing | New Listing | 42948
06 - Specialist Orthopaedic | 06.03 - SKELETAL RECONSTRUCTION | 06.03.04 - Screws | 06.03.04.04 - Micro (≤ 2.0mm) | DT | OH544 | 257 |  | Orthotech Pty Ltd | Dynafit System | Compressive Screw | 2.0mm x 10-14mm | 216161, 216162 | August 2017 |  | Expanded from OH482 | Expanded from OH482 | 42948
06 - Specialist Orthopaedic | 06.03 - SKELETAL RECONSTRUCTION | 06.03.04 - Screws | 06.03.04.04 - Micro (≤ 2.0mm) | LK | DZ042 | 137 |  | AUSTRALIAN ORTHOPAEDIC FIXATIONS PTY LTD | Valens Hand - Screws | Locking Screws | 1.5mm, 2.0mm | 276915 | August 2017 |  | New Listing | New Listing | 42948
06 - Specialist Orthopaedic | 06.03 - SKELETAL RECONSTRUCTION | 06.03.04 - Screws | 06.03.04.04 - Micro (≤ 2.0mm) | LK | DZ053 | 137 |  | AUSTRALIAN ORTHOPAEDIC FIXATIONS PTY LTD | Valens Shoulder and Elbow - Screws | Self-Tapping Locking Screws | 2.0mm | 276915 | August 2017 |  | New Listing | New Listing | 42948
06 - Specialist Orthopaedic | 06.03 - SKELETAL RECONSTRUCTION | 06.03.04 - Screws | 06.03.04.04 - Micro (≤ 2.0mm) | LK | ER427 | 137 |  | Emergo Asia Pacific Pty Ltd | Paragon 26 Gorilla Plating System-Screws, micro | Paragon 26 Gorilla Plating System-Screws, locking, baby | dia 2.0 mm x length (8-40 mm) | 289308 | August 2017 |  | New Listing | New Listing | 42948
06 - Specialist Orthopaedic | 06.03 - SKELETAL RECONSTRUCTION | 06.03.04 - Screws | 06.03.04.06 - Screw Washers |  | DZ038 | 103 |  | AUSTRALIAN ORTHOPAEDIC FIXATIONS PTY LTD | Valens - Cannulated Screw Washer | Washer | 8mm, 10mm, 12mm | 276915 | August 2017 |  | New Listing | New Listing | 42948
06 - Specialist Orthopaedic | 06.03 - SKELETAL RECONSTRUCTION | 06.03.04 - Screws | 06.03.04.06 - Screw Washers |  | ER405 | 103 |  | Emergo Asia Pacific Pty Ltd | Paragon 28 Monster Screw System-washer | Paragon 28 Monster Screw System-washer, deep well, flat/dome | dia 2-7 mm | 289309 | August 2017 |  | New Listing | New Listing | 42948
06 - Specialist Orthopaedic | 06.03 - SKELETAL RECONSTRUCTION | 06.03.04 - Screws | 06.03.04.06 - Screw Washers |  | SQ129 | 103 |  | Surgical Specialties | Screw Washer | Stainless Steel | Screw sizes 4.0mm - 7.0mm | 191602 | August 2017 |  | New Listing | New Listing | 42948
06 - Specialist Orthopaedic | 06.03 - SKELETAL RECONSTRUCTION | 06.03.05 - Surgical Accessories | 06.03.05.02 - Pins |  | JC001 | 30 |  | JELLICOE SURGICAL PTY LTD | K-Wires | K-Wires - stainless steel | Diameter 0.8mm to 4mm Length 100mm to 350mm | 286985 | August 2017 |  | New Listing | New Listing | 42948
06 - Specialist Orthopaedic | 06.03 - SKELETAL RECONSTRUCTION | 06.03.05 - Surgical Accessories | 06.03.05.02 - Pins | AB | VK021 | 294 |  | Akva Surgical Pty Ltd | CPS Bioabsorbable Fixation System | OTPS fixation system: PLGA/TMC copolymer | Pin 1.5 & 2 mm dia x 20-50 mm long | 154545 | August 2017 |  | Transferred from SQ063 | Transferred from SQ063 | 42948
06 - Specialist Orthopaedic | 06.03 - SKELETAL RECONSTRUCTION | 06.03.05 - Surgical Accessories | 06.03.05.02 - Pins | OL | EO100 | 134 |  | Medartis | APTUS K-wires | Olive K-wires | 1.6mm | 200263 | August 2017 |  | New Listing | New Listing | 42948
06 - Specialist Orthopaedic | 06.03 - SKELETAL RECONSTRUCTION | 06.03.05 - Surgical Accessories | 06.03.05.11 - Wedges |  | ER454 | 1681 |  | Emergo Asia Pacific Pty Ltd | Paragon 28 Titan 3-D Wedge | Paragon 28 Titan 3-D Cotton or Evans Wedge, Anatomical, Titanium metal scaffold for angular correction, Sterile | 5-8 mm (Cotton); 6-12 mm (Evans) | 290444 | August 2017 |  | New Listing | New Listing | 42948
06 - Specialist Orthopaedic | 06.03 - SKELETAL RECONSTRUCTION | 06.03.06 - Staples | 06.03.06.01 - Staples | MM | ER439 | 534 |  | Emergo Asia Pacific Pty Ltd | Paragon 28 JAWS Nitinol Staple System | Paragon 28 JAWS Nitinol Staple System | bridge width 8-25 mm, angle 0 or 30, step height 4-12 mm | 291681 | August 2017 |  | New Listing | New Listing | 42948
06 - Specialist Orthopaedic | 06.03 - SKELETAL RECONSTRUCTION | 06.03.07 - Soft Tissue Fixation Devices | 06.03.07.03 - Suture, Medium anchors (2.4 – 3.9mm) |  | DE559 | 465 |  | Device Technologies Australia Pty Ltd | Dx Swivelock SL | A knotless screw in Anchor used for Soft Tissue Fixation | 3.5mm Diameter x 8.5mm length | 126657 | August 2017 |  | New Listing | New Listing | 42948
06 - Specialist Orthopaedic | 06.03 - SKELETAL RECONSTRUCTION | 06.03.07 - Soft Tissue Fixation Devices | 06.03.07.04 - Suture, Large anchors (≥4mm) |  | MN211 | 465 |  | Johnson & Johnson Medical Pty Ltd | Truespan meniscal repair system | Pre-loaded Peek backstops and ORTHOCORD suture | 0 to 24 degree | 292990 | August 2017 |  | New Listing | New Listing | 42948
06 - Specialist Orthopaedic | 06.03 - SKELETAL RECONSTRUCTION | 06.03.07 - Soft Tissue Fixation Devices | 06.03.07.05 - Button/thread/tape or Button/thread/button |  | DE548 | 394 |  | Device Technologies Australia Pty Ltd | Tightrope | Titanium or stainless steel fixation device, with non absorbable suture material | 2.6mm - 13mm, various shapes, adjustable length suture | 126657 | August 2017 |  | New Listing | New Listing | 42948
06 - Specialist Orthopaedic | 06.03 - SKELETAL RECONSTRUCTION | 06.03.07 - Soft Tissue Fixation Devices | 06.03.07.05 - Button/thread/tape or Button/thread/button |  | LI110 | 394 |  | Amplitude Australia | Comete Anchor | ACL Femoral Cortical Fixation | Length 15mm to 40mm | 285471 | August 2017 |  | New Listing | New Listing | 42948
06 - Specialist Orthopaedic | 06.03 - SKELETAL RECONSTRUCTION | 06.03.07 - Soft Tissue Fixation Devices | 06.03.07.05 - Button/thread/tape or Button/thread/button |  | SL082 | 394 |  | Smith & Nephew Pty Ltd | INVISIKNOT | Ankle Syndesmosis Repair Device | Fracture or non fracture | 287770 | August 2017 |  | New Listing | New Listing | 42948
06 - Specialist Orthopaedic | 06.03 - SKELETAL RECONSTRUCTION | 06.03.07 - Soft Tissue Fixation Devices | 06.03.07.05 - Button/thread/tape or Button/thread/button |  | SV065 | 394 |  | Signature Spine and Joint Pty Ltd | Parcus GFS Ultimate | Suspension fixation device | Button width: 3.9mm Button length: 12mm – 16.5mm | 178101 | August 2017 |  | New Listing | New Listing | 42948
06 - Specialist Orthopaedic | 06.03 - SKELETAL RECONSTRUCTION | 06.03.07 - Soft Tissue Fixation Devices | 06.03.07.06 - Button |  | MU150 | 394 |  | Medacta Australia Pty Ltd | Tibial Pull Suture Plate (PSP) | Tibial Pull Suture Plate | Single size | 290767 | August 2017 |  | New Listing | New Listing | 42948
06 - Specialist Orthopaedic | 06.03 - SKELETAL RECONSTRUCTION | 06.03.07 - Soft Tissue Fixation Devices | 06.03.07.06 - Button |  | MU151 | 394 |  | Medacta Australia Pty Ltd | Extracortical Femoral Button | Extracortical Femoral Button | Single size | 290768 | August 2017 |  | New Listing | New Listing | 42948
06 - Specialist Orthopaedic | 06.03 - SKELETAL RECONSTRUCTION | 06.03.07 - Soft Tissue Fixation Devices | 06.03.07.06 - Button |  | SL078 | 394 |  | Smith & Nephew Pty Ltd | Double ENDOBUTTON Fixation Device | Titanium or stainless steel screwbutton, titanium and stainless steel round ENDOBUTTON device and UHMW polyethylene suture | Various sizes | 109451 | August 2017 |  | New Listing | New Listing | 42948
06 - Specialist Orthopaedic | 06.03 - SKELETAL RECONSTRUCTION | 06.03.07 - Soft Tissue Fixation Devices | 06.03.07.07 - Interference Screw (± sleeve) |  | MN212 | 190 |  | Johnson & Johnson Medical Pty Ltd | Milagro | Interference Screw | 5 to 12mm | 215753 | August 2017 |  | New Listing | New Listing | 42948
06 - Specialist Orthopaedic | 06.03 - SKELETAL RECONSTRUCTION | 06.03.07 - Soft Tissue Fixation Devices | 06.03.07.07 - Interference Screw (± sleeve) |  | ZI976 | 190 |  | Zimmer Biomet Pty Ltd | iFIX Interference Screw | Interference screw | 7-12mm in diameter | 153927 | August 2017 |  | New Listing | New Listing | 42948
06 - Specialist Orthopaedic | 06.03 - SKELETAL RECONSTRUCTION | 06.03.07 - Soft Tissue Fixation Devices | 06.03.07.07 - Interference Screw (± sleeve) | AB | LI109 | 481 |  | Amplitude Australia | Eclipse BCP Screw | Absorbable, osteoconducting interference screw | Diameter 7mm to 10mm Length 20mm to 30mm | 284239 | August 2017 |  | New Listing | New Listing | 42948
06 - Specialist Orthopaedic | 06.03 - SKELETAL RECONSTRUCTION | 06.03.07 - Soft Tissue Fixation Devices | 06.03.07.07 - Interference Screw (± sleeve) | AB | VK020 | 481 |  | Akva Surgical Pty Ltd | CPS Screw Hexalon Biodegradable ACL/PCL Reconstruction | Biodegradable ACL/PCL Recon Screw PLLA/PGA/TMC | 6 x 20, 6 x 25, 6 x 30, 7 x 20, 7 x 25, 7 x 30, 8 x 20, 8 x 25, 8 x 30, 9 x 20, 9 x 25, 9 x 30, 10 x 30 | 154551 | August 2017 |  | Transferred from SQ067 | Transferred from SQ067 | 42948
06 - Specialist Orthopaedic | 06.03 - SKELETAL RECONSTRUCTION | 06.03.11 - External Fixateurs | 06.03.11.02 - Frame Complete - Monoplanar & Modular Frames |  | IT019 | 6500 |  | Integrant Pty Ltd | Frame IT - Pre-assembled Frame | Pre assembled Frame - used for the correction of deformities | 120mm-180mm | 282764 | August 2017 |  | New Listing | New Listing | 42948
06 - Specialist Orthopaedic | 06.03 - SKELETAL RECONSTRUCTION | 06.03.11 - External Fixateurs | 06.03.11.02 - Frame Complete - Monoplanar & Modular Frames | Small, CDD | LM336 | 2900 |  | LMT Surgical Pty Ltd | Osteo-x External Mini Fixator | The Osteo-x® external fixator is a device used for the fixation and distraction of small bones, primarily in the hand. It incorporates four K-wires which are driven into the bone and placed to provide three-dimensional stability. | One Size Only | 278692 | August 2017 |  | New Listing | New Listing | 42948
06 - Specialist Orthopaedic | 06.03 - SKELETAL RECONSTRUCTION | 06.03.11 - External Fixateurs | 06.03.11.14 - Frame Component - Pins |  | IT020 | 149 |  | Integrant Pty Ltd | Frame IT - Pins | Fixation Pins used in conjunction with the external fixation frame to adjust the placement of frame to best suit individual patient | 6mm | 282833 | August 2017 |  | New Listing | New Listing | 42948
06 - Specialist Orthopaedic | 06.03 - SKELETAL RECONSTRUCTION | 06.03.11 - External Fixateurs | 06.03.11.14 - Frame Component - Pins |  | LM334 | 149 |  | LMT Surgical Pty Ltd | Axis Pin | Axis Pin | 2.5mm x 30mm-70mm | 278692 | August 2017 |  | New Listing | New Listing | 42948
06 - Specialist Orthopaedic | 06.03 - SKELETAL RECONSTRUCTION | 06.03.11 - External Fixateurs | 06.03.11.17 - Articulating Hinge | 3D | LM333 | 650 |  | LMT Surgical Pty Ltd | Base Plate | Base Plate | Small | 278692 | August 2017 |  | New Listing | New Listing | 42948
06 - Specialist Orthopaedic | 06.03 - SKELETAL RECONSTRUCTION | 06.03.14 - Bone Cement | 06.03.14.01 - Cement only |  | ER389 | 174 |  | Emergo Asia Pacific Pty Ltd | Signus Introx Bone Cement System-Cement, low viscosity | Signus Introx cement is a radiopaque bone cement for Percutaneous Vertebral Augmentation (PVA) procedures | 20 grams | 287169 | August 2017 |  | New Listing | New Listing | 42948
06 - Specialist Orthopaedic | 06.03 - SKELETAL RECONSTRUCTION | 06.03.14 - Bone Cement | 06.03.14.01 - Cement only |  | HW589 | 174 |  | Stryker Australia Pty Ltd | VertePlex | PMMA Cement | 20 gram | 289085 | August 2017 |  | New Listing | New Listing | 42948
06 - Specialist Orthopaedic | 06.03 - SKELETAL RECONSTRUCTION | 06.03.14 - Bone Cement | 06.03.14.01 - Cement only |  | HW590 | 174 |  | Stryker Australia Pty Ltd | VertePlex HV | High Viscosity PMMA Cement | 20 gram | 289085 | August 2017 |  | New Listing | New Listing | 42948
06 - Specialist Orthopaedic | 06.03 - SKELETAL RECONSTRUCTION | 06.03.14 - Bone Cement | 06.03.14.01 - Cement only |  | LB164 | 174 |  | Globus Medical Australia | AFFIRM Vertebral Compression Fracture System - Access Pack | Bone Cement and Delivery System | 20g | 192479, 274306 | August 2017 |  | New Listing | New Listing | 42948
06 - Specialist Orthopaedic | 06.03 - SKELETAL RECONSTRUCTION | 06.03.14 - Bone Cement | 06.03.14.01 - Cement only |  | LB165 | 174 |  | Globus Medical Australia | Concord and Concord Plus Bone Cement | Bone Cement | 20g and 40g | 274306 | August 2017 |  | New Listing | New Listing | 42948
06 - Specialist Orthopaedic | 06.03 - SKELETAL RECONSTRUCTION | 06.03.14 - Bone Cement | 06.03.14.03 - Cement with Complex Delivery System |  | ER390 | 500 |  | Emergo Asia Pacific Pty Ltd | Signus Introx Bone Cement-Cement plus mixer/delivery system | Signus Introx low viscosity bone cement plus preparation/delivery kit for mixing and delivering the bone cement. | 20 grams | 287168 | August 2017 |  | New Listing | New Listing | 42948
06 - Specialist Orthopaedic | 06.03 - SKELETAL RECONSTRUCTION | 06.03.14 - Bone Cement | 06.03.14.03 - Cement with Complex Delivery System |  | HW591 | 500 |  | Stryker Australia Pty Ltd | PCD Precision Cement Delivery System with VertePlex HV | High Viscosity PMMA Cement with Mixer and Delivery System | 20 gram | 288933 | August 2017 |  | New Listing | New Listing | 42948
06 - Specialist Orthopaedic | 06.03 - SKELETAL RECONSTRUCTION | 06.03.14 - Bone Cement | 06.03.14.03 - Cement with Complex Delivery System |  | HW592 | 500 |  | Stryker Australia Pty Ltd | AutoPlex Mixer and Delivery System with VertePlex HV | High Viscosity PMMA Cement with Mixer and Delivery System | 20 gram | 288933 | August 2017 |  | New Listing | New Listing | 42948
06 - Specialist Orthopaedic | 06.03 - SKELETAL RECONSTRUCTION | 06.03.15 - Bone Graft Substitute | 06.03.15.01 - Ceramic, 0-5cc |  | IT021 | 760 |  | Integrant Pty Ltd | Integrant Bone Graft Granules | Osteo Conductive Bone Substitute, that promotes bone growth | 3cc | 282832 | August 2017 |  | New Listing | New Listing | 42948
06 - Specialist Orthopaedic | 06.03 - SKELETAL RECONSTRUCTION | 06.03.15 - Bone Graft Substitute | 06.03.15.01 - Ceramic, 0-5cc |  | OK001 | 760 |  | MY BIOLOGICS PTY LTD | NanoBone Granulate | Synthetic bone void filler | Small (0.6 x 2.0 mm) Large (1.0 x 2.0 mm) Volume 0.6 to 5cc | 281251 | August 2017 |  | New Listing | New Listing | 42948
06 - Specialist Orthopaedic | 06.03 - SKELETAL RECONSTRUCTION | 06.03.15 - Bone Graft Substitute | 06.03.15.01 - Ceramic, 0-5cc |  | OK002 | 760 |  | MY BIOLOGICS PTY LTD | NanoBone Block | Synthetic bone void filler | 5x10x15mm | 281252 | August 2017 |  | New Listing | New Listing | 42948
06 - Specialist Orthopaedic | 06.03 - SKELETAL RECONSTRUCTION | 06.03.15 - Bone Graft Substitute | 06.03.15.01 - Ceramic, 0-5cc | AUG | GO290 | 1080 |  | Global Orthopaedic Technology | NanoBone - Putty | Nanocrystalline HA in a porous silica matrix, synthetic bone graft substitute putty | 0.5ml, 1.0ml, 2.5ml, 5ml | 292263 | August 2017 |  | New Listing | New Listing | 42948
06 - Specialist Orthopaedic | 06.03 - SKELETAL RECONSTRUCTION | 06.03.15 - Bone Graft Substitute | 06.03.15.02 - Ceramic, >5cc - 10cc | AUG | GO291 | 2300 |  | Global Orthopaedic Technology | NanoBone - Putty | Nanocrystalline HA in a porous silica matrix, synthetic bone graft substitute putty | 10ml | 292263 | August 2017 |  | New Listing | New Listing | 42948
06 - Specialist Orthopaedic | 06.03 - SKELETAL RECONSTRUCTION | 06.03.15 - Bone Graft Substitute | 06.03.15.02 - Ceramic, >5cc - 10cc | CDS | ER456 | 1525 |  | Emergo Asia Pacific Pty Ltd | CelgenTek iN3 Bone Graft Substitute/Cement | CelgenTek iN3 Calcium Phosphate Bone Graft Substitute | 10 cc | 286836 | August 2017 |  | New Listing | New Listing | 42948
06 - Specialist Orthopaedic | 06.03 - SKELETAL RECONSTRUCTION | 06.03.15 - Bone Graft Substitute | 06.03.15.04 - Ceramic, >20cc |  | HC029 | 1560 |  | Health Care Surgical Pty Ltd | Bone substitute | Synethetic Resorbable Bone Graft | H;4-20mm | 283972 | August 2017 |  | New Listing | New Listing | 42948
06 - Specialist Orthopaedic | 06.03 - SKELETAL RECONSTRUCTION | 06.03.17 - Tumour / Limb Deficiency | 06.03.17.25 - Humeral Component for use with Hemi Head |  | HW619 | 7042 |  | Stryker Australia Pty Ltd | METS Humeral Component for use with Hemi Head | Titanium humeral component | Small and standard | 276014 | August 2017 |  | Transferred from CR167 | Transferred from CR167 | 42948
06 - Specialist Orthopaedic | 06.03 - SKELETAL RECONSTRUCTION | 06.03.17 - Tumour / Limb Deficiency | 06.03.17.26 - Humeral Head Fixation Screw |  | HW620 | 565 |  | Stryker Australia Pty Ltd | METS Humeral Head Fixation Screw | Titanium screw which fixes the humeral component and the humeral head together | Small and standard | 246503 | August 2017 |  | Transferred from CR168 | Transferred from CR168 | 42948
06 - Specialist Orthopaedic | 06.03 - SKELETAL RECONSTRUCTION | 06.03.17 - Tumour / Limb Deficiency | 06.03.17.27 - Humeral Component with Liner and re-attachment |  | HW621 | 8990 |  | Stryker Australia Pty Ltd | METS Humeral Component with Liner and re-attachment | Titanium component with HA coated rails for tissue reattachment, HYMWPE liner with encased metal ring for use with contrained glenoid | Mono-size, left and right | 277425 | August 2017 |  | Transferred from CR169 | Transferred from CR169 | 42948
06 - Specialist Orthopaedic | 06.03 - SKELETAL RECONSTRUCTION | 06.03.17 - Tumour / Limb Deficiency | 06.03.17.28 - Humeral Collar Round Coated |  | HW622 | 4122 |  | Stryker Australia Pty Ltd | METS Humeral Collar Round Coated | Titanium colar with HAP coated stipples | 20mm, 22mm, 24mm | 246505 | August 2017 |  | Transferred from CR170 | Transferred from CR170 | 42948
06 - Specialist Orthopaedic | 06.03 - SKELETAL RECONSTRUCTION | 06.03.17 - Tumour / Limb Deficiency | 06.03.17.29 - Humeral Stem |  | HW623 | 2723 |  | Stryker Australia Pty Ltd | METS Humeal Stem | Straight titanium stems, 7-11mm diameters | Diameters 7-11mm, Lengths 70-90mm | 276068 | August 2017 |  | Transferred from CR171 | Transferred from CR171 | 42948
06 - Specialist Orthopaedic | 06.03 - SKELETAL RECONSTRUCTION | 06.03.17 - Tumour / Limb Deficiency | 06.03.17.30 - Humeral Shaft |  | HW624 | 3243 |  | Stryker Australia Pty Ltd | METS Humeral Shaft | Titanium shafts in 15mm increments, reconstructs the humeral shaft where there is diseased or deficient bone | Lengths 38-143mm | 246504 | August 2017 |  | Transferred from CR172 | Transferred from CR172 | 42948
06 - Specialist Orthopaedic | 06.03 - SKELETAL RECONSTRUCTION | 06.03.17 - Tumour / Limb Deficiency | 06.03.17.31 - Humeral Intergral Shaft & Stem Coated |  | HW625 | 7945 |  | Stryker Australia Pty Ltd | METS Humeral Integral Shaft & Stem Coated | Titanium, combined shaft, stem & collar with HA coated stipples | 20mm shaft plateau with 8mm diameter stem, 24mm shaft plateau with 10mm diameter stem 7945 | 276913 | August 2017 |  | Transferred from CR173 | Transferred from CR173 | 42948
06 - Specialist Orthopaedic | 06.03 - SKELETAL RECONSTRUCTION | 06.03.17 - Tumour / Limb Deficiency | 06.03.17.33 - Humeral Component with Liner |  | HW626 | 7083 |  | Stryker Australia Pty Ltd | METS Humeral Component with Liner | Titanium component, UHMWPE liner with encased metal ring for use with constrained glenoid | Mono-size, left and right | 277395 | August 2017 |  | Transferred from CR175 | Transferred from CR175 | 42948
06 - Specialist Orthopaedic | 06.03 - SKELETAL RECONSTRUCTION | 06.03.17 - Tumour / Limb Deficiency | 06.03.17.34 - Humeral Component with Reattachment for use with Hemi Head |  | HW627 | 9342 |  | Stryker Australia Pty Ltd | METS Humeral Component with Reattachment for use with Hemi Head | Titanium humeral component with HA coated rails for tissue reattachment | Small and standard | 276015 | August 2017 |  | Transferred from CR176 | Transferred from CR176 | 42948
06 - Specialist Orthopaedic | 06.03 - SKELETAL RECONSTRUCTION | 06.03.17 - Tumour / Limb Deficiency | 06.03.17.35 - Glenoid / Glensophere component |  | HW628 | 7485 |  | Stryker Australia Pty Ltd | METS Bayley Walker Glenoid Component | Titanium HAP coated tapered screw with 22.2mm CoCr-Molybdenum head, for Glenoid fixation | Extra small, small and standard | 276250 | August 2017 |  | Transferred from CR177 | Transferred from CR177 | 42948
07 - Plastic and Reconstructive | 07.01 - CRANIOMAXILLOFACIAL RECONSTRUCTION & FIXATION | 07.01.01 - Mesh - Metal | 07.01.01.10 - 0.5-0.8mm thick, >200cm² |  | BB368 | 2243 |  | B Braun Australia Pty Ltd | Aesculap CranioPlate System/Plate Neuro mesh | Cranial fixation system, internal fracture, non biodegradable | Plate Neuro, 132 x 158 mm, 0.6mm Mesh | 140600 | August 2017 |  | New Listing | New Listing | 42948
07 - Plastic and Reconstructive | 07.01 - CRANIOMAXILLOFACIAL RECONSTRUCTION & FIXATION | 07.01.02 - Mesh - Non-metal | 07.01.02.04 - 0.2-0.49mm thick, 11-25cm² |  | VK019 | 680 |  | Akva Surgical Pty Ltd | Inion GTR Biodegradable System | PLGA/TMC Copolymer: membrane & tacks | a) 30 x 40mm membrane kit; b) 6 tack kit and applicator | 95697 | August 2017 |  | Transferred from SQ049 | Transferred from SQ049 | 42948
07 - Plastic and Reconstructive | 07.01 - CRANIOMAXILLOFACIAL RECONSTRUCTION & FIXATION | 07.01.04 - Non-mesh | 07.01.04.01 - Resorbable |  | GI019 | 345 |  | Geistlich Pharma Australia Pty Ltd | Geistlich Bio-Gide Perio | Geistlich Bio-Gide Perio is a collagen membrane containing porcine collagen in a bilayer structure. It is used for guided bone regeneration and peridontal tissue regeneration in oral and maxillofacial surgery. | 16 x 22 mm | 230085 | August 2017 |  | Expanded from GI013 | Expanded from GI013 | 42948
07 - Plastic and Reconstructive | 07.01 - CRANIOMAXILLOFACIAL RECONSTRUCTION & FIXATION | 07.01.04 - Non-mesh | 07.01.04.01 - Resorbable |  | GI020 | 345 |  | Geistlich Pharma Australia Pty Ltd | Geistlich Bio-Gide Shape | Geistlich Bio-Gide Shape is intended to be used as a barrier membrane in the regeneration of bone defects and used after bone grafting procedures in extraction sockets. Because of its elasticity, Geistlich Bio-Gide Shape should be used in combination with void-filling bone graft materials such as autologous bone or bone substitutes (e.g. Geistlich Bio-Oss / Geistlich Bio-Oss Collagen) whenever possible. The porous surface, facing the bone, allows the ingrowth of bone-forming cells. The dense surface, facing the soft tissue, prevents the ingrowth of fibrous tissue into the bone defect. | 14 x 24 mm | 287902 | August 2017 |  | Expanded from GI013 | Expanded from GI013 | 42948
07 - Plastic and Reconstructive | 07.01 - CRANIOMAXILLOFACIAL RECONSTRUCTION & FIXATION | 07.01.05 - Fracture or Reconstruction Plates | 07.01.05.05 - 0.5-0.99mm thick, <4 holes |  | AT078 | 95 |  | Anatomics Pty Ltd | Anatomics Fixation Straight Plates | Titanium fixation straight plates | 2 Holes Thickness - 0.6mm Length - 15mm | 288564 | August 2017 |  | New Listing | New Listing | 42948
07 - Plastic and Reconstructive | 07.01 - CRANIOMAXILLOFACIAL RECONSTRUCTION & FIXATION | 07.01.05 - Fracture or Reconstruction Plates | 07.01.05.06 - 0.5-0.99mm thick, 4-7 holes |  | AT079 | 170 |  | Anatomics Pty Ltd | Anatomics Fixation Double-Y Plates | Titanium craniofacial fixation plates | 6 Holes Thickness - 0.6mm Length - 17mm | 288564 | August 2017 |  | New Listing | New Listing | 42948
07 - Plastic and Reconstructive | 07.01 - CRANIOMAXILLOFACIAL RECONSTRUCTION & FIXATION | 07.01.05 - Fracture or Reconstruction Plates | 07.01.05.06 - 0.5-0.99mm thick, 4-7 holes | Burr | AT080 | 170 |  | Anatomics Pty Ltd | Anatomics Burr Hole Plates | Titanium burr hole plate | Thickness - 0.6mm Diameter - 18-22mm | 288564 | August 2017 |  | New Listing | New Listing | 42948
07 - Plastic and Reconstructive | 07.01 - CRANIOMAXILLOFACIAL RECONSTRUCTION & FIXATION | 07.01.05 - Fracture or Reconstruction Plates | 07.01.05.11 - 1.0-1.99mm thick, 8-15 holes | Resorbable | VK022 | 420 |  | Akva Surgical Pty Ltd | CPS Bioabsorbable Fixation System | OTPS fixation system: PLGA/TMC copolymer | Plates 6 & 8 hole | 154544 | August 2017 |  | Transferred from SQ062 | Transferred from SQ062 | 42948
07 - Plastic and Reconstructive | 07.01 - CRANIOMAXILLOFACIAL RECONSTRUCTION & FIXATION | 07.01.06 - Screws | 07.01.06.02 - Diameter 1.25-3.24mm |  | AT077 | 43 |  | Anatomics Pty Ltd | Anatomics Bone Screws | Titanium bone screws for patient specific implants | Diameter - 1.6-2.0 mm Length - 5mm | 288564 | August 2017 |  | New Listing | New Listing | 42948
07 - Plastic and Reconstructive | 07.01 - CRANIOMAXILLOFACIAL RECONSTRUCTION & FIXATION | 07.01.06 - Screws | 07.01.06.02 - Diameter 1.25-3.24mm | Resorbable | VK018 | 141 |  | Akva Surgical Pty Ltd | CPS Bioabsorbable Fixation System | OTPS fixation system: PLGA/TMC copolymer | Screws 1.5 - 2.5mm dia x 5-8mm long | 154541 | August 2017 |  | Transferred from SQ051 | Transferred from SQ051 | 42948
07 - Plastic and Reconstructive | 07.02 - CRANIOMAXILLOFACIAL IMPLANTS | 07.02.02 - Cranium | 07.02.02.01 - Complex | Biomodelled | AT074 | 9930 |  | Anatomics Pty Ltd | Anatomics Cranial Patient Specific Implant - One Piece | Cranial patient specific implant constructed of Titanium, Acrylic or Porous Polyethylene | Custom | 288564 | August 2017 |  | New Listing | New Listing | 42948
07 - Plastic and Reconstructive | 07.02 - CRANIOMAXILLOFACIAL IMPLANTS | 07.02.02 - Cranium | 07.02.02.01 - Complex | Biomodelled Two Piece | AT075 | 10430 |  | Anatomics Pty Ltd | Anatomics Cranial Patient Specific Implant - Two Piece | Patient Specific Cranial Implant constructed of Titanium, Acrylic or Porous Polyethylene | Custom | 288564 | August 2017 |  | New Listing | New Listing | 42948
07 - Plastic and Reconstructive | 07.02 - CRANIOMAXILLOFACIAL IMPLANTS | 07.02.02 - Cranium | 07.02.02.04 - Surgical Guide | Biomodelled | AT081 | 2650 |  | Anatomics Pty Ltd | Anatomics Surgical Guide | Biomodelled surgical guides to support surgical decision making both pre and intra-operatively | The device is custom made so the size will vary | 288564 | August 2017 |  | New Listing | New Listing | 42948
07 - Plastic and Reconstructive | 07.02 - CRANIOMAXILLOFACIAL IMPLANTS | 07.02.04 - Malar | 07.02.04.02 - Polymer | Biomodelled | AT083 | 4200 |  | Anatomics Pty Ltd | Anatomics Patient Specific Malar Implant | A customised patient specific implant constucted of porous polyethelene | The device is customised so sizes will vary | 288564 | August 2017 |  | New Listing | New Listing | 42948
07 - Plastic and Reconstructive | 07.02 - CRANIOMAXILLOFACIAL IMPLANTS | 07.02.05 - Mandible, Maxilla and Temperomandibular Joint (TMJ) | 07.02.05.07 - Surgical Guide | Biomodelled | AT085 | 2650 |  | Anatomics Pty Ltd | Anatomics Patient Specifc Surgical Guide | Patient specific surgical guide created from patient CT scan data, used to assist surgeons to implant the device by assisting in clinical decision making both pre- and intraoperatively | The device is custom made so the size will vary. | 288564 | August 2017 |  | New Listing | New Listing | 42948
07 - Plastic and Reconstructive | 07.02 - CRANIOMAXILLOFACIAL IMPLANTS | 07.02.05 - Mandible, Maxilla and Temperomandibular Joint (TMJ) | 07.02.05.09 - Hemi-mandible | Biomodelled | AT084 | 5800 |  | Anatomics Pty Ltd | Anatomics Patient Specific Mandible | Custom mandible implant constructed of porous polyethylene | The device is custom made so the size will vary. | 288564 | August 2017 |  | New Listing | New Listing | 42948
07 - Plastic and Reconstructive | 07.02 - CRANIOMAXILLOFACIAL IMPLANTS | 07.02.07 - Orbit | 07.02.07.02 - Orbital Floor | Biomodelled | AT087 | 4200 |  | Anatomics Pty Ltd | Anatomics Patient Specific Orbital Floor Implant | A custom, patient specific implant intended for the reconstruction of the patient's orbital floor manufactured with titanium or porous polyethylene. | The device is custom made so the size will vary. | 288564 | August 2017 |  | New Listing | New Listing | 42948
07 - Plastic and Reconstructive | 07.02 - CRANIOMAXILLOFACIAL IMPLANTS | 07.02.07 - Orbit | 07.02.07.03 - Rim | Biomodelled | AT082 | 4200 |  | Anatomics Pty Ltd | Anatomics Patient Specific Orbital Rim | Custom, 3D-printed orbital rim constructed of porous polyethylene. | The device is custom made so the size will vary. | 288564 | August 2017 |  | New Listing | New Listing | 42948
07 - Plastic and Reconstructive | 07.02 - CRANIOMAXILLOFACIAL IMPLANTS | 07.02.07 - Orbit | 07.02.07.05 - Surgical Guide | Biomodelled | AT088 | 2650 |  | Anatomics Pty Ltd | Anatomics Patient Specific Surgical Guide | The Surgical Guide component of the system is created from the patient's CT scan data to assist the surgeon with pre- and intraoperative planning. | The device is custom made so the size will vary. | 288564 | August 2017 |  | New Listing | New Listing | 42948
07 - Plastic and Reconstructive | 07.02 - CRANIOMAXILLOFACIAL IMPLANTS | 07.02.09 - Anatomical Biomodel |  |  | AT076 | 2000 |  | Anatomics Pty Ltd | Anatomics Biomodel | A patient-specific, 3D printed biomodel intended to assist the surgeon during pre- and intraoperative procedural planning. | The device is custom made so the size will vary. | 288564 | August 2017 |  | New Listing | New Listing | 42948
07 - Plastic and Reconstructive | 07.03 - DENTAL IMPLANTS | 07.03.01 - Abutment | 07.03.01.01 - Permanent |  | ER415 | 175 |  | Emergo Asia Pacific Pty Ltd | Bicon Dental Implant System-Abutment, Permanent | Bicon Dental Implant System permanent abutment, universal, Ti, various profiles | diameter (4-7.5mm) (post (2-3mm), angle 0˚ and 15˚, height (1-12mm) | 158187, 160010 | August 2017 |  | New Listing | New Listing | 42948
07 - Plastic and Reconstructive | 07.03 - DENTAL IMPLANTS | 07.03.01 - Abutment | 07.03.01.02 - Temporary |  | DH008 | 70 |  | DENTSPLY IH Pty Ltd | XiVE and Friadent Abutments, Locators | Permanent Abutments | Diameter (mm): 3.0 – 5.5 Gingiva height (mm): 1 - 5 Angulation: 0 - 15 degrees | 125836, 191874, 224096 | August 2017 |  | New Listing | New Listing | 42948
07 - Plastic and Reconstructive | 07.03 - DENTAL IMPLANTS | 07.03.01 - Abutment | 07.03.01.02 - Temporary |  | ER414 | 70 |  | Emergo Asia Pacific Pty Ltd | Bicon Dental Implant System-Abutment (temporary) | Bicon Dental Implant System temporary abutments | dia (4-7.5mm) x length (2.5-6.5mm) x post (2-3mm) | 158187, 160010 | August 2017 |  | New Listing | New Listing | 42948
07 - Plastic and Reconstructive | 07.03 - DENTAL IMPLANTS | 07.03.01 - Abutment | 07.03.01.03 - Cover Screw/Cap |  | DH010 | 52 |  | DENTSPLY IH Pty Ltd | XiVE, Friadent, Healing, Gingiva cover screws | Cover Screws | Diameter (mm): 3.0 - 6.5 Gingiva height (mm): 1 - 6 | 125837, 212101 | August 2017 |  | New Listing | New Listing | 42948
07 - Plastic and Reconstructive | 07.03 - DENTAL IMPLANTS | 07.03.03 - Endosseous Implant | 07.03.03.01 - Screws |  | GI018 | 78 |  | Geistlich Pharma Australia Pty Ltd | Master Pin | Pins used in dental surgery for the fixation of membranes (absorbable, non-absorbable and titanium membranes) in order to avoid micro-mobility of the graft. With sharp tips and the stable construction, the pins can be precisely inserted into cortical bones. The pins have an additional minithread and are a hybrid composed of a screw and pin. The thread makes easy and safe removal possible after a healing period has taken place. This thread enlarges the surface of the shaft at the same time and therefore offers more stability. | 3.5mm | 280879 | August 2017 |  | New Listing | New Listing | 42948
07 - Plastic and Reconstructive | 07.03 - DENTAL IMPLANTS | 07.03.03 - Endosseous Implant | 07.03.03.03 - Implants and Fixtures |  | DH009 | 360 |  | DENTSPLY IH Pty Ltd | XiVE Implants | Dental implants, Endosseous | Diameter (mm): 3.0 - 5.5 Length (mm): 8 - 18 | 212688, 285989 | August 2017 |  | New Listing | New Listing | 42948
07 - Plastic and Reconstructive | 07.03 - DENTAL IMPLANTS | 07.03.03 - Endosseous Implant | 07.03.03.03 - Implants and Fixtures |  | ER413 | 360 |  | Emergo Asia Pacific Pty Ltd | Bicon Dental Implant System-Implant | Bicon Dental Implants for mandible or maxilla, endosseous, hydroxyapatite coated, with well | Dia (3-6mm) x length (5-11mm); well (2-3mm) | 158187, 160010 | August 2017 |  | New Listing | New Listing | 42948
07 - Plastic and Reconstructive | 07.03 - DENTAL IMPLANTS | 07.03.03 - Endosseous Implant | 07.03.03.03 - Implants and Fixtures |  | NR014 | 360 |  | Nobel Biocare Australia Pty Ltd | NobelParallel Conical Connection | Dental implants | Diameter: 3.75mm - 5.5mm Length : 7.0mm - 18mm | 97382 | August 2017 |  | New Listing | New Listing | 42948
07 - Plastic and Reconstructive | 07.03 - DENTAL IMPLANTS | 07.03.03 - Endosseous Implant | 07.03.03.04 - Graft Material <0.5ml |  | ER377 | 98 |  | Emergo Asia Pacific Pty Ltd | Bicon SynthoGraft Pure Phase Beta-Tricalcium Phosphate, 0.25 g | Bicon SynthoGraft Pure Phase Beta-Tricalcium Phosphate, 0.25 g, synthetic | 0.25 g, granule size 50-500μm or 500-1000μm | 230860 | August 2017 |  | New Listing | New Listing | 42948
07 - Plastic and Reconstructive | 07.03 - DENTAL IMPLANTS | 07.03.03 - Endosseous Implant | 07.03.03.05 - Graft Material 0.5ml-<1.0ml |  | ER378 | 300 |  | Emergo Asia Pacific Pty Ltd | Bicon SynthoGraft Pure Phase Beta-Tricalcium Phosphate, 0.5 g | Bicon SynthoGraft Pure Phase Beta-Tricalcium Phosphate, 0.5 gram, synthetic | 0.5 gram; granule size 50-500μm or 500-1000μm | 230860 | August 2017 |  | New Listing | New Listing | 42948
07 - Plastic and Reconstructive | 07.03 - DENTAL IMPLANTS | 07.03.03 - Endosseous Implant | 07.03.03.06 - Graft Material ≥1.0ml |  | ER379 | 300 |  | Emergo Asia Pacific Pty Ltd | Bicon SynthoGraft Pure Phase Beta-Tricalcium Phosphate, 1-2 g | Bicon SynthoGraft Pure Phase Beta-Tricalcium Phosphate, 1-2 gram, synthetic | 1 and 2 grams, granule size 50-500μm and 500-1000μm | 230860 | August 2017 |  | New Listing | New Listing | 42948
07 - Plastic and Reconstructive | 07.06 - MAMMARY IMPLANTS | 07.06.02 - Gel Filled | 07.06.02.01 - <500cc | Textured | AW019 | 760 |  | Allergan Australia Pty Limited | BRST Round MICROCELL™ Micotextured cohesive gel filled mammary implant | Round-shaped implants with MICROCELL™ microtextured surface, silicone elastomer barrier layer and cohesive silicone gel. Available in three profiles: moderate, high and extra high. | 175 - 700 g | 220900 | August 2017 |  | New Listing | New Listing | 42948
07 - Plastic and Reconstructive | 07.06 - MAMMARY IMPLANTS | 07.06.02 - Gel Filled | 07.06.02.01 - <500cc | Textured | BY011 | 760 |  | SPIRAN PTY. LTD. | Motiva, Matrix Silk Surface PLUS | Sterile Silicone Breast Implants, Motiva Matrix SilkSurface PLUS - Prosthesis, internal, mammary, gel filled | 105cc to 500cc | 282778 | August 2017 |  | New Listing | New Listing | 42948
07 - Plastic and Reconstructive | 07.06 - MAMMARY IMPLANTS | 07.06.02 - Gel Filled | 07.06.02.01 - <500cc | Textured, Pre-shaped | BY012 | 1000 |  | SPIRAN PTY. LTD. | Motiva Ergonomix Implant Matrix, SilkSurface with Qid | Sterile Silicone Breast Implants Motiva Implant Matrix Ergonomix, SilkSurface with Qid - Prosthesis, internal, mammary, gel filled | 105cc to 500cc | 282777 | August 2017 |  | New Listing | New Listing | 42948
07 - Plastic and Reconstructive | 07.06 - MAMMARY IMPLANTS | 07.06.02 - Gel Filled | 07.06.02.01 - <500cc | Textured, Pre-shaped | BY016 | 1000 |  | SPIRAN PTY. LTD. | Motiva, Matrix Silk Surface PLUS with QID | Sterile Silicone Breast Implants Motiva Implant Matrix SilkSurface PLUS with Qid - Prosthesis, internal, mammary,gel filled | 105cc to 500cc | 282776 | August 2017 |  | New Listing | New Listing | 42948
07 - Plastic and Reconstructive | 07.06 - MAMMARY IMPLANTS | 07.06.02 - Gel Filled | 07.06.02.02 - ≥500cc | Textured | BY013 | 760 |  | SPIRAN PTY. LTD. | Motiva, Matrix Silk Surface PLUS | Sterile Silicone Breast Implants, Motiva Matrix, SilkSurface PLUS - prostheses, Internal, Mammary, gel filled | 500cc to 1050cc | 282778 | August 2017 |  | New Listing | New Listing | 42948
07 - Plastic and Reconstructive | 07.06 - MAMMARY IMPLANTS | 07.06.02 - Gel Filled | 07.06.02.02 - ≥500cc | Textured, Pre-shaped | BY014 | 1200 |  | SPIRAN PTY. LTD. | Motiva, Matrix Silk Surface PLUS with QID | Sterile Silicone Breast Implants, Motiva Matrix, SilkSurface PLUS with QID - prostheses, Internal, Mammary, gel filled | 500cc TO 1050cc | 282776 | August 2017 |  | New Listing | New Listing | 42948
07 - Plastic and Reconstructive | 07.06 - MAMMARY IMPLANTS | 07.06.02 - Gel Filled | 07.06.02.02 - ≥500cc | Textured, Pre-shaped | BY015 | 1200 |  | SPIRAN PTY. LTD. | Motiva Ergonomix Implant Matrix, SilkSurface with QID | Sterile Silicone Breast Implants, Motiva Ergonomix Matrix, SilkSurface PLUS with QID - prostheses, Internal, Mammary, gel filled | 500cc TO 775cc | 282777 | August 2017 |  | New Listing | New Listing | 42948
08 - Cardiac | 08.01 - Single Chamber ICDs | 08.01.02 - Features of 8.1.1 plus auto test sensing parameters, auto capture threshold test, lead impedance test, wireless remote analysis |  | a, d | BT192 | 39528 |  | Biotronik Australia Pty Ltd | Intica 7 VR-T | Single Chamber ICD, ventricular capture control, physiological rate adaption, automatic event (IEGM) & trend triggered transmission. Wandless telemetry, Home Monitoring, MRI conditional and AutoDetect, DF-1, IS-1 connector | W x H x D (mm) 65 x 55 x 11, Volume: 33cc, Mass: 82g | 290405 | August 2017 |  | New Listing | New Listing | 42948
08 - Cardiac | 08.01 - Single Chamber ICDs | 08.01.02 - Features of 8.1.1 plus auto test sensing parameters, auto capture threshold test, lead impedance test, wireless remote analysis |  | a, d | BT197 | 39528 |  | Biotronik Australia Pty Ltd | Intica 7 VR-T DX | Single Chamber ICD, ventricular capture control, physiological rate adaption, additional atrial detection (DX),automatic event (IEGM) & trend triggered transmission. Wandless telemetry, Home Monitoring, MRI conditional and AutoDetect, DF-1, IS-1 connector | 65mm x 55mm x 11mm, 33cm3, 82grams | 290406 | August 2017 |  | New Listing | New Listing | 42948
08 - Cardiac | 08.01 - Single Chamber ICDs | 08.01.02 - Features of 8.1.1 plus auto test sensing parameters, auto capture threshold test, lead impedance test, wireless remote analysis |  | a, d | MI255 | 39528 |  | Medtronic Australasia Pty Ltd | VISIA AF XT ICDs/ VISIA AF MRI XT SureScan ICDs | Digital single chamber implantable cardioverter defibrillator. PhysioCurve™ Design, SmartShock™ Technology, OptiVol™ 2.0 Fluid Status Monitoring, Complete Capture Management™ Diagnostic (RVCM), AF Diagnostics including SureScan/ MRI models | 33cm³ 77g | 282960 | August 2017 |  | Expanded from MI203 | Expanded from MI203 | 42948
08 - Cardiac | 08.01 - Single Chamber ICDs | 08.01.02 - Features of 8.1.1 plus auto test sensing parameters, auto capture threshold test, lead impedance test, wireless remote analysis |  | a, d | MI256 | 39528 |  | Medtronic Australasia Pty Ltd | VISIA AF S ICDs/ VISIA AF MRI S SureScan ICDs | Digital single chamber implantable cardioverter defibrillator. PhysioCurve™ Design, SmartShock™ Technology, OptiVol™ 2.0 Fluid Status Monitoring, Complete Capture Management™ Diagnostic (RVCM), AF Diagnostics including SureScan/ MRI models | 33cm³ 77g | 282961 | August 2017 |  | Expanded from MI203 | Expanded from MI203 | 42948
08 - Cardiac | 08.01 - Single Chamber ICDs | 08.01.02 - Features of 8.1.1 plus auto test sensing parameters, auto capture threshold test, lead impedance test, wireless remote analysis |  | a, d, e | BT206 | 40203 |  | Biotronik Australia Pty Ltd | Ilivia 7 VR-T | Single Chamber ICD, ventricular capture control, physiological rate adaption, automatic event (IEGM) & trend triggered transmission. Wandless telemetry, Home Monitoring, MRI Conditional and AutoDetect, DF-4, IS-1 connector | 65mm x 54mm x 11mm, 31cm3, 81grams | 290404 | August 2017 |  | New Listing | New Listing | 42948
08 - Cardiac | 08.01 - Single Chamber ICDs | 08.01.02 - Features of 8.1.1 plus auto test sensing parameters, auto capture threshold test, lead impedance test, wireless remote analysis |  | a, d, e | MI253 | 40203 |  | Medtronic Australasia Pty Ltd | VISIA AF XT MRI ICD | Single Chamber, MRI compatible, Implantable Cardioverter Defibrillator with AF detection and diagnosis, PhysioCurve Design, Optimised Battery Chemistry, Smart Shock Technology 2.0, Optivol 2.0 Fluid Status Monitoring, Complete Capture Management. DF4 | 33cm³ 77g | 280354 | August 2017 |  | Expanded from MI202 | Expanded from MI202 | 42948
08 - Cardiac | 08.01 - Single Chamber ICDs | 08.01.02 - Features of 8.1.1 plus auto test sensing parameters, auto capture threshold test, lead impedance test, wireless remote analysis |  | a, d, e | MI254 | 40203 |  | Medtronic Australasia Pty Ltd | VISIA AF S MRI ICD | Single Chamber, MRI compatible, Implantable Cardioverter Defibrillator with AF detection and diagnosis, PhysioCurve Design, Optimised Battery Chemistry, Smart Shock Technology 2.0, Optivol 2.0 Fluid Status Monitoring, Complete Capture Management. DF4 | 33cm³ 77g | 280355 | August 2017 |  | Expanded from MI202 | Expanded from MI202 | 42948
08 - Cardiac | 08.01 - Single Chamber ICDs | 08.01.02 - Features of 8.1.1 plus auto test sensing parameters, auto capture threshold test, lead impedance test, wireless remote analysis |  | a, d, e | MI257 | 40203 |  | Medtronic Australasia Pty Ltd | Evera MRI XT VR ICD | Single chamber implantable cardioverter defibrillators with SureScan MRI Technology | 33cm³ 77g | 230020 | August 2017 |  | Expanded from MI160 | Expanded from MI160 | 42948
08 - Cardiac | 08.01 - Single Chamber ICDs | 08.01.02 - Features of 8.1.1 plus auto test sensing parameters, auto capture threshold test, lead impedance test, wireless remote analysis |  | a, d, e | MI258 | 40203 |  | Medtronic Australasia Pty Ltd | Evera MRI S VR ICD | Single chamber implantable cardioverter defibrillators with SureScan MRI Technology | 33cm3 77g | 230022 | August 2017 |  | Expanded from MI160 | Expanded from MI160 | 42948
08 - Cardiac | 08.01 - Single Chamber ICDs | 08.01.03 - Single Chamber, Subcutaneous |  |  | BS329 | 38376 |  | Boston Scientific Australia Pty Ltd | Emblem MRI S-ICD Pulse Generator | Subcutaneous Implantable Cardioverter Defibrillator with AF Monitor, SMART Pass and MRI Conditional | 59.5cc: (W) 83.1mm x (H) 69.1mm x (D)12.7mm | 286705 | August 2017 |  | New Listing | New Listing | 42948
08 - Cardiac | 08.02 - Dual Chamber ICDs | 08.02.02 - Features of 8.2.1 plus auto test sensing parameters, auto capture threshold test, lead impedance test, wireless remote analysis |  | a,c,d,e | MI251 | 43092 |  | Medtronic Australasia Pty Ltd | Evera MRI XT DR ICD | Dual chamber implantable cardioverter defibrillator with SureScan MRI Technology | 34cm3 78g | 230019 | August 2017 |  | Expanded from MI158 | Expanded from MI158 | 42948
08 - Cardiac | 08.02 - Dual Chamber ICDs | 08.02.02 - Features of 8.2.1 plus auto test sensing parameters, auto capture threshold test, lead impedance test, wireless remote analysis |  | a,c,d,e | MI252 | 43092 |  | Medtronic Australasia Pty Ltd | Evera MRI S DR ICD | Dual chamber implantable cardioverter defibrillator with SureScan MRI Technology | 34cm3 78g | 230021 | August 2017 |  | Expanded from MI158 | Expanded from MI158 | 42948
08 - Cardiac | 08.02 - Dual Chamber ICDs | 08.02.02 - Features of 8.2.1 plus auto test sensing parameters, auto capture threshold test, lead impedance test, wireless remote analysis |  | a,d | BT208 | 42417 |  | Biotronik Australia Pty Ltd | Intica 7 DR-T | Dual Chamber ICD, ventricular capture control, physiological rate adaption, automatic event (IEGM) & trend triggered transmission. Wandless telemetry, Home Monitoring, MRI conditional and AutoDetect, DF-1, IS-1 connector | 65mm x 55mm x 11mm, 33cm3, 82grams | 290408 | August 2017 |  | New Listing | New Listing | 42948
08 - Cardiac | 08.02 - Dual Chamber ICDs | 08.02.02 - Features of 8.2.1 plus auto test sensing parameters, auto capture threshold test, lead impedance test, wireless remote analysis |  | a,d,e | BT195 | 43092 |  | Biotronik Australia Pty Ltd | Ilivia 7 DR-T | Dual Chamber ICD, ventricular capture control, physiological rate adaption, automatic event (IEGM) & trend triggered transmission. Wandless telemetry, Home Monitoring, MRI conditional and AutoDetect, DF-4, IS-1 connector | 65mm x 56mm x 11mm, 32cm3, 82grams | 290407 | August 2017 |  | New Listing | New Listing | 42948
08 - Cardiac | 08.03 - ICDs with CRT | 08.03.02 - Features of 8.3.1 plus auto test sensing parameters, auto capture threshold test, lead impedance test, wireless remote analysis |  | a,c,d | MI232 | 46800 |  | Medtronic Australasia Pty Ltd | Claria MRI CRT-D SureScan | Digital implantable cardioverter defibrillator with cardiac resynchronisation therapy and SureScanTM technology | 35cm | 281607 | August 2017 |  | New Listing | New Listing | 42948
08 - Cardiac | 08.03 - ICDs with CRT | 08.03.02 - Features of 8.3.1 plus auto test sensing parameters, auto capture threshold test, lead impedance test, wireless remote analysis |  | a,c,d | MI235 | 46800 |  | Medtronic Australasia Pty Ltd | Amplia MRI CRT-D SureScan IS1/DF1 | Digital implantable cardioverter defibrillator with cardiac resynchronization therapy and SureScan™ Technology (DDE-DDDR), DF1 | 35cm3 80g | 281606 | August 2017 |  | New Listing | New Listing | 42948
08 - Cardiac | 08.03 - ICDs with CRT | 08.03.02 - Features of 8.3.1 plus auto test sensing parameters, auto capture threshold test, lead impedance test, wireless remote analysis |  | a,d | BT198 | 46800 |  | Biotronik Australia Pty Ltd | Intica 7 HF-T QP | Triple Chamber ICD, ventricular capture control, physiological rate adaption, automatic event (IEGM) & trend triggered transmission. Wandless telemetry, LV Multipolar pacing, Home Monitoring, MRI conditional and AutoDetect, DF-1,IS-1, IS-4 quadripolar connectors | 65mm x 60.5mm x 11mm, 36cm3, 86grams | 290412 | August 2017 |  | New Listing | New Listing | 42948
08 - Cardiac | 08.03 - ICDs with CRT | 08.03.02 - Features of 8.3.1 plus auto test sensing parameters, auto capture threshold test, lead impedance test, wireless remote analysis |  | a,d | BT202 | 46800 |  | Biotronik Australia Pty Ltd | Intica 7 HF-T | Triple Chamber ICD, ventricular capture control, physiological rate adaption, automatic event (IEGM) & trend triggered transmission. Wandless telemetry, Home Monitoring, MRI conditional and AutoDetect, DF-1, IS-1 connector | 65mm x 58.5mm x 11mm, 34cm3, 83grams | 290411 | August 2017 |  | New Listing | New Listing | 42948
08 - Cardiac | 08.03 - ICDs with CRT | 08.03.02 - Features of 8.3.1 plus auto test sensing parameters, auto capture threshold test, lead impedance test, wireless remote analysis |  | a,d | MI230 | 46800 |  | Medtronic Australasia Pty Ltd | Claria MRI Quad CRT-D SureScan | Digital implantable cardioverter defibrillator with cardiac resynchronization therapy and SureScan™ Technology (DDE-DDDR), DF1 | 36 cm3 82 g | 281608 | August 2017 |  | New Listing | New Listing | 42948
08 - Cardiac | 08.03 - ICDs with CRT | 08.03.02 - Features of 8.3.1 plus auto test sensing parameters, auto capture threshold test, lead impedance test, wireless remote analysis |  | a,d,e | BT196 | 47475 |  | Biotronik Australia Pty Ltd | Ilivia 7 HF-T QP | Triple Chamber ICD, ventricular capture control, physiological rate adaption, automatic event (IEGM) & trend triggered transmission. Wandless telemetry, LV Multipole pacing, Home Monitoring, MRI conditional and AutoDetect, DF-4,IS-1, IS-4 quadripolar connector, | 65mm x 58.5mm x 11mm, 36cm3, 87grams | 290410 | August 2017 |  | New Listing | New Listing | 42948
08 - Cardiac | 08.03 - ICDs with CRT | 08.03.02 - Features of 8.3.1 plus auto test sensing parameters, auto capture threshold test, lead impedance test, wireless remote analysis |  | a,d,e | BT207 | 47475 |  | Biotronik Australia Pty Ltd | Ilivia 7 HF-T | Triple Chamber ICD, ventricular capture control, physiological rate adaption, automatic event (IEGM) & trend triggered transmission. Wandless telemetry, Home Monitoring, MRI conditional and AutoDetect, DF-4, IS-1 connector | 65mm x56mm x 11 mm, 33cm3, 82grams | 290409 | August 2017 |  | New Listing | New Listing | 42948
08 - Cardiac | 08.04 - Single Chamber Pacemakers | 08.04.03 - SSIR with small/compact size, multi-programmability & longevity, & four or more advanced features |  |  | MI223 | 5335 |  | Medtronic Australasia Pty Ltd | Azure S SR MRI SureScan | MR Conditional single chamber pacemaker with SureScan™ technology and Bluetooth® wireless telemetry (OOE-VVIR) | 12.25cm3 22.5g | 292012 | August 2017 |  | New Listing | New Listing | 42948
08 - Cardiac | 08.04 - Single Chamber Pacemakers | 08.04.03 - SSIR with small/compact size, multi-programmability & longevity, & four or more advanced features |  |  | MI228 | 5335 |  | Medtronic Australasia Pty Ltd | Attesta SR MRI SureScan pacemaker | MRI, single chamber rate responsive pacemaker (AAIR/VVIR, AAI/VVI) | 9.7cm3 21.5g | 292416 | August 2017 |  | New Listing | New Listing | 42948
08 - Cardiac | 08.04 - Single Chamber Pacemakers | 08.04.03 - SSIR with small/compact size, multi-programmability & longevity, & four or more advanced features |  |  | MI246 | 5335 |  | Medtronic Australasia Pty Ltd | Azure XT SR MRI SureScan | MR Conditional single chamber pacemaker with SureScan™ technology and Bluetooth® wireless telemetry (OOE-VVIR) | 12.25cm3 22.5g | 292011 | August 2017 |  | New Listing | New Listing | 42948
08 - Cardiac | 08.04 - Single Chamber Pacemakers | 08.04.03 - SSIR with small/compact size, multi-programmability & longevity, & four or more advanced features |  | i | BT203 | 5335 |  | Biotronik Australia Pty Ltd | Edora 8 SR-T | Single Chamber Pacemaker, ventricular capture control, physiological rate adaption, automatic event (IEGM) & trend triggered transmission. Wandless telemetry, Home Monitoring, MRI AutoDect, MRI conditional, IS-1 connector | 48 x 40 x 6.5 mm, 10 cm3 , 20.8 grams | 290550 | August 2017 |  | New Listing | New Listing | 42948
08 - Cardiac | 08.05 - Dual Chamber Pacemakers | 08.05.04 - DDDR with continuous threshold monitoring in atrium + ventricle with ability to adapt pacing outputs accordingly, & with four or more advanced features |  |  | MI222 | 10296 |  | Medtronic Australasia Pty Ltd | Attesta DR MRI SureScan pacemaker | MRI safe, dual chamber rate responsive pacemaker (DDDR) | 12.1cm3 23.6g | 292415 | August 2017 |  | New Listing | New Listing | 42948
08 - Cardiac | 08.05 - Dual Chamber Pacemakers | 08.05.04 - DDDR with continuous threshold monitoring in atrium + ventricle with ability to adapt pacing outputs accordingly, & with four or more advanced features |  |  | MI226 | 10296 |  | Medtronic Australasia Pty Ltd | Attesta L DR MRI SureScan pacemaker | MRI, dual chamber rate responsible pacemaker (DDDR) | 13.1cm3 31.3g | 292417 | August 2017 |  | New Listing | New Listing | 42948
08 - Cardiac | 08.05 - Dual Chamber Pacemakers | 08.05.04 - DDDR with continuous threshold monitoring in atrium + ventricle with ability to adapt pacing outputs accordingly, & with four or more advanced features |  |  | MI233 | 10296 |  | Medtronic Australasia Pty Ltd | Attesta S DR MRI SureScan pacemaker | MRI, dual chamber rate responsive pacemaker (DDDR) | 11.1cm3 23.6g | 291418 | August 2017 |  | New Listing | New Listing | 42948
08 - Cardiac | 08.05 - Dual Chamber Pacemakers | 08.05.04 - DDDR with continuous threshold monitoring in atrium + ventricle with ability to adapt pacing outputs accordingly, & with four or more advanced features |  | g | BT193 | 10602 |  | Biotronik Australia Pty Ltd | Edora 8 DR-T | Dual Chamber Pacemaker, ventricular capture control, physiological rate adaption, automatic event (IEGM) & trend triggered transmission. Wandless telemetry, Home Monitoring, MRI AutoDetect, MRI conditional, IS-1 connector | 48 x 44 x 6.5 mm, 11 cm3, 23.2 grams | 290553 | August 2017 |  | New Listing | New Listing | 42948
08 - Cardiac | 08.05 - Dual Chamber Pacemakers | 08.05.04 - DDDR with continuous threshold monitoring in atrium + ventricle with ability to adapt pacing outputs accordingly, & with four or more advanced features |  | g | MI237 | 10602 |  | Medtronic Australasia Pty Ltd | Azure XT DR MRI SureScan | MR Conditional dual chamber pacemaker with SureScan™ technology and Bluetooth® wireless telemetry | 12.75 cm3 22.5g | 292009 | August 2017 |  | New Listing | New Listing | 42948
08 - Cardiac | 08.05 - Dual Chamber Pacemakers | 08.05.04 - DDDR with continuous threshold monitoring in atrium + ventricle with ability to adapt pacing outputs accordingly, & with four or more advanced features |  | g | MI243 | 10602 |  | Medtronic Australasia Pty Ltd | Azure S DR MRI SureScan | MR Conditional dual chamber pacemaker with SureScan™ technology and Bluetooth® wireless telemetry (OOE-DDDR) | 12.75cm3 22.5g | 292010 | August 2017 |  | New Listing | New Listing | 42948
08 - Cardiac | 08.06 - CRT Pacemakers | 08.06.02 - Features of 8.6.1 plus continuous threshold monitoring in atrium & ventricle with ability to adapt pacing outputs accordingly |  | g | MI231 | 12168 |  | Medtronic Australasia Pty Ltd | Percepta MRI SureScan CRT-P | MR Conditional pacemaker with cardiac resynchronization therapy, SureScan™ technology, and Bluetooth® wireless telemetry (OAE-DDDR) | 20cm3 30g | 291818 | August 2017 |  | New Listing | New Listing | 42948
08 - Cardiac | 08.06 - CRT Pacemakers | 08.06.02 - Features of 8.6.1 plus continuous threshold monitoring in atrium & ventricle with ability to adapt pacing outputs accordingly |  | g | MI236 | 12168 |  | Medtronic Australasia Pty Ltd | Serena Quad MRI SureScan CRT-P | MR Conditional pacemaker with cardiac resynchronisation therapy, SureScan™ technology, and Bluetooth® wireless telemetry (OAE-DDDR) | 20.5cm3 30g | 291821 | August 2017 |  | New Listing | New Listing | 42948
08 - Cardiac | 08.06 - CRT Pacemakers | 08.06.02 - Features of 8.6.1 plus continuous threshold monitoring in atrium & ventricle with ability to adapt pacing outputs accordingly |  | g | MI244 | 12168 |  | Medtronic Australasia Pty Ltd | Serena MRI SureScan CRT-P | MR Conditional pacemaker with cardiac resynchronisation therapy, SureScan™ technology, and Bluetooth® wireless telemetry (OAE-DDDR) | 20cm3 30g | 291820 | August 2017 |  | New Listing | New Listing | 42948
08 - Cardiac | 08.06 - CRT Pacemakers | 08.06.02 - Features of 8.6.1 plus continuous threshold monitoring in atrium & ventricle with ability to adapt pacing outputs accordingly |  | g | MI245 | 12168 |  | Medtronic Australasia Pty Ltd | Percepta Quad MRI SureScan CRT-P | MR Conditional pacemaker with cardiac resynchronisation therapy, SureScan™ technology, and Bluetooth® wireless telemetry (OAE-DDDR) | 20.5cm3 30g | 291819 | August 2017 |  | New Listing | New Listing | 42948
08 - Cardiac | 08.06 - CRT Pacemakers | 08.06.02 - Features of 8.6.1 plus continuous threshold monitoring in atrium & ventricle with ability to adapt pacing outputs accordingly |  | i | BT191 | 12168 |  | Biotronik Australia Pty Ltd | Edora 8 HF-T | Triple Chamber CRT Pacemaker, capture management all chambers, physiological rate adaption, atrial overdrive pacing, event triggered IEMG transmission, Wandless telemetry, Home Monitoring, MRI AutoDetect, MRI conditional, IS-1 connector | 53 x 52 x 6.5 mm, 14 cm3, 26.9 grams | 290556 | August 2017 |  | New Listing | New Listing | 42948
08 - Cardiac | 08.06 - CRT Pacemakers | 08.06.02 - Features of 8.6.1 plus continuous threshold monitoring in atrium & ventricle with ability to adapt pacing outputs accordingly |  | i | BT199 | 12168 |  | Biotronik Australia Pty Ltd | Edora 8 HF-T QP | Triple Chamber CRT-Pacemaker, capture management all chambers, physiological rate adaption, quadripolar LV pacing, atrial overdrive pacing, event triggered IEMG transmission, Wandless telemetry, Home Monitoring, MRI AutoDetect, MRI conditional, IS-4 IS-1 connectors | 53 x 53 x 6.5 mm, 15cm3, 31.2 grams | 290558 | August 2017 |  | New Listing | New Listing | 42948
08 - Cardiac | 08.07 - ICD Leads | 08.07.06 - Transvenous/Steroid/Active |  |  | BT194 | 8100 |  | Biotronik Australia Pty Ltd | Protego DF-1 ProMRI SD | Dual-shock coil ICD lead with active fixation helix and hydrophilic coating on lead body. MRI conditional use | LENGTHS: 65, 75CM; Diameter: 7.8Fr | 286224 | August 2017 |  | New Listing | New Listing | 42948
08 - Cardiac | 08.07 - ICD Leads | 08.07.06 - Transvenous/Steroid/Active |  |  | BT200 | 8100 |  | Biotronik Australia Pty Ltd | Protego DF-1 ProMRI S DX | Pentapolar, single-coil ICD lead with floating atrial dipole. Permanent, transvenous implantation in the right ventricle. MRI conditional use | Length: 65cm. Distance of dipole from tip: 15cm or 17cm | 286225 | August 2017 |  | New Listing | New Listing | 42948
08 - Cardiac | 08.07 - ICD Leads | 08.07.06 - Transvenous/Steroid/Active |  |  | BT201 | 8100 |  | Biotronik Australia Pty Ltd | Protego DF-1 ProMRI S | Single shock coil ICD lead with active fixation, fractal coating and steroid elution. Coated in SilGlide coating for improved gliding. MRI condional use | Lengths: 65cm, 75cm | 286223 | August 2017 |  | New Listing | New Listing | 42948
08 - Cardiac | 08.07 - ICD Leads | 08.07.06 - Transvenous/Steroid/Active |  | e | BT205 | 8100 |  | Biotronik Australia Pty Ltd | Protego ProMRI S | Tripolar ICD lead with active fixation. MRI Conditional | Length: 65cm, 75cm | 286222 | August 2017 |  | New Listing | New Listing | 42948
08 - Cardiac | 08.09 - Pacemaker/ICD Adaptors | 08.09.01 - Pacemaker/ICD Adaptors |  |  | SJ393 | 450 |  | St Jude Medical Australia Pty Ltd | Lead Adaptor Kit | Lead adaptors/extender for ICD/Pacemakers | one size per model | 131928, 160470 | August 2017 |  | New Listing | New Listing | 42948
08 - Cardiac | 08.11 - Pacemaker/Lead Accessories | 08.11.01 - Pacemaker/Lead Accessories |  |  | SJ391 | 72 |  | St Jude Medical Australia Pty Ltd | Pacemaker port safety plug | Plug that seals unused IS-1, DF-1 and DF- 4 port | one size per model | 124950, 200956 | August 2017 |  | New Listing | New Listing | 42948
08 - Cardiac | 08.11 - Pacemaker/Lead Accessories | 08.11.01 - Pacemaker/Lead Accessories |  |  | SJ392 | 72 |  | St Jude Medical Australia Pty Ltd | Lead Cap Kit | Caps used to protect lead terminal connector pin | one size only | 124950 | August 2017 |  | New Listing | New Listing | 42948
08 - Cardiac | 08.12 - Coronary Stents | 08.12.01 - Drug Eluting | 08.12.01.01 - General Purpose |  | TU064 | 3105 |  | Terumo Australia | Ultimaster Sirolimus Eluting Coronary Stent System | The Ultimaster Sirolimus Eluting Coronary Stent System is a device/drug combination comprised of a Co-Cr stent (Kaname) coated with sirolimus in a matrix of poly(D,L-Lactide-co-Caprolactone), mounted on a balloon delivery catheter | length 9-38mm; diameter 2.25-4.0mm | 288132 | August 2017 |  | New Listing | New Listing | 42948
08 - Cardiac | 08.14 - Implantable Cardiac Event Recorders | 08.14.01 - Implantable Cardiac Event Recorders |  | i | SJ390 | 3900 |  | St Jude Medical Australia Pty Ltd | Confirm RX | Insertable Cardiac Monitor | 5cm X 0.95cm X 0.33cm | 292930 | August 2017 |  | New Listing | New Listing | 42948
08 - Cardiac | 08.15 - Stents For Treatment Of Coarctation Of The Aorta | 08.15.01 - Uncovered |  |  | LH579 | 1620 |  | Lifehealthcare Pty Ltd | CP Stent | CP Stent Uncovered | 16,22,28,34,39,&45mm length | 121892 | August 2017 |  | Transferred from MY004 | Transferred from MY004 | 42948
08 - Cardiac | 08.15 - Stents For Treatment Of Coarctation Of The Aorta | 08.15.01 - Uncovered |  |  | LH581 | 1620 |  | Lifehealthcare Pty Ltd | CP Stent | CP Stent Uncovered, mounted on BIB balloon | 16,22,28,34,39,&45mm length | 121892 | August 2017 |  | Transferred from MY006 | Transferred from MY006 | 42948
08 - Cardiac | 08.15 - Stents For Treatment Of Coarctation Of The Aorta | 08.15.01 - Uncovered |  |  | PY046 | 1620 |  | Pyramed Pty Limited | AndraStent | High radial force Cobalt Chromium bare metal stent. | Diameter: 6 to 32mm Length: 13 to 57mm | 228312 | August 2017 |  | New Listing | New Listing | 42948
08 - Cardiac | 08.15 - Stents For Treatment Of Coarctation Of The Aorta | 08.15.02 - Covered |  |  | LH580 | 2700 |  | Lifehealthcare Pty Ltd | CP Stent | CP Stent Covered | 16,22,28,34,39,&45mm length | 121892 | August 2017 |  | Transferred from MY005 | Transferred from MY005 | 42948
08 - Cardiac | 08.15 - Stents For Treatment Of Coarctation Of The Aorta | 08.15.02 - Covered |  |  | LH582 | 2700 |  | Lifehealthcare Pty Ltd | CP Stent | CP Stent Covered, mounted on BIB balloon | 16,22,28,34,39,&45mm length | 121892 | August 2017 |  | Transferred from MY007 | Transferred from MY007 | 42948
09 - Cardiothoracic | 09.11 - Implant Ventricular Assist System | 09.11.02 - External Components | 09.11.02.03 - Battery Set | No Suffix | MI221 | 2500 |  | Medtronic Australasia Pty Ltd | HeartWare ® Battery Charger | HeartWare ® Battery Charger | one size | 277518 | August 2017 |  | New Listing | New Listing | 42948
09 - Cardiothoracic | 09.11 - Implant Ventricular Assist System | 09.11.02 - External Components | 09.11.02.03 - Battery Set | No Suffix | MI234 | 2500 |  | Medtronic Australasia Pty Ltd | HeartWare ® Battery | HeartWare ® Battery | one size | 277233 | August 2017 |  | New Listing | New Listing | 42948
09 - Cardiothoracic | 09.11 - Implant Ventricular Assist System | 09.11.03 - Patient Mobility Accessories | 09.11.03.02 - Modular Belt | No Suffix | MI224 | 345 |  | Medtronic Australasia Pty Ltd | HeartWare ® Shoulder pack | HeartWare ® Shoulder pack | one size | 277524 | August 2017 |  | New Listing | New Listing | 42948
09 - Cardiothoracic | 09.11 - Implant Ventricular Assist System | 09.11.03 - Patient Mobility Accessories | 09.11.03.02 - Modular Belt | No Suffix | MI239 | 345 |  | Medtronic Australasia Pty Ltd | HeartWare ® Waist Pack | HeartWare ® Waist Pack | one size | 277523 | August 2017 |  | New Listing | New Listing | 42948
09 - Cardiothoracic | 09.11 - Implant Ventricular Assist System | 09.11.03 - Patient Mobility Accessories | 09.11.03.03 - Shower Bag | No Suffix | MI220 | 450 |  | Medtronic Australasia Pty Ltd | HeartWare ® Shower bag | HeartWare ® Shower bag | one size | 277522 | August 2017 |  | New Listing | New Listing | 42948
10 - Vascular | 10.01 - Vascular Stents | 10.01.01 - Bare Metal Stents | 10.01.01.01 - Balloon Expandable |  | AY046 | 1800 |  | Abbott Australasia Pty Ltd | Omnilink Elite Vascular Balloon-Expandable Stent System | Omnilink Elite Vascular Balloon-Expandable Stent System is a balloon- expandable stent system indicated for the treatment of atherosclerotic iliac artery lesions with reference vessel diameters of ≥ 5.0 mm and ≤ 11.0 mm, and lesion lengths up to 50 mm. | 6.0mm x (12,16,19,29,39,59)mm x 80cm 7.0mm x (12,16,19,29,39,59)mm x 80cm 8.0mm x (19,29,39,59)mm x 80cm 9.0mm x (19,29,39,59)mm x 80cm 10.0mm x (19,29,39,59)mm x 80cm 6.0mm x (12, 16,19,29,39,59)mm x 135cm 7.0mm x (12, 16,19,29,39,59)mm x 135cm 8.0mm x (19,29,39,59)mm x 135cm 9.0mm x (19,29,39,59)mm x 135cm 10.0mm x (19,29,39,59)mm x 135cm | 269609 | August 2017 |  | New Listing | New Listing | 42948
10 - Vascular | 10.01 - Vascular Stents | 10.01.01 - Bare Metal Stents | 10.01.01.02 - Self Expandable, <150mm |  | CB020 | 1800 |  | Culpan Medical Pty | CASPER Carotid Artery Stent System | Self-expanding nickel titanium (nitinol) stent implant | Outer Diameter 5-10mm Overall Length 25 - 47mm Layer Length 25 - 47mm | 285016 | August 2017 |  | New Listing | New Listing | 42948
10 - Vascular | 10.01 - Vascular Stents | 10.01.01 - Bare Metal Stents | 10.01.01.02 - Self Expandable, <150mm |  | GT289 | 1800 |  | W L Gore & Associates | GORE® TIGRIS® Vascular Stent with CARMEDA® BioActive Surface (CBAS® Surface) | The GORE® Tigris Vascular Stent is a flexible, self-expanding endoluminal stent consisting of a nitinol (NiTi = Nickel:Titanium) stent and an external fluoropolymer lattice extending along its entire length (Figure 1). The lumen of the GORE® Tigris Vascular Stent is coated with the CARMEDA® BioActive Surface (CBAS® Surface) consisting of a stable, covalently bonded reduced molecular weight heparin of porcine origin. The stent is compressed and attached to a tri-axial delivery catheter (Figure 2). The central catheter lumen is used for flushing and guidewire introduction. The delivery catheter handle assembly has one port for flushing and guidewire insertion. To facilitate accurate stent placement, two radiopaque metallic bands are attached to the catheter shaft, marking the ends of the compressed stent. GORE® Tigris Vascular Stent is supplied STERILE. The GORE® Tigris Vascular Stent should not be resterilized. | Diameters 5, 6, 7, & 8mm Lengths 3cm, 4cm, 6cm, 8cm and 10cm | 286244 | August 2017 |  | New Listing | New Listing | 42948
10 - Vascular | 10.01 - Vascular Stents | 10.01.01 - Bare Metal Stents | 10.01.01.02 - Self Expandable, <150mm |  | MI225 | 1800 |  | Medtronic Australasia Pty Ltd | Protege GPS Peripheral and Carotid Stents | Protege RX Peripheral Stent Protege RX Carotid Stent | Diameter 6mm - 10mm Length 20mm - <150mm | 124534 | August 2017 |  | New Listing | New Listing | 42948
10 - Vascular | 10.02 - Stent Grafts | 10.02.02 - Tube (Abdominal Aorta) |  |  | ZZ032 | 4850 |  | AA-Med Pty Ltd | VELA Proximal Endograft System | Proximal Endograft System for Abdominal Aortic Aneurysm | Proximal Diameter: 22mm-34mm Distal Diameter: 22mm-34mm Length: 55mm-120mm | 289061, 289062 | August 2017 |  | New Listing | New Listing | 42948
10 - Vascular | 10.02 - Stent Grafts | 10.02.04 - Bifurcated | 10.02.04.01 - Body and 2 limbs |  | ZZ035 | 12405 |  | AA-Med Pty Ltd | AFX2 Endovascular AAA System - Bifurcated Graft | Implantable stent graft constructed of cobalt chromium with a ePTFE cover with delivery system | Aortic main body diameter (22-28mm) x Length (50-120mm); Iliac Limb Diameter (13-20mm) x Length (30-55mm) | 283665 | August 2017 |  | New Listing | New Listing | 42948
10 - Vascular | 10.02 - Stent Grafts | 10.02.04 - Bifurcated | 10.02.04.01 - Body and 2 limbs |  | ZZ043 | 12405 |  | AA-Med Pty Ltd | Ovation Prime Abdominal Stent Graft System | Bifurcated Aortic System, PTFE graft, nitinol stent and markers | 20, 23 26, 29 and 34 mm | 216715 | August 2017 |  | Transferred from ER191 | Transferred from ER191 | 42948
10 - Vascular | 10.02 - Stent Grafts | 10.02.08 - Accessory Component (Other including iliac limb and extension) |  |  | ZZ041 | 3308 |  | AA-Med Pty Ltd | Ovation Prime Abdominal Stent Graft System - "Iliac Extension" | Ovation Prime Abdominal Stent Graft System - "Iliac Extension" | Diameter: 10mm, 12mm, 14mm, 16mm, 18mm, 22mm Length: 45mm | 216665 | August 2017 |  | Transferred from ER193 | Transferred from ER193 | 42948
10 - Vascular | 10.02 - Stent Grafts | 10.02.08 - Accessory Component (Other including iliac limb and extension) |  |  | ZZ042 | 3308 |  | AA-Med Pty Ltd | Ovation Prime Abdominal Stent Graft System - "Iliac Limb" | Ovation Prime Abdominal Stent Graft System - "Iliac Limb" | Diameter: 10mm, 12mm, 14mm, 16mm, 18mm, 22mm Length: 80-140mm | 216705 | August 2017 |  | Transferred from ER192 | Transferred from ER192 | 42948
10 - Vascular | 10.02 - Stent Grafts | 10.02.08 - Accessory Component (Other including iliac limb and extension) |  | Sealant | ZZ040 | 680 |  | AA-Med Pty Ltd | Ovation Prime Abdominal Stent Graft System - Fill Polymer Kit | Ovation Prime Abdominal Stent Graft System - Fill Polymer Kit | N/A | 219803 | August 2017 |  | Transferred from ER194 | Transferred from ER194 | 42948
10 - Vascular | 10.02 - Stent Grafts | 10.02.10 - Tube, Peripheral, Balloon Expandable | 10.02.10.02 - >12mm diameter |  | PY045 | 5695 |  | Pyramed Pty Limited | BeGraft Aortic Stent Graft System | Aortic Stent Graft System | Expanded Diameter: 12mm to 30mm Stent Length: 19mm to 59mm Catheter Length: 75cm and 120cm | 286040 | August 2017 |  | New Listing | New Listing | 42948
10 - Vascular | 10.08 - Occlusion Devices | 10.08.03 - Polymer | 10.08.03.01 - 0.5ml |  | OW003 | 320 |  | MERIT MEDICAL AUSTRALIA PTY LTD | Embospheres | - | .5ml per implant | 144426 | August 2017 |  | Transferred from ET008 | Transferred from ET008 | 42948
10 - Vascular | 10.08 - Occlusion Devices | 10.08.03 - Polymer | 10.08.03.02 - 1ml |  | OW002 | 420 |  | MERIT MEDICAL AUSTRALIA PTY LTD | Embospheres | - | 1ml per implant | 144426 | August 2017 |  | Transferred from ET007 | Transferred from ET007 | 42948
10 - Vascular | 10.08 - Occlusion Devices | 10.08.04 - Complex Occlusion Devices, including detachable balloon, sphere or umbrella |  |  | IZ002 | 1900 |  | Inovanz (PTY) LTD | EOS Endoluminal Occlusion System | EOS is made of self-expandable Nitinol flat wire, serving as a supportive scaffold with significant radial strength, covered by impermeable ePTFE membrane for achievement of immediate occlusion of a peripheral vessel. This implant is pre-loaded on a delivery catheter with 2 deployment handles. This System will be inserted through a standard guide catheter (not included) up to the targeted segment. | 3 to 5 mm of vessel diameter (6.1 mm diameter unconstrained) 4.5 to 8 mm of vessel diameter (9.1 mm diameter unconstrained) 7.5 to 11 mm of vessel diameter (12.2 mm diameter unconstrained) | 229075 | August 2017 |  | New Listing | New Listing | 42948
10 - Vascular | 10.08 - Occlusion Devices | 10.08.05 - Liquid |  |  | PY047 | 2300 |  | Pyramed Pty Limited | SQUIDPERI | Squidperi is a non-adhesive liquid embolic agent for the embolization of peripheral Arteriovenous Malformations (AVMs). | 12, 12LD, 18, 18LD formulations | 281945 | August 2017 |  | New Listing | New Listing | 42948
10 - Vascular | 10.09 - Long Term Vascular Access Devices | 10.09.01 - Percutaneous Catheters, Single Lumen |  | pi (power injection) | MS067 | 165 |  | Medical Specialties Australasia Pty Ltd | POWERWAND | Single Lumen, Percutaneous Catheter, Power Injectable | 3Fr - 5Fr 6cm - 10cm | 283998 | August 2017 |  | New Listing | New Listing | 42948
10 - Vascular | 10.09 - Long Term Vascular Access Devices | 10.09.03 - Percutaneous Catheters, Multiple Lumen for Haemodialysis |  |  | MI229 | 127 |  | Medtronic Australasia Pty Ltd | Mahurkar Elite Triple Lumen Catheter Kit | Triple Lumen Catheter Straight/Curved/Pre-Curved Exten. | 12Fr, 12.5Fr; 13-30 cm | 180135 | August 2017 |  | New Listing | New Listing | 42948
10 - Vascular | 10.09 - Long Term Vascular Access Devices | 10.09.03 - Percutaneous Catheters, Multiple Lumen for Haemodialysis |  |  | MI241 | 127 |  | Medtronic Australasia Pty Ltd | Mahurkar Elite Subclavian Dual Lumen Catheter Kit | Acute haemodialysus, short term vascular access. Catheters constructed of radiopaque polyurethane. Tips are made of polyvinyl chloride and are more radiopaque than the rest of the catheter. | 10 Fr-12Fr, 13cm-30 cm, Straight/Curved/PreCurved Exten. | 180135 | August 2017 |  | New Listing | New Listing | 42948
10 - Vascular | 10.09 - Long Term Vascular Access Devices | 10.09.03 - Percutaneous Catheters, Multiple Lumen for Haemodialysis |  |  | MI242 | 127 |  | Medtronic Australasia Pty Ltd | Mahurkar Elite High Flow Dual Lumen Catheter Kit | Mahurkar Elite High Flow Dual Lumen Catheter Kit | 13.5 Fr, 13cm-30cm, Straight/Curved/PreCurved Exten. | 180135 | August 2017 |  | New Listing | New Listing | 42948
10 - Vascular | 10.09 - Long Term Vascular Access Devices | 10.09.03 - Percutaneous Catheters, Multiple Lumen for Haemodialysis |  | cu (cuffed) | MI238 | 330 |  | Medtronic Australasia Pty Ltd | Palindrome Precision | Haemodialysis catheter | 14 Fr-16 Fr. 19-55cm (implant length) with 19-72cm overall length with side slots, symmetric tip | 270192, 270194 | August 2017 |  | New Listing | New Listing | 42948
10 - Vascular | 10.09 - Long Term Vascular Access Devices | 10.09.03 - Percutaneous Catheters, Multiple Lumen for Haemodialysis |  | cu (cuffed) | TX054 | 330 |  | Teleflex Medical Australia | Arrow-Clark(TM) VectorFlow(TM) Chronic Haemodialysis Catheter | The Arrow-Clark VectorFlow Catheter is indicated for use in attaining long-term vascular access for hemodialysis and apheresis. | 15Fr x 19cm, 15Fr x 23cm, 15Fr x 27cm, 15Fr x 31cm, 15Fr x 42cm, 15Fr x 55cm, | 289583, 289730 | August 2017 |  | New Listing | New Listing | 42948
10 - Vascular | 10.09 - Long Term Vascular Access Devices | 10.09.04 - Infuser Ports, Single Chamber |  | pi (power injection) | BB366 | 630 |  | B Braun Australia Pty Ltd | Celsite Safety Venous Access Port | Celsite Safety is a venous access port that is implanted and is intended to be used for any condition that requires mid to long-term intermittent or continuous central venous infusions. | Standard: 33 x 26mm x 13.7mm: Septum 13.0mm Small: 29 x 22mm x 11.3mm: Septum 10.8mm | 285508, 286710 | August 2017 |  | New Listing | New Listing | 42948
11 - Hip | 11.01 - FEMORAL COMPONENTS - PRIMARY AND REVISION | 11.01.04 - Uncemented, HA Coated | 11.01.04.04 - Plasma |  | TZ015 | 4625 |  | The Trustee for Adler Ortho Unit Trust | Corae | Uncemented Femoral Hip Stem with HA Coating | 9 to 18 with Standard and Offset stems | 216269 | August 2017 |  | Transferred from OO176 | Transferred from OO176 | 42948
11 - Hip | 11.01 - FEMORAL COMPONENTS - PRIMARY AND REVISION | 11.01.07 - Uncemented, Modular | 11.01.07.05 - Unpolished and Polished | Body, Tumour | HW600 | 4764 |  | Stryker Australia Pty Ltd | METS Smooth Trochanter | Titanium, uncoated | small and standard | 276356 | August 2017 |  | Transferred from CR123 | Transferred from CR123 | 42948
11 - Hip | 11.01 - FEMORAL COMPONENTS - PRIMARY AND REVISION | 11.01.07 - Uncemented, Modular | 11.01.07.05 - Unpolished and Polished | Spacer, Tumour | HW605 | 3958 |  | Stryker Australia Pty Ltd | METS Principal Shaft | Titanium shaft | 45mm-150mm | 246516 | August 2017 |  | Transferred from CR129 | Transferred from CR129 | 42948
11 - Hip | 11.01 - FEMORAL COMPONENTS - PRIMARY AND REVISION | 11.01.07 - Uncemented, Modular | 11.01.07.05 - Unpolished and Polished | Stem, Tumour | HW604 | 3958 |  | Stryker Australia Pty Ltd | METS Total Femoral Link Component | Curved titanium link shaft | 165mm, 225mm | 259943 | August 2017 |  | Transferred from CR128 | Transferred from CR128 | 42948
11 - Hip | 11.01 - FEMORAL COMPONENTS - PRIMARY AND REVISION | 11.01.08 - Uncemented, Modular, HA Coated | 11.01.08.05 - Unpolished and Polished | Body, Tumour | HW601 | 4181 |  | Stryker Australia Pty Ltd | METS Spiked Trochanter | Titanium, HA coated | Small and Standard | 276557 | August 2017 |  | Transferred from CR124 | Transferred from CR124 | 42948
11 - Hip | 11.01 - FEMORAL COMPONENTS - PRIMARY AND REVISION | 11.01.08 - Uncemented, Modular, HA Coated | 11.01.08.05 - Unpolished and Polished | Stem, Tumour | HW610 | 4551 |  | Stryker Australia Pty Ltd | METS stippled Integral Shaft and Stem | Titanium, HA coated, shaft and stem with round or oval collar | L=15,30mm; D=27,30mm (round); D=30x38,36x44mm (oval) | 278138 | August 2017 |  | Transferred from CR139 | Transferred from CR139 | 42948
11 - Hip | 11.01 - FEMORAL COMPONENTS - PRIMARY AND REVISION | 11.01.14 - Femoral Neck |  |  | TZ004 | 1135 |  | The Trustee for Adler Ortho Unit Trust | Modula SC Neck | The complete series of Modula SC necks, all patented, consists of 15 sizes. | OX, OY, OZ, OA, OB, OC, 9X, 9Y, 9Z, 9A, 9B, 9C, 9AA, 9BB, 9CC | 230602 | August 2017 |  | Transferred from OO072 | Transferred from OO072 | 42948
11 - Hip | 11.01 - FEMORAL COMPONENTS - PRIMARY AND REVISION | 11.01.14 - Femoral Neck |  |  | TZ014 | 1135 |  | The Trustee for Adler Ortho Unit Trust | S.F Modula Neck | S.F Modula Neck. Titanium for use with Adler Modular Hip Stems | OX, OY, OZ, OA, OB, OC, 9X, 9Y, 9Z, 9A, 9B, 9C, 9AA, 9BB, 9CC | 289075 | August 2017 |  | Transferred from OO175 | Transferred from OO175 | 42948
11 - Hip | 11.02 - FEMORAL HEADS | 11.02.01 - Conventional Femoral Heads, ≤32mm | 11.02.01.05 - Ceramic Mix |  | CR257 | 1942 |  | Corin Australia Pty Ltd | Meije Duo Femoral Head Delta Ceramic <32 | Femoral Head Ceramic | Short, Med, Long, Extra Long, 22.2mm or 32mm | 207890 | August 2017 |  | Transferred from TO084 | Transferred from TO084 | 42948
11 - Hip | 11.02 - FEMORAL HEADS | 11.02.01 - Conventional Femoral Heads, ≤32mm | 11.02.01.05 - Ceramic Mix |  | TZ002 | 1942 |  | The Trustee for Adler Ortho Unit Trust | Adler Ceramic Head <32 | Ceramic Femoral Heads for Adler Stems. Biolox Forte and Delta. 28,32mmOD | Short, Medium, Long in 28 and 32mm | 206143 | August 2017 |  | Transferred from OO067 | Transferred from OO067 | 42948
11 - Hip | 11.02 - FEMORAL HEADS | 11.02.02 - Conventional Femoral Heads, >32mm | 11.02.02.05 - Ceramic Mix |  | TZ003 | 2128 |  | The Trustee for Adler Ortho Unit Trust | Adler Ceramic Head >32 | Biolux delta ceramic head | Short, Medium, Long; in 36mm and 48mm | 198375, 206143 | August 2017 |  | Transferred from OO071 | Transferred from OO071 | 42948
11 - Hip | 11.03 - ACETABULAR COMPONENTS | 11.03.02 - Shells, Uncemented | 11.03.02.02 - Beaded | SCP | SL084 | 2690 |  | Smith & Nephew Pty Ltd | Reflection | Acetabular cup, 3-Hole, Beaded, Titanium Alloy | 40-68 mm | 223821, 223823, 247733 | August 2017 |  | Expanded from SN285 | Expanded from SN285 | 42948
11 - Hip | 11.03 - ACETABULAR COMPONENTS | 11.03.02 - Shells, Uncemented | 11.03.02.02 - Beaded | SCP | SL085 | 2690 |  | Smith & Nephew Pty Ltd | Reflection | Acetabular Cup, Spiked, Beaded, Titanium Alloy | 40-68 mm | 218205 | August 2017 |  | Expanded from SN285 | Expanded from SN285 | 42948
11 - Hip | 11.03 - ACETABULAR COMPONENTS | 11.03.02 - Shells, Uncemented | 11.03.02.05 - Porous Metal |  | TZ005 | 3099 |  | The Trustee for Adler Ortho Unit Trust | Fixa Ti-Por Cup | Porous Matrix Titanium, Screw Holes with Plugs, Hemispherical Acetabular Cup | 44-66mm | 207934 | August 2017 |  | Transferred from OO073 | Transferred from OO073 | 42948
11 - Hip | 11.03 - ACETABULAR COMPONENTS | 11.03.04 - Insert/Liner | 11.03.04.02 - Modified polyethylene |  | TZ007 | 1073 |  | The Trustee for Adler Ortho Unit Trust | Adler PE Acetabular Liners | XLPE Liners - for Fixa Cups | Neutral, 15 degree, in 22,28,32,36mm ID | 208840 | August 2017 |  | Transferred from OO077 | Transferred from OO077 | 42948
11 - Hip | 11.03 - ACETABULAR COMPONENTS | 11.03.04 - Insert/Liner | 11.03.04.03 - Ceramic |  | TZ008 | 2368 |  | The Trustee for Adler Ortho Unit Trust | Adler Ceramic Acetabular Liners | Ceramic Liners - for Fixa Cups | Delta, 28,32,36 & 40 mm ID | 206130 | August 2017 |  | Transferred from OO078 | Transferred from OO078 | 42948
11 - Hip | 11.03 - ACETABULAR COMPONENTS | 11.03.08 - Acetabular Reconstruction Devices | 11.03.08.01 - Shell | Tumour | HW586 | 9204 |  | Stryker Australia Pty Ltd | METS Coned Hemi-Pelvis Shell | METS Coned Hemi-Pelvis Shell | Diameters: 9,10,12,16 | 277434 | August 2017 |  | New Listing | New Listing | 42948
11 - Hip | 11.04 - ACCESSORIES | 11.04.03 - Bone Screw |  |  | HW603 | 127 |  | Stryker Australia Pty Ltd | METS Trochanter Screw | Titanium | Short, Medium, Long | 246513 | August 2017 |  | Transferred from CR126 | Transferred from CR126 | 42948
11 - Hip | 11.04 - ACCESSORIES | 11.04.03 - Bone Screw |  |  | TZ006 | 127 |  | The Trustee for Adler Ortho Unit Trust | Adler Bone Screw | Bone Screw for Acetabular Cup | 6.5 and 8.5mm Diameter. 15-65mm Length. | 237073 | August 2017 |  | Transferred from OO074 | Transferred from OO074 | 42948
11 - Hip | 11.04 - ACCESSORIES | 11.04.13 - Pin |  |  | HW588 | 167 |  | Stryker Australia Pty Ltd | Steinmann Pins | Titanium Steinmann Pins | Ø5mm x 300mm | 246513 | August 2017 |  | New Listing | New Listing | 42948
11 - Hip | 11.04 - ACCESSORIES | 11.04.18 - Screw |  |  | HW587 | 185 |  | Stryker Australia Pty Ltd | Bone Screws | Titanium Bone Screws | Ø4.5mm 50mm & 80mm | 246513 | August 2017 |  | New Listing | New Listing | 42948
11 - Hip | 11.04 - ACCESSORIES | 11.04.22 - Trochanter Plate |  |  | HW602 | 426 |  | Stryker Australia Pty Ltd | METS Trochanter plate | Titanium with plasma spray of titanium and HA | One size | 246512 | August 2017 |  | Transferred from CR125 | Transferred from CR125 | 42948
12 - Knee | 12.01 - FEMORAL COMPONENT: TOTAL KNEE ARTHROPLASTY | 12.01.01 - Cemented, Alloy | 12.01.01.01 - Minimally Stabilised |  | CR249 | 3052 |  | Corin Australia Pty Ltd | Unity Knee - Cruciate Retaining Femur Cemented | Femoral Component Cemented - Cruciate Retaining | Size 1 – 9, Left and Right | 223554 | August 2017 |  | New Listing | New Listing | 42948
12 - Knee | 12.01 - FEMORAL COMPONENT: TOTAL KNEE ARTHROPLASTY | 12.01.01 - Cemented, Alloy | 12.01.01.01 - Minimally Stabilised |  | ER465 | 3052 |  | Emergo Asia Pacific Pty Ltd | Europ standard cemented condyle | Knee cemented condyle | 1 to 6, right and left | 286030 | August 2017 |  | Duplicated from EU013 | Duplicated from EU013 | 42948
12 - Knee | 12.01 - FEMORAL COMPONENT: TOTAL KNEE ARTHROPLASTY | 12.01.01 - Cemented, Alloy | 12.01.01.01 - Minimally Stabilised |  | OH553 | 3052 |  | Orthotech Pty Ltd | Trekking Knee System, Femoral Component - CR | Femoral Component - CR | Shape: Left and Right Width (mm): 59 - 79 Width (mm): Depth 53-73 Size: T1L - T5L Size: T1R - T5R | 287516 | August 2017 |  | Expanded from OH427 | Expanded from OH427 | 42948
12 - Knee | 12.01 - FEMORAL COMPONENT: TOTAL KNEE ARTHROPLASTY | 12.01.01 - Cemented, Alloy | 12.01.01.01 - Minimally Stabilised |  | TZ009 | 3052 |  | The Trustee for Adler Ortho Unit Trust | Genus Knee System - Genus Cemented Femoral Component | Femoral Component for Total Knee Arthroplasty | 1-7 right, 1-7 left | 232056 | August 2017 |  | Transferred from OO150 | Transferred from OO150 | 42948
12 - Knee | 12.01 - FEMORAL COMPONENT: TOTAL KNEE ARTHROPLASTY | 12.01.01 - Cemented, Alloy | 12.01.01.02 - Posterior Stabilised |  | OH552 | 3145 |  | Orthotech Pty Ltd | Trekking Knee System, Femoral Component - PS | Femoral Component - PS | Size: T1R - T5R Size: T1L - T5L Width (mm): 59 - 79 Width (mm) Depth 53-73 Shape: Left and Right | 287517 | August 2017 |  | Expanded from OH427 | Expanded from OH427 | 42948
12 - Knee | 12.01 - FEMORAL COMPONENT: TOTAL KNEE ARTHROPLASTY | 12.01.04 - Uncemented, Alloy | 12.01.04.01 - Minimally Stabilised |  | BV042 | 3422 |  | MICROPORT ORTHOPEDICS PTY LIMITED | Evolution Medial Pivot Knee System | Uncemented, beaded, non HA, CoCr, usually used with a anterior lipped insert | 1, 2, 3, 4, 5, 6 | 290173 | August 2017 |  | New Listing | New Listing | 42948
12 - Knee | 12.01 - FEMORAL COMPONENT: TOTAL KNEE ARTHROPLASTY | 12.01.04 - Uncemented, Alloy | 12.01.04.01 - Minimally Stabilised |  | ER467 | 3422 |  | Emergo Asia Pacific Pty Ltd | Europ Standard Uncemented Condyle | Knee Uncemented Condyle | 1 to 6, right and left | 286031 | August 2017 |  | Duplicated from EU015 | Duplicated from EU015 | 42948
12 - Knee | 12.01 - FEMORAL COMPONENT: TOTAL KNEE ARTHROPLASTY | 12.01.05 - Uncemented, Alloy, HA Coating | 12.01.05.01 - Minimally Stabilised |  | OH550 | 3792 |  | Orthotech Pty Ltd | Trekking Knee System - Femoral Component - CR | Femoral Component Uncemented - CR | Size: T1R - T5R Size: T1L - T5L Shape: Left and Right Width (mm) - Depth 53-73 Width (mm) - 59-79 | 287515 | August 2017 |  | Expanded from OH428 | Expanded from OH428 | 42948
12 - Knee | 12.01 - FEMORAL COMPONENT: TOTAL KNEE ARTHROPLASTY | 12.01.05 - Uncemented, Alloy, HA Coating | 12.01.05.01 - Minimally Stabilised |  | TZ012 | 3792 |  | The Trustee for Adler Ortho Unit Trust | Genus Knee System - Genus Cementless Femoral Component + HA | Cementless Femoral Component with HA coating | 1-7 right, 1-7 left | 232071 | August 2017 |  | Transferred from OO153 | Transferred from OO153 | 42948
12 - Knee | 12.01 - FEMORAL COMPONENT: TOTAL KNEE ARTHROPLASTY | 12.01.05 - Uncemented, Alloy, HA Coating | 12.01.05.02 - Posterior Stabilised |  | OH551 | 3885 |  | Orthotech Pty Ltd | Trekking Knee System - Femoral Component PS | Femoral Component PS | Shape: Left and Right Width (mm): Depth 53-73 Width (mm): 59-79 Size: T1L - T5L Size: T1R - T5R | 287514 | August 2017 |  | Expanded from OH428 | Expanded from OH428 | 42948
12 - Knee | 12.03 - TIBIAL TRAY COMPONENT - TOTAL KNEE ARTHROPLASTY | 12.03.02 - Cemented, Alloy |  |  | ER468 | 1989 |  | Emergo Asia Pacific Pty Ltd | Europ Standard & Postero Cemented Monobloc Plate | Knee Cemented Monobloc plate | 1 to 6 | 286032 | August 2017 |  | Duplicated from EU016 | Duplicated from EU016 | 42948
12 - Knee | 12.03 - TIBIAL TRAY COMPONENT - TOTAL KNEE ARTHROPLASTY | 12.03.02 - Cemented, Alloy |  |  | CR251 | 1989 |  | Corin Australia Pty Ltd | Unity Knee – Tibial Tray | Tibial Tray Cemented | Sizes 1 – 9 | 223558 | August 2017 |  | New Listing | New Listing | 42948
12 - Knee | 12.03 - TIBIAL TRAY COMPONENT - TOTAL KNEE ARTHROPLASTY | 12.03.02 - Cemented, Alloy |  | Revision | MN207 | 3376 |  | Johnson & Johnson Medical Pty Ltd | Attune Knee System | Revision fixed bearing tibial tray. | 1 to 10 | 289595 | August 2017 |  | New Listing | New Listing | 42948
12 - Knee | 12.03 - TIBIAL TRAY COMPONENT - TOTAL KNEE ARTHROPLASTY | 12.03.04 - Cemented, Alloy, for Mobile Insert |  |  | OO179 | 2220 |  | Oceania Orthopaedics | ACS Mobile Tibial Component Cemented | Tibia Base Plate Cemented for use with a Mobile Bearing insert - TiN Coated | 2-7 | 265622, 265672 | August 2017 |  | Compressed from OO006, OO008 | Compressed from OO006, OO008 | 42948
12 - Knee | 12.03 - TIBIAL TRAY COMPONENT - TOTAL KNEE ARTHROPLASTY | 12.03.04 - Cemented, Alloy, for Mobile Insert |  |  | TZ011 | 2220 |  | The Trustee for Adler Ortho Unit Trust | Genus Knee System - Genus Cemented Tibial Tray | Cemented Mobile Bearing Tibial Tray | 1-7 | 232058 | August 2017 |  | Transferred from OO152 | Transferred from OO152 | 42948
12 - Knee | 12.03 - TIBIAL TRAY COMPONENT - TOTAL KNEE ARTHROPLASTY | 12.03.07 - Uncemented, Alloy, for Mobile Insert |  |  | OO178 | 2729 |  | Oceania Orthopaedics | ACS Knee Porous Coated Tibia Component Cementless | Tibial base plate porous coated for use with mobile bearing insert - TiN Coated | 2-7 | 265617, 265623 | August 2017 |  | Compressed from OO005, OO009 | Compressed from OO005, OO009 | 42948
12 - Knee | 12.03 - TIBIAL TRAY COMPONENT - TOTAL KNEE ARTHROPLASTY | 12.03.07 - Uncemented, Alloy, for Mobile Insert | 12.03.07.01 - HA Coating |  | TZ010 | 3099 |  | The Trustee for Adler Ortho Unit Trust | Genus Knee System - Genus Cementless Tibial Tray + HA | Mobile Bearing Cementless Tibial Tray with HA coating | 1-7 | 232061 | August 2017 |  | Transferred from OO151 | Transferred from OO151 | 42948
12 - Knee | 12.05 - TIBIAL INSERT: TOTAL KNEE ARTHROPLASTY | 12.05.01 - Minimally Stabilised |  |  | ER466 | 1054 |  | Emergo Asia Pacific Pty Ltd | Europ standard Polyethylene (UHMW) insert | Knee insert | SMALL (thickness: 7,9,11,13,15mm) MEDIUM (thickness: 7,9,11,13,15mm) LARGE (thickness: 7,9,11,13,15mm) | 286032 | August 2017 |  | Duplicated from EU014 | Duplicated from EU014 | 42948
12 - Knee | 12.05 - TIBIAL INSERT: TOTAL KNEE ARTHROPLASTY | 12.05.01 - Minimally Stabilised |  |  | CR250 | 1054 |  | Corin Australia Pty Ltd | Unity Knee - Cruciate Retaining Insert | Tibial Insert Cruciate Retaining | Size 1 – 9, Thickness 9-20MM | 223556 | August 2017 |  | New Listing | New Listing | 42948
12 - Knee | 12.05 - TIBIAL INSERT: TOTAL KNEE ARTHROPLASTY | 12.05.01 - Minimally Stabilised |  |  | OH548 | 1054 |  | Orthotech Pty Ltd | Trekking Knee System - Tibial Insert - CR | Tibial Insert - CR | Size: T1 - T5 Thickness: -0 - +13 | 287503, 287505 | August 2017 |  | Expanded from OH424 | Expanded from OH424 | 42948
12 - Knee | 12.05 - TIBIAL INSERT: TOTAL KNEE ARTHROPLASTY | 12.05.01 - Minimally Stabilised |  |  | TZ001 | 1054 |  | The Trustee for Adler Ortho Unit Trust | Genus Knee System - Genus PE Tibial Insert | Genus PE Insert | 1-7 in thickness; 10mm, 12mm, 14mm, 17mm, 20mm, 24mm | 232062, 232063, 232064 | August 2017 |  | Transferred from OO143 | Transferred from OO143 | 42948
12 - Knee | 12.05 - TIBIAL INSERT: TOTAL KNEE ARTHROPLASTY | 12.05.02 - Posterior Stabilised |  |  | OH549 | 1110 |  | Orthotech Pty Ltd | Trekking Knee System, Tibial Insert - PS | Tibial Insert - PS | Size: T1 - T5 Thickness: +0 - +13 | 287504, 287509, 287510, 287511 | August 2017 |  | Expanded from OH424 | Expanded from OH424 | 42948
12 - Knee | 12.08 - PATELLAR COMPONENT | 12.08.01 - Cemented, All Polyethylene |  |  | ER464 | 555 |  | Emergo Asia Pacific Pty Ltd | Europ standard & Postero cemented Patella | Europ Standard & Postero Cemented Patella | Diameters 25,29,32,35mm | 287819 | August 2017 |  | Duplicated from EU011 | Duplicated from EU011 | 42948
12 - Knee | 12.08 - PATELLAR COMPONENT | 12.08.01 - Cemented, All Polyethylene |  |  | CR252 | 555 |  | Corin Australia Pty Ltd | Unity Knee – Patella | Patella Cemented | Sizes 1 – 5 | 223558 | August 2017 |  | New Listing | New Listing | 42948
12 - Knee | 12.08 - PATELLAR COMPONENT | 12.08.01 - Cemented, All Polyethylene |  |  | TZ013 | 555 |  | The Trustee for Adler Ortho Unit Trust | Genus Knee System - Genus PE Patella | Polyethylene Patella | 20, 23, 26, 30, 33, 36mm | 232065 | August 2017 |  | Transferred from OO154 | Transferred from OO154 | 42948
12 - Knee | 12.09 - TUMOUR PRODUCTS | 12.09.01 - Distal Femur | 12.09.01.02 - Condylar, including metaphyseal and/or diaphyseal | Hinge included | HW599 | 8081 |  | Stryker Australia Pty Ltd | METS Femoral Knee | CoCR-molybdenum hinged femoral component includes axle, bushes and circlip | Small left; small right; standard left; standard right | 269992 | August 2017 |  | Transferred from CR200 | Transferred from CR200 | 42948
12 - Knee | 12.09 - TUMOUR PRODUCTS | 12.09.02 - Proximal Tibia | 12.09.02.01 - Condylar only (only when combined with a proximal tibial replacement) |  | HW617 | 7494 |  | Stryker Australia Pty Ltd | METS Tibial Component Rotating Hinge | CoCr-Molybdenum with UHMWPE bumper pad | Small and standard | 278019 | August 2017 |  | Transferred from CR152 | Transferred from CR152 | 42948
12 - Knee | 12.09 - TUMOUR PRODUCTS | 12.09.02 - Proximal Tibia | 12.09.02.02 - Condylar, including metaphyseal and/or diaphyseal |  | HW606 | 7431 |  | Stryker Australia Pty Ltd | METS Tibial Fixed Hinge | CoCr-Molybdenum | Stem lengths 140mm and 180mm | 278135 | August 2017 |  | Transferred from CR133 | Transferred from CR133 | 42948
12 - Knee | 12.09 - TUMOUR PRODUCTS | 12.09.02 - Proximal Tibia | 12.09.02.02 - Condylar, including metaphyseal and/or diaphyseal |  | HW608 | 7431 |  | Stryker Australia Pty Ltd | METS Proximal Tibia Fixed Hinge | CoCr-Molybdenum proximal tibial component including bumper | Small and standard | 278015 | August 2017 |  | Transferred from CR137 | Transferred from CR137 | 42948
12 - Knee | 12.09 - TUMOUR PRODUCTS | 12.09.02 - Proximal Tibia | 12.09.02.02 - Condylar, including metaphyseal and/or diaphyseal |  | HW609 | 7431 |  | Stryker Australia Pty Ltd | METS Proximal Tibia Fixed Hinge Coated | CoCr-Molybdenum with HA coated patella tendon reattachment mechanism and bumper | Small and standard | 278016 | August 2017 |  | Transferred from CR138 | Transferred from CR138 | 42948
12 - Knee | 12.09 - TUMOUR PRODUCTS | 12.09.02 - Proximal Tibia | 12.09.02.02 - Condylar, including metaphyseal and/or diaphyseal |  | HW616 | 7431 |  | Stryker Australia Pty Ltd | METS Proximal Tibia Rotating Hinge | Titanium with UHMWPE bearing | Small and standard | 278017 | August 2017 |  | Transferred from CR151 | Transferred from CR151 | 42948
12 - Knee | 12.09 - TUMOUR PRODUCTS | 12.09.02 - Proximal Tibia | 12.09.02.02 - Condylar, including metaphyseal and/or diaphyseal |  | HW630 | 7431 |  | Stryker Australia Pty Ltd | METS Proximal Tibia Rotating Hinge Coated | Titanium with UHMWPE bearing and HA coated patella tendon reattachment mechanism | Small and Std | 278018 | August 2017 |  | Transferred from CR197 | Transferred from CR197 | 42948
12 - Knee | 12.09 - TUMOUR PRODUCTS | 12.09.03 - Diaphyseal Extension Piece (Femoral or Tibial) |  |  | HW615 | 4079 |  | Stryker Australia Pty Ltd | METS Tibial Shaft | Titanium shaft | 45-115mm | 246516 | August 2017 |  | Transferred from CR150 | Transferred from CR150 | 42948
12 - Knee | 12.09 - TUMOUR PRODUCTS | 12.09.05 - Tibial Inserts |  |  | HW629 | 2128 |  | Stryker Australia Pty Ltd | METS Tibial Rotating Hinge Polyethylene | UHMWPE tibial bearing component | N/A | 278136 | August 2017 |  | Transferred from CR184 | Transferred from CR184 | 42948
12 - Knee | 12.09 - TUMOUR PRODUCTS | 12.09.06 - Augments |  |  | HW607 | 1977 |  | Stryker Australia Pty Ltd | METS Tibial Plateau Plate | CoCr | Small and standard in 4 thicknesses | 246518 | August 2017 |  | Transferred from CR134 | Transferred from CR134 | 42948
12 - Knee | 12.09 - TUMOUR PRODUCTS | 12.09.06 - Augments |  |  | HW618 | 1977 |  | Stryker Australia Pty Ltd | METS Femoral Plateau Plate | Titanium | Small & Standard, 4 thicknesses | 246518 | August 2017 |  | Transferred from CR153 | Transferred from CR153 | 42948
12 - Knee | 12.09 - TUMOUR PRODUCTS | 12.09.07 - Stems |  |  | HW612 | 2809 |  | Stryker Australia Pty Ltd | METS Stem | Titanium, curved and straight | 6 diameters, 10-15mm | 279902 | August 2017 |  | Transferred from CR142 | Transferred from CR142 | 42948
12 - Knee | 12.09 - TUMOUR PRODUCTS | 12.09.07 - Stems |  |  | HW613 | 2809 |  | Stryker Australia Pty Ltd | METS Tibial Stem | Titanium | 5 diameters 9-13mm | 276635 | August 2017 |  | Transferred from CR145 | Transferred from CR145 | 42948
12 - Knee | 12.09 - TUMOUR PRODUCTS | 12.09.08 - Couplers or adaptors, incorporating stem extenders, sleeves and other couplings | 12.09.08.01 - Collar |  | HW611 | 4161 |  | Stryker Australia Pty Ltd | METS Stippled Collar | Titanium, HA coated, round or oval | 4 sizes round, 4 sizes oval | 246514, 246515 | August 2017 |  | Transferred from CR140 | Transferred from CR140 | 42948
12 - Knee | 12.09 - TUMOUR PRODUCTS | 12.09.08 - Couplers or adaptors, incorporating stem extenders, sleeves and other couplings | 12.09.08.01 - Collar |  | HW614 | 4161 |  | Stryker Australia Pty Ltd | METS Tibial Collar Coated | Titanium collar with HA coating | 5 diameters 20-32mm | 278021 | August 2017 |  | Transferred from CR146 | Transferred from CR146 | 42948
12 - Knee | 12.11 - KNEE ACCESSORIES | 12.11.01 - Augments |  |  | CR255 | 1187 |  | Corin Australia Pty Ltd | HLS Noetos Revision Knee augments | Distal and Posterior Femoral and tibial Wedges and blocks, CoCr | 1 to 6 Thickness 4, 8 and 12 | 237173 | August 2017 |  | Transferred from TO022 | Transferred from TO022 | 42948
12 - Knee | 12.11 - KNEE ACCESSORIES | 12.11.01 - Augments |  |  | CR253 | 1187 |  | Corin Australia Pty Ltd | Unity Knee - Augments | Tibial Full and Half block Augments, Femoral distal and posterior augments | All components available in Size: 1-9; Thickness: 5 and 10mm Tibia: Full, LM-RL, RM-LL, | 274559 | August 2017 |  | New Listing | New Listing | 42948
12 - Knee | 12.11 - KNEE ACCESSORIES | 12.11.10 - Stems - straight or offset |  |  | CR256 | 1164 |  | Corin Australia Pty Ltd | HLS KneeTec Extension Stem | Extension Stem for use with HLS KneeTec Tibial Tray | 10mm, 14mm |  | August 2017 |  | Transferred from TO158 | Transferred from TO158 | 42948
12 - Knee | 12.11 - KNEE ACCESSORIES | 12.11.10 - Stems - straight or offset |  |  | MN208 | 1164 |  | Johnson & Johnson Medical Pty Ltd | Attune Knee System | Revision Stems | 14mm | 288501 | August 2017 |  | New Listing | New Listing | 42948
12 - Knee | 12.11 - KNEE ACCESSORIES | 12.11.11 - Stem Extenders, Sleeves and other couplings |  |  | CR254 | 722 |  | Corin Australia Pty Ltd | Unity Knee – Stem Extenders | Tibial Stem extenders and offset couplings -cemented | 3mm, 6mm Diameter Ø10-18 Length 60 and 100mm Offset and straight | 274747 | August 2017 |  | New Listing | New Listing | 42948
12 - Knee | 12.11 - KNEE ACCESSORIES | 12.11.11 - Stem Extenders, Sleeves and other couplings |  | Metaphyseal | MU152 | 2498 |  | Medacta Australia Pty Ltd | 3D Metal Tibial Cone | Tibial Cone | Centred cones, sizes from XS to L, Height 20-25 mm Eccentric cones, sizes from S to L, Height 20-25 mm | 254755 | August 2017 |  | New Listing | New Listing | 42948
12 - Knee | 12.11 - KNEE ACCESSORIES | 12.11.11 - Stem Extenders, Sleeves and other couplings |  | Metaphyseal | SL073 | 2498 |  | Smith & Nephew Pty Ltd | Legion Tibial Cone | Tibial cone augment intended to fill cavitary bone defects in the proximal tibial metaphyseal bone. | Short-long, 18-30 mm | 238696 | August 2017 |  | New Listing | New Listing | 42948
12 - Knee | 12.11 - KNEE ACCESSORIES | 12.11.11 - Stem Extenders, Sleeves and other couplings |  | Metaphyseal | SL074 | 2498 |  | Smith & Nephew Pty Ltd | Legion Femoral Cone | Femoral cone augment intended to fill cavitary bone defects in the femoral metaphyseal bone | left/right, 18-30mm | 238696 | August 2017 |  | New Listing | New Listing | 42948
13 - Spinal | 13.01 - Bone Screws | 13.01.01 - Pedicle, Monoaxial |  |  | TV015 | 930 |  | The Trustee for Range Orthopaedics Trust | Malibu Spinal System Monoaxial Screw | Monoaxial Bone Screw | 4.5mm x 25mm - 9.5mm x 80mm | 275794 | August 2017 |  | Transferred from PJ006 | Transferred from PJ006 | 42948
13 - Spinal | 13.01 - Bone Screws | 13.01.01 - Pedicle, Monoaxial |  |  | BB373 | 930 |  | B Braun Australia Pty Ltd | Aesculap Spinal System | Monoaxial Screw - titanium alloy | All Sizes | 134538 | August 2017 |  | Compressed from BB226, BB227 | Compressed from BB226, BB227 | 42948
13 - Spinal | 13.01 - Bone Screws | 13.01.01 - Pedicle, Monoaxial |  |  | ER445 | 930 |  | Emergo Asia Pacific Pty Ltd | LnK Spinal Fixation System-Pedicle Screw, monoaxial | LnK Spinal Fixation System-Pedicle Screw, monoaxial;self tapping and non self tapping; standard and reduction; accommodates rods 5.0, 5.5, 6.0 and 6.35 mm dia. | dia (4.0-8.5mm) x length (20-150mm) | 286123 | August 2017 |  | New Listing | New Listing | 42948
13 - Spinal | 13.01 - Bone Screws | 13.01.01 - Pedicle, Monoaxial |  | Cannulated | BB367 | 960 |  | B Braun Australia Pty Ltd | Aesculap Spinal System | Monoaxial Cannulated Screw | All sizes | 134538 | August 2017 |  | New Listing | New Listing | 42948
13 - Spinal | 13.01 - Bone Screws | 13.01.01 - Pedicle, Monoaxial |  | Cannulated | NV151 | 960 |  | Nuvasive Australia and NZ Pty Ltd | Reline (Cannulated Monoaxial Screw) | Cannulated Fixed Pedicle Screw | 4.5-12.5mm diameter; 25-120mm length | 209199 | August 2017 |  | New Listing | New Listing | 42948
13 - Spinal | 13.01 - Bone Screws | 13.01.02 - Pedicle, Polyaxial |  |  | TV014 | 1330 |  | The Trustee for Range Orthopaedics Trust | Malibu Spinal System Polyaxial Screw | Polyaxial screw | 4.5mm x 20mm - 8.5mm x 110mm in 5mm increments |  | August 2017 |  | Transferred from PJ017 | Transferred from PJ017 | 42948
13 - Spinal | 13.01 - Bone Screws | 13.01.02 - Pedicle, Polyaxial |  |  | ER435 | 1330 |  | Emergo Asia Pacific Pty Ltd | LnK Posterior Cervical Fixation System-Polyaxial Screw | LnK Posterior Cervical Fixation System-Polyaxial Screw, standard, semi-reduction and reduction | Dia (3.5-4.0 mm) x length (8-50 mm) | 286122 | August 2017 |  | New Listing | New Listing | 42948
13 - Spinal | 13.01 - Bone Screws | 13.01.02 - Pedicle, Polyaxial |  |  | ER446 | 1330 |  | Emergo Asia Pacific Pty Ltd | LnK Spinal Fixation System-Pedicle Screw, polyaxial | LnK Spinal Fixation System-Pedicle Screw; polyaxial; self tapping or non self tapping; standard or reduction; accommodates rods of 5.0, 5.5, 6.0 and 6.35mm in diameter | dia (4.0-8.5mm) x length (20-150mm) | 286123 | August 2017 |  | New Listing | New Listing | 42948
13 - Spinal | 13.01 - Bone Screws | 13.01.02 - Pedicle, Polyaxial |  |  | EY001 | 1330 |  | E4 SURGICAL PTY LTD | Reform Polyaxial Screw | Polyaxial Screw | Diameter 4.5mm to 10.5mm Length 25mm to 120mm | 287905 | August 2017 |  | New Listing | New Listing | 42948
13 - Spinal | 13.01 - Bone Screws | 13.01.02 - Pedicle, Polyaxial |  |  | EY009 | 1330 |  | E4 SURGICAL PTY LTD | Reform POCT Polyaxial Screw | Polyaxial Screw | Length 8mm to 50mm | 287906 | August 2017 |  | New Listing | New Listing | 42948
13 - Spinal | 13.01 - Bone Screws | 13.01.02 - Pedicle, Polyaxial |  |  | HW593 | 1330 |  | Stryker Australia Pty Ltd | Xia 4.5 CT Polyaxial Screw | Cortical Thread Polyaxial Screw | Dia 4mm to 6.5mm, length 20mm to 45mm | 279160 | August 2017 |  | New Listing | New Listing | 42948
13 - Spinal | 13.01 - Bone Screws | 13.01.02 - Pedicle, Polyaxial |  |  | LB153 | 1330 |  | Globus Medical Australia | QUARTEX Polyaxial Screws | Polyaxial screws | 3.5-5.5mm diameter 8-50mm length | 190061 | August 2017 |  | New Listing | New Listing | 42948
13 - Spinal | 13.01 - Bone Screws | 13.01.02 - Pedicle, Polyaxial |  |  | MU153 | 1330 |  | Medacta Australia Pty Ltd | MUST MINI Polyaxial Screws | Polyaxial Screw | Diameter from 3.5 to 4.5 Lenght from 10 to 50 mm | 291175 | August 2017 |  | New Listing | New Listing | 42948
13 - Spinal | 13.01 - Bone Screws | 13.01.02 - Pedicle, Polyaxial |  |  | TV011 | 1330 |  | The Trustee for Range Orthopaedics Trust | Malibu Spinal System Polyaxial Reduction Screw | Malibu Spinal System Polyaxial or Uni Planar Reduction Screw | 4.5mm x 25mm - 40mm in 5mm increments 5.5mm x 25mm - 50mm in 5mm increments 6.5mm x 35mm - 55mm in 5mm increments 7.5mm x 35mm - 55mm in 5mm increments | 275780 | August 2017 |  | Transferred from PJ011 | Transferred from PJ011 | 42948
13 - Spinal | 13.01 - Bone Screws | 13.01.02 - Pedicle, Polyaxial |  | Cannulated | BB364 | 1390 |  | B Braun Australia Pty Ltd | Aesculap Spinal System | Polyaxial Cannulated Screw | All Sizes | 134538 | August 2017 |  | New Listing | New Listing | 42948
13 - Spinal | 13.01 - Bone Screws | 13.01.02 - Pedicle, Polyaxial |  | Cannulated | ER406 | 1390 |  | Emergo Asia Pacific Pty Ltd | LnK MIS Spinal System-Pedicle Screw | LnK MIS Spinal System-Pedicle screw, polyaxial,cannulated,self-tapping, double Thread, with sleeve | dia (5.5-7.5mm) x length (30-60 mm); sleeve length (47-127 mm) | 286124 | August 2017 |  | New Listing | New Listing | 42948
13 - Spinal | 13.01 - Bone Screws | 13.01.02 - Pedicle, Polyaxial |  | Cannulated | HW594 | 1390 |  | Stryker Australia Pty Ltd | Xia 4.5 CT Cannulated Polyaxial Screw | Cannulated Cortical Thread Polyaxial Screw | Dia 4.5mm to 6.5mm, length 20mm to 45mm | 279160 | August 2017 |  | New Listing | New Listing | 42948
13 - Spinal | 13.01 - Bone Screws | 13.01.02 - Pedicle, Polyaxial |  | Cannulated | MU154 | 1390 |  | Medacta Australia Pty Ltd | MUST MINI Cannulated Polyaxial Screw | Cannulated Polyaxial Screw | Diameter: 4 - 4.5 Lenght: 10 - 50 mm | 291175 | August 2017 |  | New Listing | New Listing | 42948
13 - Spinal | 13.01 - Bone Screws | 13.01.02 - Pedicle, Polyaxial |  | Cannulated | NV148 | 1390 |  | Nuvasive Australia and NZ Pty Ltd | Reline (Cannulated Fenestrated screw) | Pedicle Screw | 4.5-12.5mm diameter; 25-120mm length | 209199 | August 2017 |  | New Listing | New Listing | 42948
13 - Spinal | 13.01 - Bone Screws | 13.01.02 - Pedicle, Polyaxial |  | Cannulated | SQ125 | 1390 |  | Surgical Specialties | NEO Pedicle Screw System - Polyaxial Screw | Titanium Alloy | Diameter: 5.0mm - 7.0mm Length: 35mm - 55mm | 289017 | August 2017 |  | New Listing | New Listing | 42948
13 - Spinal | 13.01 - Bone Screws | 13.01.02 - Pedicle, Polyaxial |  | Cannulated | SV070 | 1390 |  | Signature Spine and Joint Pty Ltd | STERISPINE™ sterile Multiaxial Pedicle Screws | Cannulated: Fenestrated/ Multi Axial Cannulated Extended Head/ Extended Head Max and Auto Adjust screw | Cannulated, Multi Axial Cannulated Extended Head, Extended Head Max and Auto Adjust 4.5mm x 25; 30; 35 mm 5.5mm x 25; 30; 35; 40; 45; 50; 55; 60 mm 6.5mm x 25; 30; 35; 40; 45; 50; 55; 60 mm 7.5mm x 25; 30; 35; 40; 45; 50; 55; 60 mm Fenestrated 4.5mm x 30;35;40 mm 5.5mm x 30; 35; 40; 45; 50; 55; 60 mm 6.5mm x 30; 35; 40; 45; 50; 55; 60 mm 7.5mm x 30; 35; 40; 45; 50; 55; 60 mm Fenestrated Extended Head Max 4.5mm x30; 35; 40 mm 5.5mm x 30; 35; 40; 45; 50; 55; 60 mm 6.5mm x 25; 30; 35; 40; 45; 50; 55; 60 mm 7.5mm x 25; 30; 35; 40; 45; 50; 55; 60 mm | 273286 | August 2017 |  | New Listing | New Listing | 42948
13 - Spinal | 13.01 - Bone Screws | 13.01.02 - Pedicle, Polyaxial |  | Complex | SV068 | 1330 |  | Signature Spine and Joint Pty Ltd | STERISPINE™ sterile Multiaxial non cannulated Pedicle Screw | Non Cannulated pedicle screws | Multiaxial screws Diameter: 5.5-7.5 mm Length: 25-60 mm | 273286 | August 2017 |  | New Listing | New Listing | 42948
13 - Spinal | 13.01 - Bone Screws | 13.01.02 - Pedicle, Polyaxial |  | Shank | EY008 | 665 |  | E4 SURGICAL PTY LTD | Reform Modular Polyaxial Screws | Module Polyaxial Screws | Diameter 4.5mm to 10.5mm Length 25mm to 120mm | 287905 | August 2017 |  | New Listing | New Listing | 42948
13 - Spinal | 13.01 - Bone Screws | 13.01.02 - Pedicle, Polyaxial |  | Shank | OF076 | 665 |  | Orthofix Australia Pty Limited | Firebird Modular Screws | Modular pedicle screws - shank | Diameter - 4mm -11.5mm Length - 25mm - 110mm | 195012 | August 2017 |  | Compressed from OF010, OF023 | Compressed from OF010, OF023 | 42948
13 - Spinal | 13.01 - Bone Screws | 13.01.03 - Standard |  |  | TV016 | 200 |  | The Trustee for Range Orthopaedics Trust | Zuma bone screw | Bone screw | 5.5mm - 6.0mm x 20mm - 30mm | 275780 | August 2017 |  | Transferred from PJ016 | Transferred from PJ016 | 42948
13 - Spinal | 13.01 - Bone Screws | 13.01.03 - Standard |  |  | ER459 | 200 |  | Emergo Asia Pacific Pty Ltd | LnK Anterior Cervical Plate System-Screw | LnK Anterior Cervical Plate System-Screw, self tapping or self drilling; fixed or variable | dia (3.5-4.0mm) x length (12-20mm) | 286127 | August 2017 |  | New Listing | New Listing | 42948
13 - Spinal | 13.01 - Bone Screws | 13.01.03 - Standard |  |  | LB160 | 200 |  | Globus Medical Australia | QUARTEX Occiptal Screws | Occipital Screws | Diameter 4.2mm-4.6mm and Length 6mm-16mm | 190061 | August 2017 |  | New Listing | New Listing | 42948
13 - Spinal | 13.01 - Bone Screws | 13.01.03 - Standard |  |  | OH539 | 200 |  | Orthotech Pty Ltd | Spinal Plate Screws | Self-Drilling and Self-Tapping Plate Screws | Diam - 4.0 - 4.5mm Length - 10 - 16mm | 289731 | August 2017 |  | New Listing | New Listing | 42948
13 - Spinal | 13.01 - Bone Screws | 13.01.03 - Standard |  |  | TV001 | 200 |  | The Trustee for Range Orthopaedics Trust | Zuma-C Bone Screw | Variable angle bone screw | 4.0-4.5mm x 10-18mm | 275779 | August 2017 |  | Transferred from PJ009 | Transferred from PJ009 | 42948
13 - Spinal | 13.01 - Bone Screws | 13.01.03 - Standard |  | Complex | PC007 | 260 |  | Precision Surgical Pty Ltd | Advantage Cage System, Screw | Cage Screw | 4.5mm and 5mm | 268797 | August 2017 |  | Duplicated from SF100 | Duplicated from SF100 | 42948
13 - Spinal | 13.01 - Bone Screws | 13.01.03 - Standard |  | Dual Thread | EV031 | 480 |  | Evolution Surgical | Evolution Altus Dual Thread Screw | Thoraco Lumbar Cage Dual Thread Bone Screw | diameter: 5.5 - 6mm Length: 20 - 35mm | 236041 | August 2017 |  | New Listing | New Listing | 42948
13 - Spinal | 13.01 - Bone Screws | 13.01.03 - Standard |  | Dual Thread | PC006 | 480 |  | Precision Surgical Pty Ltd | Alias Cage Screw | Alias Cage - Screw | 12-17mm | 268797 | August 2017 |  | Duplicated from SF105 | Duplicated from SF105 | 42948
13 - Spinal | 13.01 - Bone Screws | 13.01.03 - Standard |  | Dual Thread | SF150 | 480 |  | Signature Orthopaedics | XM Plate Screws | Dual thread screws for XM Plate | Diameter 5.5 & 6.0mm, 20-32mm | 184460 | August 2017 |  | New Listing | New Listing | 42948
13 - Spinal | 13.01 - Bone Screws | 13.01.03 - Standard |  | Dual Thread | SV063 | 480 |  | Signature Spine and Joint Pty Ltd | STERISPINE™ Bone Screws with dual thread | Standard with dual thread | 12mm x 3.5mm; 4.0 mm 13mm x 3.5mm; 4.0 mm 15mm x 3.5mm; 4.0 mm | 273286 | August 2017 |  | New Listing | New Listing | 42948
13 - Spinal | 13.02 - Accessories for bone screws and connector components | 13.02.01 - Nut/Set Screw/Locking Screw |  |  | DE538 | 170 |  | Device Technologies Australia Pty Ltd | Jazz Claw Posterior Fixation System (Set Screw) | Set Screw | one size | 200830 | August 2017 |  | New Listing | New Listing | 42948
13 - Spinal | 13.02 - Accessories for bone screws and connector components | 13.02.01 - Nut/Set Screw/Locking Screw |  |  | ER408 | 170 |  | Emergo Asia Pacific Pty Ltd | LnK MIS Spinal System-Set Screw | LnK MIS Spinal System-Set Screw, Hex type | dia 9.7mm x height 5.6mm | 286124 | August 2017 |  | New Listing | New Listing | 42948
13 - Spinal | 13.02 - Accessories for bone screws and connector components | 13.02.01 - Nut/Set Screw/Locking Screw |  |  | ER437 | 170 |  | Emergo Asia Pacific Pty Ltd | LnK Posterior Cervical Fixation System-Set screw | LnK Posterior Cervical Fixation System-Set screw | Dia (6-7 mm) x Height (3.6-3.7 mm) | 286122 | August 2017 |  | New Listing | New Listing | 42948
13 - Spinal | 13.02 - Accessories for bone screws and connector components | 13.02.01 - Nut/Set Screw/Locking Screw |  |  | ER449 | 170 |  | Emergo Asia Pacific Pty Ltd | LnK Spinal Fixation System-Set screws | LnK Spinal Fixation System-Set screws; hex or star shaped | dia (8.7-9.7mm) x height (5.0-5.6mm | 286123 | August 2017 |  | New Listing | New Listing | 42948
13 - Spinal | 13.02 - Accessories for bone screws and connector components | 13.02.01 - Nut/Set Screw/Locking Screw |  |  | EY003 | 170 |  | E4 SURGICAL PTY LTD | Reform Locking Cap | Locking Cap | One size only | 287905 | August 2017 |  | New Listing | New Listing | 42948
13 - Spinal | 13.02 - Accessories for bone screws and connector components | 13.02.01 - Nut/Set Screw/Locking Screw |  |  | EY012 | 170 |  | E4 SURGICAL PTY LTD | Reform POCT Cap Screw | Cap Screw | One size only | 287906 | August 2017 |  | New Listing | New Listing | 42948
13 - Spinal | 13.02 - Accessories for bone screws and connector components | 13.02.01 - Nut/Set Screw/Locking Screw |  |  | LB154 | 170 |  | Globus Medical Australia | QUARTEX Locking Cap | Threaded locking cap | One size only | 190061 | August 2017 |  | New Listing | New Listing | 42948
13 - Spinal | 13.02 - Accessories for bone screws and connector components | 13.02.01 - Nut/Set Screw/Locking Screw |  |  | MU162 | 170 |  | Medacta Australia Pty Ltd | MUST MINI Screws | Set Screw / Locking Screw | Varius | 291175 | August 2017 |  | New Listing | New Listing | 42948
13 - Spinal | 13.02 - Accessories for bone screws and connector components | 13.02.01 - Nut/Set Screw/Locking Screw |  |  | SQ127 | 170 |  | Surgical Specialties | NEO Pedicle Screw System - Set Screw | Titanium Alloy | Diameter: 5.0mm - 7.0mm | 289017 | August 2017 |  | New Listing | New Listing | 42948
13 - Spinal | 13.02 - Accessories for bone screws and connector components | 13.02.01 - Nut/Set Screw/Locking Screw |  |  | SV067 | 170 |  | Signature Spine and Joint Pty Ltd | STERISPINE™ Set Screw | Sterile nut set screw or locking screw | One Size | 273286 | August 2017 |  | New Listing | New Listing | 42948
13 - Spinal | 13.02 - Accessories for bone screws and connector components | 13.02.01 - Nut/Set Screw/Locking Screw |  |  | TV010 | 170 |  | The Trustee for Range Orthopaedics Trust | Zuma-C Locking Cover | Screw Locking Cover | 6-12mm | 275779 | August 2017 |  | Transferred from PJ007 | Transferred from PJ007 | 42948
13 - Spinal | 13.02 - Accessories for bone screws and connector components | 13.02.01 - Nut/Set Screw/Locking Screw |  |  | TV012 | 170 |  | The Trustee for Range Orthopaedics Trust | Malibu Spinal System Locking Cap | Locking cap with integral set screw | 5.5mm and 6.35mm | 275794 | August 2017 |  | Transferred from PJ015 | Transferred from PJ015 | 42948
13 - Spinal | 13.02 - Accessories for bone screws and connector components | 13.02.03 - Cap/Cover Plate |  |  | TV005 | 424 |  | The Trustee for Range Orthopaedics Trust | Zuma Spinal System Locking Cover | Locking Cover | 10mm - 20mm | 275780 | August 2017 |  | Transferred from PJ010 | Transferred from PJ010 | 42948
13 - Spinal | 13.02 - Accessories for bone screws and connector components | 13.02.05 - Block/Screw head |  |  | EY002 | 760 |  | E4 SURGICAL PTY LTD | Reform Tulip Head | Tulip Head | 12.5mm/17mm | 287905 | August 2017 |  | New Listing | New Listing | 42948
13 - Spinal | 13.02 - Accessories for bone screws and connector components | 13.02.07 - Hook/Clamp/Plate |  |  | LB162 | 400 |  | Globus Medical Australia | QUARTEX Occipital Clamp | Occipital Clamps | 3.5mm to 4.0mm, short and long | 190061 | August 2017 |  | New Listing | New Listing | 42948
13 - Spinal | 13.02 - Accessories for bone screws and connector components | 13.02.07 - Hook/Clamp/Plate |  |  | MU160 | 400 |  | Medacta Australia Pty Ltd | MUST MINI Cross connector Clamp | Cross connector Clamp | one size only | 291175 | August 2017 |  | New Listing | New Listing | 42948
13 - Spinal | 13.02 - Accessories for bone screws and connector components | 13.02.08 - Sublaminar Cable |  |  | DE532 | 820 |  | Device Technologies Australia Pty Ltd | Jazz Sublaminar Band | Sublaminar Band for use with Jazz Claw Connector | 1 size | 200830 | August 2017 |  | New Listing | New Listing | 42948
13 - Spinal | 13.02 - Accessories for bone screws and connector components | 13.02.08 - Sublaminar Cable |  |  | DE573 | 820 |  | Device Technologies Australia Pty Ltd | Jazz Posterior Fixation System | System of Polyester Braid, connector and locking screw | 4mm braid, 3.5-6mm connector | 200830 | August 2017 |  | Transferred from LH535 | Transferred from LH535 | 42948
13 - Spinal | 13.02 - Accessories for bone screws and connector components | 13.02.08 - Sublaminar Cable |  |  | DE574 | 820 |  | Device Technologies Australia Pty Ltd | Jazz Posterior Fixation System - Multipurpose Connector | Polyester braid, connector and set screw | 5.5mm diameter | 200830 | August 2017 |  | Transferred from LH496 | Transferred from LH496 | 42948
13 - Spinal | 13.02 - Accessories for bone screws and connector components | 13.02.08 - Sublaminar Cable |  | Complex | NV149 | 990 |  | Nuvasive Australia and NZ Pty Ltd | Nuvasive Versatie System | Posterior fixation system | One Size | 209199 | August 2017 |  | New Listing | New Listing | 42948
13 - Spinal | 13.03 - Connector | 13.03.01 - In-Line |  |  | TV009 | 760 |  | The Trustee for Range Orthopaedics Trust | Malibu Spinal System In-line Connector | In-line Connector | 5.5mm and 6.35mm | 275794 | August 2017 |  | Transferred from PJ013 | Transferred from PJ013 | 42948
13 - Spinal | 13.03 - Connector | 13.03.01 - In-Line |  |  | BB369 | 760 |  | B Braun Australia Pty Ltd | Aesculap Spinal System | In-Line Connector | All Sizes | 134538 | August 2017 |  | New Listing | New Listing | 42948
13 - Spinal | 13.03 - Connector | 13.03.01 - In-Line |  |  | ER452 | 760 |  | Emergo Asia Pacific Pty Ltd | LnK Spinal Fixation System-Connector, in line | LnK Spinal Fixation System-Connector, in line, parallel and domino, accommodates rods of 5.0, 5.5, 6.0 and 6.35 in diameter | length (14-40mm) x width (8-16mm) | 286123 | August 2017 |  | New Listing | New Listing | 42948
13 - Spinal | 13.03 - Connector | 13.03.01 - In-Line |  |  | EY005 | 760 |  | E4 SURGICAL PTY LTD | Reform Dominoes | Dominoes - Axial and Parallel | Diameter 5.5mm | 287905 | August 2017 |  | New Listing | New Listing | 42948
13 - Spinal | 13.03 - Connector | 13.03.01 - In-Line |  |  | LB158 | 760 |  | Globus Medical Australia | QUARTEX Inline Connectors | In-line connectors | 4.0mm-4.0mm and 4.0mm-6.5mm | 190061 | August 2017 |  | New Listing | New Listing | 42948
13 - Spinal | 13.03 - Connector | 13.03.01 - In-Line |  |  | MU158 | 760 |  | Medacta Australia Pty Ltd | MUST MINI Rod To Rod Connector | Rod To Rod Connector | 3.5-5.5 | 291175 | August 2017 |  | New Listing | New Listing | 42948
13 - Spinal | 13.03 - Connector | 13.03.02 - Offset |  |  | BB370 | 760 |  | B Braun Australia Pty Ltd | Aesculap Spinal System | Offset Connector | All Sizes | 134538 | August 2017 |  | New Listing | New Listing | 42948
13 - Spinal | 13.03 - Connector | 13.03.02 - Offset |  |  | ER453 | 760 |  | Emergo Asia Pacific Pty Ltd | LnK Spinal Fixation System-Connector, offset | LnK Spinal Fixation System-Connector, offset; open or closed; standard or knurled; standard or hex profile | dia (6.2-6.5mm) x length (overall) (26-66mm) | 286123 | August 2017 |  | New Listing | New Listing | 42948
13 - Spinal | 13.03 - Connector | 13.03.02 - Offset |  |  | LB156 | 760 |  | Globus Medical Australia | QUARTEX Parallel Connectors | Parallel Connector | 4.0mm Rod to 4.0-6.5mm Rod | 190061 | August 2017 |  | New Listing | New Listing | 42948
13 - Spinal | 13.03 - Connector | 13.03.02 - Offset |  |  | LB157 | 760 |  | Globus Medical Australia | QUARTEX Lateral Connectors | Lateral Connectors | standard, short, long, extra long for 3.5mm and 4.0mm rods | 190061 | August 2017 |  | New Listing | New Listing | 42948
13 - Spinal | 13.03 - Connector | 13.03.02 - Offset |  |  | MU157 | 760 |  | Medacta Australia Pty Ltd | MUST MINI Lateral Connector | Lateral Connector | Diameter 3.5 Lenght 10 - 15 mm | 291175 | August 2017 |  | New Listing | New Listing | 42948
13 - Spinal | 13.03 - Connector | 13.03.03 - Transverse (Rod-to-Rod) | 13.03.03.01 - Fixed |  | DE553 | 420 |  | Device Technologies Australia Pty Ltd | Jazz Claw Posterior Fixation System - Connector | Connector with dual locking screws for Jazz Claw Connector | One size | 200830 | August 2017 |  | New Listing | New Listing | 42948
13 - Spinal | 13.03 - Connector | 13.03.03 - Transverse (Rod-to-Rod) | 13.03.03.01 - Fixed |  | ER450 | 420 |  | Emergo Asia Pacific Pty Ltd | LnK Spinal Fixation System-Connector, transverse | LnK Spinal Fixation System-Connector, crosslink rod to rod; fixed | dia (5.2-6.5mm) x length (15-83mm) | 286123 | August 2017 |  | New Listing | New Listing | 42948
13 - Spinal | 13.03 - Connector | 13.03.03 - Transverse (Rod-to-Rod) | 13.03.03.01 - Fixed |  | LB170 | 420 |  | Globus Medical Australia | REVERE Anterior Staple System - Cross Connector | Top Tightening Cross Connector | 13mm -20mm | 190039 | August 2017 |  | New Listing | New Listing | 42948
13 - Spinal | 13.03 - Connector | 13.03.03 - Transverse (Rod-to-Rod) | 13.03.03.01 - Fixed |  | MI250 | 420 |  | Medtronic Australasia Pty Ltd | CD Horizon | Crosslink Plates - Fixed | 10 to 200mm | 169514 | August 2017 |  | Expanded from MC408 | Expanded from MC408 | 42948
13 - Spinal | 13.03 - Connector | 13.03.03 - Transverse (Rod-to-Rod) | 13.03.03.01 - Fixed |  | SV064 | 420 |  | Signature Spine and Joint Pty Ltd | STERISPINE™ Cross Connector System (transverse rod to rod fixed) | STERISPINE™ Cross Connector System (tranverse rod to rod, fixed) | 20-36 mm 34-50 mm 48 -64 mm | 273286 | August 2017 |  | New Listing | New Listing | 42948
13 - Spinal | 13.03 - Connector | 13.03.03 - Transverse (Rod-to-Rod) | 13.03.03.01 - Fixed |  | TV007 | 400 |  | The Trustee for Range Orthopaedics Trust | Malibu Spinal System Lateral Connector | Lateral Connector | 30mm - 60mm | 275794 | August 2017 |  | Transferred from PJ019 | Transferred from PJ019 | 42948
13 - Spinal | 13.03 - Connector | 13.03.03 - Transverse (Rod-to-Rod) | 13.03.03.02 - Adjustable |  | ER451 | 1350 |  | Emergo Asia Pacific Pty Ltd | LnK Spinal Fixation System-Connector, transverse, adjustable | LnK Spinal Fixation System-Connector, transverse, adjustable | closed 30-50mm; extended 34-74 mm | 286123 | August 2017 |  | New Listing | New Listing | 42948
13 - Spinal | 13.03 - Connector | 13.03.03 - Transverse (Rod-to-Rod) | 13.03.03.02 - Adjustable |  | EY007 | 1350 |  | E4 SURGICAL PTY LTD | Reform Crosslinks | Crosslinks Adjustable | Length 35mm to 66mm | 287905 | August 2017 |  | New Listing | New Listing | 42948
13 - Spinal | 13.03 - Connector | 13.03.03 - Transverse (Rod-to-Rod) | 13.03.03.02 - Adjustable |  | EY011 | 1350 |  | E4 SURGICAL PTY LTD | Reform POCT Cross Connector | Cross Connector | Diameter 3.5mm | 287906 | August 2017 |  | New Listing | New Listing | 42948
13 - Spinal | 13.03 - Connector | 13.03.03 - Transverse (Rod-to-Rod) | 13.03.03.02 - Adjustable |  | LB159 | 1350 |  | Globus Medical Australia | QUARTEX T-Connectors | Rod to Rod and Head to Head T-Connectors | 21mm to 57mm - 27mm to 63mm | 190061 | August 2017 |  | New Listing | New Listing | 42948
13 - Spinal | 13.03 - Connector | 13.03.03 - Transverse (Rod-to-Rod) | 13.03.03.02 - Adjustable |  | LH578 | 1350 |  | Lifehealthcare Pty Ltd | Pine Adjustable Cross Link | Rod - Rod Connector | 30-80mm | 274913 | August 2017 |  | New Listing | New Listing | 42948
13 - Spinal | 13.03 - Connector | 13.03.03 - Transverse (Rod-to-Rod) | 13.03.03.02 - Adjustable |  | MI247 | 1350 |  | Medtronic Australasia Pty Ltd | CD Horizon | Crosslink Plates - adjustable | 10 to 200mm | 169514 | August 2017 |  | Compressed from MC634, MC708 | Compressed from MC634, MC708 | 42948
13 - Spinal | 13.03 - Connector | 13.03.03 - Transverse (Rod-to-Rod) | 13.03.03.02 - Adjustable |  | MI249 | 1350 |  | Medtronic Australasia Pty Ltd | CD Horizon | Crosslink Plates - Adjustable | 10 to 200mm | 169514 | August 2017 |  | Expanded from MC408 | Expanded from MC408 | 42948
13 - Spinal | 13.03 - Connector | 13.03.03 - Transverse (Rod-to-Rod) | 13.03.03.02 - Adjustable |  | MU159 | 1350 |  | Medacta Australia Pty Ltd | MUST MINI Cross Connector | Cross Connector | 15-70 mm | 291175 | August 2017 |  | New Listing | New Listing | 42948
13 - Spinal | 13.03 - Connector | 13.03.03 - Transverse (Rod-to-Rod) | 13.03.03.02 - Adjustable |  | TV013 | 1350 |  | The Trustee for Range Orthopaedics Trust | Malibu Spinal System CrossBar | CrossBar | 5.5mm and 6.35mm diameter rods 23mm - 75mm length options | 275794 | August 2017 |  | Transferred from PJ018 | Transferred from PJ018 | 42948
13 - Spinal | 13.04 - Hook | 13.04.01 - Hook |  |  | TV004 | 820 |  | The Trustee for Range Orthopaedics Trust | Malibu Spinal System Hooks | Hook | 5.5mm x 5.5mm - 9.0mm x 9.5mm | 275794 | August 2017 |  | Transferred from PJ020 | Transferred from PJ020 | 42948
13 - Spinal | 13.04 - Hook | 13.04.01 - Hook |  |  | DE539 | 820 |  | Device Technologies Australia Pty Ltd | Jazz Claw Posterior Fixation System (Hook) | Left and Right Hook | Standard and large hook | 200830 | August 2017 |  | New Listing | New Listing | 42948
13 - Spinal | 13.04 - Hook | 13.04.01 - Hook |  |  | DE570 | 820 |  | Device Technologies Australia Pty Ltd | Jazz Claw Posterior Fixation System (Hook) | Left and Right Hook | Standard and large hook | 200830 | August 2017 |  | New Listing | New Listing | 42948
13 - Spinal | 13.04 - Hook | 13.04.01 - Hook |  |  | EY006 | 820 |  | E4 SURGICAL PTY LTD | Reform Hooks | Hooks and Reduction Hooks | Various | 287905 | August 2017 |  | New Listing | New Listing | 42948
13 - Spinal | 13.04 - Hook | 13.04.01 - Hook |  |  | LB155 | 820 |  | Globus Medical Australia | QUARTEX Hooks | Left and Right Inline Hooks | One size only | 190061 | August 2017 |  | New Listing | New Listing | 42948
13 - Spinal | 13.04 - Hook | 13.04.01 - Hook |  |  | MU161 | 820 |  | Medacta Australia Pty Ltd | MUST MINI Hooks | Hooks | 4.5-6.0 mm | 291175 | August 2017 |  | New Listing | New Listing | 42948
13 - Spinal | 13.05 - Plate | 13.05.01 - Integral Fixation | 13.05.01.01 - Cervical |  | NK049 | 1400 |  | National Surgical Pty Ltd | ASPIS Cervical Plate | The ASPIS anterior cervical plate system is intended for the surgical treatment of the cervical vertebrae. | 22mm-55mm | 195211 | August 2017 |  | New Listing | New Listing | 42948
13 - Spinal | 13.05 - Plate | 13.05.01 - Integral Fixation | 13.05.01.01 - Cervical |  | OH535 | 1400 |  | Orthotech Pty Ltd | Pach Plate C - Plate | Cervical Plate | 30 - 50mm | 278075 | August 2017 |  | New Listing | New Listing | 42948
13 - Spinal | 13.05 - Plate | 13.05.01 - Integral Fixation | 13.05.01.01 - Cervical |  | OH540 | 1400 |  | Orthotech Pty Ltd | Spinal Plate - Cervical | Anterior Cervical Plate | 20mm - 53mm | 289731 | August 2017 |  | New Listing | New Listing | 42948
13 - Spinal | 13.05 - Plate | 13.05.01 - Integral Fixation | 13.05.01.01 - Cervical | >55mm | NK050 | 1700 |  | National Surgical Pty Ltd | ASPIS Cervical Plate | The ASPIS anterior cervical plate system is intended for the surgical treatment of the cervical vertebrae. | >55mm | 195211 | August 2017 |  | New Listing | New Listing | 42948
13 - Spinal | 13.05 - Plate | 13.05.01 - Integral Fixation | 13.05.01.01 - Cervical | >55mm | OH541 | 1700 |  | Orthotech Pty Ltd | Spinal Plate - Cervical 55mm+ | Anterior Cervical Plate 55mm+ | 56 - 92mm | 289731 | August 2017 |  | New Listing | New Listing | 42948
13 - Spinal | 13.05 - Plate | 13.05.01 - Integral Fixation | 13.05.01.02 - ThoracoLumbar / Lumbar / Lumbosacral |  | SF149 | 2200 |  | Signature Orthopaedics | XM Plate | Lumbar Fusion Plate | 17-27mm, in 2mm increments. | 208160 | August 2017 |  | New Listing | New Listing | 42948
13 - Spinal | 13.05 - Plate | 13.05.02 - No Integral Fixation | 13.05.02.01 - Cervical |  | BB374 | 1300 |  | B Braun Australia Pty Ltd | Aesculap Cervical Systen | Titanium Alloy | All Sizes < 55 mm | 134538 | August 2017 |  | Compressed from BB135, BB153 | Compressed from BB135, BB153 | 42948
13 - Spinal | 13.05 - Plate | 13.05.02 - No Integral Fixation | 13.05.02.01 - Cervical |  | ER457 | 1300 |  | Emergo Asia Pacific Pty Ltd | LnK Anterior Cervical Plate System-Plate | LnK Anterior Cervical Plate System-Plate, 1-3 levels | width 17mm x length (13-54mm) | 286127 | August 2017 |  | New Listing | New Listing | 42948
13 - Spinal | 13.05 - Plate | 13.05.02 - No Integral Fixation | 13.05.02.01 - Cervical | >55mm | ER458 | 1700 |  | Emergo Asia Pacific Pty Ltd | LnK Anterior Cervical Plate System-Plate, >55mm | LnK Anterior Cervical Plate System-Plate, >55mm, 3-4 levels | width 17mm x length (57-93 mm) | 286127 | August 2017 |  | New Listing | New Listing | 42948
13 - Spinal | 13.05 - Plate | 13.05.02 - No Integral Fixation | 13.05.02.03 - Occipital |  | LB161 | 2250 |  | Globus Medical Australia | QUARTEX Occipital Plate | Occipital Plate | Small to Large | 190061 | August 2017 |  | New Listing | New Listing | 42948
13 - Spinal | 13.06 - Rod | 13.06.01 - Standard |  |  | TV006 | 443 |  | The Trustee for Range Orthopaedics Trust | Malibu Spinal System ESS CoNiCr Rods | Rod CoNiCr Precontored | 5.5mm x 100mm - 600mm | 275794 | August 2017 |  | Transferred from PJ012 | Transferred from PJ012 | 42948
13 - Spinal | 13.06 - Rod | 13.06.01 - Standard |  |  | TV008 | 443 |  | The Trustee for Range Orthopaedics Trust | Malibu Spinal System Rods | Rod | 5.5mm x 30mm - 600mm 6.35mm x 100mm | 275794 | August 2017 |  | Transferred from PJ014 | Transferred from PJ014 | 42948
13 - Spinal | 13.06 - Rod | 13.06.01 - Standard |  |  | BB371 | 443 |  | B Braun Australia Pty Ltd | Aesculap Spinal System | Pre-bent Rods - Titanium Alloy | All Sizes | 134538 | August 2017 |  | Compressed from BB222, BB223 | Compressed from BB222, BB223 | 42948
13 - Spinal | 13.06 - Rod | 13.06.01 - Standard |  |  | BB372 | 443 |  | B Braun Australia Pty Ltd | Aesculap Spinal System | Straight Rods - Titanium Alloy | All Sizes | 134538 | August 2017 |  | Compressed from BB219, BB220, BB221 | Compressed from BB219, BB220, BB221 | 42948
13 - Spinal | 13.06 - Rod | 13.06.01 - Standard |  |  | DE527 | 443 |  | Device Technologies Australia Pty Ltd | Jazz Posterior Fixation System Rod | Straight, contoured and transition rods, titanium and cobalt chrome | 4mm - 6mm diameter, 70mm - 600mm length | 200830 | August 2017 |  | New Listing | New Listing | 42948
13 - Spinal | 13.06 - Rod | 13.06.01 - Standard |  |  | ER407 | 443 |  | Emergo Asia Pacific Pty Ltd | LnK MIS Spinal System-Rods | LnK MIS Spinal System-Rods, bullet and hex shaped ends, straight or curved | dia (5.5-6.0mm) x length (35-600mm) | 286124 | August 2017 |  | New Listing | New Listing | 42948
13 - Spinal | 13.06 - Rod | 13.06.01 - Standard |  |  | ER436 | 443 |  | Emergo Asia Pacific Pty Ltd | LnK Posterior Cervical Fixation System-Rod | LnK Posterior Cervical Fixation System-Rod,straight or pre-bent | Dia 3.5mm x Length (40-240 mm) | 286122 | August 2017 |  | New Listing | New Listing | 42948
13 - Spinal | 13.06 - Rod | 13.06.01 - Standard |  |  | ER447 | 443 |  | Emergo Asia Pacific Pty Ltd | LnK Spinal Fixation System-Rods | LnK Spinal Fixation System-Rods; straight or curved; Titanium or CoCr alloy | dia (5.0-6.35mm) x length (40-600mm) | 286123 | August 2017 |  | New Listing | New Listing | 42948
13 - Spinal | 13.06 - Rod | 13.06.01 - Standard |  |  | ER448 | 443 |  | Emergo Asia Pacific Pty Ltd | LnK Spinal Fixation System-Rods, shaped | LnK Spinal Fixation System-Rods, shaped ends and single or double stopper features | dia (5.0-6.35mm) x length (40-600mm) | 286123 | August 2017 |  | New Listing | New Listing | 42948
13 - Spinal | 13.06 - Rod | 13.06.01 - Standard |  |  | EY004 | 443 |  | E4 SURGICAL PTY LTD | Reform Rods | Straight and Lordotic Curved Rods | Diamater 5.5mm Length 25mm to 600mm | 287905 | August 2017 |  | New Listing | New Listing | 42948
13 - Spinal | 13.06 - Rod | 13.06.01 - Standard |  |  | EY010 | 443 |  | E4 SURGICAL PTY LTD | Reform POCT Rod | Rod | Length 20mm to 350mm | 287906 | August 2017 |  | New Listing | New Listing | 42948
13 - Spinal | 13.06 - Rod | 13.06.01 - Standard |  |  | LB151 | 443 |  | Globus Medical Australia | QUARTEX Rods | Ttianium alloy and cobalt chrome alloy curved and straight rods | 3.5 and 4.0mm diameter, 25-500mm | 190061 | August 2017 |  | New Listing | New Listing | 42948
13 - Spinal | 13.06 - Rod | 13.06.01 - Standard |  |  | MI248 | 443 |  | Medtronic Australasia Pty Ltd | Vertex Spinal System | Rods | 20-600mm | 169514 | August 2017 |  | Compressed from MC295, MC544 | Compressed from MC295, MC544 | 42948
13 - Spinal | 13.06 - Rod | 13.06.01 - Standard |  |  | MU155 | 443 |  | Medacta Australia Pty Ltd | MUST MINI Rod | Rod | Diameter 3.5 Lenght 80 - 350 mm | 291175 | August 2017 |  | New Listing | New Listing | 42948
13 - Spinal | 13.06 - Rod | 13.06.01 - Standard |  |  | SQ126 | 443 |  | Surgical Specialties | NEO Pedicle Screw System - Rod | Straight, Titanium Alloy | 30mm - 100mm length | 289017 | August 2017 |  | New Listing | New Listing | 42948
13 - Spinal | 13.06 - Rod | 13.06.01 - Standard |  |  | SQ128 | 443 |  | Surgical Specialties | NEO Pedicle Screw System - Rod | Shaped, Titanium Alloy | 40mm - 70mm length | 289017 | August 2017 |  | New Listing | New Listing | 42948
13 - Spinal | 13.06 - Rod | 13.06.01 - Standard |  |  | SV069 | 443 |  | Signature Spine and Joint Pty Ltd | STERISPINE™ PS Sterile Connecting Rod | Sterile rod available in straight and prebent versions. | Pre bent rods-5.5mm Lengths (mm): 30-100 Straight Rods-5.5mm Lengths (mm): 100-380 | 273288 | August 2017 |  | New Listing | New Listing | 42948
13 - Spinal | 13.06 - Rod | 13.06.01 - Standard |  | Dual Diameter | LB152 | 550 |  | Globus Medical Australia | QUARTEX Tapered Rods | Tapered rods which transition in diameter. | Diameter 3.5mm & 4.0mm transitioning up to 6.5mm Length 350mm -500mm | 190061 | August 2017 |  | New Listing | New Listing | 42948
13 - Spinal | 13.06 - Rod | 13.06.01 - Standard |  | Dual Diameter | MU156 | 550 |  | Medacta Australia Pty Ltd | MUST MINI Transition Rod | Transition Rod | Diameter 3.5 / 5.5 Lenght 420 mm | 291175 | August 2017 |  | New Listing | New Listing | 42948
13 - Spinal | 13.06 - Rod | 13.06.03 - Dual Unit | 13.06.03.02 - Occipital |  | LB163 | 2250 |  | Globus Medical Australia | QUARTEX Occipital Jointed Rod | Occipital Jointed Rods | Left and Right, 4mm -Left and Right | 190061 | August 2017 |  | New Listing | New Listing | 42948
13 - Spinal | 13.08 - Washer/Staple | 13.08.01 - Washer |  |  | LB168 | 235 |  | Globus Medical Australia | REVERE Anterior Staple System - Washer | Washers and Stackable Washers | 5.5mm - 8.5mm | 190039 | August 2017 |  | New Listing | New Listing | 42948
13 - Spinal | 13.08 - Washer/Staple | 13.08.02 - Staple |  |  | LB166 | 410 |  | Globus Medical Australia | REVERE Anterior Dual Staple | Dual Anterior Staple constructed of Titanium Alloy | small, medium, large, x-large | 190039 | August 2017 |  | New Listing | New Listing | 42948
13 - Spinal | 13.08 - Washer/Staple | 13.08.02 - Staple |  |  | LB167 | 410 |  | Globus Medical Australia | REVERE Anterior Single Staple | Single anterior staple constructed of Titanium Alloy | small, medium, large | 190039 | August 2017 |  | New Listing | New Listing | 42948
13 - Spinal | 13.10 - Fusion Cage | 13.10.01 - Interbody, Integral Fixation | 13.10.01.01 - Cervical |  | PC005 | 4550 |  | Precision Surgical Pty Ltd | Alias Cage | PEEK Fusion Cage with Plasma coating | 5-9mm, 4, 8 and 12 degree, Flat and contoured options | 268893 | August 2017 |  | Duplicated from SF104 | Duplicated from SF104 | 42948
13 - Spinal | 13.10 - Fusion Cage | 13.10.01 - Interbody, Integral Fixation | 13.10.01.01 - Cervical |  | TV003 | 4550 |  | The Trustee for Range Orthopaedics Trust | Zuma-C Implant | Integrated low-profile titanium anterior fixation plate with PEEK Optima Interbody spacer | 13x12x16mm - 17x13x12mm | 275779 | August 2017 |  | Transferred from PJ021 | Transferred from PJ021 | 42948
13 - Spinal | 13.10 - Fusion Cage | 13.10.01 - Interbody, Integral Fixation | 13.10.01.02 - ThoracoLumbar / Lumbar |  | ER469 | 6500 |  | Emergo Asia Pacific Pty Ltd | Endoskeleton TAS | Titanium coated lumbar cage with integrated fixation | 32-40 x 21-27 mm | 285244 | August 2017 |  | Duplicated from OH492 | Duplicated from OH492 | 42948
13 - Spinal | 13.10 - Fusion Cage | 13.10.01 - Interbody, Integral Fixation | 13.10.01.02 - ThoracoLumbar / Lumbar |  | EV030 | 6500 |  | Evolution Surgical | Evolution Altus ALIF Cage | ThoracoLumbar ALIF Cage | Small (34x25mm) 8 - 18 degrees, 10 - 18mm Medium (38x30mm) 8 - 18 degrees, 10 - 18mm Medium Long (38x34mm) 8 - 18 degrees, 10 - 18mm Large (42x30mm) 8 - 18 degrees, 10 - 18mm X Large (42x34mm) 8 - 18 degrees, 10 - 22mm XX Large (42x38mm) 13 degrees, 12 - 18mm | 236042 | August 2017 |  | New Listing | New Listing | 42948
13 - Spinal | 13.10 - Fusion Cage | 13.10.01 - Interbody, Integral Fixation | 13.10.01.02 - ThoracoLumbar / Lumbar |  | OF074 | 6500 |  | Orthofix Australia Pty Limited | PILLAR SA PTC | ALIF cage constructed of PEEK Titanium composite (PTC) with cover plate | Width - 33mm to 43mm Depth/Length - 28mm Height - 12mm to 20mm Cover Plate - 33mm to 43mm Lordosis - 7 to 12 degrees | 206571 | August 2017 |  | New Listing | New Listing | 42948
13 - Spinal | 13.10 - Fusion Cage | 13.10.01 - Interbody, Integral Fixation | 13.10.01.02 - ThoracoLumbar / Lumbar |  | OF075 | 6500 |  | Orthofix Australia Pty Limited | PILLAR SA | ALIF Cage constructed of PEEK with titanium cover plate | Width - 33mm to 43mm Length/Depth - 28mm to 32mm Height - 12mm to 20mm Lordosis - 7 degrees to 12 degrees Coverplate - 33mm-43mm | 206571 | August 2017 |  | Compressed from OF021, OF044 | Compressed from OF021, OF044 | 42948
13 - Spinal | 13.10 - Fusion Cage | 13.10.01 - Interbody, Integral Fixation | 13.10.01.02 - ThoracoLumbar / Lumbar |  | PC004 | 6500 |  | Precision Surgical Pty Ltd | Advantage Cage | Plasma Coated PEEK Cage | Small, medium, Medium Wide, Large, Extra Large | 268893 | August 2017 |  | Duplicated from SF098 | Duplicated from SF098 | 42948
13 - Spinal | 13.10 - Fusion Cage | 13.10.01 - Interbody, Integral Fixation | 13.10.01.02 - ThoracoLumbar / Lumbar |  | TV002 | 6500 |  | The Trustee for Range Orthopaedics Trust | Zuma implant with integral plate | PEEK Interbody cage with integral plate | 26mm x 24mm, 32mm x 25mm Height 10mm - 18mm | 275780 | August 2017 |  | Transferred from PJ008 | Transferred from PJ008 | 42948
13 - Spinal | 13.10 - Fusion Cage | 13.10.02 - Interbody, No Integral Fixation | 13.10.02.01 - Cervical |  | DE561 | 2503 |  | Device Technologies Australia Pty Ltd | icotec ACDF Cage | Cervical Fusion Cage | Width: 13mm, 16mm and 18mm, Height: 5mm - 10mm, Depth: 13mm | 283852 | August 2017 |  | New Listing | New Listing | 42948
13 - Spinal | 13.10 - Fusion Cage | 13.10.02 - Interbody, No Integral Fixation | 13.10.02.01 - Cervical |  | ER438 | 2503 |  | Emergo Asia Pacific Pty Ltd | LnK Cervical Interbody Fusion Cage System | LnK Cervical Interbody Fusion Cage System, PEEK | width (14-20 mm) x length (12-15 mm) x height (5-10mm) | 286126 | August 2017 |  | New Listing | New Listing | 42948
13 - Spinal | 13.10 - Fusion Cage | 13.10.02 - Interbody, No Integral Fixation | 13.10.02.01 - Cervical |  | ER455 | 2503 |  | Emergo Asia Pacific Pty Ltd | Cascadia Cervical Interbody System | Cascadia Interbody spacer, Porous Ti | 5-13mm heights | 193652 | August 2017 |  | New Listing | New Listing | 42948
13 - Spinal | 13.10 - Fusion Cage | 13.10.02 - Interbody, No Integral Fixation | 13.10.02.01 - Cervical |  | ER461 | 2503 |  | Emergo Asia Pacific Pty Ltd | Endoskeleton TC | Titanium coated anterior interbody fusion device for the lumbar spine | 12-16 x 14-18mm | 285244 | August 2017 |  | Duplicated from OH493 | Duplicated from OH493 | 42948
13 - Spinal | 13.10 - Fusion Cage | 13.10.02 - Interbody, No Integral Fixation | 13.10.02.01 - Cervical |  | ER470 | 2503 |  | Emergo Asia Pacific Pty Ltd | Endoskeleton TCS | Titanium Stand Alone ADCF Cage | 5-12mm Heights | 285244 | August 2017 |  | Duplicated from OH524 | Duplicated from OH524 | 42948
13 - Spinal | 13.10 - Fusion Cage | 13.10.02 - Interbody, No Integral Fixation | 13.10.02.01 - Cervical |  | OH543 | 2503 |  | Orthotech Pty Ltd | C7 Cervical Cage | Cervical Cage | H 3-16mm L 12-16mm W 12-16mm | 289247 | August 2017 |  | New Listing | New Listing | 42948
13 - Spinal | 13.10 - Fusion Cage | 13.10.02 - Interbody, No Integral Fixation | 13.10.02.01 - Cervical |  | SV062 | 2503 |  | Signature Spine and Joint Pty Ltd | STERISPINE™ Cervical Cage | Sterile Cervical Interbody Fusion Device | H05- W.14.5 D12 H06- W.14.5 D12 H07- W.14.5 D12 H08- W.14.5 D12 H05- W.16 D14 H06- W.16 D14 H07- W.16 D14 H08- W.16 D14 | 273290 | August 2017 |  | New Listing | New Listing | 42948
13 - Spinal | 13.10 - Fusion Cage | 13.10.02 - Interbody, No Integral Fixation | 13.10.02.01 - Cervical |  | ZZ034 | 2503 |  | AA-Med Pty Ltd | Valeo C+CSC | Anterior Cervical Interbody Fusion Device | Footprint: 16-17mm X 12-14mm Height: 5-12mm Lordosis: 0-6 degrees | 287982 | August 2017 |  | New Listing | New Listing | 42948
13 - Spinal | 13.10 - Fusion Cage | 13.10.02 - Interbody, No Integral Fixation | 13.10.02.01 - Cervical |  | ZZ036 | 2503 |  | AA-Med Pty Ltd | Valeo II C | Anterior Cervical Interbody Fusion Device | Footprint: 14-16mm x 12-14m Height: 5-14mm Lordosis 0-6 degrees | 287982 | August 2017 |  | New Listing | New Listing | 42948
13 - Spinal | 13.10 - Fusion Cage | 13.10.02 - Interbody, No Integral Fixation | 13.10.02.02 - ThoracoLumbar / Lumbar |  | BB365 | 3600 |  | B Braun Australia Pty Ltd | Aesculap Interbody Cage | PLIF Interbody Cage | All sizes | 122641, 273761 | August 2017 |  | New Listing | New Listing | 42948
13 - Spinal | 13.10 - Fusion Cage | 13.10.02 - Interbody, No Integral Fixation | 13.10.02.02 - ThoracoLumbar / Lumbar |  | DE558 | 3600 |  | Device Technologies Australia Pty Ltd | icotec ETurn Cage | TLIF Cage | 32mm Length, 12 and 16mm width and 7-15mm height | 283852 | August 2017 |  | New Listing | New Listing | 42948
13 - Spinal | 13.10 - Fusion Cage | 13.10.02 - Interbody, No Integral Fixation | 13.10.02.02 - ThoracoLumbar / Lumbar |  | ER441 | 3600 |  | Emergo Asia Pacific Pty Ltd | LnK Lumbar Interbody Fusion Cage System-TPLIF | LnK Lumbar Interbody Fusion Cage System-TPLIF, PEEK | length 32mm x width 11mm x height (6-16mm) x angle (0-8 degrees) | 286125 | August 2017 |  | New Listing | New Listing | 42948
13 - Spinal | 13.10 - Fusion Cage | 13.10.02 - Interbody, No Integral Fixation | 13.10.02.02 - ThoracoLumbar / Lumbar |  | ER442 | 3600 |  | Emergo Asia Pacific Pty Ltd | LnK Lumbar Interbody Fusion Cage System-TLIF | LnK Lumbar Interbody Fusion Cage System-TLIF, PEEK, lordotic | length (26-32mm) x width 11mm x height (7-16mm) x angle (0-8 degrees) | 286125 | August 2017 |  | New Listing | New Listing | 42948
13 - Spinal | 13.10 - Fusion Cage | 13.10.02 - Interbody, No Integral Fixation | 13.10.02.02 - ThoracoLumbar / Lumbar |  | ER443 | 3600 |  | Emergo Asia Pacific Pty Ltd | LnK Lumbar Interbody Fusion Cage System-ALIF | LnK Lumbar Interbody Fusion Cage System-ALIF, PEEK, lordotic | length (24-29mm) x width (32-38mm) x height (8-19mm) x angle (0-14mm) | 286125 | August 2017 |  | New Listing | New Listing | 42948
13 - Spinal | 13.10 - Fusion Cage | 13.10.02 - Interbody, No Integral Fixation | 13.10.02.02 - ThoracoLumbar / Lumbar |  | ER444 | 3600 |  | Emergo Asia Pacific Pty Ltd | LnK Lumbar Interbody Fusion Cage System-DLIF | LnK Lumbar Interbody Fusion Cage System-DLIF, PEEK | length 18mm x width (40-60mm) x height (8-16mm) x angle (0-12mm) | 286125 | August 2017 |  | New Listing | New Listing | 42948
13 - Spinal | 13.10 - Fusion Cage | 13.10.02 - Interbody, No Integral Fixation | 13.10.02.02 - ThoracoLumbar / Lumbar |  | ER462 | 3600 |  | Emergo Asia Pacific Pty Ltd | Endoskeleton TL | Lateral Vertebral Body Spacer. Titanium with Surface Treated Technology | Length: 45-60mm | 285244 | August 2017 |  | Duplicated from OH522 | Duplicated from OH522 | 42948
13 - Spinal | 13.10 - Fusion Cage | 13.10.02 - Interbody, No Integral Fixation | 13.10.02.02 - ThoracoLumbar / Lumbar |  | ER463 | 3600 |  | Emergo Asia Pacific Pty Ltd | Endoskeleton TA | Titanium coated anterior interbody fusion device for the lumbar spine | 32-40 x 21-27mm | 285244 | August 2017 |  | Duplicated from OH490 | Duplicated from OH490 | 42948
13 - Spinal | 13.10 - Fusion Cage | 13.10.02 - Interbody, No Integral Fixation | 13.10.02.02 - ThoracoLumbar / Lumbar |  | LB169 | 3600 |  | Globus Medical Australia | RISE-L Lateral Lumbar Interbody Fusion Device | Expandable titanium lumbar interbody fusion device | Width 18-22mm, Length 40-60mm, Height 7-10mm (unexpanded) - 14-17mm (expanded) | 214537 | August 2017 |  | New Listing | New Listing | 42948
13 - Spinal | 13.10 - Fusion Cage | 13.10.02 - Interbody, No Integral Fixation | 13.10.02.02 - ThoracoLumbar / Lumbar |  | NV150 | 3600 |  | Nuvasive Australia and NZ Pty Ltd | Nuvasive TLX Interbody System | Expandable Lumbar Fusion Device | Width 11mm x Length 26-36mm x Height 7-14mm x Lordosis 12-15° | 132498 | August 2017 |  | New Listing | New Listing | 42948
13 - Spinal | 13.10 - Fusion Cage | 13.10.02 - Interbody, No Integral Fixation | 13.10.02.02 - ThoracoLumbar / Lumbar |  | OH538 | 3600 |  | Orthotech Pty Ltd | Taurus-P | Taurus-P Fusion Cage | 0-8°, H7-16mm, L25-40mm, W9-12mm | 289247 | August 2017 |  | New Listing | New Listing | 42948
13 - Spinal | 13.10 - Fusion Cage | 13.10.02 - Interbody, No Integral Fixation | 13.10.02.02 - ThoracoLumbar / Lumbar |  | SV066 | 3600 |  | Signature Spine and Joint Pty Ltd | STERISPINE™ Lumbar Cage -Single | Curved and Straight Fusion Cage- Oblique/TLIF/PLIF PEEK (straight/curved/bullet nosed) | Straight: Height 7-14mm Width: 10-12mm Length: 22-32mm Curved Height: 7-14mm Length: 28-32mm | 273286 | August 2017 |  | New Listing | New Listing | 42948
13 - Spinal | 13.10 - Fusion Cage | 13.10.02 - Interbody, No Integral Fixation | 13.10.02.02 - ThoracoLumbar / Lumbar |  | ZZ031 | 3600 |  | AA-Med Pty Ltd | Valeo II AL | Anterior Lumbar Interbody Fusion Device | Footprint: 30 x 24mm, 36 x 28mm, 39 x 30mm Height: 9-22mm Lordosis: 4-12 degrees | 287982 | August 2017 |  | New Listing | New Listing | 42948
13 - Spinal | 13.10 - Fusion Cage | 13.10.02 - Interbody, No Integral Fixation | 13.10.02.02 - ThoracoLumbar / Lumbar |  | ZZ033 | 3600 |  | AA-Med Pty Ltd | Valeo II TL | Transforaminal Lumbar Interbody Fusion Device | Footprint: 10 x 27mm, 10 x 33mm, 12 x 27mm, 12 x 33mm Height: 7-16mm Lordosis: 6 degrees | 287982 | August 2017 |  | New Listing | New Listing | 42948
13 - Spinal | 13.10 - Fusion Cage | 13.10.02 - Interbody, No Integral Fixation | 13.10.02.02 - ThoracoLumbar / Lumbar |  | ZZ038 | 3600 |  | AA-Med Pty Ltd | Valeo II and Valeo Gen 1 PL/OL | PLIF lumbar interbody fusion device | Footprint: 9 x 21mm, 9 x 25mm, 9 x 29mm, 9x 32mm Height: 7-18mm Lordosis: 0-6 degrees | 287982 | August 2017 |  | New Listing | New Listing | 42948
13 - Spinal | 13.10 - Fusion Cage | 13.10.02 - Interbody, No Integral Fixation | 13.10.02.02 - ThoracoLumbar / Lumbar |  | ZZ039 | 3600 |  | AA-Med Pty Ltd | Valeo II LL | Lateral Lumbar Interbody Fusion Device | Footprint: 18-22mm x 40mm-60mm Height: 8-16mm Lordosis: 0 - 6 degrees | 287982 | August 2017 |  | New Listing | New Listing | 42948
13 - Spinal | 13.10 - Fusion Cage | 13.10.02 - Interbody, No Integral Fixation | 13.10.02.02 - ThoracoLumbar / Lumbar | Paired | ER440 | 3000 |  | Emergo Asia Pacific Pty Ltd | LnK Lumbar Interbody Fusion Cage System-PLIF | LnK Lumbar Interbody Fusion Cage System-PLIF cages, paired, PEEK, bullet shape, lordotic | Length (25-28mm) x width 11mm x height (6-16 mm) x (angle (0-8 degrees) | 286125 | August 2017 |  | New Listing | New Listing | 42948
13 - Spinal | 13.10 - Fusion Cage | 13.10.02 - Interbody, No Integral Fixation | 13.10.02.02 - ThoracoLumbar / Lumbar | Paired | ER460 | 3000 |  | Emergo Asia Pacific Pty Ltd | Endoskeleton TT / TO | Titanium coated posterior interbody fusion cage | TT- 7-14mm Height /TO 8-16mm Height | 285244 | August 2017 |  | Duplicated from OH494 | Duplicated from OH494 | 42948
13 - Spinal | 13.10 - Fusion Cage | 13.10.02 - Interbody, No Integral Fixation | 13.10.02.02 - ThoracoLumbar / Lumbar | Paired | OH536 | 3000 |  | Orthotech Pty Ltd | Dynamic Cage | PLIF/TLIF Spinal Cage | Angle 0° - 12° Height 7-16mm Length 22-32mm Width 8-11mm | 289247 | August 2017 |  | New Listing | New Listing | 42948
13 - Spinal | 13.10 - Fusion Cage | 13.10.02 - Interbody, No Integral Fixation | 13.10.02.02 - ThoracoLumbar / Lumbar | Paired | OH537 | 3000 |  | Orthotech Pty Ltd | Medussa-PL Cage | ThoracoLumbar/Lumbar Interbody Fusion Cage - PLIF, TLIF | 0°-8°, H 6-16mm L 25-38mm W 9-11mm | 289247 | August 2017 |  | New Listing | New Listing | 42948
13 - Spinal | 13.10 - Fusion Cage | 13.10.02 - Interbody, No Integral Fixation | 13.10.02.02 - ThoracoLumbar / Lumbar | Paired | OH542 | 3000 |  | Orthotech Pty Ltd | LP Cage | LP - PLIF Peek Cage | 0°-8°, H 8-15mm L 22-27mm W 9-11mm | 289247 | August 2017 |  | New Listing | New Listing | 42948
13 - Spinal | 13.10 - Fusion Cage | 13.10.02 - Interbody, No Integral Fixation | 13.10.02.02 - ThoracoLumbar / Lumbar | Paired | SV071 | 3000 |  | Signature Spine and Joint Pty Ltd | STERISPINE™ Lumbar Cage- Paired | Curved and Straight Fusion Cage- Oblique/TLIF/PLIF PEEK (straight/curved/bullet nosed)- Paired | 7 – 14mm in height, 10 – 12mm in width, 22 and 28mm in length | 273286 | August 2017 |  | New Listing | New Listing | 42948
13 - Spinal | 13.10 - Fusion Cage | 13.10.02 - Interbody, No Integral Fixation | 13.10.02.02 - ThoracoLumbar / Lumbar | Paired | ZZ037 | 3000 |  | AA-Med Pty Ltd | Valeo II and Gen 1 PL/OL - paired | PLIF lumbar interbody fusion device - paired | Footprint: 9 x 21mm and 9 x 25mm Height: 7-18mm Lordosis: 0 -6 degrees | 287982 | August 2017 |  | New Listing | New Listing | 42948
13 - Spinal | 13.11 - Disc Replacement | 13.11.01 - System | 13.11.01.02 - Lumbar |  | DR001 | 9550 |  | MEDIVANCE PTY LTD | Freedom Lumbar Disc | Lumbar Disc Replacement Prosthesis | 26mmx36mm, 28mmx38mm, 30mmx40mm, 12-16mm, 4-12 degrees. | 279935 | August 2017 |  | New Listing | New Listing | 42948
13 - Spinal | 13.12 - Vertebral Body Replacement | 13.12.01 - Telescoping Cage | 13.12.01.02 - No Integral Fixation | ThoracoLumbar | NK051 | 4300 |  | National Surgical Pty Ltd | GIZA vertebral Body Replacement System | A Titanium expandable Vertebral Body Replacement System with integral variable angled endplates | 14mm diameter, 18mm -54mm length, 2 deg to 10deg angulation. | 286771 | August 2017 |  | Duplicated from HW515 | Duplicated from HW515 | 42948
13 - Spinal | 13.12 - Vertebral Body Replacement | 13.12.05 - Non Stackable Cage, other |  |  | ER409 | 3605 |  | Emergo Asia Pacific Pty Ltd | Capri Small Solid Corpectomy Cage System | Non Stackable vertebral body replacement | (12 x14)mm or (13x16)mm footprint | 204117 | August 2017 |  | New Listing | New Listing | 42948