## Prostheses List Aug 17 Part A
Product Category | Assessment Body | Product Group | Product Sub-Group | Suffix | Billing Code | Min Benefit | Max Benefit | Sponsor | Product Name | Description | Size | ARTG | Last Updated | Note | Change1
01 - Ophthalmic | 01.01 - ANTERIOR CHAMBER INTRAOCULAR LENSES | 01.01.01 - Aphakic | 01.01.01.01 - Rigid |  | AL003 | 140 |  | Alcon Laboratories (Aust.) Pty Ltd | MTA2UO - MTA6UO | PMMA | +5 to +30 D | 144332 | October 2016 |  | Changed Benefit.
01 - Ophthalmic | 01.01 - ANTERIOR CHAMBER INTRAOCULAR LENSES | 01.01.01 - Aphakic | 01.01.01.01 - Rigid |  | BL005 | 140 |  | Bausch & Lomb (Australia) Pty Ltd | Storz (Coburn) Intraocular Lens 121UV; L122UV PMMA Anterior Chamber Lens | PMMA Anterior Chamber Intraocular lens 1 piece | 13.75mm length. 6.0mm optic size, diopter range 3-30d. L122UV: 6.0mm optic, 13.75mm length, power range; 5.0 to 30.0 Diopters | 97880 | October 2016 |  | Changed Benefit.
01 - Ophthalmic | 01.01 - ANTERIOR CHAMBER INTRAOCULAR LENSES | 01.01.01 - Aphakic | 01.01.01.01 - Rigid | ifc | AO019 | 225 |  | AMO Australia Pty Ltd | Verisyse AC IOL | Aphakic Model | 5mm Optic Diameter x 8.5 overall length | 98019 | October 2016 |  | Changed Benefit.
01 - Ophthalmic | 01.01 - ANTERIOR CHAMBER INTRAOCULAR LENSES | 01.01.01 - Aphakic | 01.01.01.01 - Rigid | ifc | EG009 | 225 |  | Emagin Pty Ltd | Artisan Anterior Chamber Intraocular Lens | Aphakia Model Composition: PMMA | 5.00mm Optic Diameter x 8.5 in overall length | 92476 | October 2016 |  | Changed Benefit.
01 - Ophthalmic | 01.01 - ANTERIOR CHAMBER INTRAOCULAR LENSES | 01.01.01 - Aphakic | 01.01.01.01 - Rigid | m | AO001 | 178 |  | AMO Australia Pty Ltd | Intraocular Lens: Model AC 51L | Duralens PMMA, Anterior Chamber IOL | 6.00 mm Optic Diameter x 13.0mm in overall length | 144532 | October 2016 |  | Changed Benefit.
01 - Ophthalmic | 01.01 - ANTERIOR CHAMBER INTRAOCULAR LENSES | 01.01.02 - Phakic | 01.01.02.01 - Rigid |  | AO016 | 612 |  | AMO Australia Pty Ltd | Verisyse AC IOL | Phakic Intraocular Lens: Model Myopia. Composition: PMMA | 5mm Optic Diameter x 8.5 overall length; 6mm Optic Diameter x 8.5 overall length | 98019 | October 2016 |  | Changed Benefit.
01 - Ophthalmic | 01.01 - ANTERIOR CHAMBER INTRAOCULAR LENSES | 01.01.02 - Phakic | 01.01.02.01 - Rigid |  | AO017 | 612 |  | AMO Australia Pty Ltd | Verisyse AC IOL | Phakic Intraocular Lens: Model Hyperopia. Composition: PMMA | 5mm Optic Diameter x 8.5 overall length | 98019 | October 2016 |  | Changed Benefit.
01 - Ophthalmic | 01.01 - ANTERIOR CHAMBER INTRAOCULAR LENSES | 01.01.02 - Phakic | 01.01.02.01 - Rigid |  | EG012 | 612 |  | Emagin Pty Ltd | Artisan Anterior Chamber IOL | Phakic Intraocular Lens Myopic / Hyperopic | 5.00mm Optic Diameter x 8.5 in overall length; | 92476 | October 2016 |  | Changed Benefit.
01 - Ophthalmic | 01.01 - ANTERIOR CHAMBER INTRAOCULAR LENSES | 01.01.02 - Phakic | 01.01.02.01 - Rigid | t1 | AO030 | 950 |  | AMO Australia Pty Ltd | Verisyse Toric (Custom) | Phakic intraocular lens: Model toric | 5mm Optic Diameter x 7.5mm overall length | 98019 | October 2016 |  | Changed Benefit.
01 - Ophthalmic | 01.01 - ANTERIOR CHAMBER INTRAOCULAR LENSES | 01.01.02 - Phakic | 01.01.02.01 - Rigid | t1, ifc | EG019 | 1035 |  | Emagin Pty Ltd | Artisan Toric (Custom) T1 | AC Iris clip IOL Toric | 5.00mm Optic Diameter x 7.5 Overall | 92476 | October 2016 |  | Changed Benefit.
01 - Ophthalmic | 01.01 - ANTERIOR CHAMBER INTRAOCULAR LENSES | 01.01.02 - Phakic | 01.01.02.01 - Rigid | t2 | AO029 | 1222 |  | AMO Australia Pty Ltd | Verisyse Toric (Custom) | Phakic intraocular lens: Model toric | 5mm Optic Diameter x 7.5mm overall length | 98019 | October 2016 |  | Changed Benefit.
01 - Ophthalmic | 01.01 - ANTERIOR CHAMBER INTRAOCULAR LENSES | 01.01.02 - Phakic | 01.01.02.01 - Rigid | t2, ifc | EG020 | 1307 |  | Emagin Pty Ltd | Artisan Toric (Custom) T2 | AC Iris clip IOL Toric | 5.00mm Optic Diameter x 7.5 Overall | 92476 | October 2016 |  | Changed Benefit.
01 - Ophthalmic | 01.01 - ANTERIOR CHAMBER INTRAOCULAR LENSES | 01.01.02 - Phakic | 01.01.02.02 - Foldable |  | AO025 | 651 |  | AMO Australia Pty Ltd | VeriFlex Foldable Phakic IOL | Anterior chamber foldable phakic silicone intraocular lens | -2 to -14.5d in 0.5d increments. Overall diameter 8.5mm. Optic 6.0mm | 150200 | October 2016 |  | Changed Benefit.
01 - Ophthalmic | 01.01 - ANTERIOR CHAMBER INTRAOCULAR LENSES | 01.01.02 - Phakic | 01.01.02.02 - Foldable |  | EG010 | 651 |  | Emagin Pty Ltd | Artiflex Anterior Chamber Intraocular Lens | Optic: Hydrophobic Polysiloxane. Haptic: PMMA | 6mm optic diameter x 8.5 in overall length | 92476 | October 2016 |  | Changed Benefit.
01 - Ophthalmic | 01.02 - POSTERIOR CHAMBER INTRAOCULAR LENSES | 01.02.01 - Rigid |  |  | AL002 | 140 |  | Alcon Laboratories (Aust.) Pty Ltd | Model CZ70BD | Other:PMMA | Range of Powers: +4D to +34 D | 92318 | August 2017 |  | Changed Product Name, Size, Product Sub Group.
01 - Ophthalmic | 01.02 - POSTERIOR CHAMBER INTRAOCULAR LENSES | 01.02.02 - Foldable | 01.02.02.01 - Microincision |  | CZ040 | 290 |  | Carl Zeiss Pty Ltd | CT SPHERIS 209M | Micro incision, Spherical aberrated, foldable square-edged single-piece intraocular lens for capsular bag fixation. | Diopter range :0.00 to + 32.0. Optic Size : 6mm Overall Length : 11mm | 151348 | October 2016 |  | Changed Benefit.
01 - Ophthalmic | 01.02 - POSTERIOR CHAMBER INTRAOCULAR LENSES | 01.02.02 - Foldable | 01.02.02.01 - Microincision | at | CZ016 | 328 |  | Carl Zeiss Pty Ltd | CT ASPHINA 409M | ZEISS Micro Incision Aspheric (aberration neutral) IOL: Foldable, square-edged, single piece IOL for capsular bag fixation | 6mm optic, 11mm overall diameter. Diopter range 0.0 to +32.0D (0.5D steps from 10.0 to 30.0D, 1.0D outside this range) | 151348 | October 2016 |  | Changed Benefit.
01 - Ophthalmic | 01.02 - POSTERIOR CHAMBER INTRAOCULAR LENSES | 01.02.02 - Foldable | 01.02.02.01 - Microincision | at | CZ017 | 328 |  | Carl Zeiss Pty Ltd | CT ASPHINA 509M | ZEISS Micro Incision Aspheric (aberration correcting) IOL: Foldable, square-edged, single piece IOL for capsular bag fixation | 6mm Optic, 11mm overall diameter. Diopter range 0.0 to +32.0D (0.5D steps from 10.0 to 30.0D, 1.0D outside this range) | 151348 | October 2016 |  | Changed Benefit.
01 - Ophthalmic | 01.02 - POSTERIOR CHAMBER INTRAOCULAR LENSES | 01.02.02 - Foldable | 01.02.02.01 - Microincision | at, pl | BL026 | 337 |  | Bausch & Lomb (Australia) Pty Ltd | Akreos AO Micro Incision Lens | Micro Incision, posterior chamber, foldable acrylic, aphakic, anterior & posterior edge modification, preloaded, with aberration control, intraocular lens | 6mm optic overall diameter 11.0mm(10D-15D), 10.7mm (15.50-22D), 10.5mm (22.50-30D) | 98915 | October 2016 |  | Changed Benefit.
01 - Ophthalmic | 01.02 - POSTERIOR CHAMBER INTRAOCULAR LENSES | 01.02.02 - Foldable | 01.02.02.01 - Microincision | at, pl | CZ028 | 337 |  | Carl Zeiss Pty Ltd | CT ASPHINA 409MP | Preloaded, micro incision, aspheric (aberration neutral), foldable square-edged single piece intraocular lens for capsular bag fixation. | Diopter range: 0.0 to 32.0D; Optic size: 6.0mm; Overall length: 11.0mm | 134490 | October 2016 |  | Changed Benefit.
01 - Ophthalmic | 01.02 - POSTERIOR CHAMBER INTRAOCULAR LENSES | 01.02.02 - Foldable | 01.02.02.01 - Microincision | at, pl | CZ037 | 337 |  | Carl Zeiss Pty Ltd | CT ASPHINA 509MP | Preloaded, micro incision, aspheric (aberration correcting), foldable square-edged single-piece intraocular lens for capsular bag fixation | Diopter range: 0.0 to + 32.0D; Optic Size: 6.0mm; Overall length: 11.0mm | 134490 | October 2016 |  | Changed Benefit.
01 - Ophthalmic | 01.02 - POSTERIOR CHAMBER INTRAOCULAR LENSES | 01.02.02 - Foldable | 01.02.02.01 - Microincision | at, pl | DV263 | 337 |  | Designs for Vision Pty Ltd | Rayner C-flex Advance Aspheric IOL | Mini incision pre-loaded aspheric IOL | Power range +8.0 - +34.0 dioptres in 0.5 increments | 100926 | October 2016 |  | Changed Benefit.
01 - Ophthalmic | 01.02 - POSTERIOR CHAMBER INTRAOCULAR LENSES | 01.02.02 - Foldable | 01.02.02.01 - Microincision | at, pl | EG016 | 337 |  | Emagin Pty Ltd | ARTIS PL E | Preloaded Intraocular lens | 0 to 35D | 226270 | October 2016 |  | Changed Benefit.
01 - Ophthalmic | 01.02 - POSTERIOR CHAMBER INTRAOCULAR LENSES | 01.02.02 - Foldable | 01.02.02.01 - Microincision | at, pl | EG017 | 337 |  | Emagin Pty Ltd | LUXIOL 60 | Preloaded Intraocular lens | +10 to +35D | 226270 | October 2016 |  | Changed Benefit.
01 - Ophthalmic | 01.02 - POSTERIOR CHAMBER INTRAOCULAR LENSES | 01.02.02 - Foldable | 01.02.02.01 - Microincision | at, pl | KG015 | 337 |  | Kevin Grundy (IBD) Pty Ltd | Rayner C-flex Advance Aspheric IOL | Mini incision pre-loaded aspheric IOL | Power range +8.0 - +34.0 dioptres in 0.5 increments | 220612 | October 2016 |  | Changed Benefit.
01 - Ophthalmic | 01.02 - POSTERIOR CHAMBER INTRAOCULAR LENSES | 01.02.02 - Foldable | 01.02.02.01 - Microincision | at, pl, t1 | CZ031 | 684 |  | Carl Zeiss Pty Ltd | AT TORBI 709MP (Standard Range) | Bitoric, preloaded, micro incision, aspheric (aberration neutral), foldable, square-edged, single-piece IOL for capsular bag fixation | Diopter range: Sph -10.0 to 32.0, Cyl +1.0 to 6.5 Optic size: 6.0mm, Overall length: 11.0mm | 151348 | October 2016 |  | Changed Benefit.
01 - Ophthalmic | 01.02 - POSTERIOR CHAMBER INTRAOCULAR LENSES | 01.02.02 - Foldable | 01.02.02.01 - Microincision | at, pl, t1 | EG015 | 684 |  | Emagin Pty Ltd | ARTIS T PL | Preloaded Toric Intraocular lens | +18 to +25D / C +1.50D | 226270 | October 2016 |  | Changed Benefit.
01 - Ophthalmic | 01.02 - POSTERIOR CHAMBER INTRAOCULAR LENSES | 01.02.02 - Foldable | 01.02.02.01 - Microincision | at, pl, vblf | IS017 | 364 |  | Insight Surgical Pty Ltd | Preloaded Monofocal Hydrophilic 677PY with Blue light Filter for Medjet PL-MA 2.2 single use injection system | Posterior chamber IOL, 360° Special Square Edge, Aspheric – Coma optimized | Optic diameter: 6.0 mm ±0.10 mm, Overall diameter: 13.0 mm ±0.20 mm Powers available: -10.0 - +9.0 D ±0.25 D increment: 1.0 D +10.0 - +25.0 D ±0.25 D increment: 0.5 D +25.5 - +30.0 D ±0.5 D increment: 0.5 D +31.0 - +45.0 D ±0.5 increment: 1.0 D | 221834 | February 2017 |  | Changed Benefit.
01 - Ophthalmic | 01.02 - POSTERIOR CHAMBER INTRAOCULAR LENSES | 01.02.02 - Foldable | 01.02.02.01 - Microincision | at, t1 | CZ020 | 666 |  | Carl Zeiss Pty Ltd | AT TORBI 709M | STANDARD RANGE BITORIC - ZEISS Micro Incision Aspheric (abberation neutral) IOL: Foldable, square-edged, single piece IOL for capsular bag fixation | 6mm optic, 11mm overall diameter. Diopter range: Sph -10.0 to +32.0D, Cyl +1.0 to 6.5D (all 0.5D steps) | 151348 | October 2016 |  | Changed Benefit.
01 - Ophthalmic | 01.02 - POSTERIOR CHAMBER INTRAOCULAR LENSES | 01.02.02 - Foldable | 01.02.02.01 - Microincision | at, t2 | CZ027 | 937 |  | Carl Zeiss Pty Ltd | AT TORBI 709M | HIGH CYLINDER BITORIC - ZEISS Micro Incision Aspheric (aberration neutral) IOL: Foldable square edged, single piece IOL for capsular bag fixation | 6mm optic, 11mm overall diameter. Diopter range: Sph -10.0 to +32.0D, +7.0 to 12.0D (all 0.5D steps) | 151348 | October 2016 |  | Changed Suffix, Benefit.
01 - Ophthalmic | 01.02 - POSTERIOR CHAMBER INTRAOCULAR LENSES | 01.02.02 - Foldable | 01.02.02.02 - No edge modification |  | EJ001 | 253 |  | ELLEX MEDICAL PTY LTD | Staar foldable silicone intraocular lens: Model AQ 5010V | Polyimide haptics 6.3mm optic - low diopters | 14.0mm length | 135694 | February 2017 |  | Transferred from XE002
01 - Ophthalmic | 01.02 - POSTERIOR CHAMBER INTRAOCULAR LENSES | 01.02.02 - Foldable | 01.02.02.03 - Edge modification |  | AL004 | 290 |  | Alcon Laboratories (Aust.) Pty Ltd | Acrysof Multipiece Models MA50BM, MA60AC | Foldable Acrylic Multi-piece Lens | -5 D to +30 D | 92318 | October 2016 |  | Changed Benefit.
01 - Ophthalmic | 01.02 - POSTERIOR CHAMBER INTRAOCULAR LENSES | 01.02.02 - Foldable | 01.02.02.03 - Edge modification |  | AL011 | 290 |  | Alcon Laboratories (Aust.) Pty Ltd | Acrysof Model SA60AT | Foldable Acrylic Single-piece Lens, asymmetric optic/consistent edge | Range of Powers: +6 to +40 D | 92318 | October 2016 |  | Changed Benefit.
01 - Ophthalmic | 01.02 - POSTERIOR CHAMBER INTRAOCULAR LENSES | 01.02.02 - Foldable | 01.02.02.03 - Edge modification |  | AO002 | 290 |  | AMO Australia Pty Ltd | Sensar AR40 Monofocal Acrylic IOL, Sensar OptiEdge AR40e Foldable Acrylic IOL | Soft Acrylic, Foldable, UV Absorbing, Posterior | Range available from -10D to +30D. 6 mm Optic Diameter x 13mm in overall length. | 99891 | October 2016 |  | Changed Benefit.
01 - Ophthalmic | 01.02 - POSTERIOR CHAMBER INTRAOCULAR LENSES | 01.02.02 - Foldable | 01.02.02.03 - Edge modification |  | CZ041 | 290 |  | Carl Zeiss Pty Ltd | EC-3 | Foldable, 3-piece, monofocal, square-edged, hydrophobic acrylic intraocular lens. | Diopter size: 4.0 to 34.0 DS. Optic size: 6mm. Overall length: 13mm | 274536 | October 2016 |  | Changed Benefit.
01 - Ophthalmic | 01.02 - POSTERIOR CHAMBER INTRAOCULAR LENSES | 01.02.02 - Foldable | 01.02.02.03 - Edge modification |  | DE398 | 290 |  | Device Technologies Australia Pty Ltd | Oculentis LENTIS L-302-1 | Foldable one-piece monofocal C loop acrylic IOL. | Optic Size 6.0mm, Overall Length 12.00mm. +-0.0D to +35.0D (1.0D steps) and +15.5D to +26.5D (0.5D steps). | 192478 | October 2016 |  | Changed Benefit.
01 - Ophthalmic | 01.02 - POSTERIOR CHAMBER INTRAOCULAR LENSES | 01.02.02 - Foldable | 01.02.02.03 - Edge modification |  | EJ003 | 290 |  | ELLEX MEDICAL PTY LTD | Staar foldable silicone IOLs: Models AQ2010V, AQ2017V and AO2003V | Plate haptics 6.0mm; Polymide haptics 5.5 or 6.3mm optic; | 10.8mm to 13.5mm length | 135694 | August 2017 |  | Changed Size.
01 - Ophthalmic | 01.02 - POSTERIOR CHAMBER INTRAOCULAR LENSES | 01.02.02 - Foldable | 01.02.02.03 - Edge modification |  | KG001 | 290 |  | Kevin Grundy (IBD) Pty Ltd | Rayner C-Flex | Hydrophilic HEMA-MMA copolymer, foldable with injector | 5.75mm dia optic, 12.00mm dia overall | 100926 | October 2016 |  | Changed Benefit.
01 - Ophthalmic | 01.02 - POSTERIOR CHAMBER INTRAOCULAR LENSES | 01.02.02 - Foldable | 01.02.02.03 - Edge modification |  | KG002 | 290 |  | Kevin Grundy (IBD) Pty Ltd | Superflex | Hydrophilic HEMA-MMA copolymer, foldable with injector | 6.25mm dia optic, 12.5mm dia overall | 100926 | October 2016 |  | Changed Benefit.
01 - Ophthalmic | 01.02 - POSTERIOR CHAMBER INTRAOCULAR LENSES | 01.02.02 - Foldable | 01.02.02.03 - Edge modification |  | LN007 | 290 |  | Lumos Medical Pty Ltd | Tecsoft Flex | Single piece square edged foldable intraocular lens for implantation into the capsular bag. | Diopter power range: +5.0 D to +32.0D (0.5 D increments from +10.0 D to +30.0 D, 1.0 D increments outside this range). For powers +5.0 D to +17.5D - Optic size: 6.0mm. Overall Length 13.5mm. For powers +18.0 D to +25.5D - Optic size: 5.9mm. Overall Length 13.0mm. For powers +26.0 D to +32.0 D - Optic size: 5.8mm. Overall Length 12.5mm. | 259821 | October 2016 |  | Changed Benefit.
01 - Ophthalmic | 01.02 - POSTERIOR CHAMBER INTRAOCULAR LENSES | 01.02.02 - Foldable | 01.02.02.03 - Edge modification | at | AL038 | 328 |  | Alcon Laboratories (Aust.) Pty Ltd | Acrysof Aspheric UV-absorbing IOL | Foldable Acrylic Single-piece Lens with UV Absorbing and Aspheric Correction | + 6.0 D to +30.0 D | 92318 | October 2016 |  | Changed Benefit.
01 - Ophthalmic | 01.02 - POSTERIOR CHAMBER INTRAOCULAR LENSES | 01.02.02 - Foldable | 01.02.02.03 - Edge modification | at | AO014 | 328 |  | AMO Australia Pty Ltd | TECNIS® Intraocular Lens (Z9002 & ZA9003) | Foldable Intraocular Lenses - Ultraviolet light absorbing posterior chamber intraocular lenses, Silicone/Acrylic | 5-10 dioptre in 1.0 dioptre increments; 10.5 - 30 dioptre in 0.5 increments | 99891 | October 2016 |  | Changed Benefit.
01 - Ophthalmic | 01.02 - POSTERIOR CHAMBER INTRAOCULAR LENSES | 01.02.02 - Foldable | 01.02.02.03 - Edge modification | at | AO024 | 328 |  | AMO Australia Pty Ltd | Tecnis® One Piece (ZCB00) | One piece intraocular lens with edge modification and 360 degree square edge | +5 to +34 diopter powers in 0.5d increments. Overall diameter 13mm, Optic size 6mm | 170331 | October 2016 |  | Changed Benefit.
01 - Ophthalmic | 01.02 - POSTERIOR CHAMBER INTRAOCULAR LENSES | 01.02.02 - Foldable | 01.02.02.03 - Edge modification | at | BL022 | 328 |  | Bausch & Lomb (Australia) Pty Ltd | SofPort Advanced Optic (AO) | Posterior chamber, foldable silicone IOL with anterior optic-haptic square edge, posterior optic-haptic square edge, 360-degree optic square edge and asperic optic for aberration control | 0 D to 30.0 D | 98915 | October 2016 |  | Changed Benefit.
01 - Ophthalmic | 01.02 - POSTERIOR CHAMBER INTRAOCULAR LENSES | 01.02.02 - Foldable | 01.02.02.03 - Edge modification | at | BL023 | 328 |  | Bausch & Lomb (Australia) Pty Ltd | Akreos Advanced Optic | Posterior chamber, foldable acrylic IOL, with anterior optic-haptic square edge, posterior optic-haptic square edge, 360 degree optic square edge and aspheric optic for aberration control | 0 D to 30.0 D | 98915 | February 2017 |  | Changed Suffix.
01 - Ophthalmic | 01.02 - POSTERIOR CHAMBER INTRAOCULAR LENSES | 01.02.02 - Foldable | 01.02.02.03 - Edge modification | at | BL030 | 328 |  | Bausch & Lomb (Australia) Pty Ltd | enVista | The enVista, Model MX60, is an ultra-violet-absorbing, posterior chamber, hydrophobic acrylic one-piece foldable intraocular lens (IOL) Has an aspheric lens optic, square posterior edge, modified C haptics and available in dioptric powers ranging from +0.0 to +34.0D. | Overall diameter 12.5mm, optic body diameter 6.0mm in dioptric powers ranging from +0.0 to +34D 0.0D to 10.0D in 1 Diopter increments 11.0D to 30.0D in 0.5 Diopter increments 31.0D to 34.0D in 1 Diopter increments | 98915 | October 2016 |  | Changed Benefit.
01 - Ophthalmic | 01.02 - POSTERIOR CHAMBER INTRAOCULAR LENSES | 01.02.02 - Foldable | 01.02.02.03 - Edge modification | at | CZ030 | 328 |  | Carl Zeiss Pty Ltd | CT ASPHINA 404 | Small incision, foldable, single piece, monofocal, aspheric (aberration neutral), square-edged, hydrophilic acrylic (with hydrophobic surface properties) intraocular lens for capsular bag fixation. (Monofocal lens for powers outside standard 409MP MICS range). | Diopter range: -10.0 to 42.0, Optic size: 6.0mm, Overall length: 11.0mm | 151348 | February 2017 |  | Changed Suffix.
01 - Ophthalmic | 01.02 - POSTERIOR CHAMBER INTRAOCULAR LENSES | 01.02.02 - Foldable | 01.02.02.03 - Edge modification | at | DE484 | 328 |  | Device Technologies Australia Pty Ltd | Oculentis LENTIS L-402 | Foldable three piece monofocal acrylic IOL | Optic Size 6.0mm, Overall Length 13.00mm. +-0.0D to +35.0D (1.0D) + 15.5D to +26.5D (0.5D). Minus range on demand. | 198807 | October 2016 |  | Changed Benefit.
01 - Ophthalmic | 01.02 - POSTERIOR CHAMBER INTRAOCULAR LENSES | 01.02.02 - Foldable | 01.02.02.03 - Edge modification | at | DE490 | 328 |  | Device Technologies Australia Pty Ltd | Oculentis LENTIS L-312 | Foldable one-piece monofocal acrylic C Loop IOL | Opric size 6.0mm. Overall Length 12.00mm. Central Thickness 1.02mm (+22.0D). Available Diopters: -10.0D to 35.0D (1.0D steps). +10.5D to 29.5D (0.5D steps). | 198807 | October 2016 |  | Changed Benefit.
01 - Ophthalmic | 01.02 - POSTERIOR CHAMBER INTRAOCULAR LENSES | 01.02.02 - Foldable | 01.02.02.03 - Edge modification | at | DE492 | 328 |  | Device Technologies Australia Pty Ltd | Oculentis LENTIS L-313 | Foldable one-piece monofocal acrylic plate haptic IOL | Optic Size 6.0mm, Overall length 11.0mm. Available Diopters: +-10.0D to 36.0D (1.0D steps) +10.5D to 29.5D (0.5D steps) | 198807 | October 2016 |  | Changed Benefit.
01 - Ophthalmic | 01.02 - POSTERIOR CHAMBER INTRAOCULAR LENSES | 01.02.02 - Foldable | 01.02.02.03 - Edge modification | at | IQ004 | 328 |  | IQ Medical | Softec | Acrylic, single piece, foldable intraocular lens with anterior and posterior optic-haptic square edge, 360 degree optic square edge design, precision power calculation and aberration technology | Available in dioptric powers from -5.0 to +36.0, 1D steps: -5.0 to +10.0 and +31.0 to +36.0; 0.5D steps: +10.5 to +18.0 and +25.0 to +29.5; 0.25D steps: +18.0 to +25.0 | 120330 | February 2017 |  | Changed Suffix.
01 - Ophthalmic | 01.02 - POSTERIOR CHAMBER INTRAOCULAR LENSES | 01.02.02 - Foldable | 01.02.02.03 - Edge modification | at | IQ013 | 328 |  | IQ Medical | PreciSAL 302AC | Acrylic, single piece, foldable intraocular lens with anterior and posterior optic-haptic square edge, 360 degree optic square edge design, precision power calculation, aberration technology and UV light filter. | Available in dioptric powers from 0.0 to +30.0. 1D steps: 0.0 to +10.0; 0.5D steps: +10.5 to + 17.5 and +28.5 to +30.0; 0.25D steps: +18.0 to +28.0 | 183558 | February 2017 |  | Changed Suffix.
01 - Ophthalmic | 01.02 - POSTERIOR CHAMBER INTRAOCULAR LENSES | 01.02.02 - Foldable | 01.02.02.03 - Edge modification | at | IS010 | 328 |  | Insight Surgical Pty Ltd | BiFlex 677AB Hydrophilic Acrylic Foldable Aspheric Monofocal Lens (without Blue light Filter) | Posterior chamber IOL, 360° Special Square Edge, Aspheric – Coma optimized | Optic diameter: 6.0 mm ±0.10 mm, Overall diameter: 13.0 mm ±0.20 mm Powers available: -10.0 - +9.0 D ±0.25 D increment: 1.0 D +10.0 - +25.0 D ±0.25 D increment: 0.5 D +25.5 - +30.0 D ±0.5 D increment: 0.5 D +31.0 - +45.0 D ±0. D increment: 1.0 D | 221834 | October 2016 |  | Changed Benefit.
01 - Ophthalmic | 01.02 - POSTERIOR CHAMBER INTRAOCULAR LENSES | 01.02.02 - Foldable | 01.02.02.03 - Edge modification | at | KG012 | 328 |  | Kevin Grundy (IBD) Pty Ltd | Rayner "C-Flex" and Superflex" Aspheric IOL | Aspheric Intra Ocular Lenses with Amon-Apple enhanced 360 Degree square edge, Anti-vaulting Haptics | C-Flex -970C + 22.5D to +34D Superflex-920H - 10D to +22D | 100926 | February 2017 |  | Changed Suffix.
01 - Ophthalmic | 01.02 - POSTERIOR CHAMBER INTRAOCULAR LENSES | 01.02.02 - Foldable | 01.02.02.03 - Edge modification | at | LN003 | 328 |  | Lumos Medical Pty Ltd | ALSAFIT | Single piece aspheric foldable intraocular lens for implantation into the capsular bag. | Diopter power range: 0.0 D to 32.00 D (0.50 D increments). Optic size: 6mm. Overall length: 11.0mm. | 268033 | October 2016 |  | Changed Benefit.
01 - Ophthalmic | 01.02 - POSTERIOR CHAMBER INTRAOCULAR LENSES | 01.02.02 - Foldable | 01.02.02.03 - Edge modification | at | SO074 | 328 |  | Spectrum Surgical | HumanOptics Aspira | Posterior chamber IOL, foldable, UV absorber, Aspheric, aberration technology, 360° LEC barrier, HD optic | -6.0 to +40.0 D | 227764 | October 2016 |  | Changed Benefit.
01 - Ophthalmic | 01.02 - POSTERIOR CHAMBER INTRAOCULAR LENSES | 01.02.02 - Foldable | 01.02.02.03 - Edge modification | at, pl | AO034 | 337 |  | AMO Australia Pty Ltd | TECNIS® iTec 1-Piece Pre-Loaded IOL | 1-piece IOL Posterior Chamber Intraocular lens, incorporates a proprietary wavefront-designed aspheric optic with a squared posterior optic edge designed to provide a 360 degree barrier. The edge of the optic has a frosted design to reduce potential edge glare effects. Supplied pre-loaded in a screw style disposable injector. | +5.0 to +34.0 diopter powers in 0.5 diopter increments. Overall diameter 13mm, Optic size 6mm | 203780 | October 2016 |  | Changed Benefit.
01 - Ophthalmic | 01.02 - POSTERIOR CHAMBER INTRAOCULAR LENSES | 01.02.02 - Foldable | 01.02.02.03 - Edge modification | at, pl | DE485 | 337 |  | Device Technologies Australia Pty Ltd | Oculentis LENTIS L-402 Pre-loaded | Pre-loaded foldable three piece monofocal acrylic IOL. | Optic Size 6.0mm, Overall Length 13.00mm. +-0.0D to +35.0D (1.0D) +15.5D to +26.5D (0.5D). Minus range on demand. | 198807 | October 2016 |  | Changed Benefit.
01 - Ophthalmic | 01.02 - POSTERIOR CHAMBER INTRAOCULAR LENSES | 01.02.02 - Foldable | 01.02.02.03 - Edge modification | at, pl | DE491 | 337 |  | Device Technologies Australia Pty Ltd | Oculentis LENTIS L-312 Pre-loaded | Pre-loaded foldable one-piece monofocal acrylic C Loop IOL | Optic size 6.0mm. Overall length 12.00mm. Central thickness 1.02mm (+22.0D). Available Diopters: -10.0D to 35.0D (1.0D steps). +10.5D to 29.5D ( 0.5D steps). | 198807 | October 2016 |  | Changed Benefit.
01 - Ophthalmic | 01.02 - POSTERIOR CHAMBER INTRAOCULAR LENSES | 01.02.02 - Foldable | 01.02.02.03 - Edge modification | at, pl | DE493 | 337 |  | Device Technologies Australia Pty Ltd | Oculentis LENTIS L-313 Pre-loaded | Pre-loaded foldable one-piece monofocal acrylic plate haptic IOL | Optic Size 6.0mm, Overall Length 11.00mm. Available Diopters: +-10.0D to 35.0D (1.0D steps). +10.5D to 29.5 D (0.5D steps). | 198807 | October 2016 |  | Changed Benefit.
01 - Ophthalmic | 01.02 - POSTERIOR CHAMBER INTRAOCULAR LENSES | 01.02.02 - Foldable | 01.02.02.03 - Edge modification | at, pl | DV265 | 337 |  | Designs for Vision Pty Ltd | RayOne Ashperic preloaded | Preloaded aspheric intraocular lens, hydrophilic acrylic, UV absorbing, 360 square edge, anti-vaulting haptics | 6mm optic, range sphere -10 to +34 | 220612 | February 2017 |  | New Listing
01 - Ophthalmic | 01.02 - POSTERIOR CHAMBER INTRAOCULAR LENSES | 01.02.02 - Foldable | 01.02.02.03 - Edge modification | at, pl | DV268 | 337 |  | Designs for Vision Pty Ltd | Hoya Vivinex iSert preloaded IOL (Model XC1) | Preloaded injector system, micro incision, aspheric, UV filtering, single piece, hydrophobic acrylic | +6.0 to 30.0 D (in 0.5D steps) | 117417 | August 2017 |  | New Listing
01 - Ophthalmic | 01.02 - POSTERIOR CHAMBER INTRAOCULAR LENSES | 01.02.02 - Foldable | 01.02.02.03 - Edge modification | at, pl | DV269 | 337 |  | Designs for Vision Pty Ltd | HOYA iSert® 250 | Preloaded injector system, Micro-Incision, Aspheric, UV filtering, Single Piece, Hydrophobic | +6.0D to +30.0D (in 0.5D steps) | 112674, 117417 | August 2017 |  | New Listing
01 - Ophthalmic | 01.02 - POSTERIOR CHAMBER INTRAOCULAR LENSES | 01.02.02 - Foldable | 01.02.02.03 - Edge modification | at, pl | EJ002 | 337 |  | ELLEX MEDICAL PTY LTD | Preloaded Aspheric Intraocular Lens | Silicone intraocular lens | 6.0mm | 100462, 135694 | February 2017 |  | Transferred from XE004
01 - Ophthalmic | 01.02 - POSTERIOR CHAMBER INTRAOCULAR LENSES | 01.02.02 - Foldable | 01.02.02.03 - Edge modification | at, pl | IQ014 | 337 |  | IQ Medical | PreciSAL P302AC | Preloaded Acrylic, single piece, foldable intraocular lens with anterior and posterior optic-haptic square edge, 360 degree optic square edge design, precision power calculation, aberration technology and UV light filter. | Available in dioptric powers from 0.0 to +30.0. 1D steps: 0.0 to +10.0; 0.5D steps: +10.5 to + 17.5 and +28.5 to +30.0; 0.25D steps: +18.0 to +28.0 | 183558 | October 2016 |  | Changed Benefit.
01 - Ophthalmic | 01.02 - POSTERIOR CHAMBER INTRAOCULAR LENSES | 01.02.02 - Foldable | 01.02.02.03 - Edge modification | at, pl | IS031 | 337 |  | Insight Surgical Pty Ltd | Medicontur Preloaded Monofocal Hydrophilic 677P without Blue light Filter for Medjet PL-MA 2.2 single use injection system | Posterior chamber IOL, 360° Special Square Edge, Aspheric – Coma optimized | Optic diameter: 6.0 mm ±0.10 mm, Overall diameter: 13.0 mm ±0.20 mm Powers available: -10.0 - +9.0 D ±0.25 D increment: 1.0 D +10.0 - +25.0 D ±0.25 D increment: 0.5 D +25.5 - +30.0 D ±0.5 D increment: 0.5 D +31.0 - +45.0 D ±0.5 D increment: 1.0 D | 221834 | October 2016 |  | Changed Benefit.
01 - Ophthalmic | 01.02 - POSTERIOR CHAMBER INTRAOCULAR LENSES | 01.02.02 - Foldable | 01.02.02.03 - Edge modification | at, pl | IS036 | 337 |  | Insight Surgical Pty Ltd | BiFlex 877PA Preloaded Hydrophobic Acrylic Foldable Aspheric Monofocal Lens without Blue Light Filter | Posterior Chamber IOL, special 360° sharp edge, Aspheric Aberration Balanced | Optic diameter: 6.0 mm ±0.10 mm, Overall diameter: 13.0 mm ±0.20 mm Powers available: -0.0 - +9.0 D ±0.25 D increment: 1.0 D +10.0 - +25.0 D ±0.25 D increment: 0.5 D +25.5 - +30.0 D ±0.5 D increment: 0.5 D +31.0 - +35.0 D ±0.5 D increment: 1.0 D | 221834 | October 2016 |  | Changed Benefit.
01 - Ophthalmic | 01.02 - POSTERIOR CHAMBER INTRAOCULAR LENSES | 01.02.02 - Foldable | 01.02.02.03 - Edge modification | at, pl | KG017 | 337 |  | Kevin Grundy (IBD) Pty Ltd | RayOne Ashperic preloaded | Preloaded aspheric intraocular lens, hydrophilic acrylic, UV absorbing, 360 square edge, anti-vaulting haptics | 6mm optic, range sphere -10 to +34 | 220612 | August 2017 |  | Duplicated from DV265
01 - Ophthalmic | 01.02 - POSTERIOR CHAMBER INTRAOCULAR LENSES | 01.02.02 - Foldable | 01.02.02.03 - Edge modification | at, pl | SO075 | 337 |  | Spectrum Surgical | HumanOptics Aspira Preloaded | Preloaded posterior chamber IOL, foldable, UV absorber, Aspheric, aberration technology, 360° LEC barrier, HD optic | +10.0 to +40.0 D | 227764 | October 2016 |  | Changed Benefit.
01 - Ophthalmic | 01.02 - POSTERIOR CHAMBER INTRAOCULAR LENSES | 01.02.02 - Foldable | 01.02.02.03 - Edge modification | at, pl, t1 | AO042 | 684 |  | AMO Australia Pty Ltd | Tecnis Toric 1-Piece Pre-Loaded IOL | 1-piece IOL Posterior chamber Intraocular lens , incorporates a proprietary wavefront designed toric aspheric optic with a squared posterior optic edge designed to provide 360 degree barrier. The edge of the optic has a frosted design to reduce potential edge glare effects. | +5.0 to +34.0 diopter powers in 0.5 diopter increments. Cylinder power: 1.00 diopter, 1.50 diopter, 2.25 diopter, 3.00 diopter, 3.75 diopter, 4.00 diopter, 4.50 diopter, 5.25 diopter and 6.00 diopter (as measured at the IOL plane). Overall diameter 13mm, Optic size 6mm. | 181845 | February 2017 |  | Changed Suffix, Benefit.
01 - Ophthalmic | 01.02 - POSTERIOR CHAMBER INTRAOCULAR LENSES | 01.02.02 - Foldable | 01.02.02.03 - Edge modification | at, pl, t1 | BL032 | 684 |  | Bausch & Lomb (Australia) Pty Ltd | enVista Toric | The enVista toric (Model MX60T) is a one-piece glistening-free hydrophobic foldable IOL. The enVista Toric, model MX60T IOL has a Toric aspheric lens optic, a square posterior edge and modified C haptics, an overall diameter of 12.5mm and an optic body of 6.0mm. It is available in multiple spherical and cylindrical powers. | Overall diameter is 12.5mm for the entire lens power range, with spherical equivalent powers from +6.0 to +30.0 Diopters in 0.5 Diopter steps and cylinder powers from +1D to 6D Diopters (at the IOL plane). | 98915 | October 2016 |  | Changed Benefit.
01 - Ophthalmic | 01.02 - POSTERIOR CHAMBER INTRAOCULAR LENSES | 01.02.02 - Foldable | 01.02.02.03 - Edge modification | at, pl, t1 | DE516 | 684 |  | Device Technologies Australia Pty Ltd | Oculentis LENTIS LU313T Pre-loaded | Patient Specific: Pre-loaded foldable one-piece monofocal toric acrylic IOL | Optic Size 6.0mm, overall length 11.0mm. Sph +/-10.0D to +35.0D (in 0.01D increments) Cyl +0.25 to +6.99D cyl (in 0.01D increments) | 198807 | February 2017 |  | Expanded from DE390
01 - Ophthalmic | 01.02 - POSTERIOR CHAMBER INTRAOCULAR LENSES | 01.02.02 - Foldable | 01.02.02.03 - Edge modification | at, pl, t1 | DE518 | 684 |  | Device Technologies Australia Pty Ltd | Oculentis LENTIS LS-313-T1-T6 Pre-loaded | Pre-loaded foldable one-piece monofocal toric acrylic IOL | Optic Size 6.0mm, Overall Length 11.00mm. Available diopters: +10.0D to +30.0D (0.5D). Cyl: (T1 + 1.5D) (T2 +2.25D) (T3 +3.0D) (T4 + 3.75D) (T5 + 4.5D) (T6 +5.25D) | 198807 | February 2017 |  | Expanded from DE397
01 - Ophthalmic | 01.02 - POSTERIOR CHAMBER INTRAOCULAR LENSES | 01.02.02 - Foldable | 01.02.02.03 - Edge modification | at, pl, t1 | DV266 | 684 |  | Designs for Vision Pty Ltd | RayOne Toric Aspheric preloaded | Single piece preloaded aspheric toric acrylic IOL, UV absorbing, 360 square edge, anti-vaulting haptics | 6mm optic, +8 ro +30 sphere, +1 to +6 cylinder in 0.5 steps | 220612 | February 2017 |  | New Listing
01 - Ophthalmic | 01.02 - POSTERIOR CHAMBER INTRAOCULAR LENSES | 01.02.02 - Foldable | 01.02.02.03 - Edge modification | at, pl, t1 | IQ017 | 684 |  | IQ Medical | PreciSAL Toric T302AC | Acrylic single piece, foldable intraocular lens with anterior and posterior optic-haptic square edge, 360 degree optic square edge design, precision power calculation, aberration technology, toric correction on anterior surface with cylinder marks to indicate flat meridian plus the cylinder axis to allow alignment for astigmatic correction, and UV filter. | Available in spherical dioptric powers from 0.0 to +30.0. 1D steps: 0.0 to +10.0; 0.5D steps: +10.5 to +17.5 and +28.5 to +30.0; 0.25D steps: +18.0 to +28.0; Cylinder powers from 1.0D to 6.0D | 183558 | October 2016 |  | Changed Benefit.
01 - Ophthalmic | 01.02 - POSTERIOR CHAMBER INTRAOCULAR LENSES | 01.02.02 - Foldable | 01.02.02.03 - Edge modification | at, pl, t1 | IQ018 | 684 |  | IQ Medical | PreciSAL Toric PT302AC | Pre-loaded acrylic single piece, foldable intraocular lens with anterior and posterior optic-haptic square edge, 360 degree optic square edge design, precision power calculation, aberration technology, toric correction on anterior surface with cylinder marks to indicate flat meridian plus the cylinder axis to allow alignment for astigmatic correction, and UV filter. | Available in spherical dioptric powers from 0.0 to +30.0. 1D steps: 0.0 to +10.0; 0.5D steps: +10.5 to +17.5 and +28.5 to +30.0; 0.25D steps: +18.0 to +28.0; Cylinder powers from 1.0D to 6.0D | 183558 | October 2016 |  | Changed Benefit.
01 - Ophthalmic | 01.02 - POSTERIOR CHAMBER INTRAOCULAR LENSES | 01.02.02 - Foldable | 01.02.02.03 - Edge modification | at, pl, t1 | IS026 | 684 |  | Insight Surgical Pty Ltd | Medicontur BiFlex 677PT Hydrophilic Acrylic Foldable Toric Lens without Blue light Filter, Preloaded | Posterior chamber IOL, 360° Special Square Edge, Aspheric – Coma optimized – Toric | Optic diameter: 6.0 mm ±0.05 mm, Overall diameter: 13.0 mm ±0.10 mm Powers available: -10.0 - +30.0 D ±0.25 D increment: 0.5 D +31.0 - +35.0 D ±0.5 D increment: 1.0 D Cylinders available: +1.5 D - +7.0 D increment: 0.75 D | 221834 | October 2016 |  | Changed Benefit.
01 - Ophthalmic | 01.02 - POSTERIOR CHAMBER INTRAOCULAR LENSES | 01.02.02 - Foldable | 01.02.02.03 - Edge modification | at, pl, t1 | KG016 | 684 |  | Kevin Grundy (IBD) Pty Ltd | RayOne Toric Aspheric preloaded | Single piece preloaded aspheric toric acrylic IOL, UV absorbing, 360 square edge, anti-vaulting haptics | 6mm optic, +8 ro +30 sphere, +1 to +6 cylinder in 0.5 steps | 220612 | August 2017 |  | Duplicated from DV266
01 - Ophthalmic | 01.02 - POSTERIOR CHAMBER INTRAOCULAR LENSES | 01.02.02 - Foldable | 01.02.02.03 - Edge modification | at, pl, t1, vblf | DV253 | 720 |  | Designs for Vision Pty Ltd | HOYA AF-1 351 Toric T3/T4/T5/T6/T7/T8/T9 | Preloaded injector system, correct corneal astigmatism micro-incision, ashperic, blue-blocker, single piece hydophobic. | IOL Power: + 10.0 to 30.0 (0.5 steps), IOL Cylinder power: 1.50D (351T3), 2.25D (351T4), 3.00D (351T5), 3.75D (351T6), 4.50D (351T7), 5.25D (351T8), 6.00D (351T9) | 112674, 117417 | February 2017 |  | Changed Suffix.
01 - Ophthalmic | 01.02 - POSTERIOR CHAMBER INTRAOCULAR LENSES | 01.02.02 - Foldable | 01.02.02.03 - Edge modification | at, pl, t1, vblf | DV267 | 720 |  | Designs for Vision Pty Ltd | Hoya Vivinex XY1AT Toric | Preloaded injector system, toric / corrects corneal astigmatism, micro-incision, aspheric, blue blocker, single piece hydrophobic | IOL Power: + 10.0 to 30.0 (0.5 steps), IOL Cylinder power: 1.0D (XY1AT2), 1.50D (XY1AT3), 2.25D (XY1AT4), 3.00D (XY1AT5), 3.75D (XY1AT6), 4.50D (XY1AT7), 5.25D (XY1AT8), 6.00D (XY1AT9) | 117417 | February 2017 |  | New Listing
01 - Ophthalmic | 01.02 - POSTERIOR CHAMBER INTRAOCULAR LENSES | 01.02.02 - Foldable | 01.02.02.03 - Edge modification | at, pl, vblf | AL031 | 364 |  | Alcon Laboratories (Aust.) Pty Ltd | AcrySert C Model SN6CWS | Posterior chamber, UV absorbing, foldable, acrylic, single piece lens with blue light protection and aspheric correction, in cartridge | +6.0 to +30.0 D | 92318 | October 2016 |  | Changed Benefit.
01 - Ophthalmic | 01.02 - POSTERIOR CHAMBER INTRAOCULAR LENSES | 01.02.02 - Foldable | 01.02.02.03 - Edge modification | at, pl, vblf | AL039 | 364 |  | Alcon Laboratories (Aust.) Pty Ltd | AcrySof IQ Aspheric IOL with UltraSert pre-loaded delivery system | Pre-loaded foladable Acrylic Single-piece Lens with Blue light protection and Aspheric correction (SN60WF) | +6.0D to +30.0D | 92318 | October 2016 |  | Changed Benefit.
01 - Ophthalmic | 01.02 - POSTERIOR CHAMBER INTRAOCULAR LENSES | 01.02.02 - Foldable | 01.02.02.03 - Edge modification | at, pl, vblf | BL035 | 364 |  | Bausch & Lomb (Australia) Pty Ltd | MICRO+ AY 123 | Preloaded, posterior chamber, UV absorbing, foldable, aspheric, acrylic, single piece lens with blue light protection. | An overall diameter of 10.75mm and optic diamter of 6.15mm. From 0 to +35 diopters with 0.5 diopter increments. | 211587 | October 2016 |  | Changed Benefit.
01 - Ophthalmic | 01.02 - POSTERIOR CHAMBER INTRAOCULAR LENSES | 01.02.02 - Foldable | 01.02.02.03 - Edge modification | at, pl, vblf | BL037 | 364 |  | Bausch & Lomb (Australia) Pty Ltd | MicroPure 123 | Preloaded, posterior chamber, UV absorbing, foldable, aspheric, acrylic, single piece hydrophobic glistening-free Intra Ocular Lens. | Overall diameter of 10D to 24.5D: 11.00mm 25D to 30D: 10.75mm Optic diameter of 10D to 24.5D: 6.00mm 25D to 30 D: 5.75mm Power from 10D to 30D with 0.5 diopter increments. | 211587 | October 2016 |  | Changed Benefit.
01 - Ophthalmic | 01.02 - POSTERIOR CHAMBER INTRAOCULAR LENSES | 01.02.02 - Foldable | 01.02.02.03 - Edge modification | at, pl, vblf | DE487 | 364 |  | Device Technologies Australia Pty Ltd | Oculentis LENTIS LS-312Y Pre-loaded | Pre-loaded Foldable one-piece monofocal C Loop Acrylic IOL. Violet Light filter. | Optic Size 6.0mm. Overall Length 12.0mm. Available Diopters +-0.0D to 35.0D (1.0D steps) +15.5D to 26.5D (0.5D steps). | 198807 | October 2016 |  | Changed Benefit.
01 - Ophthalmic | 01.02 - POSTERIOR CHAMBER INTRAOCULAR LENSES | 01.02.02 - Foldable | 01.02.02.03 - Edge modification | at, pl, vblf | DE499 | 364 |  | Device Technologies Australia Pty Ltd | Oculentis LENTIS LS-313Y Pre-loaded | Pre-loaded foldable one-piece monofocal acrylic plate haptic IOL. Violet Light Filter. | Optic Size 6.0mm, Overall Length 11.00mm. Available Diopters: +-0.0D to 35.0D (1.0D steps). +15.5D to 26.5D (0.5 steps). | 198807 | October 2016 |  | Changed Benefit.
01 - Ophthalmic | 01.02 - POSTERIOR CHAMBER INTRAOCULAR LENSES | 01.02.02 - Foldable | 01.02.02.03 - Edge modification | at, pl, vblf | DV250 | 364 |  | Designs for Vision Pty Ltd | Hoya-PS AF-1 (UY) PY-60AD | Preloaded in cartridge, Aspheric, Blue blocker, Foldable, Single-Piece, Hydrophobic Acrylic | +6.0D to +30.0D (0.5D steps) | 117417 | October 2016 |  | Changed Benefit.
01 - Ophthalmic | 01.02 - POSTERIOR CHAMBER INTRAOCULAR LENSES | 01.02.02 - Foldable | 01.02.02.03 - Edge modification | at, pl, vblf | DV252 | 364 |  | Designs for Vision Pty Ltd | HOYA iSert® 251 | Preloaded injector system, Micro-incision, Aspheric, Blue-Blocker, Single Piece, Hydrophobic | +6.0D to 30.0D (5 steps) | 112674, 117417 | October 2016 |  | Changed Benefit.
01 - Ophthalmic | 01.02 - POSTERIOR CHAMBER INTRAOCULAR LENSES | 01.02.02 - Foldable | 01.02.02.03 - Edge modification | at, pl, vblf | DV262 | 364 |  | Designs for Vision Pty Ltd | Hoya 751 Intra Ocular Lens | Intra Ocular Lens | Power +10 dioptres - +26 dioptres | 117417 | October 2016 |  | Changed Benefit.
01 - Ophthalmic | 01.02 - POSTERIOR CHAMBER INTRAOCULAR LENSES | 01.02.02 - Foldable | 01.02.02.03 - Edge modification | at, pl, vblf | DV264 | 364 |  | Designs for Vision Pty Ltd | Hoya Vivinex iSert Preloaded IOL (Model XY1) | Intra Ocular Lens | Power +6 dioptres - +30 dioptres | 117417 | October 2016 |  | Changed Benefit.
01 - Ophthalmic | 01.02 - POSTERIOR CHAMBER INTRAOCULAR LENSES | 01.02.02 - Foldable | 01.02.02.03 - Edge modification | at, pl, vblf | IQ016 | 364 |  | IQ Medical | PreciSAL P302A | Preloaded Acrylic, single piece, foldable intraocular lens with anterior and posterior optic-haptic square edge, 360 degree optic square edge design, precision power calculation, aberration technology and blue light filter. | Available in dioptric powers from 0.0 to +30.0. 1D steps: 0.0 to +10.0; 0.5D steps: +10.5 to +17.5 and +28.5 to +30.0; 0.25D steps: +18.0 to +28.0 | 183558 | October 2016 |  | Changed Benefit.
01 - Ophthalmic | 01.02 - POSTERIOR CHAMBER INTRAOCULAR LENSES | 01.02.02 - Foldable | 01.02.02.03 - Edge modification | at, pl, vblf | IS034 | 364 |  | Insight Surgical Pty Ltd | BiFlex Preloaded 877PAY Hydrophobic Acrylic Foldable Aspheric Monofocal Lens with Blue light Filter | Posterior Chamber IOL, special 360° sharp edge, Aspheric - Aberration Balanced | Optic diameter: 6.0 mm ±0.10 mm, Overall diameter: 13.0 mm ±0.20 mm Powers available: -0.0 - +9.0 D ±0.25 D increment: 1.0 D +10.0 -+25.0 D ±0.25 D increment: 0.5 D +25.5- +30.0 D ±0.5 D increment: 0.5 D +31.0 - +35.0 D ±0.5 D increment: 1 | 221834 | October 2016 |  | Changed Benefit.
01 - Ophthalmic | 01.02 - POSTERIOR CHAMBER INTRAOCULAR LENSES | 01.02.02 - Foldable | 01.02.02.03 - Edge modification | at, pl, vblf | SO067 | 364 |  | Spectrum Surgical | HumanOptics Aspira Y Preloaded | Preloaded posterior chamber IOL, foldable, UV absorber, Aspheric, aberration technology, 360° LEC barrier, HD optic, Blue light filter | +10.0 to +30.0 D | 227764 | October 2016 |  | Changed Benefit.
01 - Ophthalmic | 01.02 - POSTERIOR CHAMBER INTRAOCULAR LENSES | 01.02.02 - Foldable | 01.02.02.03 - Edge modification | at, pl, vblf | SO071 | 364 |  | Spectrum Surgical | Mediphacos Easyflex | Preloaded posterior chamber IOL, foldable, UV absorber, Aspheric, aberration technology, double square edge, Blue light filter | +5.0 to +30.0 D | 227765 | October 2016 |  | Changed Benefit.
01 - Ophthalmic | 01.02 - POSTERIOR CHAMBER INTRAOCULAR LENSES | 01.02.02 - Foldable | 01.02.02.03 - Edge modification | at, pl, vblf | VI001 | 364 |  | Nvision Surgical Pty Ltd | Nidek SZ-1 Pre-Loaded IOL Injector System | Pre-Loaded Intra Ocular Lens Implantation system | Power +11 dioptres to 30+ dioptres | 231760 | October 2016 |  | Changed Benefit.
01 - Ophthalmic | 01.02 - POSTERIOR CHAMBER INTRAOCULAR LENSES | 01.02.02 - Foldable | 01.02.02.03 - Edge modification | at, t1 | AO041 | 666 |  | AMO Australia Pty Ltd | Tecnis Toric 1-Piece IOL | 1-piece IOL Posterior chamber Intraocular lens , incorporates a proprietary wavefront designed toric aspheric optic with a squared posterior optic edge designed to provide 360 degree barrier. The edge of the optic has a frosted design to reduce potential edge glare effects. | +5.0 to +34.0 diopter powers in 0.5 diopter increments. Cylinder power: 1.00 diopter, 1.50 diopter, 2.25 diopter, 3.00 diopter, 3.75 diopter, 4.00 diopter, 4.50 diopter, 5.25 diopter and 6.00 diopter (as measured at the IOL plane). Overall diameter 13mm, Optic size 6mm. | 181845 | February 2017 |  | Changed Suffix, Benefit.
01 - Ophthalmic | 01.02 - POSTERIOR CHAMBER INTRAOCULAR LENSES | 01.02.02 - Foldable | 01.02.02.03 - Edge modification | at, t1 | DE515 | 666 |  | Device Technologies Australia Pty Ltd | Oculentis LENTIS LU313T | Patient Specific: Foldable one-piece monofocal toric acrylic IOL | Optic Size 6.0mm, overall length 11.0mm. Sph +/-10.0D to +35.0D (in 0.01D increments) Cyl +0.25 to +6.99D cyl (in 0.01D increments) | 198807 | February 2017 |  | Expanded from DE390
01 - Ophthalmic | 01.02 - POSTERIOR CHAMBER INTRAOCULAR LENSES | 01.02.02 - Foldable | 01.02.02.03 - Edge modification | at, t1 | DE517 | 666 |  | Device Technologies Australia Pty Ltd | Oculentis LENTIS LS-313T1-T6 | Foldable one-piece monofocal toric acrylic IOL. | Optic Size 6.0mm, Overall Length 11.00mm. Available diopters: +10.0D to +30.0D (0.5D). Cyl: (T1 + 1.5D) (T2 +2.25D) (T3 +3.0D) (T4 + 3.75D) (T5 + 4.5D) (T6 +5.25D) | 198807 | February 2017 |  | Expanded from DE397
01 - Ophthalmic | 01.02 - POSTERIOR CHAMBER INTRAOCULAR LENSES | 01.02.02 - Foldable | 01.02.02.03 - Edge modification | at, t1 | IS024 | 666 |  | Insight Surgical Pty Ltd | Medicontur BiFlex 677TA Hydrophilic Acrylic Foldable Toric Lens without Blue light Filter | Posterior chamber IOL, 360° Special Square Edge, Aspheric – Coma optimized – Toric | Optic diameter: 6.0 mm ±0.05 mm, Overall diameter: 13.0 mm ±0.10 mm Powers available: -10.0 - +30.0 D ±0.25 D increment: 0.5 D +31.0 - +35.0 D ±0.5 D increment: 1.0 D Cylinders available: +1.5 D - +7.0 D increment: 0.75 D | 221834 | October 2016 |  | Changed Benefit.
01 - Ophthalmic | 01.02 - POSTERIOR CHAMBER INTRAOCULAR LENSES | 01.02.02 - Foldable | 01.02.02.03 - Edge modification | at, t1 | SO060 | 666 |  | Spectrum Surgical | HumanOptics Torica | Toric posterior chamber IOL, foldable, UV absorber, Aspheric, aberration technology, 360° LEC barrier, HD optic | Sphere +10D to +30D, Cylinder 1D to 6D | 227764 | October 2016 |  | Changed Benefit.
01 - Ophthalmic | 01.02 - POSTERIOR CHAMBER INTRAOCULAR LENSES | 01.02.02 - Foldable | 01.02.02.03 - Edge modification | at, t1, pl, vblf | DE489 | 720 |  | Device Technologies Australia Pty Ltd | Oculentis LENTIS LU-313-TY Pre-loaded | Patient Specific: Pre-loaded foldable one-piece monofocal toric acrylic IOL. Violet Light Filter | Optic Size: 6.0mm, Overall Length 11.00mm. Sph -10.0D to +35.0D (in 0.01D incrments). Cyl +0.25D to +6.99D cyl (in 0.01D increments) | 198807 | October 2016 |  | Changed Benefit.
01 - Ophthalmic | 01.02 - POSTERIOR CHAMBER INTRAOCULAR LENSES | 01.02.02 - Foldable | 01.02.02.03 - Edge modification | at, t1, pl, vblf | IQ020 | 720 |  | IQ Medical | PreciSAL Toric PT302A | Pre-loaded acrylic single piece, foldable intraocular lens with anterior and posterior optic-haptic square edge, 360 degree optic square edge design, precision power calculation, aberration technology, toric correction on anterior surface with cylinder marks to indicate flat meridian plus the cylinder axis to allow alignment for astigmatic correction, and UV and blue light filters. | Available in spherical dioptric powers from 0.0 to +30.0. 1D steps: 0.0 to +10.0; 0.5D steps: +10.5 to +17.5 and +28.5 to +30.0; 0.25D steps: +18.0 to +28.0; Cylinder powers from 1.0D to 6.0D | 183558 | October 2016 |  | Changed Benefit.
01 - Ophthalmic | 01.02 - POSTERIOR CHAMBER INTRAOCULAR LENSES | 01.02.02 - Foldable | 01.02.02.03 - Edge modification | at, t1, pl, vblf | IS028 | 720 |  | Insight Surgical Pty Ltd | Medicontur BiFlex 677PTY Hydrophilic Acrylic Foldable Toric Lens with Blue light Filter | Posterior chamber IOL, 360° Special Square Edge, Aspheric – Coma optimized – Toric | Optic diameter: 6.0 mm ±0.05 mm, Overall diameter: 13.0 mm ±0.10 mm Powers available: -10.0 - +30.0 D ±0.25 D increment: 0.5 D +31.0 - +35.0 D ±0.5 D increment: 1.0 D Cylinders available: +1.5 D - +7.0 D increment: 0.75 D | 221834 | October 2016 |  | Changed Benefit.
01 - Ophthalmic | 01.02 - POSTERIOR CHAMBER INTRAOCULAR LENSES | 01.02.02 - Foldable | 01.02.02.03 - Edge modification | at, t1, vblf | AL032 | 702 |  | Alcon Laboratories (Aust.) Pty Ltd | AcrySof IQ Toric IOL | Posterior chamber, UV absorbing, foldable, acrylic, toric, single piece lens with blue light protection and aspheric correction | +6 to +30 D spherical, +31.0 to +34.0 (1.0 D increments); 1.00 to 6.00 D cylinder. | 92318 | October 2016 |  | Changed Benefit.
01 - Ophthalmic | 01.02 - POSTERIOR CHAMBER INTRAOCULAR LENSES | 01.02.02 - Foldable | 01.02.02.03 - Edge modification | at, t1, vblf | DE488 | 702 |  | Device Technologies Australia Pty Ltd | Oculentis LENTIS LU-313 TY | Patient Specific: Foldable one-piece monofocal toric acrylic IOL. Violet Light Filter | Optic size: 6.0mm, Overall Length 11.00mm. Sph +/_ 0.0D to +35.0D In 0.01D increments) Cyl +0.25D to +6.99D cyl (in 0.01D increments). | 198807 | October 2016 |  | Changed Benefit.
01 - Ophthalmic | 01.02 - POSTERIOR CHAMBER INTRAOCULAR LENSES | 01.02.02 - Foldable | 01.02.02.03 - Edge modification | at, t1, vblf | IQ019 | 702 |  | IQ Medical | PreciSAL Toric T302A | Acrylic single piece, foldable intraocular lens with anterior and posterior optic-haptic square edge, 360 degree optic square edge design, precision power calculation, aberration technology, toric correction on anterior surface with cylinder marks to indicate flat meridian plus the cylinder axis to allow alignment for astigmatic correction, and UV and blue light filters. | Available in spherical dioptric powers from 0.0 to +30.0. 1D steps: 0.0 to +10.0; 0.5D steps: +10.5 to +17.5 and +28.5 to +30.0; 0.25D steps: +18.0 to +28.0; Cylinder powers from 1.0D to 6.0D | 183558 | October 2016 |  | Changed Benefit.
01 - Ophthalmic | 01.02 - POSTERIOR CHAMBER INTRAOCULAR LENSES | 01.02.02 - Foldable | 01.02.02.03 - Edge modification | at, t1, vblf | IS022 | 702 |  | Insight Surgical Pty Ltd | Medicontur BiFlex 677TAY Hydrophilic Acrylic Foldable Toric Lens with Blue light Filter | Posterior chamber IOL, 360° Special Square Edge, Aspheric – Coma optimized – Toric | Optic diameter: 6.0 mm ±0.05 mm, Overall diameter: 13.0 mm ±0.10 mm Powers available: -10.0 - +30.0 D ±0.25 D increment: 0.5 D +31.0 - +35.0 D ±0.5 D increment: 1.0 D Cylinders available: +1.5 D - +7.0 D increment: 0.75 D | 221834 | October 2016 |  | Changed Benefit.
01 - Ophthalmic | 01.02 - POSTERIOR CHAMBER INTRAOCULAR LENSES | 01.02.02 - Foldable | 01.02.02.03 - Edge modification | at, t1, vblf | LN005 | 702 |  | Lumos Medical Pty Ltd | ALSAFIT TORIC VF | Single piece toric aspheric foldable intraocular lens for implantation into the capsular bag. Violet filter. | Diopter power range: Sphere: From 0.0 D to +32.00 D (0.50 D increments). Cylinder: From +0.50 D to +6.00 D (0.50 D increments). Optic size: 6mm. Overall length: 11.0mm. | 268033 | October 2016 |  | Changed Benefit.
01 - Ophthalmic | 01.02 - POSTERIOR CHAMBER INTRAOCULAR LENSES | 01.02.02 - Foldable | 01.02.02.03 - Edge modification | at, t1, vblf | SO057 | 702 |  | Spectrum Surgical | HumanOptics Torica Y | Toric posterior chamber IOL, foldable, UV absorber, Aspheric, aberration technology, 360° LEC barrier, HD optic, Blue light filter | Sphere +10D to +30D, Cylinder 1D to 6D | 227764 | October 2016 |  | Changed Benefit.
01 - Ophthalmic | 01.02 - POSTERIOR CHAMBER INTRAOCULAR LENSES | 01.02.02 - Foldable | 01.02.02.03 - Edge modification | at, t1, vblf | SO072 | 702 |  | Spectrum Surgical | Mediphacos Miniflex Toric | Toric posterior chamber IOL, foldable, UV absorber, Aspheric, aberration technology, double square edge, Blue light filter | Sphere +5.0 to +30.0 D, Cylinder < 7D | 227765 | October 2016 |  | Changed Benefit.
01 - Ophthalmic | 01.02 - POSTERIOR CHAMBER INTRAOCULAR LENSES | 01.02.02 - Foldable | 01.02.02.03 - Edge modification | at, t2 | AO040 | 938 |  | AMO Australia Pty Ltd | TECNIS® Toric 1-Piece IOL | 1-piece IOL Posterior chamber Intraocular lens, incorporates a proprietary wavefront designed toric aspheric optic with a squared posterior optic edge designed to provide a 360 degree barrier. The edge of the optic has a frosted design to reduce potential edge glare effects. | +5.0 to +34.0 diopter powers in 0.5 diopter increments. Cylinder power: 7.00 diopter, 8.00 diopter (as measured at the IOL plane). Overall diameter 13mm, Optic size 6mm. | 181845 | October 2016 |  | Changed Benefit.
01 - Ophthalmic | 01.02 - POSTERIOR CHAMBER INTRAOCULAR LENSES | 01.02.02 - Foldable | 01.02.02.03 - Edge modification | at, t2 | DE519 | 938 |  | Device Technologies Australia Pty Ltd | Oculentis LENTIS LU-313T | Patient Specific: Foldable one-piece monofocal toric acrylic IOL | Optic Size: 6.0mm, overall length 11.00mm. Sph +/-10.0D to +35.0D (in 0.01D increments) Cyl +6.99D to +12.0D cyl (in 0.01D increments) | 198807 | February 2017 |  | Expanded from DE391
01 - Ophthalmic | 01.02 - POSTERIOR CHAMBER INTRAOCULAR LENSES | 01.02.02 - Foldable | 01.02.02.03 - Edge modification | at, t2 | IS025 | 938 |  | Insight Surgical Pty Ltd | Medicontur BiFlex 677TA Hydrophilic Acrylic Foldable Toric Lens without Blue light Filter | Posterior chamber IOL, 360° Special Square Edge, Aspheric – Coma optimized – Toric | Optic diameter: 6.0 mm ±0.05 mm, Overall diameter: 13.0 mm ±0.10 mm Powers available: -10.0 - +30.0 D ±0.25 D increment: 0.5 D +31.0 - +35.0 D ±0.5 D increment: 1.0 D Cylinders available: +7.0 D - +9.0 D increment: 0.75 D +9.0 D - +10.0 D increment: 1.0 D | 221834 | October 2016 |  | Changed Benefit.
01 - Ophthalmic | 01.02 - POSTERIOR CHAMBER INTRAOCULAR LENSES | 01.02.02 - Foldable | 01.02.02.03 - Edge modification | at, t2 | SO059 | 938 |  | Spectrum Surgical | HumanOptics Torica | Toric posterior chamber IOL, foldable, UV absorber, Aspheric, aberration technology, 360° LEC barrier, HD optic | Sphere +10D to +30D, Cylinder 7D to 12D | 227764 | October 2016 |  | Changed Benefit.
01 - Ophthalmic | 01.02 - POSTERIOR CHAMBER INTRAOCULAR LENSES | 01.02.02 - Foldable | 01.02.02.03 - Edge modification | at, t2, pl | DE520 | 947 |  | Device Technologies Australia Pty Ltd | Oculentis LENTIS LU-313T Pre-loaded | Patient Specific: Pre-loaded foldable one-piece monofocal toric acrylic IOL | Optic Size: 6.0mm, overall length 11.00mm. Sph +/-10.0D to +35.0D (in 0.01D increments) Cyl +6.99D to +12.0D cyl (in 0.01D increments) | 198807 | February 2017 |  | Expanded from DE391
01 - Ophthalmic | 01.02 - POSTERIOR CHAMBER INTRAOCULAR LENSES | 01.02.02 - Foldable | 01.02.02.03 - Edge modification | at, t2, pl | IS027 | 947 |  | Insight Surgical Pty Ltd | Medicontur BiFlex 677PT Hydrophilic Acrylic Foldable Toric Lens without Blue light Filter, Preloaded | Posterior chamber IOL, 360° Special Square Edge, Aspheric – Coma optimized – Toric | Optic diameter: 6.0 mm ±0.05 mm, Overall diameter: 13.0 mm ±0.10 mm Powers available: -10.0 - +30.0 D ±0.25 D increment: 0.5 D +31.0 - +35.0 D ±0.5 D increment: 1.0 D Cylinders available: +7.0 D - +9.0 D increment: 0.75 D +9.0 D - +10.0 D increment: 1.0 D | 221834 | October 2016 |  | Changed Benefit.
01 - Ophthalmic | 01.02 - POSTERIOR CHAMBER INTRAOCULAR LENSES | 01.02.02 - Foldable | 01.02.02.03 - Edge modification | at, t2, vblf | DE511 | 976 |  | Device Technologies Australia Pty Ltd | Oculentis LENTIS LU-313TY | Patient Specific: Foldable one-piece monofocal toric acrylic IOL. Violet Light Filter. | Optic Size: 6.0mm, overall length 11.00mm. -10.0D to +35.0D (0.01D increments) Available diopters: Cyl +7.00D to +12.0D inclusive in 0.01D increments. | 198807 | February 2017 |  | Expanded from DE393
01 - Ophthalmic | 01.02 - POSTERIOR CHAMBER INTRAOCULAR LENSES | 01.02.02 - Foldable | 01.02.02.03 - Edge modification | at, t2, vblf | IS023 | 976 |  | Insight Surgical Pty Ltd | Medicontur BiFlex 677TAY Hydrophilic Acrylic Foldable Toric Lens with Blue light Filter | Posterior chamber IOL, 360° Special Square Edge, Aspheric – Coma optimized – Toric | Optic diameter: 6.0 mm ±0.05 mm, Overall diameter: 13.0 mm ±0.10 mm Powers available: -10.0 - +30.0 D ±0.25 D increment: 0.5 D +31.0 - +35.0 D ±0.5 D increment: 1.0 D Cylinders available: +7.0 D - +9.0 D increment: 0.75 D +9.0 D - +10.0 D increment: 1.0 D | 221834 | October 2016 |  | Changed Benefit.
01 - Ophthalmic | 01.02 - POSTERIOR CHAMBER INTRAOCULAR LENSES | 01.02.02 - Foldable | 01.02.02.03 - Edge modification | at, t2, vblf | IS030 | 976 |  | Insight Surgical Pty Ltd | Medicontur BiFlex 677TBY Hydrophilic Acrylic Foldable Toric Lens with Blue light Filter | Posterior chamber IOL, 360° Special Square Edge, Aspheric – Coma optimized – Toric | Optic diameter: 6.0 mm ±0.10 mm, Overall diameter: 13.0 mm ±0.20 mm Powers available: +5.0 - +9.0 D ±0.25 D increment: 1.0 D +10.0 - +25.0 D ±0.25 D increment: 0.5 D +25.5 - +30.0 D ±0.5 D increment: 0.5 D Cylinders available: +10.0 D - +24.0 D ±0.5 D increment: 1.0 D | 221834 | October 2016 |  | Changed Benefit.
01 - Ophthalmic | 01.02 - POSTERIOR CHAMBER INTRAOCULAR LENSES | 01.02.02 - Foldable | 01.02.02.03 - Edge modification | at, t2, vblf | SO058 | 976 |  | Spectrum Surgical | HumanOptics Torica Y | Toric posterior chamber IOL, foldable, UV absorber, Aspheric, aberration technology, 360° LEC barrier, HD optic, Blue light filter | Sphere +10D to +30D, Cylinder 7D to 12D | 227764 | October 2016 |  | Changed Benefit.
01 - Ophthalmic | 01.02 - POSTERIOR CHAMBER INTRAOCULAR LENSES | 01.02.02 - Foldable | 01.02.02.03 - Edge modification | at, t2, vblf, pl | DE512 | 985 |  | Device Technologies Australia Pty Ltd | Oculentis LENTIS LU-313TY Pre-loaded | Patient Specific: Pre-loaded foldable one-piece monofocal toric acrylic IOL. Violet Light Filter. | Optic Size: 6.0mm, overall length 11.00mm. -10.0D to +35.0D (0.01D increments) Available diopters: Cyl +7.00D to +12.0D inclusive in 0.01D increments. | 198807 | February 2017 |  | Expanded from DE393
01 - Ophthalmic | 01.02 - POSTERIOR CHAMBER INTRAOCULAR LENSES | 01.02.02 - Foldable | 01.02.02.03 - Edge modification | at, t2, vblf, pl | IS029 | 985 |  | Insight Surgical Pty Ltd | Medicontur BiFlex 677PTY Hydrophilic Acrylic Foldable Toric Lens with Blue light Filter | Posterior chamber IOL, 360° Special Square Edge, Aspheric – Coma optimized – Toric | Optic diameter: 6.0 mm ±0.05 mm, Overall diameter: 13.0 mm ±0.10 mm Powers available: -10.0 - +30.0 D ±0.25 D increment: 0.5 D +31.0 - +35.0 D ±0.5 D increment: 1.0 D Cylinders available: +7.0 D - +9.0 D increment: 0.75 D +9.0 D - +10.0 D increment: 1.0 D | 221834 | October 2016 |  | Changed Benefit.
01 - Ophthalmic | 01.02 - POSTERIOR CHAMBER INTRAOCULAR LENSES | 01.02.02 - Foldable | 01.02.02.03 - Edge modification | at, vblf | AL021 | 346 |  | Alcon Laboratories (Aust.) Pty Ltd | Alcon AcrySof SN60WF | Foldable Acrylic Single-piece Lens with Blue Light Protection and Aspheric Correction | + 6.0 D to +30.0 D | 92318 | October 2016 |  | Changed Benefit.
01 - Ophthalmic | 01.02 - POSTERIOR CHAMBER INTRAOCULAR LENSES | 01.02.02 - Foldable | 01.02.02.03 - Edge modification | at, vblf | DE486 | 346 |  | Device Technologies Australia Pty Ltd | Oculentis LENTIS LS-312Y | Foldable one-piece monofocal C Loop Acrylic IOL. Violet Light Filter. | Optic Size 6.0mm, Overall Length 12.0mm. Available Diopters: +-0.0D to 35.0D (1.0D steps) +15.5D to 26.5D (0.5D steps). | 198807 | October 2016 |  | Changed Benefit.
01 - Ophthalmic | 01.02 - POSTERIOR CHAMBER INTRAOCULAR LENSES | 01.02.02 - Foldable | 01.02.02.03 - Edge modification | at, vblf | DE498 | 346 |  | Device Technologies Australia Pty Ltd | Oculentis LENTIS LS-313Y | Foldable one-piece monofocal acrylic plate haptic IOL. Violet Light Filter. | Optic Size 6.0mm, Overall Length 11.00mm. Available Diopters: +-0.0D to 35.0D (1.0D steps). +15.5D to 26.5D (0.5 steps). | 198807 | October 2016 |  | Changed Benefit.
01 - Ophthalmic | 01.02 - POSTERIOR CHAMBER INTRAOCULAR LENSES | 01.02.02 - Foldable | 01.02.02.03 - Edge modification | at, vblf | IQ009 | 346 |  | IQ Medical | Softec HDY | Acrylic, single piece, foldable intraocular lens with anterior and posterior optic-haptic square edge, 360 degree optic square edge design, precision power calculation, aberration technology and blue light filter | Available in dioptric powers from -5.0 to + 36.0, 1D steps: -5.0 to +10.0 and +31.0 to +36.0; 0.5D steps: +10.5 to +18.0 and +25.0 to 29.5; 0.25D steps: + 18.0 to +25.0 | 120330 | October 2016 |  | Changed Benefit.
01 - Ophthalmic | 01.02 - POSTERIOR CHAMBER INTRAOCULAR LENSES | 01.02.02 - Foldable | 01.02.02.03 - Edge modification | at, vblf | IQ015 | 346 |  | IQ Medical | PreciSAL 302A | Acrylic, single piece, foldable intraocular lens with anterior and posterior optic-haptic square edge, 360 degree optic square edge design, precision power calculation, aberration technology and blue light filter. | Available in dioptric powers from 0.0 to +30.0. 1D steps: 0.0 to +10.0; 0.5D steps: +10.5 to +17.5 and +28.5 to +30.0; 0.25D steps: +18.0 to +28.0 | 183558 | October 2016 |  | Changed Benefit.
01 - Ophthalmic | 01.02 - POSTERIOR CHAMBER INTRAOCULAR LENSES | 01.02.02 - Foldable | 01.02.02.03 - Edge modification | at, vblf | SO055 | 346 |  | Spectrum Surgical | HumanOptics Aspira Y | Posterior chamber IOL, foldable, UV absorber, Aspheric, aberration technology, 360° LEC barrier, HD optic, Blue light filter | -6.0 to +40.0 D | 227764 | October 2016 |  | Changed Benefit.
01 - Ophthalmic | 01.02 - POSTERIOR CHAMBER INTRAOCULAR LENSES | 01.02.02 - Foldable | 01.02.02.03 - Edge modification | at, vblf | SO073 | 346 |  | Spectrum Surgical | Mediphacos Miniflex/Mediflex | Posterior chamber IOL, foldable, UV absorber, Aspheric, aberration technology, double square edge, Blue light filter | +5.0 to +30.0 D | 227765 | October 2016 |  | Changed Benefit.
01 - Ophthalmic | 01.02 - POSTERIOR CHAMBER INTRAOCULAR LENSES | 01.02.02 - Foldable | 01.02.02.03 - Edge modification | t1 | KG003 | 628 |  | Kevin Grundy (IBD) Pty Ltd | Rayner Standard Toric C-Flex | Hydrophilic HEMA-MMA copolymer, foldable with injector | 5.00mm dia optic, 12.00mm dia overall, cyls 2.0D to 6.0D in 2D increments | 100926 | October 2016 |  | Changed Benefit.
01 - Ophthalmic | 01.02 - POSTERIOR CHAMBER INTRAOCULAR LENSES | 01.02.02 - Foldable | 01.02.02.03 - Edge modification | t1, EDoF | DE526 | 966 |  | Device Technologies Australia Pty Ltd | Oculentis LENTIS Comfort Toric LS313MF15T0-T6 | Foldable one piece multifocal toric plate haptic acrylic IOL | Overall Length 11.0mm and Optic Size 6.0mm, SE: +10.0D to +30.0D (0.5D steps), Cyl: +0.75D to +5.25D (0.75D steps). | 198807 | August 2017 |  | New Listing
01 - Ophthalmic | 01.02 - POSTERIOR CHAMBER INTRAOCULAR LENSES | 01.02.02 - Foldable | 01.02.02.03 - Edge modification | t2 | KG004 | 900 |  | Kevin Grundy (IBD) Pty Ltd | Rayner Premium Toric C-Flex | HEMA-MMA copolymer, foldable with injector | 5.75mm dia optic, 12.00mm dia overall, cyls 1.5D to 11.0D in 0.5D increments | 100926 | October 2016 |  | Changed Benefit.
01 - Ophthalmic | 01.02 - POSTERIOR CHAMBER INTRAOCULAR LENSES | 01.02.02 - Foldable | 01.02.02.03 - Edge modification | t2 | KG013 | 900 |  | Kevin Grundy (IBD) Pty Ltd | Rayner Super Premium Toric I.O.L. | Acrylic foldable toric single piece I.O.L | -10.0D to 0.00D Sphere: 1D to 11.00D Cylinder in 0.25 steps +31.00D to +35.00 Spit: 1D to 11.00D Cylinder in 0.25steps | 100926 | October 2016 |  | Changed Benefit.
01 - Ophthalmic | 01.02 - POSTERIOR CHAMBER INTRAOCULAR LENSES | 01.02.02 - Foldable | 01.02.02.03 - Edge modification | vblf | AL016 | 328 |  | Alcon Laboratories (Aust.) Pty Ltd | Alcon Acrysof Natural Model SN60AT | Foldable Acrylic Single-piece Lens, asymmetric optic/consistent edge, with blue light protection | +6 to +40D | 92318 | October 2016 |  | Changed Benefit.
01 - Ophthalmic | 01.02 - POSTERIOR CHAMBER INTRAOCULAR LENSES | 01.02.02 - Foldable | 01.02.02.03 - Edge modification | vblf | AL025 | 328 |  | Alcon Laboratories (Aust.) Pty Ltd | AcrySof Multipiece Models MN60MA, MN60AC | Foldable Acrylic multi-piece Lens with Blue light Protection | - 5 D to + 30 D | 92318 | October 2016 |  | Changed Benefit.
01 - Ophthalmic | 01.02 - POSTERIOR CHAMBER INTRAOCULAR LENSES | 01.02.02 - Foldable | 01.02.02.04 - Multifocal or bifocal |  | ER281 | 702 |  | Emergo Asia Pacific Pty Ltd | IC-8, Hydrophobic Small Aperture Intraocular Lens | A hydrophobic posterior chamber intraocular lens (IOL), embedded with a central circular mask, which operates under the principle of small aperture optics to reduce near vision blur and provide seamless extended range vision from distance to near. | The overall diameter is 12.5 millimetres with a 6 millimetre diameter aspheric optic. |  | October 2016 |  | Changed Benefit.
01 - Ophthalmic | 01.02 - POSTERIOR CHAMBER INTRAOCULAR LENSES | 01.02.02 - Foldable | 01.02.02.04 - Multifocal or bifocal | at | AO026 | 740 |  | AMO Australia Pty Ltd | TECNIS® Multifocal Intraocular Lens (ZMA00) | Posterior chamber lens with UV light-absorbing, foldable acrylic, 3-piece with a diffractive posterior optic and a modified anterior surface technology with edge modification and 360 degree square edge. | +5 to +34 diopter powers in 0.5d increments. Overall diameter 13mm, Optic size 6mm | 170331 | October 2016 |  | Changed Benefit.
01 - Ophthalmic | 01.02 - POSTERIOR CHAMBER INTRAOCULAR LENSES | 01.02.02 - Foldable | 01.02.02.04 - Multifocal or bifocal | at | AO027 | 740 |  | AMO Australia Pty Ltd | TECNIS® Multifocal 1-Piece Lens, Models ZMB00, ZKB00, ZLB00 | A multifocal posterior chamber lens with UV-blocking, foldable acrylic, 1-piece with a diffractive posterior optic and a modified anterior surface technology with edge modification and a 360 degree square edge. | 6.0mm Optic Diameter x 13.0mm in overall length. +5.0 Diopter to +34.0 Diopter in 0.5 Diopter increments. ZMB00 +4.00 Diopter add, ZKB00 +2.75 add, | 170331 | October 2016 |  | Changed Benefit.
01 - Ophthalmic | 01.02 - POSTERIOR CHAMBER INTRAOCULAR LENSES | 01.02.02 - Foldable | 01.02.02.04 - Multifocal or bifocal | at | AO037 | 740 |  | AMO Australia Pty Ltd | TECNIS® Symfony Extended Range of Vision (ZXR00) | Extended Range of Vision Posterior Chamber IOL | +5.0 to 34.0 diopter powers in 0.5 diopter increments Overall diamter 13mm, Optic size 6mm | 170331 | October 2016 |  | Changed Benefit.
01 - Ophthalmic | 01.02 - POSTERIOR CHAMBER INTRAOCULAR LENSES | 01.02.02 - Foldable | 01.02.02.04 - Multifocal or bifocal | at | CZ015 | 740 |  | Carl Zeiss Pty Ltd | AT LISA 809M | ZEISS micro incision, aspheric multifocal IOL. Diffractive bifocal anterior surface with asymmetric light distribution (65% distance / 35% near), 3.75D addition for near focus. | 6mm optic, 11mm diameter. Diopter range 0.0D to +32.0D (0.5D steps) | 151348 | October 2016 |  | Changed Benefit.
01 - Ophthalmic | 01.02 - POSTERIOR CHAMBER INTRAOCULAR LENSES | 01.02.02 - Foldable | 01.02.02.04 - Multifocal or bifocal | at | DE496 | 740 |  | Device Technologies Australia Pty Ltd | Oculentis LENTIS Mplus LS-313 MF | Foldable one-piece multifocal plate haptic acrylic IOL | Overall Length 11.0mm and Optic Size 6.0mm. Available diopters +-10.0D to +36.0D (0.05D steps) | 198807 | October 2016 |  | Changed Benefit.
01 - Ophthalmic | 01.02 - POSTERIOR CHAMBER INTRAOCULAR LENSES | 01.02.02 - Foldable | 01.02.02.04 - Multifocal or bifocal | at | IQ023 | 740 |  | IQ Medical | PreciSAL Multifocal M302AC | Acrylic single piece, foldable intraocular lens with anterior and posterior optic-haptic edge, 360 degree optic square edge design, precision power calculation, abreration technology, pupil independent diffractive anterior surface with a near sigh correction addition of up to +3.5D, and UV Filter. | Available in spherical dioptric powers from 0.0D to +30.0D. 1D steps: 0.0D to+10.0D; 0.5D steps: +10.5 to +17.5 and +28.5 to +30.0; 0.25D steps: +18.0 to +28.0; near sight correction addition up to +3.5D on all spherical dioptric powers. | 183558 | October 2016 |  | Changed Benefit.
01 - Ophthalmic | 01.02 - POSTERIOR CHAMBER INTRAOCULAR LENSES | 01.02.02 - Foldable | 01.02.02.04 - Multifocal or bifocal | at | KG009 | 740 |  | Kevin Grundy (IBD) Pty Ltd | Rayner "M-Flex" Mulitfocal Foldable IOL | Acrylic, Foldable, Single piece multi-zoned refractive aspheric multifocal with Amon-Apple 360 Degree Square edge, Anti Vaulting Haptics | 6.5mm Optic-Overall diameter 12.5mm: +3D or + 4D Addition: +14D to +25D in 1.0D increments: +8.5D to +23.5D in 0.5D increments | 100926 | October 2016 |  | Changed Benefit.
01 - Ophthalmic | 01.02 - POSTERIOR CHAMBER INTRAOCULAR LENSES | 01.02.02 - Foldable | 01.02.02.04 - Multifocal or bifocal | at | SO063 | 740 |  | Spectrum Surgical | HumanOptics Diffractiva | Multifocal posterior chamber IOL, foldable, UV absorber, Aspheric, aberration technology, 360° LEC barrier, HD optic | Sphere: +10D to +30D, Near addition +3.5D | 227764 | October 2016 |  | Changed Benefit.
01 - Ophthalmic | 01.02 - POSTERIOR CHAMBER INTRAOCULAR LENSES | 01.02.02 - Foldable | 01.02.02.04 - Multifocal or bifocal | at, pl | AO036 | 758 |  | AMO Australia Pty Ltd | TECNIS® Multifocal 1-Piece IOL with iTec Preloaded delivery system | Preloaded 1-Piece Multifocal posterior chamger IOL | +5.0 to 34.0 diopter powers in 0.5 diopter increments Overall diamter 13mm, Optic size 6mm | 220330 | October 2016 |  | Changed Benefit.
01 - Ophthalmic | 01.02 - POSTERIOR CHAMBER INTRAOCULAR LENSES | 01.02.02 - Foldable | 01.02.02.04 - Multifocal or bifocal | at, pl | CZ033 | 758 |  | Carl Zeiss Pty Ltd | AT LISA 809MP | Preloaded, micro incision, aspherical bifocal, square edged, single-piece IOL for capsular bag fixation. The anterior aspheric bifocal surface has an asymmetric light distribution 65/35 for distance/near vision, and 3.75D add for the near focus. | Diopter range: 0.0 to 32.0 Optic size: 6.0mm. Overall length: 11.0mm | 151348 | October 2016 |  | Changed Benefit.
01 - Ophthalmic | 01.02 - POSTERIOR CHAMBER INTRAOCULAR LENSES | 01.02.02 - Foldable | 01.02.02.04 - Multifocal or bifocal | at, pl | CZ034 | 758 |  | Carl Zeiss Pty Ltd | AT LISA tri 839MP | Trifocal (aspheric) micro incision, single-piece IOL for capsular bag fixation, implantable with preloaded injector system. The trifocal (anterior) optic provides two diffractive focal points (+3.33D near focus and +1.66D intermediate focus) with asymmetric light distribution 50% distance / 20% intermediate / 30% near vision. | Diopter range: 0.0 to +32.0D (0.5D increments). Optic size: 6.0mm. Overall Length: 11.0mm | 134490 | October 2016 |  | Changed Benefit.
01 - Ophthalmic | 01.02 - POSTERIOR CHAMBER INTRAOCULAR LENSES | 01.02.02 - Foldable | 01.02.02.04 - Multifocal or bifocal | at, pl | CZ042 | 758 |  | Carl Zeiss Pty Ltd | AT LARA 829MP | Extended depth of focus (EDoF), micro incision, single-piece IOL for capsular bag fixation, implantable with preloaded injector system, aberration neutral aspheric optical design | Diopter range: -10.0 D to +32.0 D, 0.5 increments Optic size: 6mm Overall length: 11mm | 151348 | August 2017 |  | New Listing
01 - Ophthalmic | 01.02 - POSTERIOR CHAMBER INTRAOCULAR LENSES | 01.02.02 - Foldable | 01.02.02.04 - Multifocal or bifocal | at, pl | DE497 | 758 |  | Device Technologies Australia Pty Ltd | Oculents LENTIS Mplus LS-313MF Preloaded | Pre-loaded Foldable one-piece multifocal plate haptic acrylic IOL. | Overall Length 11.0mm and Optic Size 6.0mm. Available diopters +-10.0D to +36.0D (0.05D steps) | 198807 | October 2016 |  | Changed Benefit.
01 - Ophthalmic | 01.02 - POSTERIOR CHAMBER INTRAOCULAR LENSES | 01.02.02 - Foldable | 01.02.02.04 - Multifocal or bifocal | at, pl | IQ024 | 758 |  | IQ Medical | PreciSAL Mulitfocal PM302AC | Pre-loaded acrylic single piece, foldable intraocular lens with anterior and posterior optichaptic square edge, 360 degree optic square edge design, precision power calculation, aberration technology, pupil independent diffractive anterior surface with a near sight correction addition of up to +3.5D, and UV filter. | Available in spherical dioptric powers from 0.0 to +30.0. 1D steps: 0.0 to +10.0; 0.5D steps: +10.5 to +17.5 and +28.5 to +30.0; 0.25D steps: +18.0 to +28.0; near sight correction addition up to +3.5D on all spherical dioptric powers. | 183558 | October 2016 |  | Changed Benefit.
01 - Ophthalmic | 01.02 - POSTERIOR CHAMBER INTRAOCULAR LENSES | 01.02.02 - Foldable | 01.02.02.04 - Multifocal or bifocal | at, pl | SO065 | 758 |  | Spectrum Surgical | HumanOptics Diffractiva Preloaded | Preloaded Multifocal posterior chamber IOL, foldable, UV absorber, Aspheric, aberration technology, 360° LEC barrier, HD optic | Sphere: +10D to +30D, Near addition +3.5D | 227764 | October 2016 |  | Changed Benefit.
01 - Ophthalmic | 01.02 - POSTERIOR CHAMBER INTRAOCULAR LENSES | 01.02.02 - Foldable | 01.02.02.04 - Multifocal or bifocal | at, pl, t1 | CZ035 | 1096 |  | Carl Zeiss Pty Ltd | AT LISA toric 909MP | ZEISS pre-loaded, micro incision, multifocal toric IOL. Aspheric toric anterior surface, diffractive bifocal posterior surface with asymmetric light distribution (65% distance/ 35% near), and 3.75D addition for near focus. | 6mm optic, 11mm diameter. Diopter range: Sph +6.0D to 24.0D, Cyl +1.0 to 4.0D (all 0.5D steps) | 151348 | October 2016 |  | Changed Benefit.
01 - Ophthalmic | 01.02 - POSTERIOR CHAMBER INTRAOCULAR LENSES | 01.02.02 - Foldable | 01.02.02.04 - Multifocal or bifocal | at, pl, t1 | CZ036 | 1096 |  | Carl Zeiss Pty Ltd | AT LISA tri Toric 939MP | Trifocal (aspheric), bitoric, micro incision, single-piece IOL for capsular bag fixation, implantable with preloaded injector system. The trifocal (anterior) optic provides two diffractive focal points (+3.33D near focus and + 1.66D intermediate focus) with asymmetric light distribution 50% distance / 20% intermediate / 30% near vision, | Diopter range -10.00 to +28.0 and +1 to +4.0 DC Optic size: 6..00mml; Overall length: 11.mm | 151348 | October 2016 |  | Changed Benefit.
01 - Ophthalmic | 01.02 - POSTERIOR CHAMBER INTRAOCULAR LENSES | 01.02.02 - Foldable | 01.02.02.04 - Multifocal or bifocal | at, pl, t1 | DE495 | 1096 |  | Device Technologies Australia Pty Ltd | Oculentis LENTIS Mplus Toric LU-313MFT Pre-loaded | Patient specific one-piece multifocal-toric plate haptic acrylic IOL | Overall Length 11.0mm and Optic Size 6.0 + 0.0D to +36.0D inclusive in 0.01D increments. Cyl +0.25 to +6.99D inclusive in 0.01D increments | 198807 | October 2016 |  | Changed Benefit.
01 - Ophthalmic | 01.02 - POSTERIOR CHAMBER INTRAOCULAR LENSES | 01.02.02 - Foldable | 01.02.02.04 - Multifocal or bifocal | at, pl, t1 | DE506 | 1096 |  | Device Technologies Australia Pty Ltd | Oculentis LENTIS Comfort Toric LS313MF15T0-T6 | Pre-loaded foldable one piece multifocal toric plate haptic acrylic IOL | Overall Length 11.0mm and Optic Size 6.0mm, SE: +10.0D to +30.0D (0.5D steps), Cyl: +0.75D to +5.25D (0.75D steps). | 198807 | February 2017 |  | New Listing
01 - Ophthalmic | 01.02 - POSTERIOR CHAMBER INTRAOCULAR LENSES | 01.02.02 - Foldable | 01.02.02.04 - Multifocal or bifocal | at, pl, t1 | SO081 | 1096 |  | Spectrum Surgical | HumanOptics ToricaDiff Preloaded | Preloaded Toric Multifocal posterior chamber IOL, foldable, UV absorber, Aspheric, aberration technology, 360° LEC barrier, HD optic | Sphere +10D to +30D, Cylinder 1D to 6D, Near addition +3.5D | 227764 | August 2017 |  | New Listing
01 - Ophthalmic | 01.02 - POSTERIOR CHAMBER INTRAOCULAR LENSES | 01.02.02 - Foldable | 01.02.02.04 - Multifocal or bifocal | at, pl, t1, vlbf | DE524 | 1134 |  | Device Technologies Australia Pty Ltd | Oculentis LENTIS LU-313MFTY Pre-loaded | Patient specific pre-loaded one-piece multifocal-toric plate haptic acrylic IOL. | Overall Length 11.0mm and Optic Size 6.0mm, +-0.0D to +36.0D inclusive in 0.01D increments. Cyl +0.25D to +6.99D inclusive in 0.01D increments. | 198807 | February 2017 |  | Expanded from DE394
01 - Ophthalmic | 01.02 - POSTERIOR CHAMBER INTRAOCULAR LENSES | 01.02.02 - Foldable | 01.02.02.04 - Multifocal or bifocal | at, pl, t1, vlbf | SO080 | 1134 |  | Spectrum Surgical | HumanOptics ToricaDiff Y Preloaded | Preloaded Toric Multifocal posterior chamber IOL, foldable, UV absorber, Aspheric, aberration technology, 360° LEC barrier, HD optic, Blue light filter | Sphere +10D to +30D, Cylinder 1D to 6D, Near addition +3.5D | 227764 | August 2017 |  | New Listing
01 - Ophthalmic | 01.02 - POSTERIOR CHAMBER INTRAOCULAR LENSES | 01.02.02 - Foldable | 01.02.02.04 - Multifocal or bifocal | at, pl, t2 | DE522 | 1368 |  | Device Technologies Australia Pty Ltd | Oculentis Lentis Mplus Toric LU-313MFT Pre-loaded | Pre-loaded patient specific one-piece multifocal toric acrylic plate haptic IOL | Overall Length 11.0mm and Optic Size 6.0mm + 0.0D to +36.0D inclusive in 0.01D increments. Cyl +6.99D to +12.00D inclusive in 0.01D increments. | 198807 | February 2017 |  | Expanded from DE389
01 - Ophthalmic | 01.02 - POSTERIOR CHAMBER INTRAOCULAR LENSES | 01.02.02 - Foldable | 01.02.02.04 - Multifocal or bifocal | at, pl, t2, vlbf | DE514 | 1406 |  | Device Technologies Australia Pty Ltd | Oculentis LENTIS LU313MFTY Pre-loaded | Patient specific pre-loaded one-piece multifocal toric plate haptic acrylic IOL. Violet Light Filter | Overall Length 11.00mm and Optic Size 6.0mm +-0.0D to +36.0D inclusive in 0.01D increments. Cyl +7.00D to +12.0D inclusive in 0.01D increments. | 198807 | February 2017 |  | Expanded from DE395
01 - Ophthalmic | 01.02 - POSTERIOR CHAMBER INTRAOCULAR LENSES | 01.02.02 - Foldable | 01.02.02.04 - Multifocal or bifocal | at, pl, vblf | AL041 | 796 |  | Alcon Laboratories (Aust.) Pty Ltd | AcrySof IQ PanOptix Presbyopia Correcting IOL with UltraSert pre-loaded delivery | Pre-loaded Trifocal posterior chamber, UV absorbing, foldable, acrylic, aspheric, single piece lens with apodised diffractive trifocal optic and blue light protection. The apodised diffractive trifocal optic (anterior) provides two diffractive focal points (+3.25D near focus and 2.17D intermediate) | +13.0 to +27.0D in 0.5 Diopter increments | 92318 | October 2016 |  | Changed Benefit.
01 - Ophthalmic | 01.02 - POSTERIOR CHAMBER INTRAOCULAR LENSES | 01.02.02 - Foldable | 01.02.02.04 - Multifocal or bifocal | at, pl, vblf | IQ025 | 796 |  | IQ Medical | PreciSAL Multifocal PM302A | Pre-loaded acrylic single piece, foldable intraocular lens with anterior and posterior optichaptic square edge, 360 degree optic square edge design, precision power calculation, aberration technology, pupil independent diffractive anterior surface with a near sight correction addition of up to +3.5D, and UV and blue filter powers. | Available in spherical dioptric powers from 0.0 to +30.0. 1D steps: 0.0 to +10.0; 0.5D steps: +10.5 to +17.5 and +28.5 to +30.0; 0.25D steps: +18.0 to +28.0; near sight correction addition up to +3.5D on all spherical dioptric powers. | 183558 | October 2016 |  | Changed Benefit.
01 - Ophthalmic | 01.02 - POSTERIOR CHAMBER INTRAOCULAR LENSES | 01.02.02 - Foldable | 01.02.02.04 - Multifocal or bifocal | at, pl, vblf | IS020 | 796 |  | Insight Surgical Pty Ltd | Medicontur BiFlex Preloaded 677PMY Hydrophilic Acrylic Foldable Multifocal Lens with Blue light Filter | Posterior chamber IOL, 360° Special Square Edge, Aspheric – Coma optimized | Optic diameter: 6.0 mm ±0.10 mm, Overall diameter: 13.0 mm ±0.20 mm Powers available: -10.0 - +9.0 D ±0.25 D increment: 1.0 D +10.0 - +25.0 D ±0.25 D increment: 0.5 D +25.5 - +30.0 D ±0.5 D increment: 0.5 D +31.0- +45.0 D ±0. D increment: 1.0 D | 221834 | October 2016 |  | Changed Benefit.
01 - Ophthalmic | 01.02 - POSTERIOR CHAMBER INTRAOCULAR LENSES | 01.02.02 - Foldable | 01.02.02.04 - Multifocal or bifocal | at, pl, vblf | SO066 | 796 |  | Spectrum Surgical | HumanOptics Diffractiva Y Preloaded | Preloaded Multifocal posterior chamber IOL, foldable, UV absorber, Aspheric, aberration technology, 360° LEC barrier, HD optic, Blue light filter | Sphere: +10D to +30D, Near addition +3.5D | 227764 | October 2016 |  | Changed Benefit.
01 - Ophthalmic | 01.02 - POSTERIOR CHAMBER INTRAOCULAR LENSES | 01.02.02 - Foldable | 01.02.02.04 - Multifocal or bifocal | at, t1 | AO033 | 1078 |  | AMO Australia Pty Ltd | TECNIS® Multifocal Toric | Toric Multifocal Intraocular Lens | Available +5.0 Diopters to +34.0 Diopters in 0.5 Diopter increments. Cylinder powers 1.50D, 2.25D, 3.00D and 4.00D (as measured on the IOL plane). | 181845 | October 2016 |  | Changed Benefit.
01 - Ophthalmic | 01.02 - POSTERIOR CHAMBER INTRAOCULAR LENSES | 01.02.02 - Foldable | 01.02.02.04 - Multifocal or bifocal | at, t1 | AO038 | 1078 |  | AMO Australia Pty Ltd | TECNIS Symfony Toric Extended Range of Vision (ZXT00) | Extended Range of Vision Toric Multifocal Posterior Chamber IOL | +6 to +30 in 0.5d steps Available Cyl powers +1.0d, 1.5d, 2.25d, 3.00d, 3.75d, 4.5d, 5.25d, 6.00d | 181845 | 2017-11-01 |  | Changed, Benefit.
01 - Ophthalmic | 01.02 - POSTERIOR CHAMBER INTRAOCULAR LENSES | 01.02.02 - Foldable | 01.02.02.04 - Multifocal or bifocal | at, t1 | CZ025 | 1078 |  | Carl Zeiss Pty Ltd | AT LISA toric 909M | ZEISS micro incision, multifocal toric IOL (standard cyl range). Aspheric toric anterior surface, diffractive bifocal posterior surface with asymmetric light distribution (65% distance / 35% near), 3.75D addition for near focus. | 6mm optic, 11mm diameter. Diopter range: Sph -10.0D to +32.0D, Cyl +1.0 to 6.5D (all 0.5D steps) | 151348 | October 2016 |  | Changed Suffix, Benefit.
01 - Ophthalmic | 01.02 - POSTERIOR CHAMBER INTRAOCULAR LENSES | 01.02.02 - Foldable | 01.02.02.04 - Multifocal or bifocal | at, t1 | CZ038 | 1078 |  | Carl Zeiss Pty Ltd | AT LISA tri toric 939M low cylinder | Trifocal (aspheric), bitoric, micro incision, single-piece IOL for capsular bag fixation. The trifocal (anterior) optic provides two diffractive focal points (+3.33D near focus and +1.66D intermediate focus) with asymmetric light distribution 50% distance / 20% intermediate / 30% near vision. | Diopter range: -10.00 to + 32.0 DS and +1 to +6.5DC Optic Size: 6.0mm. Overall Length: 11.0mm | 151348 | October 2016 |  | Changed Benefit.
01 - Ophthalmic | 01.02 - POSTERIOR CHAMBER INTRAOCULAR LENSES | 01.02.02 - Foldable | 01.02.02.04 - Multifocal or bifocal | at, t1 | DE494 | 1078 |  | Device Technologies Australia Pty Ltd | Oculentis LENTIS Mplus Toric LU-313MFT | Patient specific one-piece multifocal-toric plate haptic acrylic IOL | Overall Length 11.0mm and Optic Size 6.0 + 0.0D to +36.0D inclusive in 0.01D increments. Cyl +0.25 to +6.99D inclusive in 0.01D increments | 198807 | October 2016 |  | Changed Benefit.
01 - Ophthalmic | 01.02 - POSTERIOR CHAMBER INTRAOCULAR LENSES | 01.02.02 - Foldable | 01.02.02.04 - Multifocal or bifocal | at, t1 | KG010 | 1078 |  | Kevin Grundy (IBD) Pty Ltd | Rayner M-Flex Toric (Standard) | Acrylic, Foldable, Single Piece, Multi-zoned Refractive Aspheric Toric Mulitfocal with Amon-Apple enhanced 360 degree Square edge, Anti Vaulting Haptics | 5.75mm / 12.0mm: 6.25mm / 12.5mm +3.00D or +4.00D Addition FAR: +14.0D to +32.00D in 0.5 STEPS: +2.00D +3.00D +4.00D Cylinder. NEAR: +14.0D to 27.0D in 0.5 STEPS: +2.00D +3.00D +4.00D Cylinder | 100926 | October 2016 |  | Changed Suffix, Benefit.
01 - Ophthalmic | 01.02 - POSTERIOR CHAMBER INTRAOCULAR LENSES | 01.02.02 - Foldable | 01.02.02.04 - Multifocal or bifocal | at, t1 | KG011 | 1078 |  | Kevin Grundy (IBD) Pty Ltd | Rayner "M-Flex" Toric (Non Standard) | Acrylic, Foldable, Single Piece, Muli-Zoned Refractive, Toric Multifocal with Amon-Apple enhanced 360 Degree square edge, Anti-vaulting Haptics, Patient Specific. | 5.75/12.0mm: 6.25/12.5mm +3.00D to +4.00D Addition FAR: +14.0D to +32.0D in 0.5D Increments: NEAR: +14.0D to +27.0D in 0.50D Increments Cylinder: 1.0D to 1.5D and 2.5D to 6.00D in 0.5 increments | 100926 | October 2016 |  | Changed Suffix, Benefit.
01 - Ophthalmic | 01.02 - POSTERIOR CHAMBER INTRAOCULAR LENSES | 01.02.02 - Foldable | 01.02.02.04 - Multifocal or bifocal | at, t1, vblf | AL033 | 1116 |  | Alcon Laboratories (Aust.) Pty Ltd | AcrySof IQ ReSTOR multifocal toric IOL (SND1T2-T6; SV25T2-T6) | Posterior chamber UV absorbing foldable, acrylic, aspheric, toric single piece lens with apodised diffractive optic and blue light protection. | +6 to +34 D spherical; 1.00 to 3.75 D cylinder | 92318 | August 2017 |  | Changed Product Name, Size.
01 - Ophthalmic | 01.02 - POSTERIOR CHAMBER INTRAOCULAR LENSES | 01.02.02 - Foldable | 01.02.02.04 - Multifocal or bifocal | at, t1, vblf | AL043 | 1116 |  | Alcon Laboratories (Aust.) Pty Ltd | AcrySof IQ PanOptix Toric Presbyopia Correcting IOL | Trifocal posterior chamber, toric, UV absorbing, foldable, acrylic, aspheric, single piece lens with apodised diffractive trifocal optic and blue light protection. The apodised diffractive trifocal optic (anterior) provides two diffractive focal points (+3.25D near focus and 2.17D intermediate focus). | +6.0 to +30.0D in 0.5 Diopter increments and +31.0 to +34.0D in 1.0 Diopter increments. Cylinder: +1.0; +1.50; +2.25; +3.00 and +3.75 D | 92318 | February 2017 |  | New Listing
01 - Ophthalmic | 01.02 - POSTERIOR CHAMBER INTRAOCULAR LENSES | 01.02.02 - Foldable | 01.02.02.04 - Multifocal or bifocal | at, t1, vblf | BL036 | 1116 |  | Bausch & Lomb (Australia) Pty Ltd | FineVision Toric POD FT | Posterior chamber, toric, trifocal diffractive (aspheric), UV and blue light blocker, single piece acrylic IOL. | An overall diameter of 11.40mm and optic diameter of 6.00mm. From 0 to +35 Diopters with 0.5 diopter increments. | 211587 | October 2016 |  | Changed Benefit.
01 - Ophthalmic | 01.02 - POSTERIOR CHAMBER INTRAOCULAR LENSES | 01.02.02 - Foldable | 01.02.02.04 - Multifocal or bifocal | at, t1, vblf | DE523 | 1116 |  | Device Technologies Australia Pty Ltd | Oculentis LENTIS LU-313MFTY | Patient specific one-piece multifocal toric plate haptic acrylic IOL. Violet light filter. | Overall Length 11.0mm and Optic Size 6.0mm, +-0.0D to +36.0D inclusive in 0.01D increments. Cyl +0.25D to +6.99D inclusive in 0.01D increments. | 198807 | February 2017 |  | Expanded from DE394
01 - Ophthalmic | 01.02 - POSTERIOR CHAMBER INTRAOCULAR LENSES | 01.02.02 - Foldable | 01.02.02.04 - Multifocal or bifocal | at, t1, vblf | IS037 | 1116 |  | Insight Surgical Pty Ltd | 677MTY | BiFlex Single-Piece Aspheric Hydrophilic Progressive Diffractive Toric IOL with Blue filter and 360' Special Square Edge for implantation into capsular bag | Optic diameter: 6.0 mm ±0.05 mm, Overall diameter: 13.0 mm ±0.10 mm Powers available: -10.0 - +30.0 D ±0.25 D increment: 0.5 D Cylinders available: +1.0 D - +4.5 D increment: 0.5 D +5.25D - +6.0 D increment: 0.75 D | 221834 | February 2017 |  | New Listing
01 - Ophthalmic | 01.02 - POSTERIOR CHAMBER INTRAOCULAR LENSES | 01.02.02 - Foldable | 01.02.02.04 - Multifocal or bifocal | at, t1, vblf | LN006 | 1116 |  | Lumos Medical Pty Ltd | ALSAFIT TRIFOCAL TORIC VF | Single piece trifocal toric aspheric foldable introcular lens for implantation into the capsular bag. Violet filter. | Diopter power range : Sphere: From 0.0 D to +32.00 D (0.50 D increments). Cylinder: From +0.50 D to +6.00 D (0.50 D increments). Optic size: 6mm. Overall length: 11.0mm. | 268033 | October 2016 |  | Changed Benefit.
01 - Ophthalmic | 01.02 - POSTERIOR CHAMBER INTRAOCULAR LENSES | 01.02.02 - Foldable | 01.02.02.04 - Multifocal or bifocal | at, t2 | CZ024 | 1350 |  | Carl Zeiss Pty Ltd | AT LISA toric 909M | ZEISS micro incision, multifocal toric IOL (high cyl range). Aspheric toric anterior surface, diffractive bifocal posterior surface with asymmetric light distribution (65% distance / 35% near), 3.75D addition for near focus. | 6mm optic, 11mm diameter. Diopter range: Sph -10.0D to +32.0D, Cyl +7.0 to 12.0D (all 0.5D steps) | 151348 | October 2016 |  | Changed Suffix, Benefit.
01 - Ophthalmic | 01.02 - POSTERIOR CHAMBER INTRAOCULAR LENSES | 01.02.02 - Foldable | 01.02.02.04 - Multifocal or bifocal | at, t2 | CZ039 | 1350 |  | Carl Zeiss Pty Ltd | AT LISA tri toric 939M high powered cylinder | Trifocal (aspheric), bitoric, micro incision, single-piece IOL for capsular bag fixation. The trifocal (anterior) optic provides two diffractive focal points (+3.33D near focus and +1.66D intermediate focus) with asymmetric light distribution 50% distance / 20% intermediate / 30% near vision. | Diopter range: -10.00 to + 32.0 DS and +7 to +12 DC Optic Size: 6.0mm. Overall Length: 11.0mm | 151348 | October 2016 |  | Changed Benefit.
01 - Ophthalmic | 01.02 - POSTERIOR CHAMBER INTRAOCULAR LENSES | 01.02.02 - Foldable | 01.02.02.04 - Multifocal or bifocal | at, t2 | DE521 | 1350 |  | Device Technologies Australia Pty Ltd | Oculentis Lentis Mplus Toric LU-313MFT | Patient specific one-piece multifocal toric acrylic plate haptic IOL | Overall Length 11.0mm and Optic Size 6.0mm + 0.0D to +36.0D inclusive in 0.01D increments. Cyl +6.99D to +12.00D inclusive in 0.01D increments | 198807 | February 2017 |  | Expanded from DE389
01 - Ophthalmic | 01.02 - POSTERIOR CHAMBER INTRAOCULAR LENSES | 01.02.02 - Foldable | 01.02.02.04 - Multifocal or bifocal | at, t2, vblf | DE513 | 1388 |  | Device Technologies Australia Pty Ltd | Oculentis LENTIS LU313MFTY | Patient specific one-piece multifocal toric plate haptic acrylic IOL. Violet Light Filter | Overall Length 11.00mm and Optic Size 6.0mm +-0.0D to +36.0D inclusive in 0.01D increments. Cyl +7.00D to +12.0D inclusive in 0.01D increments. | 198807 | February 2017 |  | Expanded from DE395
01 - Ophthalmic | 01.02 - POSTERIOR CHAMBER INTRAOCULAR LENSES | 01.02.02 - Foldable | 01.02.02.04 - Multifocal or bifocal | at, vblf | AL030 | 778 |  | Alcon Laboratories (Aust.) Pty Ltd | AcrySof IQ ReSTOR SN6AD1, SV25T0 and MN6AD1 | Posterior Chamber, UV absorbing, foldable, acrylic, single piece lens with apodised diffractive optic and blue light protection | +6 D to + 34 D | 92318 | October 2016 |  | Changed Benefit.
01 - Ophthalmic | 01.02 - POSTERIOR CHAMBER INTRAOCULAR LENSES | 01.02.02 - Foldable | 01.02.02.04 - Multifocal or bifocal | at, vblf | AL040 | 778 |  | Alcon Laboratories (Aust.) Pty Ltd | AcrySof IQ PanOptix Presbyopia Correcting IOL | Trifocal posterior chamber, UV absorbing, foldable, acrylic, aspheric, single piece lens with apodised diffractive trifocal optic and blue light protection. The apodised diffractive trifocal optic (anterior) provides two diffractive focal points (+3.25D near focus and 2.17D intermediate focus). | +13.0 to +30.0D in 0.5 Diopter increments and +31.0 to +34.0D in 1.0 Diopter increments | 92318 | October 2016 |  | Changed Benefit.
01 - Ophthalmic | 01.02 - POSTERIOR CHAMBER INTRAOCULAR LENSES | 01.02.02 - Foldable | 01.02.02.04 - Multifocal or bifocal | at, vblf | BL034 | 778 |  | Bausch & Lomb (Australia) Pty Ltd | FineVision Micro F | Posterior chamber, UV absorbing, foldable, aspheric, acrylic, single piece lens with apodised diffractive , trifocal optic and blue light protection | An overall diameter of 10.75mm and optic diameter of 6.15mm. From 0 to +35 dopters with 0.5 diopter increments. | 211587 | October 2016 |  | Changed Benefit.
01 - Ophthalmic | 01.02 - POSTERIOR CHAMBER INTRAOCULAR LENSES | 01.02.02 - Foldable | 01.02.02.04 - Multifocal or bifocal | at, vblf | DV248 | 778 |  | Designs for Vision Pty Ltd | HOYA PY-60MV | Preloaded in cartridge, Multifocal, Aspheric, Blue-blocker, Single Piece, Hydrophobic | +14.0D to 27.0D (0.5 steps) | 112674, 117417 | October 2016 |  | Changed Benefit.
01 - Ophthalmic | 01.02 - POSTERIOR CHAMBER INTRAOCULAR LENSES | 01.02.02 - Foldable | 01.02.02.04 - Multifocal or bifocal | at, vblf | IL004 | 778 |  | iNova Pharmaceuticals Australia Pty Ltd | B+L FINEVISION HP (POD F GF) | POD F GF test intraocular lens (IOL) is a foldable IOL with a quadripode “POD” open-loop design intended for capsular bag implantation. The IOL is made of the proprietary hydrophobic glistening-free (GFree®) material containing a UV-blocker and additional blue blocker. The material is a hydrophobic acrylic copolymer of medical quality which includes a UV (wavelength < 400 nm) absorbing filter and a blue light-filtering chromophore which is covalently bounded to the hydrophobic material. The optical part of the test POD F GF lens is biconvex and aspherical partially compensating the positive spherical aberration of the cornea. The optic bears a diffractive TRIFOCAL element on its anterior side (toward patient pupil), allowing for presbyopia correction and spectacle independence for near and intermediate visions. The add-power at the IOL plane for the near vision is + 3.5 diopters and for the intermediate vision + 1.75 diopters. POD F GF is intended for implantation in the capsular bag after human lens extraction after cataract. The IOL material is capable of being folded prior to insertion, allowing placement through an incision (2.0-2.2 mm) smaller than the optic diameter of the lens. After surgical insertion into the eye, the lens unfolds to ReSTOR the optical performance. The supporting haptics provide for proper positioning and fixation of the IOL optic within the eye. | Optic diameter: 6.00mm Total diameter: 11.40mm From Ø to +35 Diopters, with 0.5 Diopter increments | 211587 | August 2017 |  | Changed Description.
01 - Ophthalmic | 01.02 - POSTERIOR CHAMBER INTRAOCULAR LENSES | 01.02.02 - Foldable | 01.02.02.04 - Multifocal or bifocal | at, vblf | IQ022 | 778 |  | IQ Medical | PresiSAL Multifocal M302A | Acrylic single piece, foldable intraocular lens with anterior and posterior optic-haptic square edge, 360 degree optic square edge design, precision power calculation. Aberration technology, pupil independent diffractive anterior surface with a near sight correction addition of up to +3.5D, and UV and blue light fliters. | Available in sperical dioptric powers from 0.0D to +30.0D. 1D steps: 0.0D to +10.0D; 0.5D steps: +10.5 to +17.5 and +28.5 to +30.0; 0.25D steps: +18.0.0 to +28.0; near sight correction addition up to +3.5D on all spherical dioptric powers. | 183558 | October 2016 |  | Changed Benefit.
01 - Ophthalmic | 01.02 - POSTERIOR CHAMBER INTRAOCULAR LENSES | 01.02.02 - Foldable | 01.02.02.04 - Multifocal or bifocal | at, vblf | IS019 | 778 |  | Insight Surgical Pty Ltd | Medicontur BiFlex 677MY Hydrophilic Acrylic Foldable Multifocal Lens with Blue light Filter | Posterior chamber IOL, 360° Special Square Edge, Aspheric – Coma optimized | Optic diameter: 6.0 mm ±0.10 mm, Overall diameter: 13.0 mm ±0.20 mm Powers available: -10.0 - +9.0 D ±0.25 D increment: 1.0 D +10.0 - +25.0 D ±0.25 D increment: 0.5 D +25.5 - +30.0 D ±0.5 D increment: 0.5 D +31.0- +45.0 D ±0. D increment: 1.0 D | 221834 | October 2016 |  | Changed Benefit.
01 - Ophthalmic | 01.02 - POSTERIOR CHAMBER INTRAOCULAR LENSES | 01.02.02 - Foldable | 01.02.02.04 - Multifocal or bifocal | at, vblf | LN004 | 778 |  | Lumos Medical Pty Ltd | ALSAFIT TRIFOCAL VF | Single piece trifocal aspheric foldable intraocular lens for implantation into the capsular bag. Violet filter. | Diopter power range: 0.0 D to +32.00 D (0.50 D increments). Optic size: 6mm. Overall length: 11.0mm. | 268033 | October 2016 |  | Changed Benefit.
01 - Ophthalmic | 01.02 - POSTERIOR CHAMBER INTRAOCULAR LENSES | 01.02.02 - Foldable | 01.02.02.04 - Multifocal or bifocal | at, vblf | SO064 | 778 |  | Spectrum Surgical | HumanOptics Diffractiva Y | Multifocal posterior chamber IOL, foldable, UV absorber, Aspheric, aberration technology, 360° LEC barrier, HD optic, Blue light filter | Sphere: +10D to +30D, Near addition +3.5D | 227764 | October 2016 |  | Changed Benefit.
01 - Ophthalmic | 01.02 - POSTERIOR CHAMBER INTRAOCULAR LENSES | 01.02.02 - Foldable | 01.02.02.05 - Accommodative | pa | IQ003 | 702 |  | IQ Medical | Tetraflex | Acrylic single piece, foldable accommodating intraocular lens with sqare edge design, custom control precision and closed loop haptic design | Available in dioptric powers from +5.0 to +36.0, 1D steps: +31.0 to +36.0; 0.5D steps: +5.0 to +18.0 and +25.0 to +30.0; 0.2D steps; +18.0 to +25.0 | 120330 | October 2016 |  | Changed Benefit.
01 - Ophthalmic | 01.02 - POSTERIOR CHAMBER INTRAOCULAR LENSES | 01.02.03 - Pseudo-phakic, piggy-back | 01.02.03.01 - Monofocal |  | DV246 | 291 |  | Designs for Vision Pty Ltd | Rayner Sulcoflex Ashperic (Premium) I.O.L. | Pseudophakic Supplementary I.O.L.O.L. | -10.0D to -5.50D in 0.5D increments. +5.50D to 10.00D in 0.5D increments | 100926 | October 2016 |  | Changed Benefit.
01 - Ophthalmic | 01.02 - POSTERIOR CHAMBER INTRAOCULAR LENSES | 01.02.03 - Pseudo-phakic, piggy-back | 01.02.03.01 - Monofocal |  | TW001 | 291 |  | SWISSMED PTY LTD | AddOn Spherical | Add on hydrophilic spherical intraocular lens | Optic Diameter: 6mm Length: 13mm | 280510 | August 2017 |  | New Listing
01 - Ophthalmic | 01.02 - POSTERIOR CHAMBER INTRAOCULAR LENSES | 01.02.03 - Pseudo-phakic, piggy-back | 01.02.03.01 - Monofocal | at | KG008 | 328 |  | Kevin Grundy (IBD) Pty Ltd | Rayner "Sulcoflex" Pseudophakic I.O.L. | Sulcoflex Aspheric Pseudophakic I.O.L | -5D to +5D | 100926 | October 2016 |  | Changed Benefit.
01 - Ophthalmic | 01.02 - POSTERIOR CHAMBER INTRAOCULAR LENSES | 01.02.03 - Pseudo-phakic, piggy-back | 01.02.03.01 - Monofocal | at, t1 | KG005 | 628 |  | Kevin Grundy (IBD) Pty Ltd | Rayner Sulcoflex Aspheric Toric Pseudophakic Secondary I.O.L - Standard | Acrylic, Aspheric, Toric Pseudophakic Secondary IOL : Sulcus fixated with undulating Haptics and Posterior Haptic Angulation (Standard) | SE -3 to +3 in 0.5 D steps Cyl +1 to +3 in 1D steps | 100926 | February 2017 |  | Changed Size.
01 - Ophthalmic | 01.02 - POSTERIOR CHAMBER INTRAOCULAR LENSES | 01.02.03 - Pseudo-phakic, piggy-back | 01.02.03.01 - Monofocal | at, t1 | KG007 | 628 |  | Kevin Grundy (IBD) Pty Ltd | Rayner Sulcoflex Aspheric Toric Pseudophakic Secondary IOL (Premium) | Acrylic, Aspheric, Toric Pseudophakic Secondary IOL: Sulcus fixated with undulating Haptics and Posterior Haptic Angulation (Premium) | SE -6.00 to +6.00 in 0.5 D steps Syl +1.00 to +6.00 in 0.5D steps | 100926 | October 2016 |  | Changed Suffix, Benefit.
01 - Ophthalmic | 01.02 - POSTERIOR CHAMBER INTRAOCULAR LENSES | 01.02.03 - Pseudo-phakic, piggy-back | 01.02.03.01 - Monofocal | at, t1, vblf | SO078 | 666 |  | Spectrum Surgical | Human Optics Torica Add-On IOL | Toric Add-On IOL, for sulcus fixation in pseudophakic eyes, 3-piece, foldable, UV absorber, blue light filter, Iris protection, safety profile technology and undulated haptics. | Sphere -4.0 to +1.5 in 0.5D steps, Cylinder <7D | 227764 | February 2017 |  | Expanded from SO061
01 - Ophthalmic | 01.02 - POSTERIOR CHAMBER INTRAOCULAR LENSES | 01.02.03 - Pseudo-phakic, piggy-back | 01.02.03.01 - Monofocal | at, t2 | SO079 | 1006 |  | Spectrum Surgical | Human Optics Torica Add-On IOL | Toric Add-On IOL, for sulcus fixation in pseudophakic eyes, 3-piece, foldable, UV absorber, blue light filter, Iris protection, safety profile technology and undulated haptics. | Sphere -30D to +6D, Cylinder 7.0D to 30.0D | 227764 | February 2017 |  | Expanded from SO061
01 - Ophthalmic | 01.02 - POSTERIOR CHAMBER INTRAOCULAR LENSES | 01.02.03 - Pseudo-phakic, piggy-back | 01.02.03.01 - Monofocal | at, vblf | SO062 | 346 |  | Spectrum Surgical | HumanOptics Secura Add-On IOL | Add-On IOL for sulcus fixation in pseudophakic eyes, 3-piece, foldable, UV absorber, blue light filter, Iris protection and safety profile technology | -6.0 to +6.0 in 0.5D steps | 227764 | October 2016 |  | Changed Benefit.
01 - Ophthalmic | 01.02 - POSTERIOR CHAMBER INTRAOCULAR LENSES | 01.02.03 - Pseudo-phakic, piggy-back | 01.02.03.02 - Multi-focal |  | EG014 | 702 |  | Emagin Pty Ltd | REVERSO | Multifocal Intraocular lens | -3 to +3 | 226270 | October 2016 |  | Changed Benefit.
01 - Ophthalmic | 01.02 - POSTERIOR CHAMBER INTRAOCULAR LENSES | 01.02.03 - Pseudo-phakic, piggy-back | 01.02.03.02 - Multi-focal | at | KG006 | 740 |  | Kevin Grundy (IBD) Pty Ltd | Rayner "Sulcoflex" Aspheric Multi-focal Pseudophakic Secondary IOL | Acrylic, Aspheric Multi-focal Pseudophakic Secondary IOL: Sulcus-Fixated with Undulating Haptics and Posterior Haptic Angulation | 6.5mm / 13.5mm - 5.00D+5.00D sphere with + 3.00 Addition | 100926 | October 2016 |  | Changed Benefit.
01 - Ophthalmic | 01.02 - POSTERIOR CHAMBER INTRAOCULAR LENSES | 01.02.03 - Pseudo-phakic, piggy-back | 01.02.03.02 - Multi-focal | at, t1 | DV254 | 1078 |  | Designs for Vision Pty Ltd | Rayner Premium Sulcoflex Multifocal Toric Supplementary IOL | 653Z-Premium Multifocal Toric Supplementary IOL | -7D to +7D (Spherical Equivalent) Cylinder 1D, 4D, 5D, 6D Addition 3.5D | 100926 | October 2016 |  | Changed Benefit.
01 - Ophthalmic | 01.02 - POSTERIOR CHAMBER INTRAOCULAR LENSES | 01.02.03 - Pseudo-phakic, piggy-back | 01.02.03.02 - Multi-focal | at, t1 | DV255 | 1078 |  | Designs for Vision Pty Ltd | Rayner Standard Sulcoflex Multifocal Toric Supplementary IOL | 653Z-Standard Multifocal Toric Supplementary IOL | -3D to +3D (Spherical Equivalent) Cylinders 2D and 3D Addition 3.5D | 10026 | October 2016 |  | Changed Benefit.
01 - Ophthalmic | 01.02 - POSTERIOR CHAMBER INTRAOCULAR LENSES | 01.02.03 - Pseudo-phakic, piggy-back | 01.02.03.02 - Multi-focal | at, t1, vblf | SO056 | 1116 |  | Spectrum Surgical | HumanOptics ToricaDiffractiva Add-On IOL | Toric Multifocal Add-On IOL for sulcus fixation in pseudophakic eyes, 3-piece, foldable, UV absorber, blue light filter, Iris protection, safety profile technology and undulated haptics. | -2.0 to +0.5 in 0.5D steps, Cylinder < 7D, Near addition 3.5D | 227764 | October 2016 |  | Changed Benefit.
01 - Ophthalmic | 01.02 - POSTERIOR CHAMBER INTRAOCULAR LENSES | 01.02.03 - Pseudo-phakic, piggy-back | 01.02.03.02 - Multi-focal | at, vblf | SO068 | 778 |  | Spectrum Surgical | HumanOptics Diffractiva Add-On IOL | Multifocal Add-On IOL for sulcus fixation in pseudophakic eyes, 3-piece, foldable, UV absorber, blue light filter, Iris protection and safety profile technology. | -6.0 to +6.0 in 0.5D steps, Near addition 3.5D | 227764 | October 2016 |  | Changed Benefit.
01 - Ophthalmic | 01.03 - INTRAOCULAR FLUIDS | 01.03.01 - Viscoelastic |  |  | AL006 | 80 |  | Alcon Laboratories (Aust.) Pty Ltd | PROVISC VISCOELASTIC SOLUTION | PROVISC contains sodium hyaluronate | 0.85mL pack | 141143 | August 2011 |  | Changed Size, Product Group, Product Sub Group, Suffix, Benefit.
01 - Ophthalmic | 01.03 - INTRAOCULAR FLUIDS | 01.03.01 - Viscoelastic |  |  | AL007 | 80 |  | Alcon Laboratories (Aust.) Pty Ltd | VISCOAT Viscoelastic Fluid | Chondroitin sulfate and sodium hyaluronate | 0.75mL | 141142 | August 2011 |  | Changed Product Group, Product Sub Group, Suffix, Benefit.
01 - Ophthalmic | 01.03 - INTRAOCULAR FLUIDS | 01.03.01 - Viscoelastic |  |  | AL029 | 80 |  | Alcon Laboratories (Aust.) Pty Ltd | DisCoVisc Ophthalmic Viscosurgical Device | Sodium hyaluronate 17 mg/mL and chondroitin sulfate 40mg/mL | 0.5 mL and 1.0 mL | 141141 | August 2011 |  | Changed Product Group, Product Sub Group, Suffix, Benefit.
01 - Ophthalmic | 01.03 - INTRAOCULAR FLUIDS | 01.03.01 - Viscoelastic |  |  | AO032 | 80 |  | AMO Australia Pty Ltd | Healon Endocoat | Viscoelastic | 0.85ml | 198813 | August 2012 |  | New Listing
01 - Ophthalmic | 01.03 - INTRAOCULAR FLUIDS | 01.03.01 - Viscoelastic |  |  | BL008 | 80 |  | Bausch & Lomb (Australia) Pty Ltd | Ocucoat Intraocular Fluid | 20mg/mL hydroxypropylmethyl cellulose for intraocular use | 1ml and 2ml Sterile | 140513 | February 2013 |  | Changed Size.
01 - Ophthalmic | 01.03 - INTRAOCULAR FLUIDS | 01.03.01 - Viscoelastic |  |  | BL015 | 80 |  | Bausch & Lomb (Australia) Pty Ltd | Amvisc Plus injection | 15mg/mL Sodium Hyaluronate for intraocular use | 0.5mL and 0.8mL | 161187 | August 2011 |  | Changed Product Group, Product Sub Group, Suffix, Benefit.
01 - Ophthalmic | 01.03 - INTRAOCULAR FLUIDS | 01.03.01 - Viscoelastic |  |  | CZ012 | 80 |  | Carl Zeiss Pty Ltd | Z-HYALIN Viscoelastic | Cohesive Viscoelastic Solution - sodium hyaluronate 10mg/ml. (previously called Ophthalin) | Volume 1.0ml | 150016 | August 2012 |  | Changed Suffix, Benefit.
01 - Ophthalmic | 01.03 - INTRAOCULAR FLUIDS | 01.03.01 - Viscoelastic |  |  | CZ013 | 80 |  | Carl Zeiss Pty Ltd | Z-HYALIN Plus Viscoelastic | Cohesive Viscoelastic Solution - sodium hyaluronate 15mg/ml. (previously called Opthalin Plus) | Volume 1.0ml | 150017 | August 2012 |  | Changed Suffix, Benefit.
01 - Ophthalmic | 01.03 - INTRAOCULAR FLUIDS | 01.03.01 - Viscoelastic |  |  | CZ022 | 80 |  | Carl Zeiss Pty Ltd | VISTHESIA 1.5% | VISCOANAESTHETIC syringe contains sodium hyaluronate (NaHA, 1.5%) and lidocaine hydrochloride (1%). Also contains two topical ampoules with NaHA (0.3%) and lidocaine (2%) | 0.8ml syringe & 2x0.3ml ampoules | 198088 | February 2012 |  | Changed Description, Size.
01 - Ophthalmic | 01.03 - INTRAOCULAR FLUIDS | 01.03.01 - Viscoelastic |  |  | IQ002 | 80 |  | IQ Medical | Ocuvis and Ocumax 2% Hydroxypropylmethylcellulose | 20mg/mL hydroxypropylmethyl cellulose for intraocular use. Pre-loaded in a sterile syringe with one cannula for injection, in a sterile Tyvek pouch | 2mL sterile | 104427 | August 2011 |  | Changed Product Group, Product Sub Group, Benefit.
01 - Ophthalmic | 01.03 - INTRAOCULAR FLUIDS | 01.03.01 - Viscoelastic |  | hmw | AO009 | 85 |  | AMO Australia Pty Ltd | Healon 5, Intraocular Viscoelastic Fluid | HEALON5- Sodium hyaluronate 23mg/ml . | 0.6ml | 144893 | February 2012 |  | Changed Benefit.
01 - Ophthalmic | 01.03 - INTRAOCULAR FLUIDS | 01.03.01 - Viscoelastic |  |  | AL015 | 80 |  | Alcon Laboratories (Aust.) Pty Ltd | Cellugel viscoelastic fluid | Hypromellose 2% | 1ml | 115487 | August 2017 |  | Changed Size, Product Sub Group.
01 - Ophthalmic | 01.03 - INTRAOCULAR FLUIDS | 01.03.01 - Viscoelastic |  |  | AO008 | 80 |  | AMO Australia Pty Ltd | Healon, Intraocular Viscoelastic Fluid | Sodium Hyaluronate 10mg/ml | Healon 0.55ml & 0.85ml | 144891 | February 2015 |  | Changed Size, Product Sub Group.
01 - Ophthalmic | 01.03 - INTRAOCULAR FLUIDS | 01.03.01 - Viscoelastic |  | hmw | AO010 | 85 |  | AMO Australia Pty Ltd | Healon GV Intraocular Viscoelastic Fluid | Sodium Hyaluronate 14mg/mL | 0.55ml and 0.85ml | 144892 | February 2016 |  | Changed Size, Product Sub Group.
01 - Ophthalmic | 01.03 - INTRAOCULAR FLUIDS | 01.03.01 - Viscoelastic | 01.03.01.01 - Dual Fluids |  | AL005 | 110 |  | Alcon Laboratories (Aust.) Pty Ltd | DUOVISC VISCOELASTIC SYSTEM | PROVISC contains sodium hyaluronate, VISCOAT contains chondroitin sulfate and sodium hyaluronate | Small & large packs | 141482 | August 2011 |  | Changed Product Group, Product Sub Group, Suffix, Benefit.
01 - Ophthalmic | 01.03 - INTRAOCULAR FLUIDS | 01.03.01 - Viscoelastic | 01.03.01.01 - Dual Fluids |  | CZ019 | 110 |  | Carl Zeiss Pty Ltd | TWINVISC Viscoelastic | TWINVISC includes a cohesive and a dispersive viscoelastic in one syringe, separated by a valve. Dispersive: sodium hyaluronate (2.2%). Cohesive: sodium hyaluronate (1%) | Total volume 1.4 ml | 160685 | February 2012 |  | Changed Description.
01 - Ophthalmic | 01.03 - INTRAOCULAR FLUIDS | 01.03.02 - Non Viscous |  |  | DV231 | 48 |  | Designs for Vision Pty Ltd | Vision Blue | Trypan blue dye for ophthalmic applications | 0.5ml syringe | 147581 | August 2011 |  | Changed Product Group, Product Sub Group, Benefit.
01 - Ophthalmic | 01.03 - INTRAOCULAR FLUIDS | 01.03.02 - Non Viscous |  |  | EG013 | 48 |  | Emagin Pty Ltd | Retidyne | Tissue staining in Ophthalmic Surgery | 0.5ml Syringe Vial | 219074 | August 2014 |  | New Listing
01 - Ophthalmic | 01.04 - CAPSULAR TENSION RINGS | 01.04.01 - Simple |  |  | AL001 | 159 |  | Alcon Laboratories (Aust.) Pty Ltd | Capsular Tension Rings | - | 10.0 - 12.0 compressed, 12.3 - 14.5 uncompressed | 178273 | August 2011 |  | Changed Product Group, Product Sub Group, Benefit.
01 - Ophthalmic | 01.04 - CAPSULAR TENSION RINGS | 01.04.01 - Simple |  |  | AO021 | 159 |  | AMO Australia Pty Ltd | Stabileyes Capsular Tension Ring | Polymethylmethacrylate (PMMA) Implant | 12mm ring, and 13mm ring | 104818 | August 2011 |  | Changed Product Group, Product Sub Group, Benefit.
01 - Ophthalmic | 01.04 - CAPSULAR TENSION RINGS | 01.04.01 - Simple |  |  | EG001 | 159 |  | Emagin Pty Ltd | Capsular Tension Rings Clear | PMMA Implant | 10/08, 12/10, 13/11mm | 145740 | August 2011 |  | Changed Product Group, Product Sub Group, Benefit.
01 - Ophthalmic | 01.04 - CAPSULAR TENSION RINGS | 01.04.01 - Simple |  |  | DV009 | 159 |  | Designs for Vision Pty Ltd | Morcher Capsular Tension Ring | PMMA Implant | sizes 8 -12mm | 132347 | August 2017 |  | Changed Size, Product Sub Group.
01 - Ophthalmic | 01.04 - CAPSULAR TENSION RINGS | 01.04.01 - Simple |  | pl | DV029 | 243 |  | Designs for Vision Pty Ltd | Eyejet CTR | Capsular tension ring made of PMMA per-load on disposable injector | 10mm, 11mm, 12mm | 132347 | August 2017 |  | Changed Product Name, Size, Product Sub Group.
01 - Ophthalmic | 01.04 - CAPSULAR TENSION RINGS | 01.04.01 - Simple |  | pl | EG018 | 243 |  | Emagin Pty Ltd | RINGJECT | Preloaded Capsular tension ring | 12/10, 13/11 | 145740 | February 2015 |  | New Listing
01 - Ophthalmic | 01.04 - CAPSULAR TENSION RINGS | 01.04.01 - Simple |  | pl | IL003 | 243 |  | iNova Pharmaceuticals Australia Pty Ltd | Preloaded Capsular Tension Ring | Capsular tension ring preloaded (acrylic) | 13/11mm | 235588 | August 2015 |  | Duplicated from IS001.
01 - Ophthalmic | 01.04 - CAPSULAR TENSION RINGS | 01.04.01 - Simple |  | pl | IS018 | 243 |  | Insight Surgical Pty Ltd | Jetring | Preloaded PMMA (polymethyl methacrylate) capsular tension ring. | JETRING 11ACB Right Overall diameter: 13.0 mm ±0.20 mm Compressed diameter: 11,0 mm ±0.20 mm Haptic: ø0.17 mm ±0.02 mm Haptic design: straight, open modified C-loop JETRING 12ACB Right Overall diameter: 14.5 mm ±0.20 mm Compressed diameter: 12,0 mm ±0.20 mm Haptic: ø0,20 mm ±0.02 mm Haptic design: straight, open modified C-loop | 229360 | August 2015 |  | New Listing
01 - Ophthalmic | 01.04 - CAPSULAR TENSION RINGS | 01.04.01 - Simple |  | pl | LN001 | 243 |  | Lumos Medical Pty Ltd | Inside CTR | Preloaded PMMA capsular tension ring | Type 14 (12.3mm open, 10.0mm compressed), Type 14C (13.0mm open, 11.0mm compressed), Type 14A ( 14.5mm open, 12.0mm compressed), Type 13 ( 12.3mm open, 10.0mm compressed), Type 13A ( 13.0mm open, 11.0mm compressed), Type 13B ( 14.5mm open, 12.0mm compressed), Type 19D (11.6 mm open, 10.0/9.5/9.0/8.5mm compressed), Type 10C ( 12.1mm open, 11.0mm compressed) | 235092 | August 2015 |  | New Listing
01 - Ophthalmic | 01.04 - CAPSULAR TENSION RINGS | 01.04.02 - Complex |  |  | DV010 | 334 |  | Designs for Vision Pty Ltd | Morcher Complex Capsular Tension Ring | PMMA Implant | 9.5mm, 10mm, 11mm, 12.5mm, 13mm | 132347 | August 2017 |  | Changed Product Name, Size, Product Sub Group.
01 - Ophthalmic | 01.05 - GLAUCOMA DRAINAGE | 01.05.01 - Long Tube |  |  | AO012 | 425 |  | AMO Australia Pty Ltd | Baerveldt Glaucoma Implant BG 101-350, Baerveldt Glaucoma Implant BG 103-425, Baerveldt Glaucoma Implant BG 103-250 | Non-valved artificial drainage device, composition silicone - smooth, tumble-polished finish | Surface area 250, 350, 425mm2 | 168768 | August 2011 |  | Changed Product Group, Product Sub Group, Benefit.
01 - Ophthalmic | 01.05 - GLAUCOMA DRAINAGE | 01.05.01 - Long Tube |  |  | DV020 | 425 |  | Designs for Vision Pty Ltd | Molteno Implant | Double plate - dual chamber | One size only | 128911 | August 2011 |  | Changed Product Group, Product Sub Group, Benefit.
01 - Ophthalmic | 01.05 - GLAUCOMA DRAINAGE | 01.05.01 - Long Tube |  |  | DV242 | 425 |  | Designs for Vision Pty Ltd | Molteno Implant | Glaucoma Drainage Device - Single Plate/Single Plate-Dual Chamber/Double Plate | N/A | 128911 | August 2011 |  | Changed Product Group, Product Sub Group, Benefit.
01 - Ophthalmic | 01.05 - GLAUCOMA DRAINAGE | 01.05.01 - Long Tube |  | v | DV230 | 625 |  | Designs for Vision Pty Ltd | Molteno 3 | Drainage implant for glaucoma, made of silicon | Small & Large size | 128911 | August 2017 |  | Changed Size, Product Sub Group.
01 - Ophthalmic | 01.05 - GLAUCOMA DRAINAGE | 01.05.01 - Long Tube |  | v | LN002 | 625 |  | Lumos Medical Pty Ltd | Ahmed Glaucoma Valve Model FP7 | A sterile device designed to regulate the flow of Fluid between the anterior chamber and the space around the conjunctiva of the eye be allowing flow when the pressure in the chamber is above a pre-set value (e.g., 8 to 10 mmHg). Made of medical grade silicone | one size | 242076 | February 2016 |  | New Listing
01 - Ophthalmic | 01.05 - GLAUCOMA DRAINAGE | 01.05.02 - Short Tube | 01.05.02.01 - Cannulated |  | AL037 | 715 |  | Alcon Laboratories (Aust.) Pty Ltd | ExPress Minature Glaucoma Shunt | Miniature Glaucoma Shunt | 50 & 200 microns | 177337 | August 2011 |  | Changed Product Group, Product Sub Group, Benefit.
01 - Ophthalmic | 01.05 - GLAUCOMA DRAINAGE | 01.05.03 - Ab Interno Glaucoma Drainage Device | 01.05.03.01 - at Schlemm's canal |  | RQ072 | 800 |  | RQSolutions Medical Devices Distribution Support | iStent Trabecular Micro-Bypass Stent | The iStent GTS100R and GTS100L are micro-invasive glaucoma surgical devices which are implanted in an "ab interno" procedure into the trabecular meshwork to create a bypass through the trabecular meshwok to Schlemm's Canal to improve aqueous outflow through the natural physiologic pathway. | 1.0mm in length, 0.33mm in height with a snorkel length of 0.25mm | 219246 | February 2017 |  | Changed Product Sub Group.
01 - Ophthalmic | 01.05 - GLAUCOMA DRAINAGE | 01.05.03 - Ab Interno Glaucoma Drainage Device | 01.05.03.01 - at Schlemm's canal | smp | OQ002 | 1400 |  | Opthalmico Pty Ltd | Hydrus Microstent | Intracanalicular scaffold, made from a biocompatible alloy, for the treatment of primary open angle glaucoma | 8 mm in length | 212194 | February 2017 |  | Changed Product Sub Group.
01 - Ophthalmic | 01.05 - GLAUCOMA DRAINAGE | 01.05.03 - Ab Interno Glaucoma Drainage Device | 01.05.03.01 - at Schlemm's canal | tda | RQ075 | 1600 |  | RQSolutions Medical Devices Distribution Support | iStent Inject System | The iStent Inject is a pre-loaded injection system which delivers two stents across the trabecular meshwork to provide a pathway for aqueous humor to flow from the anterior chamber. It is indicated for use in conjunction with cataract surgery for the reduction of IOP in subjects with mild to moderate open angle glaucoma currently treated with ocular hypotensive medication. | One size | 250914 | February 2017 |  | Changed Product Sub Group.
01 - Ophthalmic | 01.05 - GLAUCOMA DRAINAGE | 01.05.03 - Ab Interno Glaucoma Drainage Device | 01.05.03.02 - external to Schlemm's canal |  | AL042 | 1400 |  | Alcon Laboratories (Aust.) Pty Ltd | CyPass System | The CyPass System consists of the CyPass Micro-Stent, which is contained in a loading device (Loader), and the CyPass Applier. | 6.35mm length | 163624 | February 2017 |  | New Listing
01 - Ophthalmic | 01.06 - EYELID PROSTHESES | 01.06.01 - Spacers |  |  | SO017 | 348 |  | Spectrum Surgical | FCI Ptose-up | Expanded PTFE | 15cm long x 2 or 3mm wide x 0.35mm thick | 146261 | August 2011 |  | Changed Product Group, Product Sub Group, Suffix, Benefit.
01 - Ophthalmic | 01.06 - EYELID PROSTHESES | 01.06.02 - Weights | 01.06.02.01 - Gold <1.8 grams |  | DE183 | 425 |  | Device Technologies Australia Pty Ltd | Lid Load Gold Eyelid Weights; | Gold | 0.6, 0.8, 1.0, 1.2, 1.4, 1.6 grams | 141197 | August 2011 |  | Changed Product Group, Product Sub Group, Suffix, Benefit.
01 - Ophthalmic | 01.06 - EYELID PROSTHESES | 01.06.02 - Weights | 01.06.02.01 - Gold <1.8 grams |  | DV260 | 425 |  | Designs for Vision Pty Ltd | Meddev Eyelid Weight, Implantable | Thin Profile eyelid implants for patients with facial palsy | Gold Thin 0.6, 0.8, 1.0, 1.2, 1.4, 1.6g | 205794 | August 2013 |  | New Listing
01 - Ophthalmic | 01.06 - EYELID PROSTHESES | 01.06.02 - Weights | 01.06.02.01 - Gold <1.8 grams |  | SO047 | 425 |  | Spectrum Surgical | Meddev Eyelid Weight, Implantable | Thin Profile eyelid implants for patients with facial palsy | Gold Thin 0.6, 0.8, 1.0, 1.2, 1.4, 1.6g | 212173 | February 2014 |  | Duplicated from DV260
01 - Ophthalmic | 01.06 - EYELID PROSTHESES | 01.06.02 - Weights | 01.06.02.02 - Gold ≥1.8 grams |  | DE182 | 800 |  | Device Technologies Australia Pty Ltd | Lid Load Gold Eyelid Weights; | Gold | 1.8, 2.0, 2.2, 2.4, 2.6, 2.8 grams | 141197 | August 2011 |  | Changed Product Group, Product Sub Group, Suffix, Benefit.
01 - Ophthalmic | 01.06 - EYELID PROSTHESES | 01.06.02 - Weights | 01.06.02.02 - Gold ≥1.8 grams |  | DV259 | 800 |  | Designs for Vision Pty Ltd | Meddev Eyelid Weight, Implantable | Contour eyelid implants for patients with facial palsy. | Contour Gold 1.8, 2.0, 2.2, 2.4, 2.6, 2.8g | 205794 | August 2017 |  | Changed Description, Size.
01 - Ophthalmic | 01.06 - EYELID PROSTHESES | 01.06.02 - Weights | 01.06.02.02 - Gold ≥1.8 grams |  | SO046 | 800 |  | Spectrum Surgical | Meddev Eyelid Weight, Implantable | Thin Profile eyelid implants for patients with facial palsy. | Contour Gold 0.6, 0.8, 1.0, 1.2, 1.4, 1.6, 1.8g | 212173 | February 2014 |  | Duplicated from DV259
01 - Ophthalmic | 01.06 - EYELID PROSTHESES | 01.06.02 - Weights | 01.06.02.03 - Platinum |  | DV261 | 1300 |  | Designs for Vision Pty Ltd | Meddev Eyelid Weight, Implantable Platinum | Platinum Contour and Thin Profile eyelid implants for patients with facial palsy | Platinum Thin 0.6, 0.8, 1.0, 1.2, 1.4, 1.6, 1.8g Contour Platinum 1.8, 2.0, 2.2, 2.4, 2.6, 2.8g | 205794 | August 2017 |  | Changed Description, Size.
01 - Ophthalmic | 01.06 - EYELID PROSTHESES | 01.06.02 - Weights | 01.06.02.03 - Platinum |  | RC001 | 1300 |  | CoreMed Pty Ptd | LIDCHAIN Platinum Eyelid Implant | Platinum | Weights - 0.8, 1.0, 1.2, 1.4, 1.6, 1.8 grams | 182945 | August 2011 |  | Changed Product Group, Product Sub Group, Suffix, Benefit. Transferred from BC005.
01 - Ophthalmic | 01.06 - EYELID PROSTHESES | 01.06.02 - Weights | 01.06.02.03 - Platinum |  | SO048 | 1300 |  | Spectrum Surgical | Meddev Eyelid Weight, Implantable Platinum | Thin Profile eyelid implants for patients with facial palsy | Platinum Thin 0.6, 0.8, 1.0, 1.2, 1.4, 1.6g Contour Platinum 0.6, 0.8, 1.0, 1.2, 1.4, 1.6, 1.8g | 212173 | February 2014 |  | Duplicated from DV261
01 - Ophthalmic | 01.07 - LACRIMAL DUCT DRAINAGE PROSTHESES | 01.07.01 - Intracanalicular |  |  | DE191 | 135 |  | Device Technologies Australia Pty Ltd | Canaliculus Intubation Sets | Silicone, SS & Nylon | 17.7 x .064 x 29cm, 15.5 x .051 x 33cm | 182623 | August 2011 |  | Changed Product Group, Product Sub Group, Benefit.
01 - Ophthalmic | 01.07 - LACRIMAL DUCT DRAINAGE PROSTHESES | 01.07.01 - Intracanalicular |  |  | DE278 | 135 |  | Device Technologies Australia Pty Ltd | BD Visitec Lacrimal Intubation Sets | Stainless steel probes with solid silicone rods or silicone tubing - packaged sterile | 1. Probes 0.90mm x 4.5cm, rod 40cm x 0.80mm. 2. Probes 0.40mm x 11cm, tubing 35cm x 0.64mm. Probes 0.60mm x 11mm, tubing 35cm x 0.30mm. | 125073 | August 2011 |  | Changed Product Group, Product Sub Group, Benefit.
01 - Ophthalmic | 01.07 - LACRIMAL DUCT DRAINAGE PROSTHESES | 01.07.01 - Intracanalicular |  |  | DV022 | 135 |  | Designs for Vision Pty Ltd | Eyetec DCR Tubes | Stainless steel, silicone tubing, Bodkin lacrimal intubation set | 30cm | 117458 | August 2011 |  | Changed Product Group, Product Sub Group, Benefit.
01 - Ophthalmic | 01.07 - LACRIMAL DUCT DRAINAGE PROSTHESES | 01.07.01 - Intracanalicular |  |  | DV241 | 135 |  | Designs for Vision Pty Ltd | Eyetec DCR Tubes | Crawford and Cannaliculus Intubation Sets | N/A | 117458 | August 2011 |  | Changed Product Group, Product Sub Group, Benefit.
01 - Ophthalmic | 01.07 - LACRIMAL DUCT DRAINAGE PROSTHESES | 01.07.01 - Intracanalicular |  |  | DV256 | 135 |  | Designs for Vision Pty Ltd | LIS 052 "StenTube" | Large Diameter Lachrymal Intubation Set | 1.32mm Tube diameter | 117460 | February 2013 |  | New Listing
01 - Ophthalmic | 01.07 - LACRIMAL DUCT DRAINAGE PROSTHESES | 01.07.01 - Intracanalicular |  |  | SO021 | 135 |  | Spectrum Surgical | FCI Lacrimal Intubation Set | PVP Coated Silicone Tubing/PVP Coated Silicone Plug/Metal Probes/Polypropylene Thread | PVP Bika: 0.64mm O.D. Tube/80 x 0.8mm probes, PVP Differential Bika: 0.64 & 1.18mm O.D. Tube/40 x 1.2mm probes, PVP Bika for DCR: 0.94mm O.D. Tube/50 x 0.8mm probes, PVP Infant Bika 0.64mm O.D. Tube/55 x 0.7mm probes, PVP Infant Bika II: 0.64mm O.D. Tube/ | 143177 | August 2011 |  | Changed Size, Product Group, Product Sub Group, Benefit.
01 - Ophthalmic | 01.07 - LACRIMAL DUCT DRAINAGE PROSTHESES | 01.07.01 - Intracanalicular |  |  | SO043 | 135 |  | Spectrum Surgical | FCI Bi-Canalicular Lacrimal Intubation Set | Silicone tubing swaged, imbedded into or around malleable and flexible stainless steel probes. PEEK thread. | Probes: 40mm to 120mm x 0.7mm to 1.2mm. Tube: 0.64mm to 1.18mm x 25mm to 400mm. PEEK Thread: 0.2mm to 0.4mm x 500mm. | 143177 | August 2011 |  | Changed Product Group, Product Sub Group, Benefit.
01 - Ophthalmic | 01.07 - LACRIMAL DUCT DRAINAGE PROSTHESES | 01.07.01 - Intracanalicular |  | mc | SO044 | 180 |  | Spectrum Surgical | FCI Mono-Canalicular Lacrimal Intubation Set | Silicone tubing with plug swaged, imbedded into or around malleable or flexible stainless steel probes or guides. PEEK thread. Introducer. | Probes: 40mm to 120mm x 0.7mm to 1.2mm. Tube: 0.64mm to 1.18mm x 30mm to 350mm. PEEK Thread: 0.2mm to 0.4mm x 500mm. Plug Collar: 2mm to 4mm. | 143177 | August 2011 |  | Changed Product Group, Product Sub Group, Benefit.
01 - Ophthalmic | 01.07 - LACRIMAL DUCT DRAINAGE PROSTHESES | 01.07.01 - Intracanalicular |  | mc/sr | SO049 | 240 |  | Spectrum Surgical | FCI Masterka | Self-retaining monocanalicular nasal intubation WITHOUT nasal retrieval | 30mm to 40mm | 143177 | February 2015 |  | Changed Benefit.
01 - Ophthalmic | 01.07 - LACRIMAL DUCT DRAINAGE PROSTHESES | 01.07.01 - Intracanalicular |  | sr | SO050 | 195 |  | Spectrum Surgical | FCI Nunchaku | Self-retaining bicanalicular nasal intubation WITHOUT nasal retrieval | 90mm to 105mm | 143177 | February 2015 |  | Changed Benefit.
01 - Ophthalmic | 01.07 - LACRIMAL DUCT DRAINAGE PROSTHESES | 01.07.02 - Extracanalicular |  |  | DE177 | 84 |  | Device Technologies Australia Pty Ltd | Lester Jones Tear Duct Tubes | Glass | 3 x 9 to 16mm, 3.5 x 9 to 18mm, 4.0 x 9 to 24mm, 5.0 x 9mm | 152625 | August 2011 |  | Changed Product Group, Product Sub Group, Benefit.
01 - Ophthalmic | 01.07 - LACRIMAL DUCT DRAINAGE PROSTHESES | 01.07.03 - Balloon Dilatation Catheters |  |  | DV258 | 485 |  | Designs for Vision Pty Ltd | Lacricath Unilateral Lachrymal Duct Balloon Catheter | Unilateral Lachrymal Duct Balloon Catheter system including inflation device | 2mm, 3mm, 5mm and 9mm | 117460 | August 2017 |  | Changed Product Name, Size, Product Sub Group.
01 - Ophthalmic | 01.07 - LACRIMAL DUCT DRAINAGE PROSTHESES | 01.07.03 - Balloon Dilatation Catheters |  |  | SO070 | 485 |  | Spectrum Surgical | Ophtacath Lacrimal Duct Balloon Catheter – Unilateral system | Unilateral balloon catheter kit containing balloon catheter & inflation device | 2mm and 3mm | 212425 | February 2015 |  | New Listing
01 - Ophthalmic | 01.07 - LACRIMAL DUCT DRAINAGE PROSTHESES | 01.07.03 - Balloon Dilatation Catheters |  | bilateral | DV257 | 879 |  | Designs for Vision Pty Ltd | Lacricath Lachrymal Duct Balloon Catheter | Bilateral Lachrymal Duct Balloon Catheter System including inflation device. | 2mm, 3mm, 5mm and 9mm | 117460 | August 2017 |  | Changed Size, Product Sub Group.
01 - Ophthalmic | 01.07 - LACRIMAL DUCT DRAINAGE PROSTHESES | 01.07.03 - Balloon Dilatation Catheters |  | bilateral | SO069 | 879 |  | Spectrum Surgical | Ophtacath Lacrimal Duct Balloon Catheter – Bilateral system | Bilateral balloon catheter kit containing balloon catheter & inflation device | 2mm and 3mm | 212425 | February 2015 |  | New Listing
01 - Ophthalmic | 01.08 - ORBITAL PROSTHESES | 01.08.01 - Intrascleral |  |  | DE188 | 55 |  | Device Technologies Australia Pty Ltd | Acrylic Implant | Acrylic | 12, 14, 16, 18, 20mm. | 144195 | August 2011 |  | Changed Product Group, Product Sub Group, Benefit.
01 - Ophthalmic | 01.08 - ORBITAL PROSTHESES | 01.08.01 - Intrascleral |  |  | DE202 | 55 |  | Device Technologies Australia Pty Ltd | John Weiss Glass Mule Globes | Glass | No: 12, 14, 16, 18, 20mm | 152966 | August 2011 |  | Changed Product Group, Product Sub Group, Benefit.
01 - Ophthalmic | 01.08 - ORBITAL PROSTHESES | 01.08.01 - Intrascleral |  |  | SO040 | 55 |  | Spectrum Surgical | FCI Orbital Implants | Silicone - Sterile | 12mm to 22mm | 143210 | August 2011 |  | Changed Product Group, Product Sub Group, Benefit.
01 - Ophthalmic | 01.08 - ORBITAL PROSTHESES | 01.08.01 - Intrascleral |  | vp | SO006 | 1200 |  | Spectrum Surgical | FCI Orbital Implants | Orbital Implant, Bioceramic (Aluminium Oxide)/Hydroxyapatite (Synthetic) | Bioceramic diameter, 12, 14, 16, 18, 20, 21, 22mm; Synthetic Diameter, 10, 12, 14, 16, 18, 20, 22mm | 143210 | August 2011 |  | Changed Product Group, Product Sub Group, Benefit.
01 - Ophthalmic | 01.08 - ORBITAL PROSTHESES | 01.08.02 - Extrascleral | 01.08.02.01 - Complex and permeable |  | SK521 | 785 |  | Stryker Australia Pty Ltd | Sphere | Orbital Sphere Models 6316, 6326, 6327, 6317 and 6322 8702-8704. COI implant, models 7222, 7223 & 80026. MCOI implant, models 7207 - 7209 Quad Motility Implants 9866 - 9868 & 80022 | Orbital Sphere Models 6316: 14mm, 6326: 16mm, 6327: 18mm, 6317: 20mm, 6322: 22mm, 8702: 19mm, 8703: 21mm, 8704: 23mm, COI Implants 7222: Approx 4ml, 7223: Approx 5ml, 80026: Approx 6ml, MCOI 7207: Approx 3ml, 7208: Approx 4.2ml, 7209: Approx 5.6ml, QUAD Motility Small 16ml, Medium: 18ml, Large: 20ml, Extra Large: 22ml. | 178830 | August 2011 |  | Transferred from MF034
01 - Ophthalmic | 01.08 - ORBITAL PROSTHESES | 01.08.02 - Extrascleral | 01.08.02.01 - Complex and permeable | ha | SO007 | 1600 |  | Spectrum Surgical | FCI Orbital Implants | Mesh wrapped orbital implant: mesh wrapped bioceramic (aluminium oxide), mesh wrapped hydroxyapatite (synthetic), mesh wrap (polyglycolic acid) | Bioceramic diameter: 16, 18, 20, 22mm; Synthetic Hydroxyapatite diameter: 16, 18, 20, 22mm | 143210 | August 2011 |  | Changed Product Group, Product Sub Group, Suffix, Benefit.
01 - Ophthalmic | 01.08 - ORBITAL PROSTHESES | 01.08.02 - Extrascleral | 01.08.02.01 - Complex and permeable | vp | BY005 | 1930 |  | SPIRAN PTY. LTD. | Su-Por Sphere | An implantable device made of high-density polyethylene material with an interconnecting pore structure that supports tissue ingrowth. The device is available in sizes to meet the patient's specific needs. Used for orbital reconstruction following enucleation and evisceration procedure. | 14mm, 16mm, 18mm, 20mm, 22mm, 24mm (diameter) | 267380 | February 2017 |  | Changed Product Name.
01 - Ophthalmic | 01.08 - ORBITAL PROSTHESES | 01.08.02 - Extrascleral | 01.08.02.02 - Multi-component |  | SO019 | 863 |  | Spectrum Surgical | FCI Orbital Implants | Peg & Sleeve | Standard Large | 146260 | August 2011 |  | Changed Product Group, Product Sub Group, Suffix, Benefit.
01 - Ophthalmic | 01.08 - ORBITAL PROSTHESES | 01.08.03 - Fascial - solid and permeable |  |  | DE277 | 315 |  | Device Technologies Australia Pty Ltd | Frontalis Suspension Set | Stainless steel needles with solid silicone rods and silicone tubing - packaged sterile | needles 0.90mm x 6.5cm, rod 40cm - 0.80mm, sleeve 10 x 2mm | 125073 | August 2011 |  | Changed Product Group, Product Sub Group, Benefit.
01 - Ophthalmic | 01.08 - ORBITAL PROSTHESES | 01.08.03 - Fascial - solid and permeable |  |  | SO045 | 315 |  | Spectrum Surgical | FCI Ptosis Probes | Stainless steel needle probes swaged with silicone tubing. | 80mm x 0.8mm needle probes, 280mm 0.64mm tubing. | 146261 | August 2011 |  | Changed Product Group, Product Sub Group, Benefit.
01 - Ophthalmic | 01.09 - RETINAL DETACHMENT PROSTHESES | 01.09.01 - Buckles, bands, tyres and sponges |  |  | AP003 | 45 |  | Austmed Pty Limited | Mira: Scleral Implants | Solid Silicone-Tire/Meridional/Wedge/Pad. Retinal Implant used in Scleral Buckling (Dimethylmethylvinyl Siloxane Copolymer) | Tires-Mira 286 Wendel Symmetrical Oval Tire 6mm, Mira Symmetrical Oval Tire 7mm, Mira 287WG Murray wide (3.5mm) grooved symmetrical tire, 10mm wide, Mira 288 ross symmetrical grooved tire, low profile 10mm wide by 2.5mm, Mira 289 Symmetrical oval tire 10mm, Mira 277Symmetrical tire 7mm, Mira 279 Symmetrical tire 9mm, Mira 78G Grooved symmetrical tire 10mm, Mira 281 Symmetrical tire 12.5mm, Mira 275 Munsen Asymmetrical tire 6mm, Mira 276 Asymmetrical tire 7mm, Mira 278 Brockhurst asymmetrical tire 8.5mm, Mira 280LG Large grooved asymmetrical tire 10mm, Mira 77G Grooved hemisphere 26mm. Meridional- Mira 106 Meridional Implant 6mm by 10.5mm, Mira 112 Curved Meridional implant 12mm by 12mm, Mira 103 Meridional implant 4mm by 15mm. Wedge- Mira 135 Pruett maxi wedge 14mm, Mira Pruett midi wedge 12mm, Mira 190 Spencer sub-implant 5mm by 10mm. Pad- Mira 80 Pad 4mm by 8mm, Mira 22 Button 5mm by 5mm | 143682 | August 2011 |  | Changed Size, Product Group, Product Sub Group, Benefit.
01 - Ophthalmic | 01.09 - RETINAL DETACHMENT PROSTHESES | 01.09.01 - Buckles, bands, tyres and sponges |  |  | AP004 | 45 |  | Austmed Pty Limited | Mira: Scleral Implants | Solid Silicone-Sleeve. Retinal Implant used in Scleral Buckling (Dimethylmethylvinyl Siloxane Copolymer) | Sleeves-Mira 70 Sleeve 1mm I.D., Mira 71 Sleeve 1mm I.D., Mira 72 McNutt Sleeve 1.57mm I.D., Mira 270 Sleeve 0.76mm I.D. | 143682 | August 2011 |  | Changed Product Group, Product Sub Group, Benefit.
01 - Ophthalmic | 01.09 - RETINAL DETACHMENT PROSTHESES | 01.09.01 - Buckles, bands, tyres and sponges |  |  | AP006 | 45 |  | Austmed Pty Limited | Mira: Scleral Implants | Solid Silicone-Band/Strip/Boat/Clip. Retinal Implant used in Scleral Buckling (Dimethylmethylvinyl Siloxane Copolymer) | Bands-Mira 40 Circling Band 2mm, Mira 240 Circling Band 2.5mm. Strips-Mira 41 Strip 3.5mm, Mira 42 Strip 4mm, Mira 20 Strip 4mm, Mira 219 Strip 4.5mm, Mira 31 Strip 4.5mm, Mira 32 Strip 5mm, Mira 225 Oval Strip 5mm, Mira 220 Strip 6mm. Boats-Mira 60 Boat 2mm, Mira 260 Boat 2.5mm. Clips-Mira 50 Double Tantalum Clip 2mm, Mira 250 Double Tantalum Clip 2.5mm, Mira 51 Singla Tantalum Clip 3.5mm, Mira 52 Joondeph Single Tantalum Clip 4mm | 143682 | August 2011 |  | Changed Size, Product Group, Product Sub Group, Benefit.
01 - Ophthalmic | 01.09 - RETINAL DETACHMENT PROSTHESES | 01.09.01 - Buckles, bands, tyres and sponges |  |  | DE179 | 45 |  | Device Technologies Australia Pty Ltd | Silicon Retinal Implant | Tire | 7.0, 9.0, 12.5, 6.0, 8.5, 10.0mm | 141195 | August 2011 |  | Changed Product Group, Product Sub Group, Benefit.
01 - Ophthalmic | 01.09 - RETINAL DETACHMENT PROSTHESES | 01.09.01 - Buckles, bands, tyres and sponges |  |  | DE181 | 45 |  | Device Technologies Australia Pty Ltd | Silicon Retinal Implant | Band | 0.75 x 2.0 x 125mm, 0.60 x 2.5 x 125mm, 0.75 x 2.5 x 125mm | 141195 | August 2011 |  | Changed Product Group, Product Sub Group, Benefit.
01 - Ophthalmic | 01.09 - RETINAL DETACHMENT PROSTHESES | 01.09.01 - Buckles, bands, tyres and sponges |  |  | SO009 | 45 |  | Spectrum Surgical | FCI Scleral Buckling Devices | Band/strip: solid silicone | Band - 2.0 x 0.75mm Type 40, 3.5 x 0.75mm Type 41, 4.0 x 1.25mm Type 42, 2.5 x 0.6mm Type 240, Morin 3.5 x 0.6mm Strip - 5.7mm Type 20, 7.2mm Type 31, 9.2mm Type 32, 6mm Type 219, 7.5mm Type 220, 8mm Type 225 | 143211 | August 2011 |  | Changed Size, Product Group, Product Sub Group, Benefit.
01 - Ophthalmic | 01.09 - RETINAL DETACHMENT PROSTHESES | 01.09.01 - Buckles, bands, tyres and sponges |  |  | SO011 | 45 |  | Spectrum Surgical | FCI Scleral Buckling Devices | Tire: Solid Silicone | Symmetrical: (2.5 mm Groove, 7 to 9mm wide), Biconvex: (2.5mm Groove, 7 to 10mm wide), Asymetrical: (2.5mm Groove, 7 to 10mm wide) | 143211 | August 2011 |  | Changed Product Group, Product Sub Group, Benefit.
01 - Ophthalmic | 01.09 - RETINAL DETACHMENT PROSTHESES | 01.09.01 - Buckles, bands, tyres and sponges |  |  | SO013 | 45 |  | Spectrum Surgical | FCI Scleral Buckling Devices | Strip: Solid Silicone | Strip: 1.4 x 4.4 x 100mm, Morin Strip: 7mm wide x 100mm long, Caputo Zip Strip: 7 to 9mm wide x 120mm long, Korobelnik Oval Strip: 2 x 5mm | 143211 | August 2011 |  | Changed Product Group, Product Sub Group, Benefit.
01 - Ophthalmic | 01.09 - RETINAL DETACHMENT PROSTHESES | 01.09.01 - Buckles, bands, tyres and sponges | 01.09.01.01 - Sponges |  | AP002 | 90 |  | Austmed Pty Limited | Mira: Scleral Implants | Silicone Sponge- Retinal Implant Used in Scleral Buckling (Silicone Elastomer Sponge) | Sponge- Mira 502 Cylinder 2mm, Mira 5025 Cylinder 2.5mm, Mira 503 Cylinder 3mm, Mira 504 Cylinder 4mm, Mira 505 Cylinder 5mm, Mira 505G Grooved cylinder 5mm, Mira 505T Packer tunnel cylinder 5mm, Mira 510 Half cylinder 5mm, Mira 515 Brucker two-thirds cylinder 5mm, Mira 501 Masciulli oval 2.5mm by 4mm, Mira 506 Vaiser oval 3mm by 5mm, Mira 506G Vaiser grooved oval 3mm by 5mm, Mira 507 oval 5.5mm by 7.5mm, Mira 507G Grooved oval 5.5mm by 7.5mm, Mira 507T Packer tunnel oval 5.5mm by 7.5mm, Mira 511 Half oval 7.5mm, Mira 517 Brucker two-thirds oval 7.5mm, Mira 509 Fuller flat oval 3.5mm by 7.5mm, Mira 509G Fuller grooved flat oval 3.5mm by 7.5mm, Mira 518 Frederick grooved flat oval 2.5mm by 12mm, Mira 508 Frederick flat oval 4mm by 12mm, Mira 508G Frederick grooved flat oval 4mm by 12mm, Mira 513 Snyder 3+ meridional 7mm by 4mm, Mira 514 Snyder 4+ meridional 8mm by 5mm, Mira 516G Tapered groove 6.4mm, Mira 519G Tapered groove 7.5mm by 3.2mm. | 143682 | August 2011 |  | Changed Product Group, Product Sub Group, Suffix, Benefit.
01 - Ophthalmic | 01.09 - RETINAL DETACHMENT PROSTHESES | 01.09.01 - Buckles, bands, tyres and sponges | 01.09.01.01 - Sponges |  | DE178 | 90 |  | Device Technologies Australia Pty Ltd | Silicon Retinal Implant | Sponge | 2.5 x 4.0 x 80mm, 3.0 x 5.0 x 100mm, 3.25 x 7.0 x 80mm, 5.5 x 7.5 x 80mm, 1.5 x 80mm, 2.0 x 80mm, 2.5 x 80mm, 3.0 x 80mm, 4.0 x 80mm, 5.0 x 80mm, 7.0 x 80mm | 141195 | August 2011 |  | Changed Product Group, Product Sub Group, Suffix, Benefit.
01 - Ophthalmic | 01.09 - RETINAL DETACHMENT PROSTHESES | 01.09.01 - Buckles, bands, tyres and sponges | 01.09.01.01 - Sponges |  | SO012 | 90 |  | Spectrum Surgical | FCI Scleral Buckling Devices | Sponge/Cord: Silicone | Cord: 1.0 to 5.0mm O.D. x 150mm length; Half Cord: 3.0mm to width x1.5mm to 2.5mm height x150mm; Circular Sponge: 3 to 5mm; Oval Sponge: 2 to 5.5mm x 4 to 12mm; Half Sponge: 2 to 3.1mm x 4 to 7.5mm; Grooved Sponge: 3 to 5mm x 5 to 12mm; Gain Sponge: 6 x | 143211 | August 2011 |  | Changed Product Group, Product Sub Group, Suffix, Benefit.
01 - Ophthalmic | 01.09 - RETINAL DETACHMENT PROSTHESES | 01.09.02 - Clips and tacks |  |  | DE201 | 50 |  | Device Technologies Australia Pty Ltd | Labtician Tantalum Clips | Tantalum | 2, 2.5mm | 141195 | August 2011 |  | Changed Product Group, Product Sub Group, Benefit.
01 - Ophthalmic | 01.09 - RETINAL DETACHMENT PROSTHESES | 01.09.03 - Sleeves |  |  | DE180 | 25 |  | Device Technologies Australia Pty Ltd | Silicon Retinal Implant | Sleeve | 1mm, .76mm, 1.5mm | 141195 | August 2011 |  | Changed Product Group, Product Sub Group, Benefit.
01 - Ophthalmic | 01.09 - RETINAL DETACHMENT PROSTHESES | 01.09.03 - Sleeves |  |  | SO010 | 25 |  | Spectrum Surgical | FCI Scleral Buckling Devices | Fixation Sleeve: Solid silicone | O.D: 1.65 to 2.41mm, Length 30mm | 143211 | August 2011 |  | Changed Product Group, Product Sub Group, Benefit.
01 - Ophthalmic | 01.09 - RETINAL DETACHMENT PROSTHESES | 01.09.04 - Intraocular Gases |  |  | AL035 | 75 |  | Alcon Laboratories (Aust.) Pty Ltd | ISPAN Retinal Gases for Constellation® Vision System | Tamponade gases for retinal surgery C3F8 and SF6 | 125g cylinder, dispensed in single dose syringe | 115487 | August 2011 |  | Changed Product Group, Product Sub Group, Benefit.
01 - Ophthalmic | 01.09 - RETINAL DETACHMENT PROSTHESES | 01.09.04 - Intraocular Gases |  |  | AL036 | 75 |  | Alcon Laboratories (Aust.) Pty Ltd | ISPAN retinal gases | Tamponade gases for retinal surgery C3F8 and SF6 | 125 g cylinder, dispensed in single dose syringe | 115487 | August 2011 |  | Changed Product Group, Product Sub Group, Benefit.
01 - Ophthalmic | 01.09 - RETINAL DETACHMENT PROSTHESES | 01.09.04 - Intraocular Gases |  |  | DE284 | 75 |  | Device Technologies Australia Pty Ltd | Single Dose Ophthalmic Gases | Single dose tamponading gas for retinal surgery | 30ml | 99568 | August 2011 |  | Changed Product Group, Product Sub Group, Benefit.
01 - Ophthalmic | 01.09 - RETINAL DETACHMENT PROSTHESES | 01.09.04 - Intraocular Gases |  |  | IQ012 | 75 |  | IQ Medical | EasyGas | Endotamponade Gases for Retinal Surgery, EasyGas SF6, C2F6 or C3F8, each supplied in a 60ml syringe, sterile | 60ml dispensed in a single dose, sterile syringe | 197089 | February 2013 |  | New Listing
01 - Ophthalmic | 01.09 - RETINAL DETACHMENT PROSTHESES | 01.09.04 - Intraocular Gases |  |  | SO052 | 75 |  | Spectrum Surgical | ala intraocluar gas | Intraocluar gas for retinal tamponade use | 60ml syringe volume | 225437 | August 2014 |  | New Listing
01 - Ophthalmic | 01.09 - RETINAL DETACHMENT PROSTHESES | 01.09.05 - Intraocular Heavy Liquids |  |  | AL013 | 240 |  | Alcon Laboratories (Aust.) Pty Ltd | Perfluoron Kits | Perfluoro-n-octane for use as a retinal surgery additive | 5mL | 115487 | August 2011 |  | Changed Product Group, Product Sub Group, Benefit.
01 - Ophthalmic | 01.09 - RETINAL DETACHMENT PROSTHESES | 01.09.05 - Intraocular Heavy Liquids |  |  | AL014 | 240 |  | Alcon Laboratories (Aust.) Pty Ltd | Perfluoron Kits | Perfluoro-n-octane for use as a retinal surgery additive | 7mL | 115487 | August 2011 |  | Changed Product Group, Product Sub Group, Benefit.
01 - Ophthalmic | 01.09 - RETINAL DETACHMENT PROSTHESES | 01.09.05 - Intraocular Heavy Liquids |  |  | BL017 | 240 |  | Bausch & Lomb (Australia) Pty Ltd | Perfluo-octane (Oktaline) Okta-Line | Perfluorocarbon Liquid for use as a retinal surgery additive | 5mL | 108429 | August 2011 |  | Changed Product Group, Product Sub Group, Benefit.
01 - Ophthalmic | 01.09 - RETINAL DETACHMENT PROSTHESES | 01.09.05 - Intraocular Heavy Liquids |  |  | BL018 | 240 |  | Bausch & Lomb (Australia) Pty Ltd | DK Line 100% purified perfluorodecalin | Perfluorodecalin | 7ml | 108429 | August 2011 |  | Changed Product Group, Product Sub Group, Benefit.
01 - Ophthalmic | 01.09 - RETINAL DETACHMENT PROSTHESES | 01.09.05 - Intraocular Heavy Liquids |  |  | DE204 | 240 |  | Device Technologies Australia Pty Ltd | Arcaline (Perfluorodecaline) | Liquid perfluorocarbon aid for retinal surgery, operative device for retinal surgery, in particular retinal detachment (RD), RD with giant tear etc. | 3ml, 5ml, 7ml | 140539 | August 2011 |  | Changed Product Group, Product Sub Group, Benefit.
01 - Ophthalmic | 01.09 - RETINAL DETACHMENT PROSTHESES | 01.09.05 - Intraocular Heavy Liquids |  |  | DE205 | 240 |  | Device Technologies Australia Pty Ltd | Arcotane (Perfloro-N-Octane) | Liquid perfluoro-N-Octane aid for retinal surgery, pre-operative device for retinal surgery, in particular retinal detachment (RD), RD with giant tear, RD with proliferative vitreal retinopathy (PVR) etc. | 5ml, 7ml | 140539 | August 2011 |  | Changed Product Group, Product Sub Group, Benefit.
01 - Ophthalmic | 01.09 - RETINAL DETACHMENT PROSTHESES | 01.09.05 - Intraocular Heavy Liquids |  |  | IQ008 | 240 |  | IQ Medical | Octane & Decalin | Perfluorocarbon retinal tamponade medium, intraoperative | 5ml & 7ml, Sterile | 152235 | August 2011 |  | Changed Product Group, Product Sub Group, Benefit.
01 - Ophthalmic | 01.09 - RETINAL DETACHMENT PROSTHESES | 01.09.05 - Intraocular Heavy Liquids |  |  | DV244 | 240 |  | Designs for Vision Pty Ltd | D.O.R.C. Eftiar | Eftiar Decaline and Octane 5ml | 5ml, 7ml | 148699 | August 2017 |  | Changed Size, Product Sub Group.
01 - Ophthalmic | 01.09 - RETINAL DETACHMENT PROSTHESES | 01.09.05 - Intraocular Heavy Liquids |  |  | SO051 | 240 |  | Spectrum Surgical | ala octa/deca | Perfluorocarbon liquid for retinal tamponade use | 5ml / 7ml | 225442 | August 2014 |  | New Listing
01 - Ophthalmic | 01.09 - RETINAL DETACHMENT PROSTHESES | 01.09.05 - Intraocular Heavy Liquids |  |  | SO054 | 240 |  | Spectrum Surgical | FCI - DECA, FCI - OCTA | FCI - DECA: Purified perflurodecalin, FCI - OCTA: Purified perfluoro-N-Octane | 5ml / 7ml | 143212 | August 2014 |  | Compressed from SO023, SO024
01 - Ophthalmic | 01.09 - RETINAL DETACHMENT PROSTHESES | 01.09.06 - Intraocular Silicone Oils |  |  | BL016 | 195 |  | Bausch & Lomb (Australia) Pty Ltd | Oxane LMWC Fractioned Silicone Oil | Purified fractioned silicone oil | 10mL | 108429 | August 2011 |  | Changed Product Group, Product Sub Group, Benefit.
01 - Ophthalmic | 01.09 - RETINAL DETACHMENT PROSTHESES | 01.09.06 - Intraocular Silicone Oils |  |  | BL024 | 195 |  | Bausch & Lomb (Australia) Pty Ltd | Oxane HD | Silicone oil - RMN3 mixture | 10ml | 108429 | August 2011 |  | Changed Product Group, Product Sub Group, Benefit.
01 - Ophthalmic | 01.09 - RETINAL DETACHMENT PROSTHESES | 01.09.06 - Intraocular Silicone Oils |  |  | DE228 | 195 |  | Device Technologies Australia Pty Ltd | LSO Silicone Oil | Silicone oil for tamponade use in vitreoretinal surgery | 10ml, vial or syringe | 95957 | August 2011 |  | Changed Product Group, Product Sub Group, Benefit.
01 - Ophthalmic | 01.09 - RETINAL DETACHMENT PROSTHESES | 01.09.06 - Intraocular Silicone Oils |  |  | IQ006 | 195 |  | IQ Medical | Siluron 1000 & Siluron 5000 | Silicone Oils | 10 ml, Sterile | 152234 | August 2011 |  | Changed Product Group, Product Sub Group, Benefit.
01 - Ophthalmic | 01.09 - RETINAL DETACHMENT PROSTHESES | 01.09.06 - Intraocular Silicone Oils |  |  | SO022 | 195 |  | Spectrum Surgical | FCI Purified Silicone Oil (Solvent Free) | Viscosity: 1000 cst/5000 cst: solvent free purified silicone oil | 10ml | 143212 | August 2011 |  | Changed Product Group, Product Sub Group, Benefit.
01 - Ophthalmic | 01.09 - RETINAL DETACHMENT PROSTHESES | 01.09.06 - Intraocular Silicone Oils |  |  | DV243 | 195 |  | Designs for Vision Pty Ltd | D.O.R.C. Silicon Oil | D.O.R.C. Silicon Oil 1000/2000/5000CS | 10ml | 193027 | August 2017 |  | Changed Description, Product Sub Group.
01 - Ophthalmic | 01.09 - RETINAL DETACHMENT PROSTHESES | 01.09.06 - Intraocular Silicone Oils |  |  | SO053 | 195 |  | Spectrum Surgical | Ala sil | Silicone oil for retinal tamponade use | 10ml | 225438 | August 2014 |  | New Listing
01 - Ophthalmic | 01.09 - RETINAL DETACHMENT PROSTHESES | 01.09.06 - Intraocular Silicone Oils |  | HO | IQ005 | 240 |  | IQ Medical | Densiron | Heavy Tamponade Liquid Medium, Postoperative | 10 ml, Sterile | 152234 | February 2017 |  | Changed Product Group, Product Sub Group, Suffix.
01 - Ophthalmic | 01.09 - RETINAL DETACHMENT PROSTHESES | 01.09.06 - Intraocular Silicone Oils |  | HO | SO077 | 240 |  | Spectrum Surgical | ala heavy | Ultrapure fluorinated silicone oil for retinal tamponade use | 10ml | 225438 | February 2016 |  | New Listing
01 - Ophthalmic | 01.10 - Artificial Iris | 01.10.01 - Foldable |  |  | SO076 | 6213 |  | Spectrum Surgical | HumanOptics Artificial Iris | One sterile, foldable Artificial Iris made of silicone, with or without fibre and custom made specific to the patient. | Custom made | 225976 | February 2015 |  | New Listing
02 - Ear, Nose & Throat | 02.01 - EAR | 02.01.01 - Cochlear Implants |  |  | CO046 | 13570 |  | Cochlear Limited | Cochlear™ Nucleus® CI512 Cochlear Implants with Contour Advance Electrode | Model CI512, 5th generation cochlear implant with perimodiloar electrode array. Titanium casing, removable magnet, 22 half-banded platinum electrodes, moulded in a durable silicone seal. | One Size | 165361 | February 2012 |  | Changed Product Group, Product Sub Group, Suffix, Benefit.
02 - Ear, Nose & Throat | 02.01 - EAR | 02.01.01 - Cochlear Implants |  |  | BD020 | 13570 |  | Advanced Bionics Australia Pty Ltd | HiRes90K Advantage Cochlear Implant with HiFocus 1j Electrode | The HiRes90K Advantage Cochlear Implant with HiFocus 1j Electrode is the implanted component of the HiResolution Bionic Ear System. It receives information through an RF transmission coil, processes the information and then sends the resulting signal to an electrode array implanted in the cochlear. It consists of receiving/transmitting coil, Stimulator electrodes and HiFocus 1j Electrode array | Implant Size: 56mm (L) x 28mm (w x5.7mm (thickness). Electrode size: Active length 17mm, Tip diameter 0.4mm, Basal diameter 0.8mm. Total length of electrode array 25mm | 220306 | August 2014 |  | New Listing
02 - Ear, Nose & Throat | 02.01 - EAR | 02.01.01 - Cochlear Implants |  |  | BD022 | 13570 |  | Advanced Bionics Australia Pty Ltd | HiRes90K Advantage Cochlear Implant with the HiFocus Mid-Scala Electrode | The HiRES90K Advantage Cochlear Implant with HiFocus Mid-Scala electrode is the implanted component of the HiResolution Bionic Ear System. It receives information through an RF transmission coil, processes the information and then sends the resulting signal to an electrode array implanted in the cochlea. It consists of receiving/transmitting coil, Stimulator electrodes and HiFocus Mid-Scala Electrode array | Implant Size: 56mm (L) x 28mm (w) x 5.7mm (thickness. Electrode size: Active length 15mm, Tip diameter 0.5mm, Basal diameter 0.7mm. Total length of electrode array 23.7mm | 220306 | August 2014 |  | New Listing
02 - Ear, Nose & Throat | 02.01 - EAR | 02.01.01 - Cochlear Implants |  |  | CO021 | 13570 |  | Cochlear Limited | Nucleus Freedom Implant with Contour Advance Electrode | Model C124RE (CA), Generation 4 Cochlear implant with perimodiolar electrode array. Titanium casing, removable magnet, 22 half-banded platinum electrodes, moulded in a durable silicone seal | one size only | 117025 | February 2015 |  | Changed Benefit.
02 - Ear, Nose & Throat | 02.01 - EAR | 02.01.01 - Cochlear Implants |  |  | CO024 | 13570 |  | Cochlear Limited | Nucleus Freedom Implant with Straight Electrode | Model CI24RE (ST), Generation 4 Cochlear Implant with straight array electrode | One size only | 117025 | February 2015 |  | Changed Benefit.
02 - Ear, Nose & Throat | 02.01 - EAR | 02.01.01 - Cochlear Implants |  |  | CO057 | 13570 |  | Cochlear Limited | Cochlear™ Nucleus® CI422 cochlear implant with Straight Electrode | Model CI422, 4th generation cochlear implant with straight array. Titanium casing, removable magnet. 22 half banded platinum intracochlear electrodes moulded with a silicone elastomer carrier and spaced over a 20mm active array. The electrode diameter is 0.6mm at the badal end, tapering to 0.3mm at the apical electrode band. | One size | 192676 | February 2015 |  | Changed Benefit.
02 - Ear, Nose & Throat | 02.01 - EAR | 02.01.01 - Cochlear Implants |  |  | CO074 | 13570 |  | Cochlear Limited | Cochlear Nucleus CI522 Cochlear Implant with Slim Straight Electrode | Model CI522, 5th generation cochlear implant with straight electrode array. Titanium casing, removable magnet, 22 half-banded platinum electrodes, moulded in a durable tapered silicone seal. | One size | 232917 | February 2015 |  | New Listing
02 - Ear, Nose & Throat | 02.01 - EAR | 02.01.01 - Cochlear Implants |  |  | CO078 | 13570 |  | Cochlear Limited | Cochlear™ Nucleus® CI532 Cochlear Implant with Slim Modiolar Electrode | Model CI532, 5th generation cochlear implant with slim modiolar electrode array. Titanium casing, removable magnet, 22 half-banded platinum electrodes, moulded in a durable tapered silicone seal. | One size | 286928 | August 2017 |  | New Listing
02 - Ear, Nose & Throat | 02.01 - EAR | 02.01.01 - Cochlear Implants |  |  | OI035 | 13570 |  | Audmet Australia Pty Ltd trading as Oticon Medical | Neuro Zti Cochlear Implant | The Neuro Zti is a multi-channel cochlear implant. It is designed to be surgically implanted and consists of the receiver/stimulator implanted under the skin on the temporal aspect of the skull and a multichannel electrode designed to be inserted within the Scala Tympani of the cochlea. These electrodes will provide electrical stimulation to the auditory nerve, leading to activation of user’s auditory pathway, and perception of sound percept. | Two variants exist for the Neuro Zti: EVO (atraumatic) Insertion length 25mm CLA (classic) Insertion length 26mm | 284148, 284150 | August 2017 |  | New Listing
02 - Ear, Nose & Throat | 02.01 - EAR | 02.01.01 - Cochlear Implants |  |  | US008 | 13570 |  | Med-El Implant Systems Australasia Pty Ltd | Mi1000 CONCERTO/ Mi1000 Concerto PIN | Ultra small minimally invasive titanium cochlear implant with six atraumatic electrode options. Includes sequential and parallel stimulation, comprehensive diagnostic toolkit and safety features such as unique implant ID and output capacitors for each channel | Stimulator Housing: L 17.3 mm, W 25.4 mm, Thin 4.5 mm (Weight 7.6g) Electrode: Standard (26.4 mm), FLEXsoft (26.4 mm), FLEX28 (23.1mm), FLEX24 (20.9mm), Medium (20.9mm), FLEX20 (15.4mm), Compressed (12.1mm), FORM24 (18.7mm), FORM19 (14.3mm) | 183537, 193364 | February 2015 |  | Changed Size, Benefit.
02 - Ear, Nose & Throat | 02.01 - EAR | 02.01.01 - Cochlear Implants |  |  | US012 | 13570 |  | Med-El Implant Systems Australasia Pty Ltd | Mi1200 SYNCHRONY Cochlear Implant / Mi1200 SYNCHRONY PIN Cochlear Implant | Ultra small titanium implant with flexible atraumatic electrode arrays provide complete cochlea coverage. Removable and self-aligning magnet is MRI safe at 3.0 Tesla (without magnet removal) | Stimulator Housing: L 17.3mm, W 25.4mm, Thin 4.5mm, Weight 7.6g. Electrode: Standard (26.4mm), Compressed (12.1mm), Medium (209.9mm), FLEX24 (20.9mm), FLEXsoft (26.4mm), FLEX28 (23.1mm), FORM19 (14.3mm), FORM24 (18.7mm), FLEX20 (15.4mm) | 231296, 231297 | February 2015 |  | New Listing
02 - Ear, Nose & Throat | 02.01 - EAR | 02.01.02 - Speech Processors | 02.01.02.01 - Initial |  | BD008 | 11500 |  | Advanced Bionics Australia Pty Ltd | Harmony™ HiResolution® Bionic Ear System - Behind The Ear Sound Processor - Auria Harmony Sound Processor (INITIAL Order) | The Auria Harmony Processor is an external component of the HiRes Bionic Ear System. This processor is intended to deliver HiResolution sound to a cochlear implant by converting sound waves (received via a microphone) into an electrical signal which is then transmitted to the implant via a headpiece. This listing includes sound processor, headpiece, earhooks, powercels, rechargers, cables and essential accessories. | Sound Processor Size 54 mm (H) x 13mm (TH) x 21 mm (w). Headpiece Diameter: 28.1 mm | 159548 | February 2012 |  | Changed Product Group, Product Sub Group, Benefit.
02 - Ear, Nose & Throat | 02.01 - EAR | 02.01.02 - Speech Processors | 02.01.02.01 - Initial |  | BD014 | 11500 |  | Advanced Bionics Australia Pty Ltd | Neptune Sound Processor and Headpiece (UHP) initial order includes Neptune Accessory Kit, these devices are the external part of a cochlear implant system. System Composed of: Processor and Universal Headpiece and Cable (UHP) with Neptune Accessory kit comprising : Neptune Connect , Neptune Cover, Neptune cable for AquaMic, Thin magnet, Foam Spacer, Aquamic Color caps. | The Neptune Processor is an external component of the HiRes Bionic Ear System. This processor is intended to deliver HiResolution sound to a cochlear implant. | One size only and varying cable lengths. | 198825 | August 2012 |  | New Listing
02 - Ear, Nose & Throat | 02.01 - EAR | 02.01.02 - Speech Processors | 02.01.02.01 - Initial |  | BD017 | 11500 |  | Advanced Bionics Australia Pty Ltd | Naida CI Q70 Sound Processor (Initial Order) | The Naida CI sound processor is one part of a cochlear implant system that enables hearing. The other necessary parts of the system are the Implantable Cochlear Stimulator (ICS), headpiece and headpiece cable. The sound processor consists of two parts: the sound processor and battery power source. There are five battery options, including three sizes of Lithium Ion rechargeable PowerCel™ batteries and a Zn-Air Battery Pak | Measurements Size H x W x D in mm: Processor Only 26 x 9 x19 - with Off-the-Ear Adaptor 40 x 9 x 19 - with 110 mAh 49 x 9 x 19 - with 170 mAh 55x 9 x 19 - with 230 mAh 59 x 9 x 19 - with Zn-Air Battery Pak 53 x 9 x 19 | 217677 | August 2014 |  | Changed Product Name.
02 - Ear, Nose & Throat | 02.01 - EAR | 02.01.02 - Speech Processors | 02.01.02.01 - Initial |  | BD023 | 11500 |  | Advanced Bionics Australia Pty Ltd | Naida CI Q90 Sound Processor (Initial Order) | Sound Processor | One size | 282255 | February 2017 |  | New Listing
02 - Ear, Nose & Throat | 02.01 - EAR | 02.01.02 - Speech Processors | 02.01.02.01 - Initial |  | CO048 | 11500 |  | Cochlear Limited | Cochlear™ Nucleus® CP810 Sound Processor - INITIAL | The ear level sound processor of the Nucleus 5 cochlear implant system with multiple wearing options and a remote control. | One size | 165764 | February 2012 |  | Changed Product Group, Product Sub Group, Benefit.
02 - Ear, Nose & Throat | 02.01 - EAR | 02.01.02 - Speech Processors | 02.01.02.01 - Initial |  | CO069 | 11500 |  | Cochlear Limited | Cochlear ™ Nucleus® CP910 Sound Processor (Initial) | The Cochlear Nucleus CP910 Sound Processor is a behind-the-ear sound processor two built-in directional microphones | There is only one size of the processing unit and coil. There are two sizes for battery holder and cover. | 216062 | February 2014 |  | New Listing
02 - Ear, Nose & Throat | 02.01 - EAR | 02.01.02 - Speech Processors | 02.01.02.01 - Initial |  | CO071 | 11500 |  | Cochlear Limited | Cochlear ™ Nucleus® CP920 Sound Processor (Initial) | The Cochlear Nucleus CP920 Sound Processor is a behind-the-ear sound processor with two built-in directional micophones. | There is only one size of the processing unit and coil. There are two sizes for battery holder and cover. | 216063 | February 2014 |  | New Listing
02 - Ear, Nose & Throat | 02.01 - EAR | 02.01.02 - Speech Processors | 02.01.02.01 - Initial |  | CO080 | 11500 |  | Cochlear Limited | Kanso®, Cochlear™ Nucleus® CP950 Sound Processor (Initial) | An off-the-ear sound processor with two built-in directional microphones, wireless connectivity, and equivalent functionality to the Cochlear N6 behind-the-ear sound processor in a fully integrated single unit, enclosing radiofrequency (RF) coil, supplying power, and signals to internal implant. | One size (40.9 mm x 35.2 mm x 11.4 mm) | 282194 | August 2017 |  | New Listing
02 - Ear, Nose & Throat | 02.01 - EAR | 02.01.02 - Speech Processors | 02.01.02.01 - Initial |  | OI033 | 11500 |  | Audmet Australia Pty Ltd trading as Oticon Medical | Neuro One Speech Processor | The behind the ear sound processor for the Neuro Zti cochlear implant. It consists of two microphones allowing for 3 automatic adaptive directionality modes, voice tracker and wind noise reduction features. The processor is placed on the auricle of either one of the patient's ears, and an external antenna transmits the acoustic signal processed by the processor, by means of electromagnetic induction, to the internal component implanted beneath the skin and secured onto the mastoid. | One size | 284149 | August 2017 |  | New Listing
02 - Ear, Nose & Throat | 02.01 - EAR | 02.01.02 - Speech Processors | 02.01.02.01 - Initial |  | US004 | 11500 |  | Med-El Implant Systems Australasia Pty Ltd | OPUS 2 Speech Processor | Cochlear implant speech processor, fine structure speech processing, remote control, interface for assistive listening devices according to the international hearing aid standard (initial patient kit) | 54.0mm x 35.1mm x 8.7mm | 144753 | August 2013 |  | Transferred from PI009
02 - Ear, Nose & Throat | 02.01 - EAR | 02.01.02 - Speech Processors | 02.01.02.01 - Initial |  | US009 | 11500 |  | Med-El Implant Systems Australasia Pty Ltd | RONDO Audio Processor | Single Unit audio processor for the MED-EL Cochlear Implant System, integrating coil cable & electronics package worn off the ear it is held in place by magnetic attraction | One size - 44.1mm (l) x 37.2mm (w) x 11.8mm (h) | 218934 | February 2014 |  | New Listing
02 - Ear, Nose & Throat | 02.01 - EAR | 02.01.02 - Speech Processors | 02.01.02.01 - Initial |  | US013 | 11500 |  | Med-El Implant Systems Australasia Pty Ltd | SONNET Audio Processor (initial) | Audio processor worn behind the ear with dual omnidirectional microphone, water-resistance, datalogging, Automatic Sound Management, wireless connectivity to assistive listening devices | One size | 232486 | February 2015 |  | New Listing
02 - Ear, Nose & Throat | 02.01 - EAR | 02.01.02 - Speech Processors | 02.01.02.01 - Initial | Electroacoustic | CO064 | 12950 |  | Cochlear Limited | Cochlear ™ Nucleus® CP910 Sound Processor Hybrid™ Mode (Initial) | The Cochlear Nucleus CP910 Sound processor in "Hybrid Mode" facilitates electroacoustic stimulation of the cochlea | There is only one size of the processing unit and coil. There are two sizes for the battery holder and cover. | 216062 | February 2014 |  | New Listing
02 - Ear, Nose & Throat | 02.01 - EAR | 02.01.02 - Speech Processors | 02.01.02.01 - Initial | Electroacoustic | CO066 | 12950 |  | Cochlear Limited | Cochlear™ Nucleus® CP920 Sound Processor - Hybrid™ Mode (Initial) | The Cochlear Nucleus CP920 Sound Processor in "Hybrid Mode" facilitates electroacoustic stimulation of the cochlea | There is only one size of the processing unit and coil. There are two sizes for battery holder and cover. | 216063 | August 2014 |  | Changed Product Name, Description.
02 - Ear, Nose & Throat | 02.01 - EAR | 02.01.02 - Speech Processors | 02.01.02.01 - Initial | Electroacoustic | US006 | 12950 |  | Med-El Implant Systems Australasia Pty Ltd | DUET 2 | Audio Processor for Electric and Acoustic Stimulation (2nd Generation EAS) | 50.6mm x 8.5mm x 59.7mm | 164390 | August 2013 |  | Transferred from PI019
02 - Ear, Nose & Throat | 02.01 - EAR | 02.01.02 - Speech Processors | 02.01.02.01 - Initial | Electroacoustic | US014 | 12950 |  | Med-El Implant Systems Australasia Pty Ltd | SONNET EAS Audio Processor (initial) | Audio processor worn behind the ear with dual omnidirectional microphone, water-resistance, datalogging, Automatic Sound Management, wireless connectivity to assistive listening devices, electric and electric acoustic stimulation modes | One size | 232487 | February 2015 |  | New Listing
02 - Ear, Nose & Throat | 02.01 - EAR | 02.01.02 - Speech Processors | 02.01.02.02 - Replacement | Electroacoustic | US016 | 9065 |  | Med-El Implant Systems Australasia Pty Ltd | SONNET EAS Audio Processor (replacement) | Audio processor worn behind the ear with dual omnidirectional microphones, water-resistance, data logging, Automatic Sound Management, wireless connectivity to assistive listening devices, electric and electric acoustic stimulation modes | One size | 232487 | February 2015 |  | New Listing
02 - Ear, Nose & Throat | 02.01 - EAR | 02.01.02 - Speech Processors | 02.01.02.02 - Replacement | Generation 4 | BD009 | 8050 |  | Advanced Bionics Australia Pty Ltd | Harmony™ HiResolution® Bionic Ear System -Behind The Ear Sound Processor - Auria Harmony Sound Processor (REPLACEMENT Order) | The Auria Harmony Processor is an external component of the HiRes Bionic Ear System. This processor is intended to deliver HiResolution sound to a cochlear inplant by converting sound waves (received via a microphone) into an electrical signal which is then transmitted to the implant via a headpiece. This listing Processor only. | Sound Processor - one size 54 mm (H) x 13mm (TH) x 21 mm (W) | 159548 | February 2012 |  | Changed Product Group, Product Sub Group, Suffix, Benefit.
02 - Ear, Nose & Throat | 02.01 - EAR | 02.01.02 - Speech Processors | 02.01.02.02 - Replacement | Generation 4 | BD015 | 8050 |  | Advanced Bionics Australia Pty Ltd | Neptune Sound Processor replacement part is the external part of the cochlear implant system. Also includes Neptune Connect | The Neptune Processor is an external component of the HiRes Bionic Ear System. The processor is intended to deliver HiResolution sound to a cochlear implant. Also includes Neptune Connect. | One size. Processor: H x W X D: 26 x 18 x 60mm Neptune Connect Size: H x W x D: 17 x 18 x 58mm | 198825 | August 2012 |  | New Listing
02 - Ear, Nose & Throat | 02.01 - EAR | 02.01.02 - Speech Processors | 02.01.02.02 - Replacement | Generation 4 | BD018 | 8050 |  | Advanced Bionics Australia Pty Ltd | Naida CI Q70 Sound Processor (Replacement Order) | The Naida CI sound processor is one part of a cochlear implant system that enables hearing. The other necessary parts of the system are the Implantable Cochlear Stimulator (ICS), headpiece and headpiece cable. The sound processor consists of two parts: the sound processor and the battery power source. There are five battery options, including three sizes of Lithium Ion rechargeable PowerCel™ batteries and a Zn-air Battery Pak - this listing is for processor only | Measurements Size H x W x D in mm Processor Only 26 x 9 x 19 | 21677 | August 2014 |  | Changed Product Name, Description.
02 - Ear, Nose & Throat | 02.01 - EAR | 02.01.02 - Speech Processors | 02.01.02.02 - Replacement | Generation 4 | CO049 | 8050 |  | Cochlear Limited | Cochlear™ Nucleus® CP810 Sound Processor - REPLACEMENT | The ear level sound processor of the Nucleus 5 cochlear implant system with multiple wearing options and a remote control. | One size | 165764 | February 2012 |  | Changed Product Group, Product Sub Group, Suffix, Benefit.
02 - Ear, Nose & Throat | 02.01 - EAR | 02.01.02 - Speech Processors | 02.01.02.02 - Replacement | Generation 4 | CO070 | 8050 |  | Cochlear Limited | Cochlear ™ Nucleus® CP910 Sound Processor (Replacement) | The Cochlear Nucleus CP910 Sound Processor is a behind-the-ear sound processor with two built-in directional microphones | CO049 | 216062 | February 2014 |  | New Listing
02 - Ear, Nose & Throat | 02.01 - EAR | 02.01.02 - Speech Processors | 02.01.02.02 - Replacement | Generation 4 | CO072 | 8050 |  | Cochlear Limited | Cochlear ™ Nucleus® CP920 Sound Processor (Replacement) | The Cochlear Nucleus CP920 Sound Processor is a behind-the-ear sound processor with two built-in directional microphones. It has no accessory port for cables. | There is only one size of the processing unit and coil. There are two sizes for battery holder and cover. | 216063 | February 2014 |  | New Listing
02 - Ear, Nose & Throat | 02.01 - EAR | 02.01.02 - Speech Processors | 02.01.02.02 - Replacement | Generation 4 | CO079 | 8050 |  | Cochlear Limited | Kanso®, Cochlear ™ Nucleus® CP950 Sound Processor (Replacement) | An off-the-ear sound processor with two built-in directional microphones, wireless connectivity, and equivalent functionality to the Cochlear N6 behind-the-ear sound processor in a fully integrated single unit, enclosing radiofrequency (RF) coil, supplying power, and signals to internal implant. | One size (40.9 mm x 35.2 mm x 11.4 mm) | 282194 | August 2017 |  | New Listing
02 - Ear, Nose & Throat | 02.01 - EAR | 02.01.02 - Speech Processors | 02.01.02.02 - Replacement | Generation 4 | OI034 | 8050 |  | Audmet Australia Pty Ltd trading as Oticon Medical | Neuro One Speech Processor (Replacement) | The behind the ear sound processor for the Neuro Zti cochlear implant. It consists of two microphones allowing for 3 automatic adaptive directionality modes, voice tracker and wind noise reduction features. | One size | 284149 | August 2017 |  | New Listing
02 - Ear, Nose & Throat | 02.01 - EAR | 02.01.02 - Speech Processors | 02.01.02.02 - Replacement | Generation 4 | US005 | 8050 |  | Med-El Implant Systems Australasia Pty Ltd | Opus 2 Speech Processor Replacement | Cochlear implant speech processor, fine structure speech processing, remote control, interface for assistive listening devices according to the international hearing aid standard (replacement kit) | 54.0mm x 35.1mm x 8.7mm | 144753 | August 2013 |  | Transferred from PI010
02 - Ear, Nose & Throat | 02.01 - EAR | 02.01.02 - Speech Processors | 02.01.02.02 - Replacement | Generation 4 | US010 | 8050 |  | Med-El Implant Systems Australasia Pty Ltd | RONDO Audio Processor Replacement | Single unit audio processor for the MED-EL Cochlear Implant System, integrating coil, cable and electronics package, worn off the ear and is held in place by magnetic attraction. | One size - 44.1mm (l) x 37.2mm (w) x 11.8mm (h) | 218934 | February 2016 |  | Changed Product Name.
02 - Ear, Nose & Throat | 02.01 - EAR | 02.01.02 - Speech Processors | 02.01.02.02 - Replacement | Generation 4 | US015 | 8050 |  | Med-El Implant Systems Australasia Pty Ltd | SONNET Audio Processor (Replacement) | Audio processor worn behind the ear with dual omnidirectional microphones, water-resistance, data logging, Automatic Sound Management, wireless connectivity to assistive listening devices | One size | 232486 | February 2015 |  | New Listing
02 - Ear, Nose & Throat | 02.01 - EAR | 02.01.02 - Speech Processors | 02.01.02.02 - Replacement | Generation 4 Electroacoustic | CO065 | 9065 |  | Cochlear Limited | Cochlear™ Nucleus CP910 Sound Processor Hybrid™ Mode (Replacement) | The Cochlear Nucleus CP910 Sound Processor in "Hybrid Mode" facilitates electroacoustic stimulation to the cochlea | There is only one size of the processing unit and coil. There are two sizes for the battery holder. | 216062 | February 2014 |  | New Listing
02 - Ear, Nose & Throat | 02.01 - EAR | 02.01.02 - Speech Processors | 02.01.02.02 - Replacement | Generation 4 Electroacoustic | CO067 | 9065 |  | Cochlear Limited | Cochlear™ Nucleus® CP920 sound Processor - Hybrid™ Mode (Replacement) | The Cochlear Nucleus CP920 Sound Processor in "Hybrid Mode" facilatates electroacoustic stimulation of the cochlea. | There is only one size of the processing unit and coil. There are two sizes for battery holder and cover. | 216063 | August 2014 |  | Changed Product Name, Description.
02 - Ear, Nose & Throat | 02.01 - EAR | 02.01.02 - Speech Processors | 02.01.02.02 - Replacement | Generation 4, Electroacoustic | US007 | 9065 |  | Med-El Implant Systems Australasia Pty Ltd | DUET 2 Replacement | The DUET 2 speech processor adds hearing aid processing, power and audio input. The DUET 2 directly amplifies the acoustic sound in the low frequencies of the OPUS2 Processor to the recipient. It is intended to evoke auditory sensations via electrical stimulation or via combined electro acoustic stimulation (EAS) of the auditory pathways for partially deaf individuals who obtain benefit from acoustic amplification in the lower frequencies only. | Dimensions: 50.6mm x 8.5mm x 59.7mm | 164390 | August 2013 |  | Transferred from PI022
02 - Ear, Nose & Throat | 02.01 - EAR | 02.01.03 - Sound Processor Accessory Kit |  |  | BD010 | 500 |  | Advanced Bionics Australia Pty Ltd | Harmony ™ HiResolution® Bionic Ear System - Behind the Ear Sound Processor Auria Harmony Essential Accessory Kit | 1x HPwcable; 1x direct connect earhook; 1x standard earhook; 1x audio cable; 1x monitor earphone. | various | 159548 | February 2012 |  | Changed Product Group, Benefit.
02 - Ear, Nose & Throat | 02.01 - EAR | 02.01.03 - Sound Processor Accessory Kit |  |  | BD016 | 500 |  | Advanced Bionics Australia Pty Ltd | Neptune Accessory Kit. Comprising: Listening Earphones, Audio Cable, Neptune Clip, Aquamic cable OR UHP cable, Aquamic headpiece OR UHP headpiece. | The essential accessories to support hearing through the Neptune Processor comprising: listening earphones, audio cable, Neptune Clip, Aquamic Cable OR UHP cable, AquaMic headpiece OR UHP headpiece. | Various sizes. AquaMic Physical properties: Dimensions: 40 x 35 x 14mm. UHP: Dimensions: 32mm diameter including color cap x 10mm. | 198825 | August 2012 |  | New Listing
02 - Ear, Nose & Throat | 02.01 - EAR | 02.01.03 - Sound Processor Accessory Kit |  |  | BD019 | 500 |  | Advanced Bionics Australia Pty Ltd | Naida CI Q70 Accessory Kit | Universal Headpiece (UHP), UHP cable and either a T-Mic OR a battery (either PowerCel or Zn-Air battery Pack) | Various, Further details: UHP physical properties: Dimensions: 32mm diameter including colour cap x 10mm Cables come in 9, 11, 14, 24 and 30cm lengths | 217677 | February 2014 |  | New Listing
02 - Ear, Nose & Throat | 02.01 - EAR | 02.01.04 - Implantable Bone Conduction Hearing System | 02.01.04.01 - Sound Processor | Programmable | MI193 | 6500 |  | Medtronic Australasia Pty Ltd | Sophono Alpha Bone Conduction Hearing System, Sound Processor | Alpha Sound Processor | - | 234099 | February 2016 |  | Transferred from FH001
02 - Ear, Nose & Throat | 02.01 - EAR | 02.01.04 - Implantable Bone Conduction Hearing System | 02.01.04.01 - Sound Processor | Programmable | OI023 | 6500 |  | Audmet Australia Pty Ltd trading as Oticon Medical | Ponto Sound Processor | Fully programmable head worn sound processor for bone conduction hearing systems | Ponto: 34 x 21 x 11mm Ponto Pro: 34 x 21 x 11mm Ponto Pro Power: 34 x 21 x 14mm | 198860 | August 2014 |  | Changed Size, Benefit.
02 - Ear, Nose & Throat | 02.01 - EAR | 02.01.04 - Implantable Bone Conduction Hearing System | 02.01.04.01 - Sound Processor | Programmable | US002 | 6500 |  | Med-El Implant Systems Australasia Pty Ltd | Bonebridge - Amadé BB audio processor | The Amadé audio processor is an external part of the Bonebridge and connects to the implant through magnetic attraction. Fitting the Amadé audio processor activates the Bonebridge | 29.1 mm (d), 8.8 mm (h), weight ≤ 8 grams | 203302 | August 2013 |  | New Listing
02 - Ear, Nose & Throat | 02.01 - EAR | 02.01.04 - Implantable Bone Conduction Hearing System | 02.01.04.01 - Sound Processor | Programmable, Wireless-enabled | CO073 | 6825 |  | Cochlear Limited | Cochlear™ Baha® 4 Sound Processor | The Cochlear Baha 4 Sound Processor is a wireless-enabled, fully programmable head-worn digital sound processor for the Baha Implantable Bone Conduction Hearing System. | One size. | 123987 | February 2015 |  | Changed suffix, benefit
02 - Ear, Nose & Throat | 02.01 - EAR | 02.01.04 - Implantable Bone Conduction Hearing System | 02.01.04.01 - Sound Processor | Programmable, Wireless-enabled | CO075 | 6825 |  | Cochlear Limited | Cochlear Baha 5 Sound Processor | The Cochlear Baha 5 Sound Processor (26,mm x 19mm x12mm) is a wireless-enabled smartphone compatible fully programmable head-word digital sound processor for the Baha Implantable Bone Conduction Hearing System | One size (26mm x 19 mm x 12 mm) | 123987 | August 2015 |  | New Listing
02 - Ear, Nose & Throat | 02.01 - EAR | 02.01.04 - Implantable Bone Conduction Hearing System | 02.01.04.01 - Sound Processor | Programmable, Wireless-enabled | CO076 | 6825 |  | Cochlear Limited | Cochlear Baha 5 SuperPower Sound Processor | The Cochlear Baha 5 SuperPower sound processor is a powerful (up to 65dB HL) wireless-enabled, smartphone compatible, fully programmable, digital sound processor for the Baha Implantable Bone Conduction Hearing System. It is intended to be fitted as a head worn split system - it comprises a behind-the-ear (BTE) Sound Processing Unit, an Actuator unit, and a Cable between the BTE and the Actuator unit. | One size | 123987 | February 2016 |  | New Listing
02 - Ear, Nose & Throat | 02.01 - EAR | 02.01.04 - Implantable Bone Conduction Hearing System | 02.01.04.01 - Sound Processor | Programmable, Wireless-enabled | CO077 | 6825 |  | Cochlear Limited | Cochlear Baha 5 Power Sound Processor | The Cochlear Baha 5 Power sound processor is a powerful (up to 55dB HL), wireless-enabled, smartphone compatible, fully programmable, digital sound processor for the Cochlear Baha 'Connect' and 'Attract' Implantable Bone Conduction Hearing Systems. | One size | 123987 | August 2016 |  | New Listing
02 - Ear, Nose & Throat | 02.01 - EAR | 02.01.04 - Implantable Bone Conduction Hearing System | 02.01.04.01 - Sound Processor | Programmable, Wireless-enabled | OI029 | 6825 |  | Audmet Australia Pty Ltd trading as Oticon Medical | Ponto Plus Sound Processor | A wireless enabled - fully programmable head worn sound processor for bone conduction hearing systems with full smart phone capabilities | Ponto Plus: 34 x 21 x 11mm Ponto Plus Power: 34 x 21 x 14mm | 198104 | August 2016 |  | Changed Description, Suffix, Benefit.
02 - Ear, Nose & Throat | 02.01 - EAR | 02.01.04 - Implantable Bone Conduction Hearing System | 02.01.04.01 - Sound Processor | Programmable, Wireless-enabled | OI032 | 6825 |  | Audmet Australia Pty Ltd trading as Oticon Medical | Ponto 3 Sound Processor | A wireless enabled - fully programmable head worn sound processor for bone conduction hearing systems with full smart phone capabilities. Optional Superpower model, delivering higher output across the entire bandwidth. | Ponto 3: 34x21x11mm Ponto 3 Power: 34x21x14mm Ponto 3 SuperPower: 34x21x14mm | 198104 | February 2017 |  | New Listing
02 - Ear, Nose & Throat | 02.01 - EAR | 02.01.04 - Implantable Bone Conduction Hearing System | 02.01.04.01 - Sound Processor | Programmable, Wireless-enabled | US017 | 6825 |  | Med-El Implant Systems Australasia Pty Ltd | Bonebridge Samba BB Audio Processor | The Samba BB is a wireless enabled audio processor and the externally worn component of the Bonebridge System. It connects to the implant through magnetic attraction. Fitting the Samba BB audio processor activates the Bonebridge. | left and right versions, length = 35mm, width = 30mm, height = 10mm, weight <9g (inc battery) | 270912 | February 2016 |  | New Listing
02 - Ear, Nose & Throat | 02.01 - EAR | 02.01.04 - Implantable Bone Conduction Hearing System | 02.01.04.02 - Osseointegration | Abutment | CO025 | 895 |  | Cochlear Limited | Baha Abutment Snap Coupling | Titanium abutment delivered with a gold screw and holder, individually packaged and sterile. The 5/5mm is for standard use and the 8.5mm for patients that have persistent regrowth of subcutaneous tissue | 5.5mm - 9035, 8.5mm - 90410 | 123984 | February 2012 |  | Changed Product Group, Product Sub Group, Suffix, Benefit.
02 - Ear, Nose & Throat | 02.01 - EAR | 02.01.04 - Implantable Bone Conduction Hearing System | 02.01.04.02 - Osseointegration | Abutment | CO050 | 895 |  | Cochlear Limited | Baha BA210 Abutment | Titanium abutments compatible with hexagonal coupling Baha implants | 5.5mm and 8.5mm | 123984 | February 2012 |  | Changed Product Group, Product Sub Group, Suffix, Benefit.
02 - Ear, Nose & Throat | 02.01 - EAR | 02.01.04 - Implantable Bone Conduction Hearing System | 02.01.04.02 - Osseointegration | Abutment | OI025 | 895 |  | Audmet Australia Pty Ltd trading as Oticon Medical | Ponto Abutment | Bone anchor abutment with connection screw | Length: 6 - 14mm Straight and angled | 198759 | August 2015 |  | Changed Size.
02 - Ear, Nose & Throat | 02.01 - EAR | 02.01.04 - Implantable Bone Conduction Hearing System | 02.01.04.02 - Osseointegration | Abutment & Fixture | CO032 | 1930 |  | Cochlear Limited | Flange fixture - self tapping fixture with pre-mounted abutment | Self tapping titanium flange fixture with abutment in two sizes: 3mm and 4mm | Self Tapping 4mm and 3mm with BAHA Abutment | 123984 | February 2012 |  | Changed Product Group, Product Sub Group, Suffix, Benefit.
02 - Ear, Nose & Throat | 02.01 - EAR | 02.01.04 - Implantable Bone Conduction Hearing System | 02.01.04.02 - Osseointegration | Abutment & Fixture | MI194 | 1930 |  | Medtronic Australasia Pty Ltd | Sophono Alpha Bone Conduction Hearing System, Implant | Alpha Implant | - | 272642 | February 2016 |  | Transferred from FH002
02 - Ear, Nose & Throat | 02.01 - EAR | 02.01.04 - Implantable Bone Conduction Hearing System | 02.01.04.02 - Osseointegration | Abutment & Fixture | OI026 | 1930 |  | Audmet Australia Pty Ltd trading as Oticon Medical | Ponto Abutment and Implant | Bone anchor implant and abutment with connection screw | Diameter: 3.75 - 4.5mm Length: Fixture 3 - 4mm, Abutment 6 -14mm | 198759 | August 2015 |  | Changed Size, Benefit.
02 - Ear, Nose & Throat | 02.01 - EAR | 02.01.04 - Implantable Bone Conduction Hearing System | 02.01.04.02 - Osseointegration | Abutment & Fixture, HA | CO063 | 2197 |  | Cochlear Limited | Cochlear ™ Baha® BIA400 Implant with Abutment | Pre-mounted self-tapping titanium implant with TiOblast™ surface and coated Abutment with hydroxyapatite (HA) coating for Baha FAST surgery | 4mm implant with pre-mounted 6mm, 8mm, 10mm, or 12mm , or 14mm abutment | 123984 | August 2015 |  | Changed Size, Benefit.
02 - Ear, Nose & Throat | 02.01 - EAR | 02.01.04 - Implantable Bone Conduction Hearing System | 02.01.04.02 - Osseointegration | Abutment, Concave | CO052 | 936 |  | Cochlear Limited | Baha BA300 abutment. | Titanium abutment of the Baha BI300 implant system. | 6 mm and 9 mm | 123984 | February 2013 |  | Changed Size, Suffix, Benefit.
02 - Ear, Nose & Throat | 02.01 - EAR | 02.01.04 - Implantable Bone Conduction Hearing System | 02.01.04.02 - Osseointegration | Abutment, Fixture & Concave | OI031 | 2017 |  | Audmet Australia Pty Ltd trading as Oticon Medical | Ponto BHX Implant and Abutment | A laser-ablated titanium surface implant using Biohelix™ (BHX) and abutment with connection screw. | Diameter: 3.75 - 4.5mm Length: Fixture 3 - 4mm Abutment: 6 -14mm | 198759 | August 2016 |  | New Listing
02 - Ear, Nose & Throat | 02.01 - EAR | 02.01.04 - Implantable Bone Conduction Hearing System | 02.01.04.02 - Osseointegration | Abutment,Fixture, Concave, | CO053 | 2017 |  | Cochlear Limited | Baha BIA300 implants with abutments | Self tapping titanium implant with pre-mounted abutment of the Baha 3 system, for the Baha FAST surgery. | 3mm implant with 6mm abutment, 4mm implant with 6mm abutment, 4mm implant with 9mm abutment. | 123984 | February 2013 |  | Changed Description, Suffix, Benefit.
02 - Ear, Nose & Throat | 02.01 - EAR | 02.01.04 - Implantable Bone Conduction Hearing System | 02.01.04.02 - Osseointegration | Fixture | OI024 | 1035 |  | Audmet Australia Pty Ltd trading as Oticon Medical | Ponto Implant | Bone anchor implant | Diameter: 3.75 - 4.5mm Length: 3 - 4mm | 198759 | February 2013 |  | New Listing
02 - Ear, Nose & Throat | 02.01 - EAR | 02.01.04 - Implantable Bone Conduction Hearing System | 02.01.04.02 - Osseointegration | Fixture & Concave | OI030 | 1082 |  | Audmet Australia Pty Ltd trading as Oticon Medical | Ponto BHX Implant | A laser-ablated titanium surface implant using Biohelix™ (BHX). | Length: 3mm, 4mm | 198759 | August 2016 |  | New Listing
02 - Ear, Nose & Throat | 02.01 - EAR | 02.01.04 - Implantable Bone Conduction Hearing System | 02.01.04.02 - Osseointegration | Fixture, Concave | CO051 | 1082 |  | Cochlear Limited | Baha® BI300 Implant | Titanium self-tapping implant with TiOblast surface of the Baha 3 system | 3mm and 4 mm | 123984 | February 2013 |  | Changed Product Name, Description, Size, Suffix, Benefit.
02 - Ear, Nose & Throat | 02.01 - EAR | 02.01.04 - Implantable Bone Conduction Hearing System | 02.01.04.02 - Osseointegration | HA | CO062 | 1115 |  | Cochlear Limited | Cochlear™ Baha® BA400 DermaLock™ Abutment | Titanium abutment with hydroxyapatite (HA) coating | 6mm, 8mm, 10mm, 12mm, 14mm | 123984 | August 2015 |  | Changed Size, Benefit.
02 - Ear, Nose & Throat | 02.01 - EAR | 02.01.04 - Implantable Bone Conduction Hearing System | 02.01.04.02 - Osseointegration | Implanted Transducer, Magnetic Coupler | US001 | 2339 |  | Med-El Implant Systems Australasia Pty Ltd | Bonebridge- Bone Conduction Implant Kit | Active bone conduction implant consisting of magnet, receiver coil, electronics package (demodulator), bendable transition to FMT, floating mass transducer | 28.6 (w) x 69 (l) x 8.7 (h) mm | 203243 | August 2015 |  | Changed Suffix, Benefit.
02 - Ear, Nose & Throat | 02.01 - EAR | 02.01.04 - Implantable Bone Conduction Hearing System | 02.01.04.02 - Osseointegration | Lifts | US011 | 206 |  | Med-El Implant Systems Australasia Pty Ltd | Bonebridge BCI Lifts | Implanted together with the Bonebridge BCI, the BCI Lifts attach to the wings of the Bonebridge BCI to elevate the transducer | 1mm, 2mm, 3mm, 4mm | 230206 | February 2015 |  | New Listing
02 - Ear, Nose & Throat | 02.01 - EAR | 02.01.04 - Implantable Bone Conduction Hearing System | 02.01.04.02 - Osseointegration | Magnetic Coupling | CO068 | 1115 |  | Cochlear Limited | Cochlear™ Baha® BIM400 Implant Magnet | The Cochlear Baha BIM400 is an implantable magnet that lies completely under the skin | One size | 123984 | August 2014 |  | Changed benefit
02 - Ear, Nose & Throat | 02.01 - EAR | 02.01.04 - Implantable Bone Conduction Hearing System | 02.01.04.03 - Cover Screw |  | CO028 | 142 |  | Cochlear Limited | BAHA - Cover screw unigrip | Titanium cover screws, individually packaged and delivered sterile. The cover screws are used to prevent bone overgrowth of the implant. | One size only | 123984 | February 2012 |  | Changed Description, Product Group, Product Sub Group, Benefit.
02 - Ear, Nose & Throat | 02.01 - EAR | 02.01.04 - Implantable Bone Conduction Hearing System | 02.01.04.03 - Cover Screw |  | CO054 | 142 |  | Cochlear Limited | Baha Cover Screw conical | Titanium cover screw of the Baha BI300 implant system used in the two-stage surgery. | One size | 123984 | February 2012 |  | Changed Product Group, Product Sub Group, Benefit.
02 - Ear, Nose & Throat | 02.01 - EAR | 02.01.04 - Implantable Bone Conduction Hearing System | 02.01.04.03 - Cover Screw |  | OI027 | 142 |  | Audmet Australia Pty Ltd trading as Oticon Medical | Ponto Healing Cap | Cover screw | One size only | 198868 | February 2014 |  | Changed Benefit.
02 - Ear, Nose & Throat | 02.01 - EAR | 02.01.04 - Implantable Bone Conduction Hearing System | 02.01.04.03 - Cover Screw |  | OI028 | 142 |  | Audmet Australia Pty Ltd trading as Oticon Medical | Ponto Cover Screw | Cover screw | One size only | 198759 | February 2013 |  | New Listing
02 - Ear, Nose & Throat | 02.01 - EAR | 02.01.04 - Implantable Bone Conduction Hearing System | 02.01.04.03 - Cover Screw |  | US003 | 142 |  | Med-El Implant Systems Australasia Pty Ltd | Bonebridge - Cortical screws (Bonebridge Surgical Tool Kit) | Titanium cortex screws have a length of 6mm and are self-tapping, providing fixation of the BCI implant to the bone through osseo-integration | 6mm (length) x 2 - 2.4mm (outer edge) | 203243, 203280 | August 2013 |  | New Listing
02 - Ear, Nose & Throat | 02.01 - EAR | 02.01.05 - Ossicle/Middle Ear Prosthesis | 02.01.05.01 - Stapes |  | ET072 | 104 |  | Endotherapeutics Pty Ltd | Eclipse Piston | Stapes: Nitinol, Fluroplastic | Diameter 0.5mm: 3.75mm - 6.00mm Diameter 0.6mm: 3.75mm - 6.00mm | 170281 | August 2017 |  | Changed Size.
02 - Ear, Nose & Throat | 02.01 - EAR | 02.01.05 - Ossicle/Middle Ear Prosthesis | 02.01.05.01 - Stapes |  | LM332 | 104 |  | LMT Surgical Pty Ltd | Stapes | a) NiTiBOND b) Soft CliP c) K-Piston d) Angular Piston e) CliP Piston aWengen f) CliP Piston MVP g) Lenticle Cup | a) Diameter - 0.4 or 0.6mm in lengths - 3.5 to 5.5mm b) Diameter - 0.4 or 0.6mm in lengths 3.5 to 5.5mm c) Diameter - 0.4 or 0.6mm in lengths 3.5 to 10mm d) Diameter 0.4 or 0.6mm in lengths 4.25, 4.5, 4.75mm e) Diameter - 0.4mm or 0.6mm in lengths 3.5 to 5.5mm f) Diameter 0.4 or 0.6mm in lengths - 5 to 6.25mm g) lengths - 3 to 4.5mm | 119746 | February 2017 |  | Transferred from TX045
02 - Ear, Nose & Throat | 02.01 - EAR | 02.01.05 - Ossicle/Middle Ear Prosthesis | 02.01.05.01 - Stapes |  | MC918 | 104 |  | Medtronic Australasia Pty Ltd | The Big Easy Piston | Big Easy Range - MRI Safe, Triple Width Platinum Band, Double Width Platinum Shaft with Offset Versions | 0.4 - 1.17mm x 0.9 - 4.0mm x 4.0 x 10.2mm; 4.0 - 4.75mm | 125831 | February 2012 |  | Changed Product Group, Product Sub Group, Suffix, Benefit.
02 - Ear, Nose & Throat | 02.01 - EAR | 02.01.05 - Ossicle/Middle Ear Prosthesis | 02.01.05.01 - Stapes |  | MI079 | 104 |  | Medtronic Australasia Pty Ltd | Middle ear prostheses | Stapes | 0.4-1.17mm x 0.9-4.0 x 4.0 x4.0-10.2mm; 4.0 - 4.75mm | 125831 | February 2013 |  | Compressed from MC922, MC923
02 - Ear, Nose & Throat | 02.01 - EAR | 02.01.05 - Ossicle/Middle Ear Prosthesis | 02.01.05.01 - Stapes |  | OL012 | 104 |  | Olympus Australia | Canal Wall Prosthesis | Grote, HA | Small - Large | 123372 | February 2012 |  | Changed Product Group, Product Sub Group, Benefit.
02 - Ear, Nose & Throat | 02.01 - EAR | 02.01.05 - Ossicle/Middle Ear Prosthesis | 02.01.05.01 - Stapes |  | OL014 | 104 |  | Olympus Australia | Ossicular Prosthesis | Attic Defect Plate, HA | 7-14mm | 123372 | February 2012 |  | Changed Product Group, Product Sub Group, Benefit.
02 - Ear, Nose & Throat | 02.01 - EAR | 02.01.05 - Ossicle/Middle Ear Prosthesis | 02.01.05.01 - Stapes |  | OL018 | 104 |  | Olympus Australia | Piston: Stapes Prosthesis | a) Schuknecht Malleus att Piston. Stainless steel, b) Cawthorne. Fluoroplastic, c) Fluoroplastic, d) Schuknecht. Stainless steel, e) Causse. Fluoroplastic | a) 0.6x5.5mm-0.8x6.5, b) 0.3x0.8x3.5-0.3x0.8x6mm, c) 0.6x0.6x3.5-0.8x0.6x6mm, d) 0.4x3.5-0.5x5mm, e) one size only | 123372 | February 2012 |  | Changed Product Group, Product Sub Group, Benefit.
02 - Ear, Nose & Throat | 02.01 - EAR | 02.01.05 - Ossicle/Middle Ear Prosthesis | 02.01.05.01 - Stapes |  | OL022 | 104 |  | Olympus Australia | Piston: Stapes Prosthesis | a) Armstrong. Platinum, b) McGee. Stainless steel, c) Richards. Teflon & platinum | a) 0.6x3.5-0.8x5mm, b) 0.6x3.25-0.8x5.5mm, c) 0.4x4-0.4x5mm | 123372 | February 2012 |  | Changed Product Group, Product Sub Group, Benefit.
02 - Ear, Nose & Throat | 02.01 - EAR | 02.01.05 - Ossicle/Middle Ear Prosthesis | 02.01.05.01 - Stapes |  | OL023 | 104 |  | Olympus Australia | Piston: Stapes Prosthesis | Fisch-Type Platinum or Stainless Steel | 0.4mm x 6mm | 123372 | February 2012 |  | Changed Product Group, Product Sub Group, Benefit.
02 - Ear, Nose & Throat | 02.01 - EAR | 02.01.05 - Ossicle/Middle Ear Prosthesis | 02.01.05.01 - Stapes |  | OL024 | 104 |  | Olympus Australia | Piston: Stapes Prosthesis | Platinum Fluoroplastic | 0.6x3.5mm - 0.8x5mm | 123372 | February 2012 |  | Changed Product Group, Product Sub Group, Benefit.
02 - Ear, Nose & Throat | 02.01 - EAR | 02.01.05 - Ossicle/Middle Ear Prosthesis | 02.01.05.01 - Stapes |  | OL025 | 104 |  | Olympus Australia | Piston: Stapes Prosthesis | Platinum Fluoroplastic | 0.6x3mm - 0.8x5.75mm | 123372 | February 2012 |  | Changed Product Group, Product Sub Group, Benefit.
02 - Ear, Nose & Throat | 02.01 - EAR | 02.01.05 - Ossicle/Middle Ear Prosthesis | 02.01.05.01 - Stapes |  | OL075 | 104 |  | Olympus Australia | Piston: Stapes Prosthesis | Smart: Nitinol/Flouroplastic | 0.5, 0.6, 0.8 x 3.75-4.75mm | 123372 | February 2012 |  | Changed Product Group, Product Sub Group, Benefit.
02 - Ear, Nose & Throat | 02.01 - EAR | 02.01.05 - Ossicle/Middle Ear Prosthesis | 02.01.05.02 - Malleus |  | MC919 | 190 |  | Medtronic Australasia Pty Ltd | Middle Ear Prosthesis | Malleus | 0.6 - 4.0mm x 2.7 - 5.0mm x 1.5 - 10.0mm | 125831 | February 2013 |  | Changed Product Name, Description.
02 - Ear, Nose & Throat | 02.01 - EAR | 02.01.05 - Ossicle/Middle Ear Prosthesis | 02.01.05.03 - Partial Ossicle Replacement (one or two) |  | ET073 | 360 |  | Endotherapeutics Pty Ltd | Eclipse Malleus Piston | Malleus & Stapes: Nitinol, Fluoroplastic | Diamater 0.6mm: 5.5mm-8.00mm | 170281 | February 2013 |  | New Listing
02 - Ear, Nose & Throat | 02.01 - EAR | 02.01.05 - Ossicle/Middle Ear Prosthesis | 02.01.05.03 - Partial Ossicle Replacement (one or two) |  | LM329 | 360 |  | LMT Surgical Pty Ltd | Partial Ossicle Replacement | a) TTP Tuebingen Type bell b) CliP Dresden Type c) Malleus d) Angular Plester e) Angular CliP f) TTP - Vario Bell TTP - Variac System, Partial g) CliP Partial FlexBAL h) Duesseldorf Type Partial | a) length 1.75 to 3.5mm b) length 1.75 to 3.5mm c) length 1.75 to 3.5mm d) length 2.25 or 3.25mm e) length 2.25 or 3.25mm f) one size g) length 1.75 to 3.5mm h) length 1.75 to 4.5mm | 119746 | August 2017 |  | Changed Size.
02 - Ear, Nose & Throat | 02.01 - EAR | 02.01.05 - Ossicle/Middle Ear Prosthesis | 02.01.05.03 - Partial Ossicle Replacement (one or two) |  | LM338 | 360 |  | LMT Surgical Pty Ltd | Stapes | Stapes Prosthesis | Ø 0.4mm, Ø 0.5mm & Ø 0.6mm Lengths 3.50mm - 5.50mm | 119746 | August 2017 |  | Compressed from LM330, LM331
02 - Ear, Nose & Throat | 02.01 - EAR | 02.01.05 - Ossicle/Middle Ear Prosthesis | 02.01.05.03 - Partial Ossicle Replacement (one or two) |  | MI076 | 360 |  | Medtronic Australasia Pty Ltd | Middle Ear Prostheses | Partial Ossicular Reconstruction Implant - malleus + incus | 0.6-2.5 x 2.2-8.8 x 3.5 -10mm | 125831 | February 2013 |  | Compressed from MC262, MC920, MC921
02 - Ear, Nose & Throat | 02.01 - EAR | 02.01.05 - Ossicle/Middle Ear Prosthesis | 02.01.05.03 - Partial Ossicle Replacement (one or two) |  | OL016 | 360 |  | Olympus Australia | Ossicular Prosthesis - PORP | Sheehy plastipore, Drum to stapes, Grote Malleus to stapes, modified, centered or offcentered | One size only | 123372 | February 2012 |  | Changed Product Group, Product Sub Group, Suffix, Benefit.
02 - Ear, Nose & Throat | 02.01 - EAR | 02.01.05 - Ossicle/Middle Ear Prosthesis | 02.01.05.03 - Partial Ossicle Replacement (one or two) |  | OL017 | 360 |  | Olympus Australia | Ossicular Prosthesis - PORP/TORP | Goldenberg Malleable/HA | One Size Only | 123372 | February 2012 |  | Changed Product Group, Product Sub Group, Suffix, Benefit.
02 - Ear, Nose & Throat | 02.01 - EAR | 02.01.05 - Ossicle/Middle Ear Prosthesis | 02.01.05.04 - Total Ossicle Replacement (three) |  | KG014 | 404 |  | Kevin Grundy (IBD) Pty Ltd | ALTO Prosthesis | Adjustable Length Titanium Ossicular Chain Reconstruction Prosthesis | Head Size 2.5mm x 3.5mm; Length 2.0mm - 8.0mm; Distal Diameter 0.8mm - 1.2mm | 170281 | February 2012 |  | Changed Product Group, Product Sub Group, Suffix, Benefit. Duplicated from OS001.
02 - Ear, Nose & Throat | 02.01 - EAR | 02.01.05 - Ossicle/Middle Ear Prosthesis | 02.01.05.04 - Total Ossicle Replacement (three) |  | LM328 | 404 |  | LMT Surgical Pty Ltd | Total Ossicle Replacement | a) TTP Tuebingen Type Aerial Type b) TTB-Vario Aerial c) TTP Variac System Total d) Malleus Notch Prosthesis e) Regensburg Type Total Prosthesis f) Malleus Replacement g) Duesseldorf Type Total h) Omega Connector | a) Length - 3 to to 7mm b) one size only c) one size only d) Length - 3 to 7mm e) Length - 4 to 5mm f) one size only g) lengths - 3 to 7mm h) length - 0.5mm | 119747 | August 2017 |  | Changed Description, Size.
02 - Ear, Nose & Throat | 02.01 - EAR | 02.01.05 - Ossicle/Middle Ear Prosthesis | 02.01.05.04 - Total Ossicle Replacement (three) |  | MI075 | 404 |  | Medtronic Australasia Pty Ltd | Middle Ear Prostheses | Total Ossicular Reconstruction Implants | 0.6-0.8mm x 3.0-4.0mm x 7.0-8.0mm | 125831 | February 2013 |  | Compressed from MC260, MC261
02 - Ear, Nose & Throat | 02.01 - EAR | 02.01.05 - Ossicle/Middle Ear Prosthesis | 02.01.05.04 - Total Ossicle Replacement (three) |  | OL013 | 404 |  | Olympus Australia | Ossicular Prosthesis Malleus, Incus and Stapes | Goldenberg Footplate - HA | One size only | 123372 | February 2012 |  | Changed Product Group, Product Sub Group, Suffix, Benefit.
02 - Ear, Nose & Throat | 02.01 - EAR | 02.01.05 - Ossicle/Middle Ear Prosthesis | 02.01.05.04 - Total Ossicle Replacement (three) |  | OL015 | 404 |  | Olympus Australia | Ossicular Prosthesis Incus | a) Applebaum HA, b) Goldenberg HA, c) Kartusch HA , d) Grote HA, e) Wehrs (single & double notched) HA | a) small - large, b) one size only, c) short, medium, long, d) 7-10mm, e) short, average, medium, long | 123372 | February 2012 |  | Changed Product Group, Product Sub Group, Suffix, Benefit.
02 - Ear, Nose & Throat | 02.01 - EAR | 02.01.05 - Ossicle/Middle Ear Prosthesis | 02.01.05.04 - Total Ossicle Replacement (three) |  | OL019 | 404 |  | Olympus Australia | Ossicular Prosthesis -TORP | a) black spanner strut HA, b) black oval top TORP HA, c) black oval top PORP, universal, HA/fluoroplastic | a) one size only, b) 7-10mm, c) 0.5-0.7mm | 123372 | February 2012 |  | Changed Product Group, Product Sub Group, Suffix, Benefit.
02 - Ear, Nose & Throat | 02.01 - EAR | 02.01.05 - Ossicle/Middle Ear Prosthesis | 02.01.05.04 - Total Ossicle Replacement (three) |  | OL020 | 404 |  | Olympus Australia | Ossicular Prosthesis -TORP | Fisch plastipore, Causse modified plastipore, Shea modified plastipore/ fluoroplastic, Austin modified plastipore, Tilt top plastipore | One size only | 123372 | February 2012 |  | Changed Product Group, Product Sub Group, Suffix, Benefit.
02 - Ear, Nose & Throat | 02.01 - EAR | 02.01.05 - Ossicle/Middle Ear Prosthesis | 02.01.05.04 - Total Ossicle Replacement (three) |  | OL021 | 404 |  | Olympus Australia | Ossicular Prosthesis -TORP | a) Shea malleable, HA/plastipore, b) Shea plastipore | a) one size only, b) 4-8mm | 123372 | February 2012 |  | Changed Product Group, Product Sub Group, Suffix, Benefit.
02 - Ear, Nose & Throat | 02.01 - EAR | 02.01.05 - Ossicle/Middle Ear Prosthesis | 02.01.05.04 - Total Ossicle Replacement (three) |  | OL073 | 404 |  | Olympus Australia | Dornhoffer Prostheses | Hydroxyapetite head/HAPEX shaft PORP and TORP | 0.8mm Shaft Dia TORP, 1.3mm Shaft Diameter PORP | 123372 | February 2012 |  | Changed Product Group, Product Sub Group, Suffix, Benefit.
02 - Ear, Nose & Throat | 02.01 - EAR | 02.01.05 - Ossicle/Middle Ear Prosthesis | 02.01.05.04 - Total Ossicle Replacement (three) |  | OL074 | 404 |  | Olympus Australia | Ossicular Chain Prosthesis | Micron adjustable TORP/PORP. Titanium | 2-10mm, 2-5mm | 123372 | February 2012 |  | Changed Product Group, Product Sub Group, Suffix, Benefit.
02 - Ear, Nose & Throat | 02.01 - EAR | 02.01.05 - Ossicle/Middle Ear Prosthesis | 02.01.05.05 - Active Middle Ear Implants |  | US018 | 7470 |  | Med-El Implant Systems Australasia Pty Ltd | Vibrant Soundbridge System - Vibrating Ossicular Prosthesis VORP502x | An active direct-drive implantable middle ear hearing prosthesis, the VORP 502x consists of the Floating Mass Transducer (FMT), a conductor link, an electronic package and a magnet surrounded by an internal coil. | VORP502A (Right), VORP502B (Left) Length: 129mm, Width: 29mm, Thickness: 4.5mm, Weight: 9.3g |  | February 2017 |  | New Listing
02 - Ear, Nose & Throat | 02.01 - EAR | 02.01.05 - Ossicle/Middle Ear Prosthesis | 02.01.05.05 - Active Middle Ear Implants |  | US021 | 7470 |  | Med-El Implant Systems Australasia Pty Ltd | Vibrant Soundbridge System - Vibrating Ossicular Prosthesis VORP503 | Part of the Vibrant Soundbridge System, VORP503 is an active implant, which is implanted into the temporal bone under the skin. The VORP 503 consists of the Floating Mass Transducer (FMT), a conductor link, the electronics (demodulator), fixation wings and a magnet surrounded by a receiver coil. | One size (left and right) Length: 118mm, Width: 28mm, Thickness: 4.4mm, Weight: 10.1g |  | February 2017 |  | New Listing
02 - Ear, Nose & Throat | 02.01 - EAR | 02.01.05 - Ossicle/Middle Ear Prosthesis | 02.01.05.05 - Active Middle Ear Implants | Coupler | US019 | 350 |  | Med-El Implant Systems Australasia Pty Ltd | Vibrant Soundbridge System - Vibroplasty Couplers | Middle ear prostheses used with the Vibrant Soundbridge System VORP implant. Facilitate coupling between the FMT and a vibratory structure of the middle ear. | Functional length: Vibroplasty-OW-Coupler - 2.50, 3.00, 3.50, 4.00mm Vibroplasty-CliP-Coupler - 0.20, 0.50, 1.00, 1.50mm Vibroplasty-Bell-Coupler - 0.20, 0.50, 1.00, 1.50mm Vibroplasty-RW-Coupler - 0.85mm Incus-Symphonix-Coupler - Left and Right (2.5 x 3.3mm) Incus-LP-Coupler - Left and Right (2.8 x 3.8mm) Incus-SP-Coupler (2.9 x 4.4mm) RW-Soft-Coupler (1 x 1.5mm |  | February 2017 |  | New Listing
02 - Ear, Nose & Throat | 02.01 - EAR | 02.01.05 - Ossicle/Middle Ear Prosthesis | 02.01.05.05 - Active Middle Ear Implants | Programmable, wireless - enabled | US020 | 6825 |  | Med-El Implant Systems Australasia Pty Ltd | Vibrant Soundbridge System - Samba Audio Processor | Middle ear implant audio processor. The Samba audio processor is the externally worn component of the Vibrant Soundbridge System and connects to the implant through magnetic attraction. Fitting the Samba audio processor activates the Soundbridge. | Samba Lo, Samba Hi left and right versions, length = 35mm, width = 30mm, height = 10mm, weight <9g (inc battery |  | February 2017 |  | New Listing
02 - Ear, Nose & Throat | 02.01 - EAR | 02.01.06 - Ventilation Tube/Grommet |  |  | CK005 | 20 |  | C. R. Kennedy | Exmoor Plastics Ear Vent Drains - Reuter Bobbin | Without hole, teflon | 1.14 mm lumen dia x 2.54 mm inner flange dia x 2.54 mm outer flange dia x 0.76 inter flange. 1.52mm total length | 133977 | August 2017 |  | Transferred from EC018
02 - Ear, Nose & Throat | 02.01 - EAR | 02.01.06 - Ventilation Tube/Grommet |  |  | CK006 | 20 |  | C. R. Kennedy | Exmoor Plastics Ear Vent Drains - Collar Button | Teflon | 1.14 mm lumen dia x 2.24 mm inner flange dia x 2.24 mm outer flange dia x 1.27 inter flange. 1.78 mm total length | 133977 | August 2017 |  | Transferred from EC019
02 - Ear, Nose & Throat | 02.01 - EAR | 02.01.06 - Ventilation Tube/Grommet |  |  | CK007 | 20 |  | C. R. Kennedy | Exmoor Plastics Ear Vent Drains - Collar Button | Teflon | 1.14 mm lumen dia x 3.0 mm inner flange dia x 3.0 mm outer flange dia x 1.27 inter flange. 1.78 mm total length | 133977 | August 2017 |  | Transferred from EC020
02 - Ear, Nose & Throat | 02.01 - EAR | 02.01.06 - Ventilation Tube/Grommet |  |  | CK008 | 20 |  | C. R. Kennedy | Exmoor Plastics Ear Vent Drains - Collar Button | Teflon | 1.4 mm lumen dia x 2.55 mm inner flange dia x 2.55 mm outer flange dia x 0.85 inter flange. 1.35 mm total length | 133977 | August 2017 |  | Transferred from EC021
02 - Ear, Nose & Throat | 02.01 - EAR | 02.01.06 - Ventilation Tube/Grommet |  |  | CK009 | 20 |  | C. R. Kennedy | Exmoor Plastics Ear Vent Drains - Collar Button | Teflon | 1.75 mm lumen dia x 2.85 mm inner flange dia x 2.85 mm outer flange dia x 0.95 inter flange. 1.46 mm total length | 133977 | August 2017 |  | Transferred from EC022
02 - Ear, Nose & Throat | 02.01 - EAR | 02.01.06 - Ventilation Tube/Grommet |  |  | CK010 | 20 |  | C. R. Kennedy | Exmoor Plastics Ear Vent Drains - Shepards Drain | Teflon Shephards Drain | 1.14 mm lumen dia x 2.36 mm inner flange dia x 2.36 mm outer flange dia x 1.42 inter flange. 2.41 mm total length | 133977 | August 2017 |  | Transferred from EC024
02 - Ear, Nose & Throat | 02.01 - EAR | 02.01.06 - Ventilation Tube/Grommet |  |  | CK011 | 20 |  | C. R. Kennedy | Exmoor Plastics Ear Vent Drains - Teflon Shephards Drain with wire grasping feature | Teflon Shephards Drain with wire | 0.97 mm lumen dia x 2.08 mm inner flange dia x 2.08 mm outer flange dia x 1.42 inter flange. 2.41 mm total length | 133977 | August 2017 |  | Transferred from EC026
02 - Ear, Nose & Throat | 02.01 - EAR | 02.01.06 - Ventilation Tube/Grommet |  |  | CK012 | 20 |  | C. R. Kennedy | Exmoor Plastics Ear Vent Drains - Donaldson Grommet | With tab, silicone rubber | 1.1 mm lumen dia x 2.25 mm inner flange dia x 2.25 mm outer flange dia x 0.76 inter flange. 2.25 mm total length | 133977 | August 2017 |  | Transferred from EC031
02 - Ear, Nose & Throat | 02.01 - EAR | 02.01.06 - Ventilation Tube/Grommet |  |  | IR002 | 20 |  | Intermed | NeoZoline Otological Ventilation Tubes | Armstrong, Collar Button, Shepard, Reuter, Donaldson, Paparella, Shah | 1.10mm, 1.14mm, 1.27mm, 1.40mm, 0.76mm | 33794 | August 2013 |  | Duplicated from MS057
02 - Ear, Nose & Throat | 02.01 - EAR | 02.01.06 - Ventilation Tube/Grommet |  |  | MC268 | 20 |  | Medtronic Australasia Pty Ltd | Medtronic Vent Tubes | Fluoroplastic | 0.76 - 1.52mm x 2.1 - 9.5mm x 1.0 - 12.0mm | 126695 | February 2012 |  | Changed Product Group, Product Sub Group, Suffix, Benefit.
02 - Ear, Nose & Throat | 02.01 - EAR | 02.01.06 - Ventilation Tube/Grommet |  |  | MC927 | 20 |  | Medtronic Australasia Pty Ltd | Medtronic Vent Tube | . | 1.02 - 1.52mm x 1.3 - 12.0mm | 126695 | February 2012 |  | Changed Description, Product Group, Product Sub Group, Benefit.
02 - Ear, Nose & Throat | 02.01 - EAR | 02.01.06 - Ventilation Tube/Grommet |  |  | MI078 | 20 |  | Medtronic Australasia Pty Ltd | Medtronic Ventilation Tubes | Medium to Long term vent tube | 0.76-1.52mm x0.9-12.0mm | 126695 | February 2013 |  | Compressed from MC271, MC272, MC276, MC277, MC278, MC925
02 - Ear, Nose & Throat | 02.01 - EAR | 02.01.06 - Ventilation Tube/Grommet |  |  | MS057 | 20 |  | Medical Specialties Australasia Pty Ltd | NeoZoline Otological Ventilation Tubes | Armstrong, Collar Button, Shepard, Reuter, Donaldson, Paparella, Shah | 1.10mm, 1.14mm, 1.27mm, 1.40mm, 0.76mm | 173906 | February 2012 |  | Changed Product Group, Product Sub Group, Benefit.
02 - Ear, Nose & Throat | 02.01 - EAR | 02.01.06 - Ventilation Tube/Grommet |  |  | OL027 | 20 |  | Olympus Australia | Ventilation Tube | Shepard grommet, fluoroplastic or silicon, vent tube w/wire. | 1.02 -1.14mm | 146612 | February 2012 |  | Changed Product Group, Product Sub Group, Benefit.
02 - Ear, Nose & Throat | 02.01 - EAR | 02.01.06 - Ventilation Tube/Grommet |  |  | OL028 | 20 |  | Olympus Australia | Ventilation Tube | Shepard, fluoroplastic, w/Tab & wire | 1.02 -1.14mm | 146612 | February 2012 |  | Changed Product Group, Product Sub Group, Benefit.
02 - Ear, Nose & Throat | 02.01 - EAR | 02.01.06 - Ventilation Tube/Grommet |  |  | OL032 | 20 |  | Olympus Australia | Ventilation Tube | T-Tube Richards Modified Soft Silicon | 1.32mm | 146612 | February 2012 |  | Changed Product Group, Product Sub Group, Benefit.
02 - Ear, Nose & Throat | 02.01 - EAR | 02.01.06 - Ventilation Tube/Grommet |  |  | OL035 | 20 |  | Olympus Australia | Ventilation Tube | Grommet - Sha Mini. Teflon | 0.76mm | 146612 | February 2012 |  | Changed Product Group, Product Sub Group, Benefit.
02 - Ear, Nose & Throat | 02.01 - EAR | 02.01.06 - Ventilation Tube/Grommet |  |  | OL036 | 20 |  | Olympus Australia | Ventilation Tube | Shah. Teflon, Silicon | 5.1mm | 146612 | February 2012 |  | Changed Product Group, Product Sub Group, Benefit.
02 - Ear, Nose & Throat | 02.01 - EAR | 02.01.06 - Ventilation Tube/Grommet |  |  | OL037 | 20 |  | Olympus Australia | Ventilation Tube | Shah. Teflon, Fluorplastic w/Wire | 1.14mm | 146612 | February 2012 |  | Changed Product Group, Product Sub Group, Benefit.
02 - Ear, Nose & Throat | 02.01 - EAR | 02.01.06 - Ventilation Tube/Grommet |  |  | OL038 | 20 |  | Olympus Australia | Ventilation Tube | Shah. Teflon, Fluorplastic without Wire | 1.14mm | 146612 | February 2012 |  | Changed Product Group, Product Sub Group, Benefit.
02 - Ear, Nose & Throat | 02.01 - EAR | 02.01.06 - Ventilation Tube/Grommet |  |  | OL039 | 20 |  | Olympus Australia | Ventilation Tube | Armstrong Beveled Plain End Fluoroplastic | One size only | 146612 | February 2012 |  | Changed Product Group, Product Sub Group, Benefit.
02 - Ear, Nose & Throat | 02.01 - EAR | 02.01.06 - Ventilation Tube/Grommet |  |  | OL040 | 20 |  | Olympus Australia | Ventilation Tube | Armstrong Beveled Plain End Silcon | One size only | 146612 | February 2012 |  | Changed Product Group, Product Sub Group, Benefit.
02 - Ear, Nose & Throat | 02.01 - EAR | 02.01.06 - Ventilation Tube/Grommet |  |  | OL041 | 20 |  | Olympus Australia | Ventilation Tube | Bobbin - Reuter Stainless Steel | 1mm | 146612 | February 2012 |  | Changed Product Group, Product Sub Group, Benefit.
02 - Ear, Nose & Throat | 02.01 - EAR | 02.01.06 - Ventilation Tube/Grommet |  |  | OL042 | 20 |  | Olympus Australia | Ventilation Tube | Bobbin - Reuter Stainless Steel | Without Wire 1.14-1.27mm, w/wire 1mm | 146612 | February 2012 |  | Changed Product Group, Product Sub Group, Benefit.
02 - Ear, Nose & Throat | 02.01 - EAR | 02.01.06 - Ventilation Tube/Grommet |  |  | OL043 | 20 |  | Olympus Australia | Ventilation Tube | Bobbin - Reuter Fluoroplastic 1mm I.F Without Holes | 1mm | 146612 | February 2012 |  | Changed Product Group, Product Sub Group, Benefit.
02 - Ear, Nose & Throat | 02.01 - EAR | 02.01.06 - Ventilation Tube/Grommet |  |  | OL044 | 20 |  | Olympus Australia | Ventilation Tube | Bobbin - Reuter Fluoroplastic 1mm I.F Without Holes | 1.14mm | 146612 | February 2012 |  | Changed Product Group, Product Sub Group, Benefit.
02 - Ear, Nose & Throat | 02.01 - EAR | 02.01.06 - Ventilation Tube/Grommet |  |  | OL045 | 20 |  | Olympus Australia | Ventilation Tube | Bobbin - Reuter Fluoroplastic 1mm I.F w/wire | 1.14mm | 146612 | February 2012 |  | Changed Product Group, Product Sub Group, Benefit.
02 - Ear, Nose & Throat | 02.01 - EAR | 02.01.06 - Ventilation Tube/Grommet |  |  | OL046 | 20 |  | Olympus Australia | Ventilation Tube | Bobbin - Reuter Fluoroplastic 1mm I.F | 1.14mm | 146612 | February 2012 |  | Changed Product Group, Product Sub Group, Benefit.
02 - Ear, Nose & Throat | 02.01 - EAR | 02.01.06 - Ventilation Tube/Grommet |  |  | OL047 | 20 |  | Olympus Australia | Ventilation Tube | Bobbin - Reuter Fluoroplastic 0.5mm I.F | 1.27mm | 146612 | February 2012 |  | Changed Product Group, Product Sub Group, Benefit.
02 - Ear, Nose & Throat | 02.01 - EAR | 02.01.06 - Ventilation Tube/Grommet |  |  | OL048 | 20 |  | Olympus Australia | Ventilation Tube | Collar Bobbin Fluoroplastic | 1.27mm | 146612 | February 2012 |  | Changed Product Group, Product Sub Group, Benefit.
02 - Ear, Nose & Throat | 02.01 - EAR | 02.01.06 - Ventilation Tube/Grommet |  |  | OL049 | 20 |  | Olympus Australia | Ventilation Tube | Collar Bobbin Fluoroplastic | 0.75mm | 146612 | February 2012 |  | Changed Product Group, Product Sub Group, Benefit.
02 - Ear, Nose & Throat | 02.01 - EAR | 02.01.06 - Ventilation Tube/Grommet |  |  | OL050 | 20 |  | Olympus Australia | Ventilation Tube | Collar Bobbin Fluoroplastic | 1.14mm | 146612 | February 2012 |  | Changed Product Group, Product Sub Group, Benefit.
02 - Ear, Nose & Throat | 02.01 - EAR | 02.01.06 - Ventilation Tube/Grommet |  |  | OL051 | 20 |  | Olympus Australia | Ventilation Tube | Collar Bobbin Fluoroplastic | 1.27x0.5mm | 146612 | February 2012 |  | Changed Product Group, Product Sub Group, Benefit.
02 - Ear, Nose & Throat | 02.01 - EAR | 02.01.06 - Ventilation Tube/Grommet |  |  | OL053 | 20 |  | Olympus Australia | Ventilation Tube | Collar Button Fluoroplastic Blue | 1.27mm | 146612 | February 2012 |  | Changed Product Group, Product Sub Group, Benefit.
02 - Ear, Nose & Throat | 02.01 - EAR | 02.01.06 - Ventilation Tube/Grommet |  |  | OL054 | 20 |  | Olympus Australia | Ventilation Tube | Collar Button Fluoroplastic w/Wire | 1.27mm | 146612 | February 2012 |  | Changed Product Group, Product Sub Group, Benefit.
02 - Ear, Nose & Throat | 02.01 - EAR | 02.01.06 - Ventilation Tube/Grommet |  |  | OL055 | 20 |  | Olympus Australia | Ventilation Tube | Collar Button Silicon | 1.27mm | 146612 | February 2012 |  | Changed Product Group, Product Sub Group, Benefit.
02 - Ear, Nose & Throat | 02.01 - EAR | 02.01.06 - Ventilation Tube/Grommet |  |  | OL056 | 20 |  | Olympus Australia | Ventilation Tube | Collar Button Titanium | 1.14mm | 146612 | February 2012 |  | Changed Product Group, Product Sub Group, Benefit.
02 - Ear, Nose & Throat | 02.01 - EAR | 02.01.06 - Ventilation Tube/Grommet |  |  | OL057 | 20 |  | Olympus Australia | Ventilation Tube | Collar Button Titanium | 1.27mm | 146612 | February 2012 |  | Changed Product Group, Product Sub Group, Benefit.
02 - Ear, Nose & Throat | 02.01 - EAR | 02.01.06 - Ventilation Tube/Grommet |  |  | OL058 | 20 |  | Olympus Australia | Ventilation Tube | Donaldson Silicon | 1.14mm | 146612 | February 2012 |  | Changed Product Group, Product Sub Group, Benefit.
02 - Ear, Nose & Throat | 02.01 - EAR | 02.01.06 - Ventilation Tube/Grommet |  |  | OL059 | 20 |  | Olympus Australia | Ventilation Tube | Donaldson Soft Silicon | 1.14mm | 146612 | February 2012 |  | Changed Product Group, Product Sub Group, Benefit.
02 - Ear, Nose & Throat | 02.01 - EAR | 02.01.06 - Ventilation Tube/Grommet |  |  | OL060 | 20 |  | Olympus Australia | Ventilation Tube | Donaldson Silicon w/Tab | 1.14mm | 146612 | February 2012 |  | Changed Product Group, Product Sub Group, Benefit.
02 - Ear, Nose & Throat | 02.01 - EAR | 02.01.06 - Ventilation Tube/Grommet |  |  | OL061 | 20 |  | Olympus Australia | Ventilation Tube | Donaldson Fluoroplastic | 1.14mm | 146612 | February 2012 |  | Changed Product Group, Product Sub Group, Benefit.
02 - Ear, Nose & Throat | 02.01 - EAR | 02.01.06 - Ventilation Tube/Grommet |  |  | OL063 | 20 |  | Olympus Australia | Ventilation Tube | Duravent Silicon | 1.27mm | 146612 | February 2012 |  | Changed Product Group, Product Sub Group, Benefit.
02 - Ear, Nose & Throat | 02.01 - EAR | 02.01.06 - Ventilation Tube/Grommet |  |  | OL066 | 20 |  | Olympus Australia | Ventilation Tube | Shea w/Tab - Silicone | 0.76mm | 146612 | February 2012 |  | Changed Product Group, Product Sub Group, Benefit.
02 - Ear, Nose & Throat | 02.01 - EAR | 02.01.06 - Ventilation Tube/Grommet |  |  | OL067 | 20 |  | Olympus Australia | Ventilation Tube | Shea Parasol w/Tab Small Flange - Silicone | 1.02mm | 146612 | February 2012 |  | Changed Product Group, Product Sub Group, Benefit.
02 - Ear, Nose & Throat | 02.01 - EAR | 02.01.06 - Ventilation Tube/Grommet |  |  | OL068 | 20 |  | Olympus Australia | Ventilation Tube | Shea Parasol w/Tab - Silicone | 1.02mm | 146612 | February 2012 |  | Changed Product Group, Product Sub Group, Benefit.
02 - Ear, Nose & Throat | 02.01 - EAR | 02.01.06 - Ventilation Tube/Grommet |  |  | OL069 | 20 |  | Olympus Australia | Ventilation Tube | Shea Parasol w/Tab - Silicone | 1.52mm | 146612 | February 2012 |  | Changed Product Group, Product Sub Group, Benefit.
02 - Ear, Nose & Throat | 02.01 - EAR | 02.01.06 - Ventilation Tube/Grommet |  |  | OL070 | 20 |  | Olympus Australia | Ventilation Tube | Straight Fluoroplastic or Polyethylene | 0.89 x 12mm, 0.86 x 7mm, 1.14 x 12mm, 1.14 x 7mm | 146612 | February 2012 |  | Changed Product Group, Product Sub Group, Benefit.
02 - Ear, Nose & Throat | 02.01 - EAR | 02.01.06 - Ventilation Tube/Grommet |  |  | RC002 | 20 |  | CoreMed Pty Ptd | Ventilation tube | Ventilation tube - Silicone - T-tube, T-tube grommet | 1.1mm; 1.27mm lumen | 182921 | February 2012 |  | Changed Product Group, Product Sub Group, Suffix, Benefit.
02 - Ear, Nose & Throat | 02.01 - EAR | 02.01.06 - Ventilation Tube/Grommet |  |  | RC003 | 20 |  | CoreMed Pty Ptd | Ventilation Tubes - Collar Button | Teflon, w/o wire | 1.10mm, 1.25mm, 1.50mm lumen | 182921 | February 2012 |  | Changed Product Group, Product Sub Group, Suffix, Benefit.
02 - Ear, Nose & Throat | 02.01 - EAR | 02.01.06 - Ventilation Tube/Grommet |  |  | RC004 | 20 |  | CoreMed Pty Ptd | Ventilation Tubes - Collar Button | Teflon w/wire, and titanium w/o wire | 0.76mm, 1.00mm, 1.25mm, 1.50mm lumen | 182921 | February 2012 |  | Changed Product Group, Product Sub Group, Suffix, Benefit.
02 - Ear, Nose & Throat | 02.01 - EAR | 02.01.06 - Ventilation Tube/Grommet |  |  | RC006 | 20 |  | CoreMed Pty Ptd | Ventilation Tubes - Shepherd | Teflon, w or w/o wire | 1.15mm lumen | 182921 | February 2012 |  | Changed Product Group, Product Sub Group, Suffix, Benefit.
02 - Ear, Nose & Throat | 02.01 - EAR | 02.01.06 - Ventilation Tube/Grommet |  |  | RC007 | 20 |  | CoreMed Pty Ptd | Ventilation Tubes - Shepherd | Titanium, w/o wire | 1.00mm, 1.25mm lumen | 182921 | February 2012 |  | Changed Product Group, Product Sub Group, Suffix, Benefit.
02 - Ear, Nose & Throat | 02.01 - EAR | 02.01.06 - Ventilation Tube/Grommet |  |  | RC009 | 20 |  | CoreMed Pty Ptd | Ventilation Tubes - Silicone | Armstrong Grommet, Donaldson w & w/o Tab, Paparella 1 and Paparella 2 (1.5mm) | 1.1mm & 1.5mm lumen | 182921 | February 2012 |  | Changed Product Group, Product Sub Group, Suffix, Benefit.
02 - Ear, Nose & Throat | 02.01 - EAR | 02.01.06 - Ventilation Tube/Grommet |  | Antibiotic | MC269 | 22 |  | Medtronic Australasia Pty Ltd | Medtronic Vent Tubes | Activent Antimicrobial Ventilation Tube | 1.02 - 1.27mm x 0.9 - 2.4mm | 126695 | February 2012 |  | Changed Product Group, Product Sub Group, Suffix, Benefit.
02 - Ear, Nose & Throat | 02.01 - EAR | 02.01.06 - Ventilation Tube/Grommet |  | Antibiotic | MI077 | 22 |  | Medtronic Australasia Pty Ltd | Medtronic Ventilation Tube | Medium to long term, antimicrobial vent tube | 1.02 - 1.52mm x 1.3-12.0mm | 126695 | February 2013 |  | Compressed from MC270, MC273, MC279, MC280, MC926
02 - Ear, Nose & Throat | 02.01 - EAR | 02.01.06 - Ventilation Tube/Grommet |  | Antibiotic | OL029 | 22 |  | Olympus Australia | Ventilation Tube | Shepard, Ultrasil Silicon & Blue Poly | 1.02 - 1.14mm | 146612 | February 2012 |  | Changed Product Group, Product Sub Group, Suffix, Benefit.
02 - Ear, Nose & Throat | 02.01 - EAR | 02.01.06 - Ventilation Tube/Grommet |  | Antibiotic | OL030 | 22 |  | Olympus Australia | Ventilation Tube | T-Tube Richards Silicon, Soft Silicon, Ultrasil | 1.14mm | 146612 | February 2012 |  | Changed Product Group, Product Sub Group, Suffix, Benefit.
02 - Ear, Nose & Throat | 02.01 - EAR | 02.01.06 - Ventilation Tube/Grommet |  | Antibiotic | OL031 | 22 |  | Olympus Australia | Ventilation Tube | T-Tube Richards Modified Silicon & Ultrasil | 1.32mm | 146612 | February 2012 |  | Changed Product Group, Product Sub Group, Suffix, Benefit.
02 - Ear, Nose & Throat | 02.01 - EAR | 02.01.06 - Ventilation Tube/Grommet |  | Antibiotic | OL033 | 22 |  | Olympus Australia | Ventilation Tube | Butterfly T-Tube Silicon & Ultrasil | Silicon - one size only. Ultrasil - one size only. | 146612 | February 2012 |  | Changed Product Group, Product Sub Group, Suffix, Benefit.
02 - Ear, Nose & Throat | 02.01 - EAR | 02.01.06 - Ventilation Tube/Grommet |  | Antibiotic | OL034 | 22 |  | Olympus Australia | Ventilation Tube | Armstrong Beveled Grommet Ultrasil Silicon w/Tab | 1.14mm | 146612 | February 2012 |  | Changed Product Group, Product Sub Group, Suffix, Benefit.
02 - Ear, Nose & Throat | 02.01 - EAR | 02.01.06 - Ventilation Tube/Grommet |  | Antibiotic | OL052 | 22 |  | Olympus Australia | Ventilation Tube | Collar Button Ultrasil Silicon | 1.27mm | 146612 | February 2012 |  | Changed Product Group, Product Sub Group, Suffix, Benefit.
02 - Ear, Nose & Throat | 02.01 - EAR | 02.01.06 - Ventilation Tube/Grommet |  | Antibiotic | OL062 | 22 |  | Olympus Australia | Ventilation Tube | Donaldson Ultrasil Silicon | 1.14mm | 146612 | February 2012 |  | Changed Product Group, Product Sub Group, Suffix, Benefit.
02 - Ear, Nose & Throat | 02.01 - EAR | 02.01.06 - Ventilation Tube/Grommet |  | Antibiotic | OL064 | 22 |  | Olympus Australia | Ventilation Tube | Duravent Blue Ultrasil | 1.27mm | 146612 | February 2012 |  | Changed Product Group, Product Sub Group, Suffix, Benefit.
02 - Ear, Nose & Throat | 02.01 - EAR | 02.01.06 - Ventilation Tube/Grommet |  | Antibiotic | OL065 | 22 |  | Olympus Australia | Ventilation Tube | Paparella w/tab Fluoroplastic, Silicon, Soft Silicon, Ultrasil | 1.02 - 2.03mm | 146612 | February 2012 |  | Changed Product Group, Product Sub Group, Suffix, Benefit.
02 - Ear, Nose & Throat | 02.01 - EAR | 02.01.06 - Ventilation Tube/Grommet |  |  | BQ004 | 20 |  | ATOS MEDICAL PTY LIMITED | Ventilation Tubes / Grommet | a) Tubingen Gold Type b) Tubingen Titanium Type c) T Tube d) Reuter Bobbin Type e) Paparella Type f) Collar Button Type g) Star Tube h) Bevel Buttton Tube i) Straight Tube j) Armstrong Type k) Shepard Type l) Donaldson Type m) Angular Type n) Myringotomy Tube with Trocar o) Ventilation Tubes with Eyelets p) Minimal Type | a) I.D. 1.25mm w/w, I.D.1.25mm wo/w, I.D. 1.5mm wo/w b) one size only c) L- 6, 7.5, 12 d) I.F.O.D 2.5mm, 2.7mm e) one size only f) one side only g) one size only h) one size only i) i.d.-0.9mm,1.1mm,1.15mm j) L-3.8mm, 3.7mm, 10mm k) L- 2.2mm w/t, 2.2mm wo/t,2.4mm w/t l) S- one size only, F one size only m) one size only n) Silver or Titanium o) one or two p) one size only | 120972 | August 2016 |  | Transferred from TX048
02 - Ear, Nose & Throat | 02.01 - EAR | 02.01.06 - Ventilation Tube/Grommet |  |  | ET076 | 20 |  | Endotherapeutics Pty Ltd | Triune Vent Tube | A tympanostomy (myringotomy) tube | Lumen size 0.76mm - 1.35mm | 170820 | February 2015 |  | New Listing
02 - Ear, Nose & Throat | 02.01 - EAR | 02.01.06 - Ventilation Tube/Grommet |  |  | MG037 | 20 |  | Morton Surgical Pty Ltd ta Matrix Surgical Company | Micromedics Ventilation Tubes | Silicone and fluroplastic ventilation tubes | Lumen size: 0.76mm, 1.0mm, 1.14mm, 1.27mm, 1.42mm | 199400 | February 2017 |  | Changed Product Sub Group.
02 - Ear, Nose & Throat | 02.01 - EAR | 02.01.07 - Bone Cement |  |  | ET031 | 1560 |  | Endotherapeutics Pty Ltd | Serenocem Cement | Reaction bonded polymer composite formed by the neutralisation gelletation of a basic inorganic ionomer | One size only - box of 2 | 80933 | February 2012 |  | Changed Product Group, Benefit.
02 - Ear, Nose & Throat | 02.02 - NOSE | 02.02.01 - Septal Button |  |  | MC264 | 149 |  | Medtronic Australasia Pty Ltd | Septal Button | Silicone | 3cm | 169825 | February 2012 |  | Changed Product Group, Suffix, Benefit.
02 - Ear, Nose & Throat | 02.02 - NOSE | 02.02.01 - Septal Button |  |  | OL026 | 149 |  | Olympus Australia | Septal Button | Plastipore | One size only | 143266 | February 2012 |  | Changed Product Group, Benefit.
02 - Ear, Nose & Throat | 02.02 - NOSE | 02.02.02 - Nasal Valve Stent |  |  | MI151 | 190 |  | Medtronic Australasia Pty Ltd | ALAR Nasal Valve Stent | Nasal valve stent for repair of nasal vestibular stenosis and nasal valve collapse. | 20mm long x 16mm wide | 218121 | August 2014 |  | New Listing
02 - Ear, Nose & Throat | 02.03 - THROAT | 02.03.01 - Tracheal Speaking Valve |  |  | BQ002 | 102 |  | ATOS MEDICAL PTY LIMITED | Tracheal Speaking Valve | 1. Passy -Muir - a) Purple b) Clear c) Aqua 2. Provox - a) Two b) Vega c) Vega Puncture Set | 1. One size only 2. a) 4.5, 6, 8, 10, 12.5, 15mm b) 17, 20, 22.5Fr in 4, 6, 8, 10, 12.5, 15mm c) 17, 20, 22.5Fr in 8, 10, 12.5, 15mm | 120197, 236026 | August 2016 |  | Transferred from TX049
02 - Ear, Nose & Throat | 02.03 - THROAT | 02.03.01 - Tracheal Speaking Valve |  |  | BQ007 | 696 |  | ATOS MEDICAL PTY LIMITED | ProTrach DualCare Set | ProTrach DualCare is attached to a tracheostomy tube and is designed to eliminate the necessity of finger occlusion, enabling the tracheostomised patient to speak easily and more clearly. It combines a speaking valve with an HME, and this way both enabling hands-free speech and helping to keep the lungs healthy by providing the important humidification of the inhaled air. The Set includes: 180pc HME Regular, 1pc Speaking Valve, 1pc ProTrach HME DigiTop, 1 Removal Aid and 1 connection strap. | 15mm 22mm | 275618 | February 2017 |  | New Listing
02 - Ear, Nose & Throat | 02.03 - THROAT | 02.03.01 - Tracheal Speaking Valve |  |  | BQ008 | 102 |  | ATOS MEDICAL PTY LIMITED | ProTrach DualCare Speaking Valve | ProTrach DualCare System is attached to a tracheostomy tube and is designed to eliminate the necessity of finger occlusion, enabling the tracheostomised patient to speak easily and more clearly. It combines a speaking valve with a HME and in this way enabling speaking and supporing your lungs with important heating and moisturising. The Set includes: 1pc Speaking Valve, 1pc ProTrach HME DigiTop, 1 Removal Aid and 1 connection strap.ProTrach DualCare Speaking Valve, 1 HME DigiTop, 1 removal aid and 1pc Connection Strap | 15mm 22mm | 275618 | February 2017 |  | New Listing
02 - Ear, Nose & Throat | 02.03 - THROAT | 02.03.02 - Vocal Chord Medialisation Implant |  |  | IG143 | 275 |  | Integra Neurosciences Pty Ltd | Silicone Blocks | Netterville Phonoform Block - Right, Left, Wedge & Strip | Right - One size only, Left - One size only, Wedge - One size only & Strip - One size only | 235425 | August 2015 |  | Transferred from MC265
02 - Ear, Nose & Throat | 02.03 - THROAT | 02.03.02 - Vocal Chord Medialisation Implant |  |  | OL071 | 275 |  | Olympus Australia | Vocal Cord Medialisation Implant | Vocom Larynx Medial Implant - Hydroxylapatite | 3 - 7mm Head | 143279 | February 2012 |  | Changed Product Group, Benefit.
02 - Ear, Nose & Throat | 02.03 - THROAT | 02.03.02 - Vocal Chord Medialisation Implant |  |  | OL072 | 275 |  | Olympus Australia | Vocal Cord Medialisation Implant | Vocom Shim for Medial Implant - Hydroxylapatite | 1mm - 3mm Offset | 143279 | February 2012 |  | Changed Product Group, Benefit.
02 - Ear, Nose & Throat | 02.03 - THROAT | 02.03.02 - Vocal Chord Medialisation Implant |  |  | BQ001 | 275 |  | ATOS MEDICAL PTY LIMITED | Vocal Chord Medialisation Implant | Montgomery Laryngeal Keel | 12, 14, 16 - Clear and Radiopaque | 119029 | August 2016 |  | Transferred from TX050
02 - Ear, Nose & Throat | 02.03 - THROAT | 02.03.03 - Tracheal Stents |  | Nitinol | LH576 | 2500 |  | Lifehealthcare Pty Ltd | Tracheobronxane Silmet | Nitinol wire - tracheal and bronchial stents - Dumon | 12 - 20mm diameter, 20 - 90mm length | 143612 | February 2017 |  | Transferred from My002
02 - Ear, Nose & Throat | 02.03 - THROAT | 02.03.03 - Tracheal Stents |  | Silicone | LH574 | 1000 |  | Lifehealthcare Pty Ltd | Endoxane | Silicone tracheal and bronchial stents - Dumon | 10 - 20mm diameter, 20 - 60mm length | 143612 | February 2017 |  | Transferred from My001
02 - Ear, Nose & Throat | 02.03 - THROAT | 02.03.04 - Thyroplasty |  |  | BQ005 | 1172 |  | ATOS MEDICAL PTY LIMITED | Thyroplasty | Montgomery Thyroplasty Implant System | male - 8,9,10,11,12,13 female - 6,7,8,9,10 | 117683 | August 2016 |  | Transferred from TX051
02 - Ear, Nose & Throat | 02.03 - THROAT | 02.03.05 - Cannula |  | Extra-tracheal | BQ006 | 298 |  | ATOS MEDICAL PTY LIMITED | Extra-tracheal Cannula | a) Montgomery Short-Term Cannula b) Montgomery Long-Term Cannula | a) 4, 6, 8, 10 b) 4, 6, 8, 10 for Stoma Sizes 17-25, 25-33, 33-41, 41-49, 49-57, 57-65mm | 119737 | August 2016 |  | Transferred from TX052
02 - Ear, Nose & Throat | 02.03 - THROAT | 02.03.05 - Cannula |  | Intra-tracheal | BQ003 | 471 |  | ATOS MEDICAL PTY LIMITED | Intra-tracheal Cannula | Montgomery Safe-T-Tubes Clear and Radiopaque except c) a) Paediatric b) Standard c) Hebeler d) Thoracic e) Extra-Long f) Tapered g) Montgomery Salivary Bypass Tube h) Har-el Pharyngeal Tube i) Montgomery Esophageal Tube j) Trachael Fenestrator k) Moore Trache | a) 6, 7, 8, 9 b) 10, 11, 12, 13, 14. 15, 16 c) 12, 15, 18 d) 10, 11, 12, 13, 14, 15, 16 e) 10, 11, 12, 13, 14, 15, 16 f) 8/10, 10/13 g) 8, 10, 12, 14, 16, 18, 20 h) one size only i) one size only j) size 6, 8 and 10 k) size 6 and 8 | 119736, 119737 | August 2016 |  | Transferred from TX053
02 - Ear, Nose & Throat | 02.03 - THROAT | 02.03.06 - Injectable Material for Vocal Fold Augmentation / Laryngeal Reconstruction |  |  | ET040 | 8200 |  | Endotherapeutics Pty Ltd | Vox Implants | Vox Implants are solid, irregularly textured, medical grade Polydimethylsiloxane Elastomer implants suspended in a hydrogel carrier | One size only | 146733 | February 2012 |  | Changed Product Group, Product Sub Group, Benefit.
03 - General Miscellaneous | 03.01 - BRACHYTHERAPY | 03.01.01 - Hepatic, Yttrium 90, Standard Dose |  |  | SE001 | 8230 |  | Sirtex Medical Products | SIR-Spheres including Delivery Apparatus | Biocompatible microspheres 20-60mm (microns) in diameter containing yttrium-90. Delivery apparatus is PVC tubing, ABS stopcocks, acrylic holders and stainless steel needles with PE hubs | One size only | 149332, 149343 | February 2012 |  | Changed Product Group, Benefit.
03 - General Miscellaneous | 03.01 - BRACHYTHERAPY | 03.01.02 - Prostatic I-125 | 03.01.02.01 - Standard Dose |  | BA252 | 6500 |  | Bard Australia Pty Ltd | BrachySource® I-125 Implant | BrachySource® Seeds supplied either loose, in Cartridges or needles or as a calibration source. Up to 120 seeds per patient. | Seeds are a 4.5mm x 0.8mm welded titanium capsule. | 225229, 225230, 225231, 225237, 225238 | August 2014 |  | New Listing
03 - General Miscellaneous | 03.01 - BRACHYTHERAPY | 03.01.02 - Prostatic I-125 | 03.01.02.01 - Standard Dose |  | BA253 | 6500 |  | Bard Australia Pty Ltd | ReadyLink® Implant | BrachySource® Seed Implants in the ReadyLink® Delivery System. Up to 120 seeds per patient. | Seeds are 4.5mm x 0.8mm welded titanium capsule preconnected in user defined trains. | 225229, 225230, 225231, 225237, 225238 | August 2014 |  | New Listing
03 - General Miscellaneous | 03.01 - BRACHYTHERAPY | 03.01.02 - Prostatic I-125 | 03.01.02.01 - Standard Dose |  | CL001 | 6500 |  | Alphaxrt Pty Ltd | Advantage I-125 Pre-load | Advantage I-125 Pre-load consists of stranded Advantage I-125 seeds pre-loaded on prescription into brachytherapy needles specifically for treatment of an individual patient. They arrive sterile and pre-packaged ready for use in theatre | Stranded seeds are pre-loaded in brachytherapy needles in a prescribed configuration; up to 120 seeds | 175081 | February 2012 |  | Changed Product Group, Product Sub Group, Benefit.
03 - General Miscellaneous | 03.01 - BRACHYTHERAPY | 03.01.02 - Prostatic I-125 | 03.01.02.01 - Standard Dose |  | CL002 | 6500 |  | Alphaxrt Pty Ltd | Advantage I-125 Seed | Advantage I-125 seeds are sealed radioactive sources containing Iodine-125 for interstitial brachytherapy | 3mm x 0.5mm silver rod within 4.5 x 0.8mm sealed titanium capsule, up to 120 seeds | 154457 | February 2012 |  | Changed Product Group, Product Sub Group, Benefit.
03 - General Miscellaneous | 03.01 - BRACHYTHERAPY | 03.01.02 - Prostatic I-125 | 03.01.02.01 - Standard Dose |  | RQ078 | 6500 |  | RQSolutions Medical Devices Distribution Support | TheraStrand Rx with AgX100 Brachytherapy Kit | The TheraStrand RX brachytherapy kit is prescription-loaded and supplied sterile. The prescription generally comprises 25 needles containing the brachytherapy I-125 sources (80-100 seeds) sequenced per the physician's treatment plan. All sources are of the same activity/strength. | The seed includes a silver rod with I 125 contained in a sealed titanium capsule of 4.5 mm length and 0.8 mm in diameter. | 205063 | February 2017 |  | Transferred from ER145
03 - General Miscellaneous | 03.01 - BRACHYTHERAPY | 03.01.02 - Prostatic I-125 | 03.01.02.01 - Standard Dose |  | RQ079 | 6500 |  | RQSolutions Medical Devices Distribution Support | I-Seed AgX100 Cartridge Brachytherapy Kit | The I-Seed AgX100 Cartridge brachytherapy kit comprises 8 or fewer cartridges (max. 20 seed) in a vertical seed magazine, VSM20. The kit is supplied sterile and is compatible with the Mick applicator. | The I-Seed AgX100 Cartridge Brachytherapy Kit generally contains 8 or fewer cartridges, each a max. 20 seeds, a total of 80-100 seeds. Each seed comprises a silver rod with the source within 4.5 x 0.8mm sealed titanium capsule. | 205023 | February 2017 |  | Transferred from ER146
03 - General Miscellaneous | 03.01 - BRACHYTHERAPY | 03.01.02 - Prostatic I-125 | 03.01.02.02 - Single Seed or Partial Dose |  | BA251 | 82 |  | Bard Australia Pty Ltd | BrachySource® I-125 seeds | Single BrachySource® Seeds supplied either loose, in Cartridges or needles or as a calibration source. To be used only if more than 120 seeds are used per patient. | Seeds are a 4.5mm x 0.8mm welded titanium capsule. | 225229, 225230, 225231, 225237, 225238 | August 2014 |  | New Listing
03 - General Miscellaneous | 03.01 - BRACHYTHERAPY | 03.01.02 - Prostatic I-125 | 03.01.02.02 - Single Seed or Partial Dose |  | CL003 | 82 |  | Alphaxrt Pty Ltd | Advantage I-125 Seed | The Advantage I-125 seed is a sealed radioactive source containing Iodine-125 for interstitial brachytherapy | 3mm x 0.5mm silver rod within 4.5 x 0.8mm sealed titanium capsule | 154457 | February 2012 |  | Changed Product Group, Product Sub Group, Benefit.
03 - General Miscellaneous | 03.01 - BRACHYTHERAPY | 03.01.02 - Prostatic I-125 | 03.01.02.02 - Single Seed or Partial Dose |  | NU001 | 82 |  | Nucletron Pty Limited | selectSeed | Nucletron selectSeed Model # 130002 consists of cylindrical silver rod, coated with radioactive Iodine-125 layer. Active silver rod is encapsulated in hollow titanium tube. Laser welding, using spherical shaped end welds, seals the tube. | One size only | 155306 | February 2012 |  | Changed Description, Product Group, Product Sub Group, Benefit.
03 - General Miscellaneous | 03.01 - BRACHYTHERAPY | 03.01.02 - Prostatic I-125 | 03.01.02.02 - Single Seed or Partial Dose |  | RQ076 | 82 |  | RQSolutions Medical Devices Distribution Support | Theragenics C20 IsoLoader Magazines in TPSII Individual - 20 seeds per magazine - sterile | The C20 IsoLoader cartridge is a shielded cartridge holding up to 20 I125 seeds, supplied in accordance with the surgeon's requirements. Benefit is per seed. | 1 representation in a delivery magazine with a loading of up to 20 seeds | 271520 | August 2016 |  | Changed Description.
03 - General Miscellaneous | 03.01 - BRACHYTHERAPY | 03.01.02 - Prostatic I-125 | 03.01.02.02 - Single Seed or Partial Dose |  | RQ077 | 82 |  | RQSolutions Medical Devices Distribution Support | TheraStrand RX with I-Seed AgX100 I125 implants | AgX100 I-125 Seeds pre-loaded. The billing code is to be applied only if more than 100 seeds are used per patient. Benefit is per seed. | One representation with a loading of more than 100 seeds. The seed includes a silver rod with I 125 contained in a sealed titanium capsule of 4.5 mm length and 0.8 mm in diameter | 205063 | February 2017 |  | New Listing
03 - General Miscellaneous | 03.01 - BRACHYTHERAPY | 03.01.03 - Tissue Expander/Separator | 03.01.03.01 - Gel 3ml |  | MB025 | 950 |  | MD Solutions Australasia Pty Ltd | TraceIT Gel System | TraceIT System is intended to create a temporary space within soft tissue during radiation therapy. | 3mL | 268092 | August 2016 |  | New Listing
03 - General Miscellaneous | 03.01 - BRACHYTHERAPY | 03.01.03 - Tissue Expander/Separator | 03.01.03.02 - Gel 10mL or Balloon |  | MB017 | 1950 |  | MD Solutions Australasia Pty Ltd | SpaceOAR System | The SpaceOAR System consists of components for preparation of a synthetic, absorbable hydrogel spacer and a delivery mechanism packaged in a single kit. The hydrogel spacer creates a temporary space between the prostate and rectum during radiation therapy. | 10CC | 179172 | August 2016 |  | Changed Product Sub Group.
03 - General Miscellaneous | 03.01 - BRACHYTHERAPY | 03.01.03 - Tissue Expander/Separator | 03.01.03.02 - Gel 10mL or Balloon |  | MB024 | 1950 |  | MD Solutions Australasia Pty Ltd | TraceIT Gel System | TraceIT System is intended to create a temporary space within soft tissue during radiation therapy. | 10mL | 268092 | August 2016 |  | New Listing
03 - General Miscellaneous | 03.01 - BRACHYTHERAPY | 03.01.03 - Tissue Expander/Separator | 03.01.03.02 - Gel 10mL or Balloon |  | PK001 | 1950 |  | PX 210 PTY LTD | BioProtect Balloon Implant System | The BioProtect Balloon Implant is indicated for prostate cancer patients undergoing radiation therapy. The biodegradable balloon separates the prostate and rectum, allowing physicians to radiate prostate tumors while sparing healthy rectal tissue. With the balloon implant, safe dose escalation and hypofractionation are finally made possible, dramatically decreasing the chances of rectal toxicity and improving biochemical tumor control. | 1 size, up to 20c.c. | 267633 | August 2017 |  | New Listing
03 - General Miscellaneous | 03.02 - DRUG DELIVERY DEVICES | 03.02.01 - Infusion Ports | 03.02.01.01 - Single Lumen |  | AS052 | 485 |  | Medtronic Australasia Pty Ltd | Chemosite Implantable Venous Access System | Port - Single Lumen (ChemoSite*) | 7-9 french; 10.5 french. | 53869 | February 2012 |  | Changed Product Group, Product Sub Group, Benefit.
03 - General Miscellaneous | 03.02 - DRUG DELIVERY DEVICES | 03.02.01 - Infusion Ports | 03.02.01.01 - Single Lumen |  | BB082 | 485 |  | B Braun Australia Pty Ltd | Celsite Epoxy Single Access Port | Epoxy/titanium | Standard/small/baby | 133738 | February 2012 |  | Changed Product Group, Product Sub Group, Benefit.
03 - General Miscellaneous | 03.02 - DRUG DELIVERY DEVICES | 03.02.01 - Infusion Ports | 03.02.01.01 - Single Lumen |  | BB084 | 485 |  | B Braun Australia Pty Ltd | Celsite Single Access Port | MBS/PSU | Standard/small | 133738 | February 2012 |  | Changed Product Group, Product Sub Group, Benefit.
03 - General Miscellaneous | 03.02 - DRUG DELIVERY DEVICES | 03.02.01 - Infusion Ports | 03.02.01.01 - Single Lumen |  | BB086 | 485 |  | B Braun Australia Pty Ltd | Celsite Epoxy Peritoneal Port | Epoxy/titanium | 32x27x13mm | 133738 | February 2012 |  | Changed Product Group, Product Sub Group, Benefit.
03 - General Miscellaneous | 03.02 - DRUG DELIVERY DEVICES | 03.02.01 - Infusion Ports | 03.02.01.01 - Single Lumen |  | SI001 | 485 |  | Smiths Medical Australasia Pty Ltd | Injection/Infusion Ports, Sterile - PORT-A-CATH II Trans Arterial Percuataneous System | Port - single lumen | One size only | 154985 | February 2012 |  | Changed Product Group, Product Sub Group, Benefit.
03 - General Miscellaneous | 03.02 - DRUG DELIVERY DEVICES | 03.02.01 - Infusion Ports | 03.02.01.01 - Single Lumen |  | SI003 | 485 |  | Smiths Medical Australasia Pty Ltd | Injection/Infusion Ports, Sterile - PORT-A-CATH P.A.S Port T2 System | Port - single lumen | 1.9 mm O.D. PolyFlow Polyurethane Catheter | 175619 | February 2012 |  | Changed Product Group, Product Sub Group, Benefit.
03 - General Miscellaneous | 03.02 - DRUG DELIVERY DEVICES | 03.02.01 - Infusion Ports | 03.02.01.01 - Single Lumen |  | SI005 | 485 |  | Smiths Medical Australasia Pty Ltd | Injection/Infusion Ports, Sterile - PORT-A-CATH Peritoneal System | Port - single lumen | One size only | 154984 | February 2012 |  | Changed Product Group, Product Sub Group, Benefit.
03 - General Miscellaneous | 03.02 - DRUG DELIVERY DEVICES | 03.02.01 - Infusion Ports | 03.02.01.01 - Single Lumen |  | SI007 | 485 |  | Smiths Medical Australasia Pty Ltd | Injection/Infusion Ports, Sterile - PORT-A-CATH Arterial Titanium System | Port - single lumen | 2.3 mm silicone catheter | 154985 | February 2012 |  | Changed Product Group, Product Sub Group, Benefit.
03 - General Miscellaneous | 03.02 - DRUG DELIVERY DEVICES | 03.02.01 - Infusion Ports | 03.02.01.01 - Single Lumen |  | SI008 | 485 |  | Smiths Medical Australasia Pty Ltd | Porth-A-Cath Power P.A.C Titanium Implantable Venous Access Device | Single Lumen Portal & Single Lumen Low Profile Portal | 6 & 8 Fr, 2.6mm & 1.9mm (OD), 1.6mm & 1.0mm (ID), 76cm (Length) | 161540 | August 2014 |  | Changed Product Name, Description, Size, Benefit.
03 - General Miscellaneous | 03.02 - DRUG DELIVERY DEVICES | 03.02.01 - Infusion Ports | 03.02.01.01 - Single Lumen |  | SI010 | 485 |  | Smiths Medical Australasia Pty Ltd | Injection/Infusion Ports, Sterile - PORT-A-CATH Implantable Access System - Venous Portal, with introducer set | Port - single lumen | 1.9mm polyurethane catheter | 154982 | February 2012 |  | Changed Product Group, Product Sub Group, Benefit.
03 - General Miscellaneous | 03.02 - DRUG DELIVERY DEVICES | 03.02.01 - Infusion Ports | 03.02.01.01 - Single Lumen |  | SI012 | 485 |  | Smiths Medical Australasia Pty Ltd | Injection/Infusion Ports, Sterile - PORT-A-CATH Low Profile Implantable Venous System, with introducer set | Port - single lumen | 1.9 mm polyurethane catheter | 154982 | February 2012 |  | Changed Product Group, Product Sub Group, Benefit.
03 - General Miscellaneous | 03.02 - DRUG DELIVERY DEVICES | 03.02.01 - Infusion Ports | 03.02.01.01 - Single Lumen |  | SI014 | 485 |  | Smiths Medical Australasia Pty Ltd | Injection/Infusion Ports, Sterile - PORT-A-CATH II Titanium Venous System, with introducer set | Port - single lumen | 2.8 mm silicone catheter | 154982 | February 2012 |  | Changed Product Group, Product Sub Group, Benefit.
03 - General Miscellaneous | 03.02 - DRUG DELIVERY DEVICES | 03.02.01 - Infusion Ports | 03.02.01.01 - Single Lumen |  | SI016 | 485 |  | Smiths Medical Australasia Pty Ltd | Injection/Infusion Ports, Sterile - PORT-A-CATH II Titanium Venous System with introducer set | Port - single lumen | 1.9 mm polyurethane catheter | 154988 | February 2012 |  | Changed Product Group, Product Sub Group, Benefit.
03 - General Miscellaneous | 03.02 - DRUG DELIVERY DEVICES | 03.02.01 - Infusion Ports | 03.02.01.01 - Single Lumen |  | SI017 | 485 |  | Smiths Medical Australasia Pty Ltd | Port-A-Cath II Power P.A.C Polysulfone/Titanium Implantable Venous Access Device | Single Lumen Portal, Single Lumen Low Profile Portal, Single Lumen Portal Preassembled, Single Lumen Preassembled, Single Lumen Low Profile Portal Preassembled | 6 & 8 Fr, 1.9mm & 2.6mm (OD), 1.0 & 1.6mm (ID), 76cm (Length) | 161451 | August 2014 |  | Changed Product Name, Description, Size, Benefit.
03 - General Miscellaneous | 03.02 - DRUG DELIVERY DEVICES | 03.02.01 - Infusion Ports | 03.02.01.01 - Single Lumen |  | SI019 | 485 |  | Smiths Medical Australasia Pty Ltd | Injection/Infusion Ports, Sterile - PORT-A-CATH II Low Profile Titanium Venous System with introducer set | Port - single lumen | 1.9 mm polyurethane catheter | 151451 | February 2012 |  | Changed Product Group, Product Sub Group, Benefit.
03 - General Miscellaneous | 03.02 - DRUG DELIVERY DEVICES | 03.02.01 - Infusion Ports | 03.02.01.01 - Single Lumen |  | SI020 | 485 |  | Smiths Medical Australasia Pty Ltd | Injection/Infusion Ports, Sterile - PORT-A-CATH II Epidural Low Profile System | Port - single lumen | 1.2 mm O.D. polyurethane catheter | 169403 | February 2012 |  | Changed Product Group, Product Sub Group, Benefit.
03 - General Miscellaneous | 03.02 - DRUG DELIVERY DEVICES | 03.02.01 - Infusion Ports | 03.02.01.01 - Single Lumen |  | SI021 | 485 |  | Smiths Medical Australasia Pty Ltd | Injection/Infusion Ports, Sterile - PORT-A-CATH II Intraspinal Low Profile System | Port - single lumen | 0.9 mm O.D. polyurethane catheter | 154989 | February 2012 |  | Changed Product Group, Product Sub Group, Benefit.
03 - General Miscellaneous | 03.02 - DRUG DELIVERY DEVICES | 03.02.01 - Infusion Ports | 03.02.01.02 - Multiple Lumen |  | BB083 | 615 |  | B Braun Australia Pty Ltd | Celsite Epoxy Dual Access Port | Epoxy/titanium | Standard/small/baby | 133738 | February 2012 |  | Changed Product Group, Product Sub Group, Benefit.
03 - General Miscellaneous | 03.02 - DRUG DELIVERY DEVICES | 03.02.01 - Infusion Ports | 03.02.01.02 - Multiple Lumen |  | SI023 | 615 |  | Smiths Medical Australasia Pty Ltd | Injection/Infusion Ports, Sterile - PORT-A-CATH II Dual Lumen Titanium Venous system and introducer set | Port - dual lumen | 3.4 mm silicone catheter | 154987 | February 2012 |  | Changed Product Group, Product Sub Group, Benefit.
03 - General Miscellaneous | 03.02 - DRUG DELIVERY DEVICES | 03.02.02 - Infusion Pumps, Balloon Based | 03.02.02.01 - Fixed Flow Rate |  | BB349 | 85 |  | B Braun Australia Pty Ltd | Easypump | Disposable Elastomeric infusion pump system | LT: Filling Volume: 60ml - 400ml, Flow Rate: 0.5ml/h - 10ml/h ST: Filling Volume: 50ml - 500ml, Flow Rate: 50ml/h - 500ml/h | 221448 | August 2015 |  | New Listing
03 - General Miscellaneous | 03.02 - DRUG DELIVERY DEVICES | 03.02.02 - Infusion Pumps, Balloon Based | 03.02.02.01 - Fixed Flow Rate |  | BX247 | 85 |  | Baxter Healthcare Pty Ltd | Intermate | Sterile infusor devices, elastomeric driven | SV 200 - 200ml/hr, nominal 100ml vol. max 105 mL. SV 100 - 100ml/hr, nominal 100ml vol. max 105 mL. LV 250, 250ml/hr, 275ml vol. SV 50 - 50ml/hr, nominal 100ml vol. max 105mL. LV 100 - 100ml/hr, 275ml vol. LV 50, 50ml/hr, 275ml vol | 168893 | August 2014 |  | Changed Description, Size, Product Group, Product Sub Group.
03 - General Miscellaneous | 03.02 - DRUG DELIVERY DEVICES | 03.02.02 - Infusion Pumps, Balloon Based | 03.02.02.01 - Fixed Flow Rate |  | BX281 | 85 |  | Baxter Healthcare Pty Ltd | Baxter Folfusor | Sterile infusor devices, elastomeric driven. Folfusor SV 0.5mL/hr 120mL (Baxter Code 2C4700K), Folfusor SV 2.5mL/hr 120mL (Baxter Code 2C4711K), Folfusor SV 5mL/hr 120mL (Baxter Code 2C4705K). The Baxter Folfusor is a disposable infusion pump used in an ambulatory setting for the continuous infusion of intravenous medications. The codes listed above represent three separate flow rates specific to Chemotherapy protocols. | 120mL Maximum Volume | 168895 | August 2014 |  | Changed Description, Product Group, Product Sub Group.
03 - General Miscellaneous | 03.02 - DRUG DELIVERY DEVICES | 03.02.02 - Infusion Pumps, Balloon Based | 03.02.02.01 - Fixed Flow Rate |  | BX287 | 85 |  | Baxter Healthcare Pty Ltd | Intermate XLV 250 | Sterile infusor devices, elastomeric driven. The Intermate XLV 250 is an ambulatory device utilising elastomeric technology to deliver continuous infusion of parenteral therapy to patients in an ambulatory setting. The device is specifically suitable for patients requiring intravenous immunoglobulin therapy. The nominal flow rate of the Intermate XLV 250 is 250mL/hr, however when used for the administration of IVIG the flow rate is reduced to approximately 120mL/hr. | Volume 500mL. Approximate infusion time for IVIG solutions is 4.2 hrs. | 168893 | August 2014 |  | Changed Description, Product Group, Product Sub Group.
03 - General Miscellaneous | 03.02 - DRUG DELIVERY DEVICES | 03.02.02 - Infusion Pumps, Balloon Based | 03.02.02.01 - Fixed Flow Rate |  | BX327 | 85 |  | Baxter Healthcare Pty Ltd | Infusor | Sterile Infusor Devices, Elastomeric Driven | LV 10, 10ml/hr, 240ml vol LV 5, 5ml/hr, 240ml vol | 168893 | August 2014 |  | Expanded from BX246
03 - General Miscellaneous | 03.02 - DRUG DELIVERY DEVICES | 03.02.02 - Infusion Pumps, Balloon Based | 03.02.02.01 - Fixed Flow Rate |  | BX328 | 85 |  | Baxter Healthcare Pty Ltd | Infusor | Sterile Infusor Devices, Elastomeric Driven | LV 2, 2ml/hr, 275 ml vol; LV 1.5, 1.5ml/hr, 275 ml vol. | 168893 | August 2014 |  | Expanded from BX248
03 - General Miscellaneous | 03.02 - DRUG DELIVERY DEVICES | 03.02.02 - Infusion Pumps, Balloon Based | 03.02.02.01 - Fixed Flow Rate |  | CJ010 | 85 |  | ClaveGuard Pty Ltd | AutoFuser S Continuous | Continuous flow rate ambulatory silicone balloon infusion pump | Volume 60ml, 100ml, 150ml, 275ml, 400ml, 550ml | 204895 | August 2014 |  | New Listing
03 - General Miscellaneous | 03.02 - DRUG DELIVERY DEVICES | 03.02.02 - Infusion Pumps, Balloon Based | 03.02.02.01 - Fixed Flow Rate |  | RN005 | 85 |  | Nipro Australia | Easyfuser | Elastomeric balloon driven, ambulatory infusion pump with fixed infusion rate. Short, fast infusion from 30 minutes to 2 hours, commonly used for a short antibiotic infusion and IV Vitamin Infusion therapy | 50ml, 100ml, 250ml | 92233 | August 2013 |  | New Listing
03 - General Miscellaneous | 03.02 - DRUG DELIVERY DEVICES | 03.02.02 - Infusion Pumps, Balloon Based | 03.02.02.01 - Fixed Flow Rate |  | RN006 | 85 |  | Nipro Australia | Surefuser+ Fixed Flow | Elastomeric balloon driven, ambulatory infusion pump with a variety fixed infusion rates. | 50ml, 100ml, 250ml | 92233 | August 2013 |  | New Listing
03 - General Miscellaneous | 03.02 - DRUG DELIVERY DEVICES | 03.02.02 - Infusion Pumps, Balloon Based | 03.02.02.01 - Fixed Flow Rate | Bolus | TY001 | 84 |  | Slade Health Pty Ltd | mobiFUSER | Disposable sterile non electronic elastomeric infusion device. Variable flow rates available. For continuous fluid/medication delivery | Maximum Capacity 275ml | 188661 | August 2017 |  | Transferred from LF001
03 - General Miscellaneous | 03.02 - DRUG DELIVERY DEVICES | 03.02.02 - Infusion Pumps, Balloon Based | 03.02.02.01 - Fixed Flow Rate | Set | AH006 | 260 |  | Admedus (Australia) Pty Ltd | DOSI-FUSER | Non electronic, elastomeric balloon driven, ambulatory infusion pump, which can be supplied in a variety of volumes and flow rates to meet different clinical applications. Its primary purpose is for continuous delivery of fluids/medications. | 65ml - 140mm x 45mm x 40mm; 100ml - 140mm x 52mm x 50mm; 150 - 140mm x 55mm x 55mm; 250ml - 140mm x 60mm x 60mm; 400ml, 500ml, 600ml | 160219 | February 2016 |  | Changed Product Name, Size.
03 - General Miscellaneous | 03.02 - DRUG DELIVERY DEVICES | 03.02.02 - Infusion Pumps, Balloon Based | 03.02.02.01 - Fixed Flow Rate | Set | AH014 | 260 |  | Admedus (Australia) Pty Ltd | DOSI-PAIN Kit | The DOSI-PAIN® Kit is a complete pain kit for the administraton of analgesics required for post operative pain relief. The The DOSI-PAIN® Kit contains the DosiFuser elastomeric pump (already registered on the prosthesis listing), a wound catheter and a BD Plastipack syringe. The The DOSI-PAIN® Kit is designed to provide drug infusion at a constant flow without impeding patient mobility. It is indicated for Chemotherapy, antiviral treatments, administration of antibiotics, pain treatments, Aids treatments and immunosuppressants; continuous ambulatory infusion of anaesthetics, anti-emetic drugs, heparin, etc.; continuous ambulatory arterial or intravenous infusion of antibiotics, cytostatic drugs, etc.The DOSI-PAIN® Kit offers a wide range of flow rates. | 65ml - 140mm x 45mm x 40mm; 100ml - 140mm x 52mm x 50mm; 150ml - 140mm x 55mm x 55mm; 250ml - 140mm x 60mm x 60mm | 228959 | August 2015 |  | New Listing
03 - General Miscellaneous | 03.02 - DRUG DELIVERY DEVICES | 03.02.02 - Infusion Pumps, Balloon Based | 03.02.02.01 - Fixed Flow Rate | Set | CJ001 | 260 |  | ClaveGuard Pty Ltd | AutoFuser Continuous | Continuous flow rate ambulatory and disposable silicone balloon infusion pump | Volume 60ml, 100ml, 150ml, 275ml, 400ml, 550ml | 204895 | August 2013 |  | New Listing
03 - General Miscellaneous | 03.02 - DRUG DELIVERY DEVICES | 03.02.02 - Infusion Pumps, Balloon Based | 03.02.02.01 - Fixed Flow Rate | Set | CU003 | 260 |  | Cosuda Pty Ltd | Neofuser Pump | Continuous flow rate ambulatory and disposable silicone balloon infusion pump | Volume 100ml, 275ml, 450ml |  | February 2017 |  | New Listing
03 - General Miscellaneous | 03.02 - DRUG DELIVERY DEVICES | 03.02.02 - Infusion Pumps, Balloon Based | 03.02.02.01 - Fixed Flow Rate | Set | OC016 | 260 |  | Orthocare Pty Limited | Advanced Infusion | ALPHA 200ml Capacity Infusion Pump | 140 x 80 x 30 mm | 158669 | February 2013 |  | New Listing
03 - General Miscellaneous | 03.02 - DRUG DELIVERY DEVICES | 03.02.02 - Infusion Pumps, Balloon Based | 03.02.02.01 - Fixed Flow Rate | Set | OC017 | 260 |  | Orthocare Pty Limited | Advanced Infusion | ALPHA 450ml Capacity Infusion Pump | 180 x 100 x 45 mm | 158669 | February 2013 |  | New Listing
03 - General Miscellaneous | 03.02 - DRUG DELIVERY DEVICES | 03.02.02 - Infusion Pumps, Balloon Based | 03.02.02.01 - Fixed Flow Rate | Set | SQ030 | 260 |  | Surgical Specialties | PainBuster | Kit includes catheter, introducer needle, flow restrictor, filter, bolus | 270ml volume x 2 lines x 2 ml per hour; 270ml x 2ml, 5ml bolus | 142526 | August 2014 |  | Changed Size, Product Group, Product Sub Group.
03 - General Miscellaneous | 03.02 - DRUG DELIVERY DEVICES | 03.02.02 - Infusion Pumps, Balloon Based | 03.02.02.01 - Fixed Flow Rate | Set | SQ031 | 260 |  | Surgical Specialties | PainBuster | Kit includes catheter, introducer needle, flow restrictor, filter | 100ml volume x 2 ml per hour | 142526 | August 2014 |  | Changed Product Group, Product Sub Group.
03 - General Miscellaneous | 03.02 - DRUG DELIVERY DEVICES | 03.02.02 - Infusion Pumps, Balloon Based | 03.02.02.01 - Fixed Flow Rate | Set | SQ034 | 260 |  | Surgical Specialties | Painbuster | Kit includes catheter, introducer needle, flow restrictor, filter | 270ml x 4ml/hr, dual; 400ml x 4ml per hour, dual | 142526 | August 2014 |  | Changed Product Group, Product Sub Group.
03 - General Miscellaneous | 03.02 - DRUG DELIVERY DEVICES | 03.02.02 - Infusion Pumps, Balloon Based | 03.02.02.01 - Fixed Flow Rate | Set | SQ036 | 260 |  | Surgical Specialties | Painbuster C bloc | Continuous Nerve Block kit - provides continual flow of local anaesthetic near a nerve | 100-400ml | 142526 | August 2012 |  | Changed Product Group, Product Sub Group, Suffix, Benefit.
03 - General Miscellaneous | 03.02 - DRUG DELIVERY DEVICES | 03.02.02 - Infusion Pumps, Balloon Based | 03.02.02.01 - Fixed Flow Rate | Set | SQ130 | 260 |  | Surgical Specialties | PainBuster | Kit includes catheter, introducer, needle, flow restrictor, filter | 270ml volume x 2ml, 5ml per hour | 142526 | August 2017 |  | Compressed from SQ032, SQ033
03 - General Miscellaneous | 03.02 - DRUG DELIVERY DEVICES | 03.02.02 - Infusion Pumps, Balloon Based | 03.02.02.02 - Variable Flow Rate |  | RN004 | 165 |  | Nipro Australia | Surefuser+ | Elastomeric balloon driven, ambulatory infusion pump with variable infusion rate | 100ml, 250ml | 92233 | August 2013 |  | New Listing
03 - General Miscellaneous | 03.02 - DRUG DELIVERY DEVICES | 03.02.02 - Infusion Pumps, Balloon Based | 03.02.02.02 - Variable Flow Rate | Bolus | BX249 | 450 |  | Baxter Healthcare Pty Ltd | Multirate with PCM | Sterile infusor devices, elastomeric driven | Multirate 5, 7 or 12 ml/hr with PCM | 168893 | August 2015 |  | Changed Suffix, Benefit.
03 - General Miscellaneous | 03.02 - DRUG DELIVERY DEVICES | 03.02.02 - Infusion Pumps, Balloon Based | 03.02.02.02 - Variable Flow Rate | Bolus | BX330 | 450 |  | Baxter Healthcare Pty Ltd | Basal Bolus Infusor | Sterile Infusor Devices, Balloon based | Basal/Bolus 60, Basal 0.5ml/hr, Bolus 0.5 x 65ml Basal/Bolus 15, Basal 0.5ml/hr, Bolus 2ml/hr x 65ml Basal/Bolus infusor, Basal 2ml/hr, Bolus 2ml/hr x 65ml | 168893 | August 2015 |  | Changed Product Name, Description, Product Group, Product Sub Group, Benefit.
03 - General Miscellaneous | 03.02 - DRUG DELIVERY DEVICES | 03.02.02 - Infusion Pumps, Balloon Based | 03.02.02.02 - Variable Flow Rate | Bolus | CJ003 | 450 |  | ClaveGuard Pty Ltd | AutoSelector + PCM Button, AutoFuser + PCM Button | Ambulatory and disposable silicone balloon infusion pump with bolus function | Volume 60ml, 100ml, 150ml, 275ml, 400ml, 550ml, | 204895 | August 2013 |  | New Listing
03 - General Miscellaneous | 03.02 - DRUG DELIVERY DEVICES | 03.02.02 - Infusion Pumps, Balloon Based | 03.02.02.02 - Variable Flow Rate | Bolus | CU005 | 450 |  | Cosuda Pty Ltd | Neofuser Bolus Pump | Ambulatory and disposable silicone balloon infusion pump with bolus function | Volume 100ml, 275ml, 450ml |  | February 2017 |  | New Listing
03 - General Miscellaneous | 03.02 - DRUG DELIVERY DEVICES | 03.02.02 - Infusion Pumps, Balloon Based | 03.02.02.02 - Variable Flow Rate | Bolus | SQ037 | 450 |  | Surgical Specialties | Painbuster C Bloc | Continuous Nerve Block Kit -provides continual flow of local anaesthetic near a nerve, with options of variable flow rate, bolus or dual flow. | 270-600ml | 142526 | February 2013 |  | Changed Size.
03 - General Miscellaneous | 03.02 - DRUG DELIVERY DEVICES | 03.02.02 - Infusion Pumps, Balloon Based | 03.02.02.02 - Variable Flow Rate | Set | AH009 | 280 |  | Admedus (Australia) Pty Ltd | DOSI-FUSER PCA Infusion System | Designed to provide drug infusion at a constant rate. Facilitates the ability for a clinician to allow the patient to initiate a controlled bolus with a set lock out period. Bolus reservoir sizes of 0.5ml and 2ml are available with lock-out times of 15, 30, 60 and 80 minutes. | 65ml, 100ml, and 250ml | 160219 | February 2015 |  | New Listing
03 - General Miscellaneous | 03.02 - DRUG DELIVERY DEVICES | 03.02.02 - Infusion Pumps, Balloon Based | 03.02.02.02 - Variable Flow Rate | Set | AH012 | 375 |  | Admedus (Australia) Pty Ltd | DOSI-FUSER Multiflow System | Elastomeric pump providing drug infusion at a constant flow. Facilitates the ability for a clinician to adjust the infusion rate of the contents of the infuser. Offers a wide range of flow rates from 1ml/h to 7ml/h in steps of 1ml/h, and from 2ml/h to 14ml/h in steps of 2ml/h. | 65ml, 100ml, 150ml, and 250ml. | 160219 | February 2015 |  | New Listing
03 - General Miscellaneous | 03.02 - DRUG DELIVERY DEVICES | 03.02.02 - Infusion Pumps, Balloon Based | 03.02.02.02 - Variable Flow Rate | Set | BX331 | 375 |  | Baxter Healthcare Pty Ltd | Multi Infusors | Sterile Infusor Devices, Elastomeric Driven | Multirate 5, 7 or 12ml/hr x 300ml Multirate 2, 4 or 6 ml/hr x 300ml Multirate 2, 3, 5ml Multirate 1, 2, 3ml | 168893 | August 2015 |  | Changed Suffix, Benefit.
03 - General Miscellaneous | 03.02 - DRUG DELIVERY DEVICES | 03.02.02 - Infusion Pumps, Balloon Based | 03.02.02.02 - Variable Flow Rate | Set | CJ002 | 375 |  | ClaveGuard Pty Ltd | AutoSelector | Variable flow rate ambulatory and disposable silicone balloon infusion pump | Volume 60ml, 100ml, 150ml, 275ml, 400ml, 550ml | 204895 | August 2013 |  | New Listing
03 - General Miscellaneous | 03.02 - DRUG DELIVERY DEVICES | 03.02.02 - Infusion Pumps, Balloon Based | 03.02.02.02 - Variable Flow Rate | Set | CU004 | 375 |  | Cosuda Pty Ltd | Neofuser Vario Pump | Variable flow rate ambulatory and disposable silicone balloon infusion pump | Volume 60ml, 100ml, 180ml, 275ml, 450ml |  | February 2017 |  | New Listing
03 - General Miscellaneous | 03.02 - DRUG DELIVERY DEVICES | 03.02.02 - Infusion Pumps, Balloon Based | 03.02.02.02 - Variable Flow Rate | Set | SQ035 | 375 |  | Surgical Specialties | Painbuster | Kit includes catheter, introducer needle, flow restrictor, filter, 1 - 14ml/hour, dual | 270ml - 400ml | 142526 | August 2017 |  | Changed Description.
03 - General Miscellaneous | 03.02 - DRUG DELIVERY DEVICES | 03.02.03 - Infusion Pumps, Battery Powered | 03.02.03.04 - Other Pharmacology |  | AH004 | 4950 |  | Admedus (Australia) Pty Ltd | ambIT Infusion Pump | The ambIT Reusable Infusion Pump is an external programmable electronic ambulatory infusion pump used for the delivery of fluid and medications via intravenous, epidural, subcutaneous or regional routes. It can be programmed with different delivery profiles which include basal rate/continuous only, basal rate with PCA (Patient Controlled Analgesia), PCA Bolus Only or Intermittent Bolus Dose (PIB). It is operated in conjunction with a ambIT disposable administration cassette | AmbIT Single use Pump - 55mm x 36mm x 175mm AmbIT Single use administration cassette - 20mm x 10mm x 15mm | 228804 | February 2016 |  | Changed Description, Size.
03 - General Miscellaneous | 03.02 - DRUG DELIVERY DEVICES | 03.02.03 - Infusion Pumps, Battery Powered | 03.02.03.04 - Other Pharmacology |  | CJ011 | 4950 |  | ClaveGuard Pty Ltd | AutoMed Infusion Pump - 3300, 3400 | Ambulatory infusion pump | One size only | 221850 | August 2014 |  | New Listing
03 - General Miscellaneous | 03.02 - DRUG DELIVERY DEVICES | 03.02.03 - Infusion Pumps, Battery Powered | 03.02.03.04 - Other Pharmacology |  | HO006 | 4950 |  | Hospira Pty Ltd | Sapphire Infusion System | The Sapphire Infusion System is a new device for ambulatory infusion and acute pain management. It is an infusion pump designed for the volumetric delivery of medications to patients at a programmable rate. Sapphire is the first pump to offer an intuitive, full colour touch screen interface in an ambulatory package, along with best-in-class +/-2.5% product delivery accuracy | Size (in), Weight (oz) 5.6 x 3.8 x 1.9 in. 14.7 oz (including battery) | 201499 | August 2013 |  | New Listing
03 - General Miscellaneous | 03.02 - DRUG DELIVERY DEVICES | 03.02.03 - Infusion Pumps, Battery Powered | 03.02.03.04 - Other Pharmacology |  | RE001 | 4950 |  | REM Systems | Bodyguard Pump | Ambulatory Infusion Pump, Battery Powered | One size only | 119623 | August 2014 |  | New Listing
03 - General Miscellaneous | 03.02 - DRUG DELIVERY DEVICES | 03.02.03 - Infusion Pumps, Battery Powered | 03.02.03.04 - Other Pharmacology |  | RE002 | 4950 |  | REM Systems | REM Systems Ambulatory Infusion Pump | Ambulatory infusion pump, syringe. Models: NIKI T34 Standard; T34L PCA; T34L | One size only | 131232 | February 2015 |  | New Listing
03 - General Miscellaneous | 03.02 - DRUG DELIVERY DEVICES | 03.02.03 - Infusion Pumps, Battery Powered | 03.02.03.04 - Other Pharmacology |  | RX001 | 4950 |  | Rollex Group Australia (2009) Pty Ltd | Medical Specialties "Walkmed Infusion Pump System" Powered Drug Infusion System and Ancillary Equipment (McKinley, USA) | Ambulatory Infusion Pump System, Administration Sets and Accessories | Walkmed Infusion Pump System | 212507 | February 2014 |  | Duplicated from MS021
03 - General Miscellaneous | 03.02 - DRUG DELIVERY DEVICES | 03.02.03 - Infusion Pumps, Battery Powered | 03.02.03.04 - Other Pharmacology |  | SI034 | 4950 |  | Smiths Medical Australasia Pty Ltd | CADD-Solis VIP Ambulatory Infusion Pump | Ambulatory Infusion Pump | One size only | 109467 | August 2017 |  | Changed Product Name.
03 - General Miscellaneous | 03.02 - DRUG DELIVERY DEVICES | 03.02.03 - Infusion Pumps, Battery Powered | 03.02.03.04 - Other Pharmacology |  | SI037 | 4950 |  | Smiths Medical Australasia Pty Ltd | CADD Legacy 1 Model 6400 Ambulatory Infusion Pump | Pump | One size only | 72259 | February 2012 |  | Changed Product Group, Product Sub Group, Benefit.
03 - General Miscellaneous | 03.02 - DRUG DELIVERY DEVICES | 03.02.03 - Infusion Pumps, Battery Powered | 03.02.03.04 - Other Pharmacology |  | SI038 | 4950 |  | Smiths Medical Australasia Pty Ltd | CADD Legacy Plus Model 6500 Ambulatory Infusion Pump | Pump | One size only | 72258 | February 2012 |  | Changed Product Group, Product Sub Group, Benefit.
03 - General Miscellaneous | 03.02 - DRUG DELIVERY DEVICES | 03.02.03 - Infusion Pumps, Battery Powered | 03.02.03.04 - Other Pharmacology |  | SI039 | 4950 |  | Smiths Medical Australasia Pty Ltd | CADD Legacy PCA Model 6300 Ambulatory Infusion Pump | Pump | One size only | 72255 | February 2012 |  | Changed Product Group, Product Sub Group, Benefit.
03 - General Miscellaneous | 03.02 - DRUG DELIVERY DEVICES | 03.02.03 - Infusion Pumps, Battery Powered | 03.02.03.04 - Other Pharmacology |  | SI045 | 4950 |  | Smiths Medical Australasia Pty Ltd | CADD®- Solis Pain Management System | Ambulatory Infusion Pump, Battery Powered | 680g excluding accessories | 150524 | August 2017 |  | Changed Description, Size.
03 - General Miscellaneous | 03.02 - DRUG DELIVERY DEVICES | 03.02.03 - Infusion Pumps, Battery Powered | 03.02.03.05 - Programmable/Reprogrammable Flow Rate and Bolus |  | AH008 | 450 |  | Admedus (Australia) Pty Ltd | ambIT Single Use Regional Kit | The ambIT Single Use Regional Kit contains: a single use ambIT pump, single use administration cassette with male luer lock fitting, 420ml Medibag, the choice of 75mm, 127mm or 154mm fenestrated nerve/wound catheter, a peel away introducer sheath, button guard and patient carry bag. | ambIT Single Use Pump - 55mm x 36mm x 175mm Ambit Single use administration cassette - 20mm x 10mm x 15mm | 228804, 228805 | February 2016 |  | Changed Product Name, Description, Size.
03 - General Miscellaneous | 03.02 - DRUG DELIVERY DEVICES | 03.02.03 - Infusion Pumps, Battery Powered | 03.02.03.05 - Programmable/Reprogrammable Flow Rate and Bolus |  | AH013 | 450 |  | Admedus (Australia) Pty Ltd | ambIT Single Use | Kit contains: a single use ambIT infusion pump, single use administration cassette with spike fitting, Button Guard, 2 x AA batteries, and patient carry bag | AmbIT Single use Pump - 55mm X 36mm X 175mm AmbIT Single use administration cassette - 20mm X 10mm X 15mm | 228804, 228805 | February 2016 |  | Changed Product Name, Description, Size.
03 - General Miscellaneous | 03.02 - DRUG DELIVERY DEVICES | 03.02.03 - Infusion Pumps, Battery Powered | 03.02.03.05 - Programmable/Reprogrammable Flow Rate and Bolus |  | CJ006 | 450 |  | ClaveGuard Pty Ltd | AutoMed Infusion Pump - 3200 | Ambulatory Infusion Pump | 100ml, 150ml, 250ml | 221850 | August 2014 |  | New Listing
03 - General Miscellaneous | 03.02 - DRUG DELIVERY DEVICES | 03.02.03 - Infusion Pumps, Battery Powered | 03.02.03.05 - Programmable/Reprogrammable Flow Rate and Bolus |  | SK461 | 450 |  | Stryker Australia Pty Ltd | PainPump 2 | Programmable or Preset pump with bolus option and digital display providing controlled infusion of a Local Anaesthetic directly into a surgical site for post-operative pain management | 250ml & 400ml kits | 153893 | February 2012 |  | Changed Product Group, Product Sub Group, Benefit.
03 - General Miscellaneous | 03.02 - DRUG DELIVERY DEVICES | 03.02.03 - Infusion Pumps, Battery Powered | 03.02.03.05 - Programmable/Reprogrammable Flow Rate and Bolus |  | SR068 | 450 |  | Stryker Australia Pty Ltd | PainPump 2 Continuous Peripheral Nerve Block Kit & PainPump 2 BlockAid Kit | Re-programmable & refillable pumps with bolus option nd digital display providing controlled infusion of a local anaesthetic directly innervating the surgical site for post-operative pain management. | 400ml kits | 153893, 77803 | February 2012 |  | Changed Product Group, Product Sub Group, Suffix, Benefit.
03 - General Miscellaneous | 03.02 - DRUG DELIVERY DEVICES | 03.02.03 - Infusion Pumps, Battery Powered | 03.02.03.05 - Programmable/Reprogrammable Flow Rate and Bolus |  | SR069 | 450 |  | Stryker Australia Pty Ltd | Painpump 2 | Programmable pump with bolus option and digital display providing controlled infusion of a local anaesthetic directly into dual surgical sites for post-operative pain management | 250ml & 400ml Dual Site kits | 153893, 77803 | February 2012 |  | Changed Product Group, Product Sub Group, Benefit.
03 - General Miscellaneous | 03.02 - DRUG DELIVERY DEVICES | 03.02.04 - Infusion Pumps, Spring Powered | 03.02.04.01 - Fixed Flow Rate |  | BX326 | 85 |  | Baxter Healthcare Pty Ltd | Infusor | Sterile Infusor Devices, Spring Powered | SV Half, 5ml/hr, nominal 60ml vol, max 65ml. SV Single day, 2ml/hr, nominal 48ml vol, max 65ml | 168893 | August 2014 |  | Expanded from BX246
03 - General Miscellaneous | 03.02 - DRUG DELIVERY DEVICES | 03.02.04 - Infusion Pumps, Spring Powered | 03.02.04.01 - Fixed Flow Rate |  | BX329 | 85 |  | Baxter Healthcare Pty Ltd | Infusor | Sterile Infusor Devices, Spring Powered | SV Multi day, 0.5ml/hr, nominal 60ml vol, max vol 65ml SV Seven day, 0.5ml/hr, nominal 84ml vol max 95ml Vol | 168893 | August 2014 |  | Expanded from BX248
03 - General Miscellaneous | 03.02 - DRUG DELIVERY DEVICES | 03.02.04 - Infusion Pumps, Spring Powered | 03.02.04.01 - Fixed Flow Rate | Set | CU001 | 260 |  | Cosuda Pty Ltd | BeeLINE MotIV Infusion Pump (275ml) | External infusion pump, spring powered, fixed flow rate, 275ml set: set includes reservoir, introducer needle, tubing set, priming/flushing syringes, saturation catheter, dressing, syringes. 30min - 7 day infusion | 275ml infuser reservoir = 19cm (7.5") x 7cm (2.8") | 167182 | February 2012 |  | Changed Product Group, Product Sub Group, Suffix, Benefit.
03 - General Miscellaneous | 03.02 - DRUG DELIVERY DEVICES | 03.02.04 - Infusion Pumps, Spring Powered | 03.02.04.01 - Fixed Flow Rate | Set | CU002 | 260 |  | Cosuda Pty Ltd | BeeLINE MotIV Infusion Pump (100ml) | External infusion pump, spring powered, fixed flow rate, 100ml set: set includes reservoir, introducer needle, tubing set, priming/flushing syringes, saturation catheter, dressing, syringes. 30min - 7 day infusion | 100ml infusor reservoir = 13cm (5.1") x 7cm (2.8") | 167182 | February 2012 |  | Changed Product Group, Product Sub Group, Suffix, Benefit.
03 - General Miscellaneous | 03.02 - DRUG DELIVERY DEVICES | 03.02.04 - Infusion Pumps, Spring Powered | 03.02.04.01 - Fixed Flow Rate | Set | DQ001 | 260 |  | BIOQ PHARMA PTY LTD | BioQ Pharma ReadyfusOR | Non-electric pre-filled infusion pain kit | 250 ml | 292140 | August 2017 |  | New Listing
03 - General Miscellaneous | 03.02 - DRUG DELIVERY DEVICES | 03.02.05 - Infusion Pump Accessories | 03.02.05.01 - Kit |  | BX286 | 80 |  | Baxter Healthcare Pty Ltd | Painfusor Catheter | The Painfusor Catheter is an extended fenestration catheter for the administration of analgesic drugs into surgical wounds to manage acute post-operative pain. Pack contains fenestrated catheter, peel away introducer needle accommodating 19Ga (100 mm length), 3M Tegaderm IV Transparent Film Dressing with border 1633, and GripLok catheter securement device | Catheters are 35cm + Fenestrated section: (35cm + 2.5cm) - total length 37.5cm, (35cm + 7.5cm) - total length 42.5cm, (35cm + 15cm) - total length 50cm, (35cm + 22.5cm) - total length 57.5cm, (35cm + 30 cm) - total length 65cm | 177499 | February 2012 |  | New Listing
03 - General Miscellaneous | 03.02 - DRUG DELIVERY DEVICES | 03.02.05 - Infusion Pump Accessories | 03.02.05.01 - Kit |  | CJ004 | 80 |  | ClaveGuard Pty Ltd | Ace Catheter Set | The Ace Catheter Set is an extended fenestration catheter. The Ace Catheter Pack contains fenestrated catheter, peel away introducer needle, tubing set, priming/flushing syringes, dressing, and Ace Lock-Catheter securement device. | Catheter - 19Ga, fenestration lengths: 2.5cm (8 hole), 5cm (10 hole), 6.5cm (15 hole), 10cm (20 hole), 12.5cm (25 hole), 15cm (30 hole) and 30cm (60 hole). | 208643 | August 2013 |  | New Listing
03 - General Miscellaneous | 03.02 - DRUG DELIVERY DEVICES | 03.02.05 - Infusion Pump Accessories | 03.02.05.02 - Administration Cassette |  | AH005 | 28 |  | Admedus (Australia) Pty Ltd | ambIT Infusion Pump Cassette | Single use sterile disposable administration set for use with the ambIT Infusion Pump. The cassette contains a rotary mechanism that pumps the infusion solution at an accurate and controlled rate. The cassette includes an administration line with either a spike fitting or a luer lock fitting depending on the solution bag used. The line has an inline air filter. | 20mm x 10mm x 15mm | 228805 | February 2016 |  | Changed Description.
03 - General Miscellaneous | 03.02 - DRUG DELIVERY DEVICES | 03.02.05 - Infusion Pump Accessories | 03.02.05.02 - Administration Cassette |  | BX245 | 28 |  | Baxter Healthcare Pty Ltd | Patient Control Module | Sterile infusor devices, spring or elastomeric driven | Module 0.5ml dose, Module 2 ml dose | 168892 | February 2012 |  | Changed Description, Product Group, Product Sub Group, Benefit.
03 - General Miscellaneous | 03.02 - DRUG DELIVERY DEVICES | 03.02.05 - Infusion Pump Accessories | 03.02.05.02 - Administration Cassette |  | CJ007 | 28 |  | ClaveGuard Pty Ltd | AutoMed Infusion Pump - Cassette | Disposable ambulatory infusion pump cassette with reservoir bag for AutoMed 3300 and with tubing set for AutoMed 3400 | AM 320=100ml bag, AM340= 1750mm Tubing Set-Luer Lock type, AM360= 1750mm Tubing Set-Spike Type | 208643 | August 2014 |  | New Listing
03 - General Miscellaneous | 03.02 - DRUG DELIVERY DEVICES | 03.02.05 - Infusion Pump Accessories | 03.02.05.02 - Administration Cassette |  | HO007 | 28 |  | Hospira Pty Ltd | Sapphire Infusion Cassette and Set | The Sapphire Infusion Cassette and set is a one piece microfibre infusion set with non vented spike, pinch clamp, administration cassette, female luer lock, entrance with a back check valve, pinch clamp and spin male leur lock for use with the sapphire infusion system. The materail components are made from PVC-Non DEHP (tubing, connectors), silicon (Y site and tubing and polypropylene (valves) | 210cm | 200689 | February 2014 |  | New Listing
03 - General Miscellaneous | 03.02 - DRUG DELIVERY DEVICES | 03.02.05 - Infusion Pump Accessories | 03.02.05.02 - Administration Cassette |  | RE003 | 28 |  | REM Systems | Bodyguard Pump infusion sets | Single use sterile disposble infusion set for use with Bodyguard Infusion Pump | 230 cm length | 119624 | August 2015 |  | New Listing
03 - General Miscellaneous | 03.02 - DRUG DELIVERY DEVICES | 03.02.05 - Infusion Pump Accessories | 03.02.05.02 - Administration Cassette |  | SI024 | 28 |  | Smiths Medical Australasia Pty Ltd | CADD Medication Cassettes | Medication Cassettes for use with CADD pumps | 50 mL, 100mL, 250mL | 145297 | August 2017 |  | Changed Product Name, Description, Size.
03 - General Miscellaneous | 03.02 - DRUG DELIVERY DEVICES | 03.02.05 - Infusion Pump Accessories | 03.02.05.02 - Administration Cassette |  | SI025 | 28 |  | Smiths Medical Australasia Pty Ltd | Medication Cassettes (50ml & 100ml) | Pump | 100 mL | 145297 | February 2012 |  | Changed Product Group, Product Sub Group, Benefit.
03 - General Miscellaneous | 03.02 - DRUG DELIVERY DEVICES | 03.02.05 - Infusion Pump Accessories | 03.02.05.03 - Administration Reservoir |  | AN006 | 8 |  | Australasian Medical & Scientific Ltd | Animas IR 1200/2020 Insulin Infusion Cartridge (Insulin Infusion Pump IR1200/2020 Series) | Sterile, indicated as reservoir for insulin by the Animas Infusion Pump, not intended for use with any other infusion device. | Cartridge Capacity - 2.0mL or 200 units. Packs of 10 | 96120 | February 2012 |  | Changed Product Group, Product Sub Group, Benefit.
03 - General Miscellaneous | 03.02 - DRUG DELIVERY DEVICES | 03.02.05 - Infusion Pump Accessories | 03.02.05.03 - Administration Reservoir |  | CJ009 | 8 |  | ClaveGuard Pty Ltd | AutoMed Infusion Pump - Reservoir Bag | Flexible medication reservoir bag for AutoMed 3300, 3400 | 100ml, 250ml | 221851 | August 2014 |  | New Listing
03 - General Miscellaneous | 03.02 - DRUG DELIVERY DEVICES | 03.02.05 - Infusion Pump Accessories | 03.02.05.03 - Administration Reservoir |  | RX002 | 8 |  | Rollex Group Australia (2009) Pty Ltd | Medical Specialties "Walkmed Drug Administration Reservoir" (McKinley, USA) | Ambulatory Infusion Pump System, Administration Sets and Accessories | Walkmed Drug Administration Reservoirs | 212508 | February 2014 |  | Duplicated from MS022
03 - General Miscellaneous | 03.02 - DRUG DELIVERY DEVICES | 03.02.05 - Infusion Pump Accessories | 03.02.05.03 - Administration Reservoir |  | SI036 | 8 |  | Smiths Medical Australasia Pty Ltd | Flexible Medication Reservoir, 250ml Model 21-6167-24 | Pump | 250 mL | 66276 | February 2012 |  | Changed Product Group, Product Sub Group, Benefit.
03 - General Miscellaneous | 03.02 - DRUG DELIVERY DEVICES | 03.02.05 - Infusion Pump Accessories | 03.02.05.04 - Administration Set |  | AN003 | 7 |  | Australasian Medical & Scientific Ltd | Animas Insulin Infusion Sets | (INFUSION SET, COMFORT, 23", HOSP 10, INFUSION SET, COMFORT 43", HOSP 10. Inset II, 6mm and 9mm. Inset 30, 13mm) Needle guard, soft cannula, adhesive tape, introducer needle, cannula housing, tubing, connector needle, circular protective cap and disconnect cover. | Packs of 10 | 96785 | February 2012 |  | Changed Product Group, Product Sub Group, Benefit.
03 - General Miscellaneous | 03.02 - DRUG DELIVERY DEVICES | 03.02.05 - Infusion Pump Accessories | 03.02.05.04 - Administration Set |  | AN004 | 7 |  | Australasian Medical & Scientific Ltd | Animas Insulin Infusion Set | (INFUSION SET, COMFORT, 23", STD 5/5 AND INFUSION SET, COMFORT, 43" STD 5/5) Needle guard, soft cannula, adhesive tape, introducer needle, cannula housing, tubing, connector needle, circular protective cap and disconnect cover. | Packs of 10 | 96785 | February 2012 |  | Changed Product Group, Product Sub Group, Benefit.
03 - General Miscellaneous | 03.02 - DRUG DELIVERY DEVICES | 03.02.05 - Infusion Pump Accessories | 03.02.05.04 - Administration Set |  | CJ008 | 7 |  | ClaveGuard Pty Ltd | AutoMed Infusion Pump - Administration Set | Administration set for AutoMed 3300 | 1900mm | 208643 | August 2014 |  | New Listing
03 - General Miscellaneous | 03.02 - DRUG DELIVERY DEVICES | 03.02.05 - Infusion Pump Accessories | 03.02.05.04 - Administration Set |  | RX003 | 7 |  | Rollex Group Australia (2009) Pty Ltd | Medical Specialties "Walkmed Drug Administration Sets" (McKinley, USA) | Ambulatory Infusion Pump System, Administration Sets and Accessories | Walkmed Drug Administration Sets | 212508 | August 2014 |  | Duplicated from MS023
03 - General Miscellaneous | 03.02 - DRUG DELIVERY DEVICES | 03.02.05 - Infusion Pump Accessories | 03.02.05.04 - Administration Set |  | SI026 | 7 |  | Smiths Medical Australasia Pty Ltd | CADD Administration Set 175cm TOTM tubing | For use with SI036 | 250 mL | 145297 | February 2012 |  | Changed Product Group, Product Sub Group, Benefit.
03 - General Miscellaneous | 03.02 - DRUG DELIVERY DEVICES | 03.02.05 - Infusion Pump Accessories | 03.02.05.04 - Administration Set |  | SI027 | 7 |  | Smiths Medical Australasia Pty Ltd | CADD Administration Sets, 198cm, with Bag Spike & Add-on Anti-siphon Valve, TOTM Plasticized Tubing, Model No. 21-7057-24 | Pump | 198 cm | 145297 | February 2012 |  | Changed Product Group, Product Sub Group, Benefit.
03 - General Miscellaneous | 03.02 - DRUG DELIVERY DEVICES | 03.02.05 - Infusion Pump Accessories | 03.02.05.04 - Administration Set |  | SI028 | 7 |  | Smiths Medical Australasia Pty Ltd | CADD Extention Set | CADD Extension set for use with CADD Pumps | Various | 145297 | August 2017 |  | Changed Product Name, Description, Size.
03 - General Miscellaneous | 03.02 - DRUG DELIVERY DEVICES | 03.02.05 - Infusion Pump Accessories | 03.02.05.04 - Administration Set |  | SI040 | 7 |  | Smiths Medical Australasia Pty Ltd | Administration Set | Administration Set for use with CADD pump | Various configurations | 145297 | August 2017 |  | Changed Description, Size.
03 - General Miscellaneous | 03.02 - DRUG DELIVERY DEVICES | 03.02.05 - Infusion Pump Accessories | 03.02.05.04 - Administration Set |  | SI041 | 7 |  | Smiths Medical Australasia Pty Ltd | Administration Set | High Volume, with 0.2 Micron Filter, Male Luer, Add On Anti Syphon Valve | Box of 15 | 145297 | February 2012 |  | Changed Product Group, Product Sub Group, Benefit.
03 - General Miscellaneous | 03.02 - DRUG DELIVERY DEVICES | 03.02.05 - Infusion Pump Accessories | 03.02.05.04 - Administration Set |  | SI042 | 7 |  | Smiths Medical Australasia Pty Ltd | Extension Set | Microbore TOTM with 0.22 Filter, M/M Luers, for Flolan | 152cm | 92345 | February 2012 |  | Changed Product Group, Product Sub Group, Benefit.
03 - General Miscellaneous | 03.02 - DRUG DELIVERY DEVICES | 03.02.05 - Infusion Pump Accessories | 03.02.05.04 - Administration Set |  | SI044 | 7 |  | Smiths Medical Australasia Pty Ltd | Administration Set | High Volume, TOTM- Plasticized Blue Striped with 1.2 Micron Filter, Male Luer, Add On Anti-Siphon Valve | 305cm | 145297 | February 2012 |  | Changed Product Group, Product Sub Group, Benefit.
03 - General Miscellaneous | 03.02 - DRUG DELIVERY DEVICES | 03.02.05 - Infusion Pump Accessories | 03.02.05.04 - Administration Set |  | SI047 | 7 |  | Smiths Medical Australasia Pty Ltd | CADD Extension Set | For use with CADD pumps | 90 inches (229cm), priming volume 2.3mL | 145297 | February 2017 |  | Expanded from SI029
03 - General Miscellaneous | 03.02 - DRUG DELIVERY DEVICES | 03.02.05 - Infusion Pump Accessories | 03.02.05.04 - Administration Set |  | SI048 | 7 |  | Smiths Medical Australasia Pty Ltd | CADD Extension set | For use with CADD pumps | 60 inch (152cm), priming volume 1.7mL | 145297 | February 2017 |  | Expanded from SI029
03 - General Miscellaneous | 03.02 - DRUG DELIVERY DEVICES | 03.02.05 - Infusion Pump Accessories | 03.02.05.05 - Other |  | CJ005 | 50 |  | ClaveGuard Pty Ltd | Ace Tunneler System | Tunneler and sheath to assist in placing catheter in close proximity to key nerve bundles | 30cm x 11GA, 30cm x 16GA | 208644 | August 2013 |  | New Listing
03 - General Miscellaneous | 03.02 - DRUG DELIVERY DEVICES | 03.02.05 - Infusion Pump Accessories | 03.02.05.05 - Other |  | OC018 | 50 |  | Orthocare Pty Limited | Advanced Infusion | Multi-Drip Catheter 2.0ml/hr flow rate | 0.8 x 1200 mm | 158669 | February 2013 |  | New Listing
03 - General Miscellaneous | 03.02 - DRUG DELIVERY DEVICES | 03.02.05 - Infusion Pump Accessories | 03.02.05.05 - Other |  | OC019 | 50 |  | Orthocare Pty Limited | Advanced Infusion | Mulit-Drip Catheter 4.0ml/hr flow rate 12cm drip area | .08 x 1200 mm | 158669 | February 2013 |  | New Listing
03 - General Miscellaneous | 03.02 - DRUG DELIVERY DEVICES | 03.02.05 - Infusion Pump Accessories | 03.02.05.05 - Other |  | SI046 | 20 |  | Smiths Medical Australasia Pty Ltd | Pump Pouch, single use | Pump pouch, single use 50/100mL | 50/100mL | 117451 | February 2017 |  | New Listing
03 - General Miscellaneous | 03.02 - DRUG DELIVERY DEVICES | 03.02.05 - Infusion Pump Accessories | 03.02.05.05 - Other |  | SQ069 | 50 |  | Surgical Specialties | Painbuster Tunneler & Sheaths | Introducer Sheath to enable deeper placement of catheter in close proximity to key nerve bundles | 15cm, 20cm x 11GA, 20cm X17GA, 30cm x 11GA, 30cm x 16GA, 30cm x 17GA | 142527, 201495 | February 2017 |  | Changed Size.
03 - General Miscellaneous | 03.02 - DRUG DELIVERY DEVICES | 03.02.05 - Infusion Pump Accessories | 03.02.05.05 - Other |  | SQ070 | 50 |  | Surgical Specialties | Painbuster Soaker Catheter | Soaker Catheter Kit- multiple hole silver antimicrobial catheter, introducer needle & sheath | 2.5, 6.5, 12.5 & 25cm infusion segment | 162583 | February 2012 |  | New Listing
03 - General Miscellaneous | 03.02 - DRUG DELIVERY DEVICES | 03.02.06 - Pharmaceutical Beads | 03.02.06.01 - Single Units |  | BS315 | 1950 |  | Boston Scientific Australia Pty Ltd | Embozene Tandem Microspheres | Embozene TANDEM Microspheres are spherical tightly calibrated, biocompatible, non-resorbable, hydrogel microspheres with an inorganic polyzene-F coating, colour coded to indicate microsphere size. Each 20mL syringe is filled with 2 ml of product suspended in a non-pyrogenic physiological slaine transport solution. Embozene TANDEM Microspheres may be loaded with Doxirubican-HCl and Irinotecan-HCl up to 50mg/ml which can elute local, controlled, sustained doses of drugs to targeted tumour sites after embolisation. | Tandem 2ml 40 ± 10 µm Tandem 2ml 75 ± 15 µm Tandem 2ml 100 ± 25 µm | 280840 | August 2016 |  | Transferred from NG068
03 - General Miscellaneous | 03.02 - DRUG DELIVERY DEVICES | 03.02.06 - Pharmaceutical Beads | 03.02.06.01 - Single Units |  | BS316 | 2476 |  | Boston Scientific Australia Pty Ltd | Embozene Tandem Microspheres | Embozene TANDEM Microspheres are spherical tightly calibrated, biocompatible, non-resorbable, hydrogel microspheres with an inorganic polyzene-F coating, colour coded to indicate microsphere size. Each 20 mL syringe is prefilled with 3 mL of product suspended in a non-pyrogenic physiological saline transport solution. Embozene TANDEM microspheres may be loaded with Doxorubican-HCI and Irinotecan-HCI up to 50 mg/ml which can elute local, controlled, sustained doses of the drugs to targeted tumour sites after embolisation. | Tandem 3ml 40 ± 10 μm Tandem 3ml 75 ± 15 μm Tandem 3ml 100 ± 25 μm | 280840 | August 2016 |  | Transferred from NG069
03 - General Miscellaneous | 03.02 - DRUG DELIVERY DEVICES | 03.02.06 - Pharmaceutical Beads | 03.02.06.01 - Single Units |  | DE275 | 1950 |  | Device Technologies Australia Pty Ltd | DC Bead | Drug delivery embolisation system | 70-150, 100-300, 300-500, 500-700, 700-900 (microns) | 131473 | August 2012 |  | Changed Size.
03 - General Miscellaneous | 03.02 - DRUG DELIVERY DEVICES | 03.02.06 - Pharmaceutical Beads | 03.02.06.01 - Single Units |  | OW001 | 1950 |  | MERIT MEDICAL AUSTRALIA PTY LTD | Hepasphere | Expanding microspheres designed for chemic0-embolisation with chemotherapeutic agents such as Ethiodil, Cisplatin, Epirubicin, Mitomycin, etc. | 30 – 200 micron, 25mg or 50mg of microspheres | 276029 | August 2017 |  | Transferred from ET052
03 - General Miscellaneous | 03.02 - DRUG DELIVERY DEVICES | 03.02.06 - Pharmaceutical Beads | 03.02.06.02 - Chains |  | BI280 | 750 |  | Zimmer Biomet Pty Ltd | Septopal Chain Septopal Beads | PMMA, Stainless Steel | 30 bead chain | 159233 | February 2012 |  | Changed Product Group, Product Sub Group, Benefit.
03 - General Miscellaneous | 03.03 - ENTERAL TUBES | 03.03.01 - Feeding Tubes |  |  | KI010 | 178 |  | Halyard Health Australia Pty Limited | Corflo Max 20fg PEG Kit "Pull Type" | Sterile enteral feeding tube with accessories | 20fg | 196774 | August 2017 |  | Transferred from FT004
03 - General Miscellaneous | 03.03 - ENTERAL TUBES | 03.03.01 - Feeding Tubes |  |  | KI011 | 178 |  | Halyard Health Australia Pty Limited | Corflo Max 20fg PEG Kit Complete with 7fg Snare - "Pull Type" | Sterile enteral feeding tube with accessories | 20fg | 196774 | August 2017 |  | Transferred from FT003
03 - General Miscellaneous | 03.03 - ENTERAL TUBES | 03.03.02 - Gastrostomy Tubes | 03.03.02.01 - Initial |  | AS205 | 205 |  | Medtronic Australasia Pty Ltd | Kangaroo Skin Level Cage Gastrostomy Kit | Skin level non-balloon internal retention bolster gastrostomy kit, including gastrostomy tube, accessory bolus and continuous feeding tubes syringes for inflation and flushing. Patient handbook | 12fg x 1.2cm, 12fg x 1.5cm, 12fg x 2.0cm, 12fg x 2.5cm, 12fg x 3.0cm, 12fg x 3.5cm, 12fg x 4.0cm, 12fg x 4.5cm, 12fg x 5.0cm, 16fg x 1.5cm, 16fg x 1.7cm, 16fg x 2.0cm, 16fg x 2.4cm, 16fg x 2.7cm, 16fg x 3.0cm, 16fg x 3.5cm, 20fg x 1.5cm, 20fg x 2.0cm, 20fg x 2.5cm, 20fg x 3.0cm, 20fg x 3.5cm, 20fg x 4.0cm, 20fg x 4.5cm | 185673 | August 2015 |  | Changed Size, Benefit.
03 - General Miscellaneous | 03.03 - ENTERAL TUBES | 03.03.02 - Gastrostomy Tubes | 03.03.02.01 - Initial |  | AS207 | 205 |  | Medtronic Australasia Pty Ltd | Kangaroo Skin Level Balloon Gastrostomy Kit | Skin level silicone balloon gastrostomy kit, including gastronomy tube accessory bolus and continuous feeding tubes, syringes for inflation and flushing, Patient Handbook | 12fg x 0.8 - 5.0cm, 14fg x 0.8 - 5.0cm, 16fg x 0.8 - 5.0cm, 18fg x 0.8 - 5.0cm, 20fg x 0.8 - 5.0cm, 24fg x 0.8 - 5.0cm | 95284 | August 2015 |  | Changed Size, Benefit.
03 - General Miscellaneous | 03.03 - ENTERAL TUBES | 03.03.02 - Gastrostomy Tubes | 03.03.02.01 - Initial |  | AS210 | 205 |  | Medtronic Australasia Pty Ltd | Kangaroo Single Pass PEG | Single Pass PEG | 16fg, 20fg | 141188 | August 2015 |  | Transferred from SG001.
03 - General Miscellaneous | 03.03 - ENTERAL TUBES | 03.03.02 - Gastrostomy Tubes | 03.03.02.01 - Initial |  | AY002 | 205 |  | Abbott Australasia Pty Ltd | Flexiflo inverta PEG kit Basic, Flexiflo inverta PEG kit with snare | Composition - biocompatible silicone tube. Items included in kit/product - Sliding retention disc, Insertion wire, Gastrostomy tube with attached Dilator Catheter, seldinger needle 14g, magna port connector, scalpel, Snare (in kit with snare) | 20F | 39940 | February 2012 |  | Changed Product Group, Product Sub Group, Benefit.
03 - General Miscellaneous | 03.03 - ENTERAL TUBES | 03.03.02 - Gastrostomy Tubes | 03.03.02.01 - Initial |  | BA047 | 205 |  | Bard Australia Pty Ltd | Gastrostomy Tube | Silicone Tubes and Replacement Tubes | 12Fr - 28Fr | 141582, 141583 | February 2012 |  | Changed Product Group, Product Sub Group, Benefit.
03 - General Miscellaneous | 03.03 - ENTERAL TUBES | 03.03.02 - Gastrostomy Tubes | 03.03.02.01 - Initial |  | BS141 | 205 |  | Boston Scientific Australia Pty Ltd | EndoVive Initial Feeding Tube | Silicone enteral feeding tube | Up to 24 Fr | 159455 | February 2012 |  | Changed Product Group, Product Sub Group, Benefit.
03 - General Miscellaneous | 03.03 - ENTERAL TUBES | 03.03.02 - Gastrostomy Tubes | 03.03.02.01 - Initial |  | DE296 | 205 |  | Device Technologies Australia Pty Ltd | Pull PEG System | Initial placement percutaneous endoscopic gastrostomy kit | 20Fr; 60cm | 97184 | February 2012 |  | Changed Product Group, Product Sub Group, Benefit.
03 - General Miscellaneous | 03.03 - ENTERAL TUBES | 03.03.02 - Gastrostomy Tubes | 03.03.02.01 - Initial |  | DE536 | 205 |  | Device Technologies Australia Pty Ltd | Capsule Monarch G Tube | Conventional Length Non Balloon Gastronomy Tube. | 12F, 14F, 18F, 20F, 10cm length, available with or without guidewire. | 181742 | August 2017 |  | New Listing
03 - General Miscellaneous | 03.03 - ENTERAL TUBES | 03.03.02 - Gastrostomy Tubes | 03.03.02.01 - Initial |  | DE540 | 205 |  | Device Technologies Australia Pty Ltd | Mini One Non Balloon Button | Low Profile Non Balloon Gastrostomy Tube | 14F, 18F, 20F & 24F; Length: 1.0 - 4.4cms | 181741 | August 2017 |  | New Listing
03 - General Miscellaneous | 03.03 - ENTERAL TUBES | 03.03.02 - Gastrostomy Tubes | 03.03.02.01 - Initial |  | DE541 | 205 |  | Device Technologies Australia Pty Ltd | Balloon G-Tube | Conventional Length Balloon Gastrostomy tube | 12F-24F; Length: 10cm; Balloon fill volumes from 2 -15ml depending on French size. | 181742 | August 2017 |  | New Listing
03 - General Miscellaneous | 03.03 - ENTERAL TUBES | 03.03.02 - Gastrostomy Tubes | 03.03.02.01 - Initial |  | DE544 | 205 |  | Device Technologies Australia Pty Ltd | Mini One Capsule Non Balloon Button | Low profile non balloon gastrostomy tube with capsule for insertion. | 14F, 18F, 20F & 24F; Length: 1.0 - 4.4cm | 181741 | August 2017 |  | New Listing
03 - General Miscellaneous | 03.03 - ENTERAL TUBES | 03.03.02 - Gastrostomy Tubes | 03.03.02.01 - Initial |  | DE546 | 205 |  | Device Technologies Australia Pty Ltd | Capsule Dome G-Tube | Conventional Length Dome Gastrostomy Tube | 20Fr, 10cm length, available with or without guidewire. | 181742 | August 2017 |  | New Listing
03 - General Miscellaneous | 03.03 - ENTERAL TUBES | 03.03.02 - Gastrostomy Tubes | 03.03.02.01 - Initial |  | DE564 | 205 |  | Device Technologies Australia Pty Ltd | Mini ONE Balloon Button | Low Profile Balloon Gastrostomy Tube | 12F to 24F and length 0.8 - 6.5cms; Balloon Fill Volumes: 2-15ml | 181741 | August 2017 |  | New Listing
03 - General Miscellaneous | 03.03 - ENTERAL TUBES | 03.03.02 - Gastrostomy Tubes | 03.03.02.01 - Initial |  | KI001 | 205 |  | Halyard Health Australia Pty Limited | Kimberly-Clark Aust Pty Ltd Enteral Feeding Kit | 68914 MIC Gastrostomy Tubes Model 100 Series | MIC* Percutaneous Endoscopic Gastrostomy (P.E.G) Feeding Tubes/Kits 14, 20, 24 French #0630 Series PUSH (OTW) Method & #0640Series PULL Method | 94849 | February 2012 |  | Changed Product Group, Product Sub Group, Benefit.
03 - General Miscellaneous | 03.03 - ENTERAL TUBES | 03.03.02 - Gastrostomy Tubes | 03.03.02.01 - Initial |  | KI002 | 205 |  | Halyard Health Australia Pty Limited | Kimberly-Clark Aust Pty Ltd Enteral feeding kit, Mic* Percutaneous Endoscopic Gastrostomy (P.E.G) Feeding Tubes/Kits | 68914 MIC Gastrostomy Tubes Model 100 Series | MIC* Percutaneous Endoscopic Gastrostomy (P.E. G) Feeding BASIC Tubes/Kits 14, 20, 24 French#0644 Series PULL Method | 94849 | February 2012 |  | Changed Product Group, Product Sub Group, Benefit.
03 - General Miscellaneous | 03.03 - ENTERAL TUBES | 03.03.02 - Gastrostomy Tubes | 03.03.02.01 - Initial |  | KI004 | 205 |  | Halyard Health Australia Pty Limited | Kimberly-Clark Aust Pty Ltd Enteral feeding kit, MIC-KEY Low Profile Gastrostomy Feeding Tubes/Kits | 68914 MIC Gastrostomy Tubes Model 100 Series | MIC-KEY* Low Profile Gastrostomy Feeding Tubes/Kits 14 - 24 French, 0.8 cm - 4.5 cm | 94849 | February 2012 |  | Changed Product Group, Product Sub Group, Benefit.
03 - General Miscellaneous | 03.03 - ENTERAL TUBES | 03.03.02 - Gastrostomy Tubes | 03.03.02.01 - Initial |  | KI013 | 205 |  | Halyard Health Australia Pty Limited | Corflo Cubby LPGD Kit | Low profile gastronomy device | 12 - 24fg x 1.0 - 4.5cm | 196769 | August 2017 |  | Transferred from FT001
03 - General Miscellaneous | 03.03 - ENTERAL TUBES | 03.03.02 - Gastrostomy Tubes | 03.03.02.01 - Initial |  | WC072 | 205 |  | WILLIAM A COOK AUSTRALIA PTY LTD | Passport Low Profile Device | Enteral/Gastrostomy | FEEDING TUBE French Sizes: 20.0, 24.0 Length: 1.2,1.7,2.4,3.4,4.4 cm | 139318 | February 2012 |  | Changed Product Group, Product Sub Group, Benefit.
03 - General Miscellaneous | 03.03 - ENTERAL TUBES | 03.03.02 - Gastrostomy Tubes | 03.03.02.01 - Initial |  | WC185 | 205 |  | WILLIAM A COOK AUSTRALIA PTY LTD | Percutaneous Endoscopic Gastrostomy (PEG) System | PEG Enteral Feeding Kit - Push or Pull System | 18, 20, 24 FR | 135063 | February 2012 |  | Changed Product Group, Product Sub Group, Benefit.
03 - General Miscellaneous | 03.03 - ENTERAL TUBES | 03.03.02 - Gastrostomy Tubes | 03.03.02.01 - Initial |  | WC199 | 205 |  | WILLIAM A COOK AUSTRALIA PTY LTD | Cook Gastronomy Tubes | Russell Gastronomy Set | 14fr, 17cm | 138376 | February 2012 |  | Changed Product Group, Product Sub Group, Benefit.
03 - General Miscellaneous | 03.03 - ENTERAL TUBES | 03.03.02 - Gastrostomy Tubes | 03.03.02.01 - Initial |  | WC298 | 205 |  | WILLIAM A COOK AUSTRALIA PTY LTD | Wills-Oglesby Percutaneous Gastronomy Set | Used for the percutaneous placement of a catheter for gastroenteric feeding | 12-14Fr, Length 30-35cm | 138376 | August 2012 |  | New Listing
03 - General Miscellaneous | 03.03 - ENTERAL TUBES | 03.03.02 - Gastrostomy Tubes | 03.03.02.02 - Subsequent |  | AS206 | 90 |  | Medtronic Australasia Pty Ltd | Kangaroo Gastrostomy Feeding Tubes | 100% silicone gastrostomy with internal retention balloon | 12fg, 14fg, 16fg, 18fg, 20fg, 22fg, 24fg | 112723 | August 2014 |  | Transferred from KA016
03 - General Miscellaneous | 03.03 - ENTERAL TUBES | 03.03.02 - Gastrostomy Tubes | 03.03.02.02 - Subsequent |  | AY005 | 90 |  | Abbott Australasia Pty Ltd | Flexiflo balloon gastrostomy tube | Composition - biocompatible silicone. Items included in kit/product - sliding retention disc and opened edged feeding port | 16 french, 18 french, 20 french | 29742 | February 2012 |  | Changed Product Group, Product Sub Group, Benefit.
03 - General Miscellaneous | 03.03 - ENTERAL TUBES | 03.03.02 - Gastrostomy Tubes | 03.03.02.02 - Subsequent |  | BS142 | 90 |  | Boston Scientific Australia Pty Ltd | EndoVive Replacement Feeding Tube | Silicone enteral feeding tube | Up to 28 Fr | 159455, 160876 | February 2012 |  | Changed Product Group, Product Sub Group, Benefit.
03 - General Miscellaneous | 03.03 - ENTERAL TUBES | 03.03.02 - Gastrostomy Tubes | 03.03.02.02 - Subsequent |  | KI003 | 90 |  | Halyard Health Australia Pty Limited | Kimberly-Clark Aust Pty Ltd Enteral feeding kit, Mic* Percutaneous Endoscopic Gastrostomy (P.E.G) Feeding Tubes/Kits | 68914 MIC Gastrostomy Tubes Model 100 Series | Feeding Adaptors (Universal or Bolus) for use with 14, 20 &24 F MIC* PEG's#0135 &#0136 Series | 94849 | February 2012 |  | Changed Product Group, Product Sub Group, Benefit.
03 - General Miscellaneous | 03.03 - ENTERAL TUBES | 03.03.02 - Gastrostomy Tubes | 03.03.02.02 - Subsequent |  | KI005 | 90 |  | Halyard Health Australia Pty Limited | Kimberly-Clark Aust Pty Ltd Enteral feeding kit, MIC-KEY Low Profile Gastrostomy Feeding Tubes/Kits | 68914 MIC Gastrostomy Tubes Model 100 Series | SECUR-LOK* Extension Sets & Bolus Feeding Sets 30.5 cm & 60.9 cm | 94849 | February 2012 |  | Changed Product Group, Product Sub Group, Benefit.
03 - General Miscellaneous | 03.03 - ENTERAL TUBES | 03.03.02 - Gastrostomy Tubes | 03.03.02.02 - Subsequent |  | KI007 | 90 |  | Halyard Health Australia Pty Limited | MIC* Gastrostomy Feeding Tube; MIC* Bolus Gastrostomy Tube | Medical Grade Silicone Construction. Silicone Internal Inflatable Retention Balloon, SECU-LOK* External Retention Ring, Universal Feeding Port Connector, Medication Port, Dual Exit Ports, Tapered Distal Tip, Radiopaque Strip, Sterile. | 12fr - 3-5ml balloon, 14fr - 3-5ml balloon, 16fr - 3-5ml balloon, 18fr - 7-10ml balloon, 20fr - 7-10ml balloon, 22fr - 7-10ml balloon, 24fr - 7-10ml balloon, 26fr - 7-10ml balloon, 28fr - 7-10ml balloon, 30fr - 7-10ml balloon, | 24297 | February 2012 |  | Changed Product Group, Product Sub Group, Benefit.
03 - General Miscellaneous | 03.03 - ENTERAL TUBES | 03.03.02 - Gastrostomy Tubes | 03.03.02.02 - Subsequent |  | KI012 | 90 |  | Halyard Health Australia Pty Limited | Corflo Gastronomy Replacement Device | Dual and triple gastronomy tubes | Dual 12 - 24fg 5 - 20cc balloon; Triple 16 - 24fg 20cc balloon | 196753 | August 2017 |  | Transferred from FT002
03 - General Miscellaneous | 03.03 - ENTERAL TUBES | 03.03.02 - Gastrostomy Tubes | 03.03.02.02 - Subsequent |  | NF001 | 90 |  | Nutricia Australia Pty Ltd | Flocare Gastrostomy tube (G-tube) | The Flocare Gastrostomy tube can be used as a replacement of an existing gastrostomy tube (PEG or G-tube) or as an initial gastrostomy tube during a surgical intervention. This balloon tube is made of medical grade silicone. | Ch14, 18, 20 | 120000 | February 2015 |  | Changed Size.
03 - General Miscellaneous | 03.03 - ENTERAL TUBES | 03.03.02 - Gastrostomy Tubes | 03.03.02.02 - Subsequent |  | WC070 | 90 |  | WILLIAM A COOK AUSTRALIA PTY LTD | Gastrostomy Tube | PEG Balloon Replacement Tube - Single | 14, 18, 24fr | 139318 | February 2012 |  | Changed Product Group, Product Sub Group, Benefit.
03 - General Miscellaneous | 03.03 - ENTERAL TUBES | 03.03.02 - Gastrostomy Tubes | 03.03.02.02 - Subsequent |  | WC334 | 90 |  | WILLIAM A COOK AUSTRALIA PTY LTD | Entuit Thrive Balloon Retention Gastrostomy Feeding Tube | The gastrostomy feeding tube is a sterile device consisting of a silicone balloon, bi-lumen shaft, three-port funnel and bolster. | 12-24 Fr | 226890 | August 2017 |  | Changed Description.
03 - General Miscellaneous | 03.03 - ENTERAL TUBES | 03.03.02 - Gastrostomy Tubes | 03.03.02.03 - Placement set |  | WC335 | 115 |  | WILLIAM A COOK AUSTRALIA PTY LTD | Entuit Start Initial Placement Gastrostomy Set | Used to assist with the initial placement of feeding tubes while performing a gastrostomy. The set contains multiple dilators, Peel-Away sheath introducer(s) with dilator(s), a wire guide and needle. | Small (dilator 12, 14 Fr), Medium (dilator 16,18 Fr) and Large (dilator 20,22,24 Fr). | 219806 | February 2016 |  | New Listing
03 - General Miscellaneous | 03.03 - ENTERAL TUBES | 03.03.03 - Jejunostomy Tubes |  |  | WC099 | 170 |  | WILLIAM A COOK AUSTRALIA PTY LTD | Cook Jejunostomy Catheters | Composition - Catheter Radiopaque Stripe, includes Wireguide, Airplug, Fixation Device | 9fr, Length 60cm | 139342 | February 2012 |  | Changed Product Group, Product Sub Group, Benefit.
03 - General Miscellaneous | 03.03 - ENTERAL TUBES | 03.03.03 - Jejunostomy Tubes |  | Port | KI006 | 500 |  | Halyard Health Australia Pty Limited | Kimberly-Clark MIC* Transgastric-Jejunal Feeding Tubes (Surgical Placement Kits) | Medical Grade Silicone Construction, Silicone Internal Retention Balloon, SECUR-LOK* External Retention ring, Universal Jejunal Feeding Port Connector, Gastric Decompression Port, Multiple Gastric & Jejunal Exit Ports, Tungsten Weighted Jejunal Portion, Tapered Distal Tip, Radiopaque Stripe, Sterile | 16-22 French - 45cm jejunal length - 7-10ml balloon | 24297 | February 2012 |  | Changed Product Group, Product Sub Group, Suffix, Benefit.
03 - General Miscellaneous | 03.03 - ENTERAL TUBES | 03.03.03 - Jejunostomy Tubes |  | Port | KI008 | 500 |  | Halyard Health Australia Pty Limited | MIC-KEY Low Profile Transgastric-Jejunal Feeding Tube | 100% medical grade silicone tube. 40/60 tungsten weighted jejunal post pyloric feeding tube. Gastric drainage ports, jejunal feeding ports | 16, 18 and 22Fr, 1.0 to 3.5cm stomal length, 15 to 45cm jejunal length | 24297 | February 2012 |  | Changed Product Group, Product Sub Group, Suffix, Benefit.
03 - General Miscellaneous | 03.03 - ENTERAL TUBES | 03.03.03 - Jejunostomy Tubes |  | Port | KI009 | 500 |  | Halyard Health Australia Pty Limited | MIC Transgastric-Jejunal Feeding Tube | 100% medical grade silicone tube. 40/60 tungsten weighted jejunal post pyloric feeding tube. Gastric drainage ports, jejunal feeding ports | 16, 18, 22Fr, 15 to 45cm jejunal length, 7-10ml balloon volume | 24297 | February 2012 |  | Changed Product Group, Product Sub Group, Suffix, Benefit.
03 - General Miscellaneous | 03.03 - ENTERAL TUBES | 03.03.03 - Jejunostomy Tubes |  | Port | WC292 | 500 |  | WILLIAM A COOK AUSTRALIA PTY LTD | Shetty Single Lumen Gastrojejunostomy Set | The Shetty Gastrojejunostomy set consists of an Ultrathane Gastrojunostomy Catheter, Peel- Away introducer, and Cope Gastrointestinal Suture Anchor Set. | 14 Fr, Length: 63cm | 138374 | February 2012 |  | New Listing
03 - General Miscellaneous | 03.03 - ENTERAL TUBES | 03.03.03 - Jejunostomy Tubes |  |  | WC098 | 170 |  | WILLIAM A COOK AUSTRALIA PTY LTD | Cook Jejunostomy Catheters | Composition - Catheter Radiopaque Stripe, includes Wireguide, Airplug, Fixation Device | 12fr, length 66cm | 139342 | February 2017 |  | Changed Size, Product Sub Group.
03 - General Miscellaneous | 03.03 - ENTERAL TUBES | 03.03.03 - Jejunostomy Tubes |  | Port | DE545 | 500 |  | Device Technologies Australia Pty Ltd | G-Jet Button | Low profile gastric-jejunal enteral feeding tube | 14-18 French; Jejunal Length: 15-45cm; Stoma Length: 1.0-6.0cm; Balloon Volume: 3-8ml | 208516 | August 2017 |  | New Listing
03 - General Miscellaneous | 03.03 - ENTERAL TUBES | 03.03.04 - Caecostomy Tubes |  |  | WC197 | 355 |  | WILLIAM A COOK AUSTRALIA PTY LTD | Cook Irrigation Catheter | Chait Percutaneous Cecostomy Catheter | 10fr, Standard or Extra Long | 138361 | February 2012 |  | Changed Product Group, Benefit.
03 - General Miscellaneous | 03.04 - GASTRIC BANDS | 03.04.01 - Adjustable Gastric Band with Port |  |  | AA009 | 3300 |  | Alliance Surgical | Bioring Gastric Band | Adjustable gastric banding kit | Small, Large and Extra Large | 160524 | February 2012 |  | Changed Size, Product Group, Benefit.
03 - General Miscellaneous | 03.04 - GASTRIC BANDS | 03.04.01 - Adjustable Gastric Band with Port |  |  | AA010 | 3300 |  | Alliance Surgical | Adhesix Bioring Gastric Band | Adjustable gastric band system with mesh fixation of port | Small, Large and Extra Large | 181215 | February 2012 |  | New Listing
03 - General Miscellaneous | 03.04 - GASTRIC BANDS | 03.04.01 - Adjustable Gastric Band with Port |  |  | ER216 | 3300 |  | Emergo Asia Pacific Pty Ltd | Lap-Band Adjustable Gastric Banding (LAGB) System | - | AP-small and AP-large | 226688 | February 2015 |  | Transferred from AW001
03 - General Miscellaneous | 03.04 - GASTRIC BANDS | 03.04.01 - Adjustable Gastric Band with Port |  |  | ET042 | 3300 |  | Endotherapeutics Pty Ltd | Soft Gastric Banding System | Sterile long term implant for the treatment of obesity. Supplied in kit format with catheter, port and huber needles | One size only | 96737 | February 2012 |  | Changed Product Group, Benefit.
03 - General Miscellaneous | 03.04 - GASTRIC BANDS | 03.04.01 - Adjustable Gastric Band with Port |  |  | JJ831 | 3300 |  | Johnson & Johnson Medical Pty Ltd | Ethicon Endo-Surgery curved adjustable gastric band with sutureless port and applier | Silicone | One size only | 94766 | February 2012 |  | Changed Product Group, Benefit.
03 - General Miscellaneous | 03.04 - GASTRIC BANDS | 03.04.01 - Adjustable Gastric Band with Port |  |  | JJ832 | 3300 |  | Johnson & Johnson Medical Pty Ltd | Swedish Adjustable Gastric Band | Silicone | One size only | 94766 | February 2012 |  | Changed Product Group, Benefit.
03 - General Miscellaneous | 03.04 - GASTRIC BANDS | 03.04.01 - Adjustable Gastric Band with Port |  |  | LH003 | 3300 |  | Lifehealthcare Pty Ltd | Adjustable Peri Gastric Belt-Midband | Silicon moulded peri gastric band and implantable chamber | Peri gastric band - 2.2 x 17.5 x 0.8cm, Implantable chamber - one size only | 145372 | February 2012 |  | Changed Product Group, Benefit.
03 - General Miscellaneous | 03.04 - GASTRIC BANDS | 03.04.01 - Adjustable Gastric Band with Port |  |  | ER219 | 3300 |  | Emergo Asia Pacific Pty Ltd | Lap-Band AP with RapidPort EZ | LAP-BAND AP RapidPort EZ System | 11.6mm x 30.5mm x 14mm 11.6mm x 30.5mm x 16.5mm | 226688 | February 2015 |  | Transferred from AW016
03 - General Miscellaneous | 03.04 - GASTRIC BANDS | 03.04.01 - Adjustable Gastric Band with Port |  |  | RS002 | 3300 |  | Sphere Surgical | MiniMizer gastric band. | Adjustable Silicone band which is placed around the upper part of the stomach to reduce the volume and speed of intake of food. | The gastric band comes in two sizes: Regular and Large | 203396 | February 2015 |  | Changed Size, Product Sub Group, Benefit.
03 - General Miscellaneous | 03.04 - GASTRIC BANDS | 03.04.02 - Gastric Band without Port |  |  | SH011 | 2000 |  | Surgeons Choice Australia Pty Ltd | GaBP Ring | Adjustable Gastric Ring | Differing sizes | 208242 | August 2013 |  | New Listing
03 - General Miscellaneous | 03.04 - GASTRIC BANDS | 03.04.02 - Gastric Band without Port |  |  | ET081 | 2450 |  | Endotherapeutics Pty Ltd | A.M.I. B-Band | Adjustable gastric banding implant for stabilising the gastroenterostomy stoma. The A.M.I B-Band is a soft gastric bypass band which serves as a restrictive component in gastric bypass surgery. Restriction is achieved by placing the device around the remaining stomach pouch in order to prevent long term dilation of the gastrojejunostomy and to ensure a controlled emptying of the stomach pouch. | Adjustable band length: 4.0cm - 7.5cm. Band height: 10mm | 96737 | February 2016 |  | New Listing
03 - General Miscellaneous | 03.04 - GASTRIC BANDS | 03.04.02 - Gastric Band without Port |  |  | LH527 | 2450 |  | Lifehealthcare Pty Ltd | MIDCAL Ring | Adjustable Gastric Ring | 65-80 mm circumference | 229709 | August 2017 |  | Changed Size, Benefit.
03 - General Miscellaneous | 03.04 - GASTRIC BANDS | 03.04.02 - Gastric Band without Port |  |  | RS001 | 2450 |  | Sphere Surgical | Minimizer Ring | Adjustable Gastric Ring | One size ranging from 6.5cm to a 8.0cm diameter | 203396 | February 2016 |  | Changed Product Sub Group, Benefit.
03 - General Miscellaneous | 03.04 - GASTRIC BANDS | 03.04.03 - Replacement Injection Ports |  |  | AA008 | 620 |  | Alliance Surgical | Bioring Gastric Band Replacement Port | Bioring gastric band access port with catheter and connector | Diameter 34mm; height 10.4mm | 163167 | August 2012 |  | Changed Product Group.
03 - General Miscellaneous | 03.04 - GASTRIC BANDS | 03.04.03 - Replacement Injection Ports |  |  | ET056 | 620 |  | Endotherapeutics Pty Ltd | Soft Basket Band. INFUSION PORT. | TITANIUM PORT | 9.8CMS/13.3CMS | 148776 | August 2012 |  | Changed Product Group.
03 - General Miscellaneous | 03.04 - GASTRIC BANDS | 03.04.03 - Replacement Injection Ports |  |  | JJ444 | 620 |  | Johnson & Johnson Medical Pty Ltd | Ethicon Endo-Surgery Gastric band sutureless port and applier | Implantable infusion port & locking connector for adjustable gastric band. Replacement port & locking connector for use with adjustable gastric band. | One size only | 94734 | August 2012 |  | Changed Product Group.
03 - General Miscellaneous | 03.04 - GASTRIC BANDS | 03.04.03 - Replacement Injection Ports |  |  | LH413 | 620 |  | Lifehealthcare Pty Ltd | Miband Access Port (replacement) | A device, metallic or non- metallic, implanted in a patient for a short or long-term delivery of fluid or medications to the vascular system or other anatomical region. The device consists of a housing, self-sealing septum and a catheter connection mechanism. The device may be implanted in a variety of anatomical locations. | Port Size - 10.6mm High, 24.7mm Base width- One Size only | 153863 | August 2012 |  | Changed Product Group.
03 - General Miscellaneous | 03.04 - GASTRIC BANDS | 03.04.03 - Replacement Injection Ports |  |  | MG018 | 620 |  | Morton Surgical Pty Ltd ta Matrix Surgical Company | HAGA Access Port | Access Port contains Titanium and Silicone | Standard | 122934 | August 2012 |  | Changed Product Group.
03 - General Miscellaneous | 03.04 - GASTRIC BANDS | 03.04.03 - Replacement Injection Ports |  |  | ER217 | 620 |  | Emergo Asia Pacific Pty Ltd | Lap-Band Access Port | For use with the Lap-Band Adjustable Gastric Banding System | Standard, low profile | 226686 | August 2015 |  | Changed Product Sub Group, Benefit.
03 - General Miscellaneous | 03.04 - GASTRIC BANDS | 03.04.03 - Replacement Injection Ports |  |  | ER220 | 620 |  | Emergo Asia Pacific Pty Ltd | RapidPort EZ Access Port Kit (replacement port) | Access Port Kit for LAP-BAND RapidPort EZ system | 11.6mm x 30.5mm x 14mm 11.6mm x 30.5mm x 16.5mm | 226686 | February 2015 |  | Transferred from AW017
03 - General Miscellaneous | 03.04 - GASTRIC BANDS | 03.04.03 - Replacement Injection Ports |  |  | RS003 | 620 |  | Sphere Surgical | MiniMizer gastric band (injection port) | Adjustable Silicone band which is placed around the upper part of the stomach to reduce the volume and speed of intake of food. The injection port is used to inflate or deflate the gastric band therefore adjusting the diameter of the band. | Small or medium sized port. | 205914 | August 2015 |  | Changed Product Sub Group.
03 - General Miscellaneous | 03.04 - GASTRIC BANDS | 03.04.04 - Accessories |  |  | ER218 | 170 |  | Emergo Asia Pacific Pty Ltd | Rapid Port Tack | Implantable acetal copolymer disk assembly, rotor assembly with three stainless steel fasteners. The fasteners, when deployed by rotating the rotor, extend about 3mm below the undersurface of the Tack | Outside diameter for the tack 30.5mm diameter by 5.6mm Height. The wires extend 3mm below the bottom surface. | 226690 | February 2015 |  | Transferred from AW003
03 - General Miscellaneous | 03.05 - HAEMOSTATIC DEVICES | 03.05.01 - Occluder Pin |  |  | DV024 | 430 |  | Designs for Vision Pty Ltd | Haemorrhage Occluder Pin with applicator | Designed to control severe presacral bleeding during pelvic surgery. | Two sizes: 10mm and 14mm | 133897 | February 2012 |  | Changed Product Group, Benefit.
03 - General Miscellaneous | 03.05 - HAEMOSTATIC DEVICES | 03.05.02 - Powder |  |  | JJ636 | 50 |  | Johnson & Johnson Medical Pty Ltd | Spongostan Absorbable Haemostatic Gelatin Powder | 1 g Porcine Absorbable Haemostatic Gelatin Powder | 1 gram | 144853 | February 2012 |  | Changed Product Group, Benefit.
03 - General Miscellaneous | 03.05 - HAEMOSTATIC DEVICES | 03.05.02 - Powder |  |  | LH408 | 50 |  | Lifehealthcare Pty Ltd | Geli Putty(Powder, 1g) | Geli Putty is a single- use, water insoluble, fully bioabsorbable gelatin powder comprising milled sponges (Gelita-Spon) made from 100% pharmaceutical grade porcine gelatin mixed with sterile liquid (e.g. saline or antibiotic solution) prior to use. | 1 gram | 155091 | February 2012 |  | Changed Description, Product Group, Benefit.
03 - General Miscellaneous | 03.05 - HAEMOSTATIC DEVICES | 03.05.02 - Powder |  |  | RH026 | 100 |  | Reid Healthcare | HaemoCer Haemostatic Powder | Absorbable Polysaccharide Haemostat | 2gms | 205062 | February 2017 |  | Transferred from SQ072
03 - General Miscellaneous | 03.05 - HAEMOSTATIC DEVICES | 03.05.02 - Powder |  |  | RH027 | 250 |  | Reid Healthcare | HaemoCer Haemostatic Powder | Absorbable Polysaccharide Haemostat | 5gms |  | February 2017 |  | Transferred from SQ073
03 - General Miscellaneous | 03.05 - HAEMOSTATIC DEVICES | 03.05.02 - Powder |  |  | AB079 | 150 |  | Advanced Biomedical Pty Ltd | PerClot Laparascopic | PerClot Polysaccharide Hemostatic System | 3 grams | 164507 | August 2014 |  | New Listing
03 - General Miscellaneous | 03.05 - HAEMOSTATIC DEVICES | 03.05.02 - Powder |  |  | AB080 | 50 |  | Advanced Biomedical Pty Ltd | PerClot Standard & XL - 1 gram | PerClot Polysaccharide Hemostatic System | 1 gram | 162991, 275318 | August 2015 |  | Changed Product Name, Product Sub Group, Benefit.
03 - General Miscellaneous | 03.05 - HAEMOSTATIC DEVICES | 03.05.02 - Powder |  |  | AB081 | 150 |  | Advanced Biomedical Pty Ltd | PerClot Standard & XL - 3 grams | PerClot Polysaccharide Hemostatic System | 3 grams | 162991, 275318 | September 2016 |  | Changed Benefit.
03 - General Miscellaneous | 03.05 - HAEMOSTATIC DEVICES | 03.05.02 - Powder |  |  | AB082 | 250 |  | Advanced Biomedical Pty Ltd | PerClot Standard | PerClot Polysaccharide Hemostatic System | 5 gram | 162991 | August 2015 |  | New Listing
03 - General Miscellaneous | 03.05 - HAEMOSTATIC DEVICES | 03.05.02 - Powder |  |  | BA260 | 50 |  | Bard Australia Pty Ltd | Arista AH | Arista Absorbable Haemostatic Particles | 1g | 233611 | August 2015 |  | New Listing
03 - General Miscellaneous | 03.05 - HAEMOSTATIC DEVICES | 03.05.02 - Powder |  |  | BA261 | 150 |  | Bard Australia Pty Ltd | Arista AH | Arista Absorbable Haemostatic Particles | 3g | 233611 | August 2015 |  | New Listing
03 - General Miscellaneous | 03.05 - HAEMOSTATIC DEVICES | 03.05.02 - Powder |  |  | BA262 | 250 |  | Bard Australia Pty Ltd | Arista AH | Arista Absorbable Haemostatic Particles | 5g | 233611 | August 2015 |  | New Listing
03 - General Miscellaneous | 03.05 - HAEMOSTATIC DEVICES | 03.05.02 - Powder |  |  | BF024 | 150 |  | Matrix Medical Innovations | NexStat | The Topical Hemostatic powder consists of purified potato starch polysaccharide. These products are sterile packed and intended for single use. | 3grams | 280607 | February 2017 |  | New Listing
03 - General Miscellaneous | 03.05 - HAEMOSTATIC DEVICES | 03.05.02 - Powder |  |  | BX336 | 125 |  | Baxter Healthcare Pty Ltd | OSTENE Bone Haemostasis material 2.5g | OSTENE is a water soluble polymer which provides immediate bone haemostasis, ie a bone haemostasis material, in surgical procedures | 2.5g per stick | 229426 | February 2015 |  | New Listing
03 - General Miscellaneous | 03.05 - HAEMOSTATIC DEVICES | 03.05.02 - Powder |  |  | BX337 | 175 |  | Baxter Healthcare Pty Ltd | Ostene 3.5g Bone Haemostasis material | OSTENE is a water soluble polymer which provides immediate bone haemostasis, ie a bone haemostasis material, in surgical procedures | 3.5g | 229426 | August 2015 |  | New Listing
03 - General Miscellaneous | 03.05 - HAEMOSTATIC DEVICES | 03.05.02 - Powder |  |  | SV053 | 50 |  | Signature Spine and Joint Pty Ltd | Starsil Haemostat | Plant based haemostatic powder | 1g | 230577 | August 2015 |  | New Listing
03 - General Miscellaneous | 03.05 - HAEMOSTATIC DEVICES | 03.05.02 - Powder |  |  | SV054 | 100 |  | Signature Spine and Joint Pty Ltd | Starsil Haemostat | Plant based haemostatic powder | 2g | 230577 | August 2015 |  | New Listing
03 - General Miscellaneous | 03.05 - HAEMOSTATIC DEVICES | 03.05.02 - Powder |  |  | SV055 | 250 |  | Signature Spine and Joint Pty Ltd | Starsil Haemostat | Plant based haemostatic powder | 5g | 230577 | August 2015 |  | New Listing
03 - General Miscellaneous | 03.05 - HAEMOSTATIC DEVICES | 03.05.02 - Powder | 03.05.02.01 - Integrated Delivery System |  | VM001 | 170 |  | Vitramed Pty Ltd | EndoClot Kit | Polysaccharide haemostatic system | 2g particles, 2300mm catheter length | 204921 | August 2014 |  | New Listing
03 - General Miscellaneous | 03.05 - HAEMOSTATIC DEVICES | 03.05.02 - Powder | 03.05.02.01 - Integrated Delivery System | > 10 grams | WA004 | 550 |  | WILLIAM A COOK AUSTRALIA PTY LTD | Hemospray Endoscopic Hemostat | Inorganic haemostatic agent | 20 grams of powder Catheter: 7-10Fr, length 220cm. | 276342 | February 2017 |  | New Listing
03 - General Miscellaneous | 03.05 - HAEMOSTATIC DEVICES | 03.05.02 - Powder | 03.05.02.02 - Delivery Catheter |  | BA263 | 31 |  | Bard Australia Pty Ltd | Arista AH Flexitip and Flexitip XL | Extender tip for delivery of Arista AH powder | Flexitip: 14cm Flexitip XL: 38cm | 258012 | February 2016 |  | New Listing
03 - General Miscellaneous | 03.05 - HAEMOSTATIC DEVICES | 03.05.03 - Sponges | 03.05.03.01 - Absorbable ≤75cm² |  | JJ003 | 10 |  | Johnson & Johnson Medical Pty Ltd | Spongostan Absorbable Haemostat | Standard (Box of 20) | 70 x 50 x 10mm | 144852 | February 2012 |  | Changed Product Group, Product Sub Group, Benefit.
03 - General Miscellaneous | 03.05 - HAEMOSTATIC DEVICES | 03.05.03 - Sponges | 03.05.03.01 - Absorbable ≤75cm² |  | JJ005 | 10 |  | Johnson & Johnson Medical Pty Ltd | Spongostan Absorbable Haemostat | Special (Box of 20) | 70 x 50 x 1mm | 144852 | February 2012 |  | Changed Product Group, Product Sub Group, Benefit.
03 - General Miscellaneous | 03.05 - HAEMOSTATIC DEVICES | 03.05.03 - Sponges | 03.05.03.01 - Absorbable ≤75cm² |  | JJ015 | 10 |  | Johnson & Johnson Medical Pty Ltd | Spongostan Absorbable Haemostat | Dental (Box of 24) | 10 x 10 x 10mm | 144852 | February 2012 |  | Changed Product Group, Product Sub Group, Benefit.
03 - General Miscellaneous | 03.05 - HAEMOSTATIC DEVICES | 03.05.03 - Sponges | 03.05.03.01 - Absorbable ≤75cm² |  | LH405 | 10 |  | Lifehealthcare Pty Ltd | Gelita-Spon Absorbable Gelatin Sponge-Gelita- Spon IR Sponge | Gelita- Spon IR is a sterile, single-use, fully bioabsorbable gelatin sponge indicated to achieve rapid haemostasis(e.g. surgically or trauma induced) by tamponade, and arterial embolisation. also indicated for use as a vehicle for a wide range of therapeutic agents including antibiotics, thrombin and chemotherapeutics without reduction in the sponge's haemostatic effect. | GS-322-Gelita-Spon IR Sponge; 200s-3x2x2mm GS- 344- Gelita- Spon IR Sponge; 100s-4x4x4mm | 155094 | February 2012 |  | Changed Description, Size, Product Group, Product Sub Group, Benefit.
03 - General Miscellaneous | 03.05 - HAEMOSTATIC DEVICES | 03.05.03 - Sponges | 03.05.03.01 - Absorbable ≤75cm² |  | LH410 | 10 |  | Lifehealthcare Pty Ltd | Gelita-Spon Absorbable Gelatin Sponge Anal-Vaginal Tampon | Gelita-Spon Anal-Vaginal Tampon is a sterile, single use, fully bioabsorbable gelatin sponge indicated to achieve rapid haemostasis by tamponade, also indicated for use as a vehicle for a wide range of therapeutic agents, including antibiotics, thrombin and chemotherapeutics without reduction in the sponge's haemostatic effect. | 3x8cm | 155095 | February 2012 |  | Changed Product Group, Product Sub Group, Benefit.
03 - General Miscellaneous | 03.05 - HAEMOSTATIC DEVICES | 03.05.03 - Sponges | 03.05.03.01 - Absorbable ≤75cm² |  | LH411 | 10 |  | Lifehealthcare Pty Ltd | Gelita-Spon Absorbable Gelatin Sponge - Gelita-Spon ENT Sponge | GelitaSpon ENT Sponge is a sterile, single use, water insoluble, fully bioabsorbable, firm, high-density gelatin sponge indicated to achieve rapid haemostasis during ENT surgery . | 8x5x1 cm & 1x1x1cm | 155092 | February 2012 |  | Changed Product Group, Product Sub Group, Benefit.
03 - General Miscellaneous | 03.05 - HAEMOSTATIC DEVICES | 03.05.03 - Sponges | 03.05.03.01 - Absorbable ≤75cm² |  | LH412 | 10 |  | Lifehealthcare Pty Ltd | Gelita-Spon Absorbable Gelatin Sponge-Gelita- Spon Dental Cube | Gelita-Spon Dental Cube is a sterile, single-use, indicated to achieve rapid haemostasis dental surgery (oral bone and soft tissue), a void filler to mitigate against the risk of sclerosis created by tooth extraction, root amputations, and the removal of cysts, tumours and impacted teeth. its absorptive capacity being a function of the amount of gelatin incorporated and, hence, the physical size of the sponge. also indicated for use as a vehicle for a wide range of therapeutic agents. | GS-310 - Gelita-Spon Dental Cubes; 50s - 10 x 10 x 10mm | 155093 | February 2012 |  | Changed Size, Product Group, Product Sub Group, Benefit.
03 - General Miscellaneous | 03.05 - HAEMOSTATIC DEVICES | 03.05.03 - Sponges | 03.05.03.01 - Absorbable ≤75cm² |  | LH414 | 10 |  | Lifehealthcare Pty Ltd | Gelita-Spon Absorbable Gelatin Sponge-Gelita- Spon Standard | Gelita-Spon Standard is a sterile, single- use, fully bioabsorbable gelatin sponge indicated to achieve rapid haemostasis(e.g. surgically or trauma induced)by tamponade, and arterial embolisation . also indicated for use as a vehicle for a wide range of therapeutic agents, including antibiotics, thrombin and chemotherapeutics without reduction in the sponge's haemostatic effect. | GS-010-Gelita-Spon Standard; 10s-80x50x10m GS-060-Gelita-Spon Standard Size 12-7; 10s-60x20x7mm GS-060-Gelita-Spon Standard Size 12-7; 10s-60x20x7mm GS-650- Gelita Spon Standard Size 200; 10s-125x80x10mm GS-110-Gelita-Spon Standard Size Special 20; 20s-80x50x1mm GS-950-Gelita-Spon Standard Film; 20s-200x70x0.5mm | 155096 | February 2012 |  | Changed Product Group, Product Sub Group, Benefit.
03 - General Miscellaneous | 03.05 - HAEMOSTATIC DEVICES | 03.05.03 - Sponges | 03.05.03.01 - Absorbable ≤75cm² | Anatomically Conforming | JJ006 | 17 |  | Johnson & Johnson Medical Pty Ltd | Spongostan Absorbable Haemostat | Anal 20s (Box of 20) | 80 x 30mm | 144852 | February 2012 |  | Changed Product Group, Product Sub Group, Suffix, Benefit.
03 - General Miscellaneous | 03.05 - HAEMOSTATIC DEVICES | 03.05.03 - Sponges | 03.05.03.01 - Absorbable ≤75cm² | Anatomically Conforming | JJ007 | 17 |  | Johnson & Johnson Medical Pty Ltd | Spongostan Absorbable Haemostat | Anal 5s (Box of 5) | 80 x 30mm | 144852 | February 2012 |  | Changed Product Group, Product Sub Group, Suffix, Benefit.
03 - General Miscellaneous | 03.05 - HAEMOSTATIC DEVICES | 03.05.03 - Sponges | 03.05.03.01 - Absorbable ≤75cm² | Low Antigenicity | PU059 | 17 |  | Pfizer Australia Pty Ltd | Gelfoam Sterile Sponge | Sterile, pliable, nonantigenic surgical sponge prepared from specially treated purified gelatine solution | 12 - 20mm x 60mm x 7mm, individually packaged for use | 17051 | February 2012 |  | Changed Product Group, Product Sub Group, Suffix, Benefit.
03 - General Miscellaneous | 03.05 - HAEMOSTATIC DEVICES | 03.05.03 - Sponges | 03.05.03.02 - Absorbable >75cm² |  | JJ004 | 30 |  | Johnson & Johnson Medical Pty Ltd | Spongostan Absorbable Haemostat | Film (Box of 20) | 200 x 70 x 0.5mm | 144852 | February 2012 |  | Changed Product Group, Product Sub Group, Benefit.
03 - General Miscellaneous | 03.05 - HAEMOSTATIC DEVICES | 03.05.03 - Sponges | 03.05.03.02 - Absorbable >75cm² | Low Antigenicity | PU060 | 72 |  | Pfizer Australia Pty Ltd | Gelfoam Sterile Sponge | Sterile, pliable, nonantigenic surgical sponge prepared from specially treated purified gelatine solution | 100 - 80mm x 125mm x 10mm in individual packet | 17051 | February 2012 |  | Changed Product Group, Product Sub Group, Suffix, Benefit.
03 - General Miscellaneous | 03.05 - HAEMOSTATIC DEVICES | 03.05.04 - Pliable Patches | 03.05.04.01 - Absorbable ≤50cm² |  | LH424 | 10 |  | Lifehealthcare Pty Ltd | Gelitacel Oxidised Resorbable Cellulose Gauze (15) | Gelitacel is a white, single-use, non-toxic, sterile, bioarbsorbable, weakly acidic, viscose-free, knitted haemostatic fabric (USP) | 5 x 7 cm | 157255 | August 2015 |  | Changed Product Sub Group.
03 - General Miscellaneous | 03.05 - HAEMOSTATIC DEVICES | 03.05.04 - Pliable Patches | 03.05.04.01 - Absorbable ≤50cm² | Antimicrobial, Low Antigenicity | BG002 | 20 |  | Balance Medical Pty Ltd | BloodStop iX | BloodStop iX is a new generation haemostat made from water soluble, oxidised-etherified regenerated cellulose | 1.3x5cm, 5x5cm, 5x10cm | 240712 | February 2016 |  | New Listing
03 - General Miscellaneous | 03.05 - HAEMOSTATIC DEVICES | 03.05.04 - Pliable Patches | 03.05.04.01 - Absorbable ≤50cm² | Antimicrobial, Low Antigenicity | IE003 | 22 |  | INTEGRITY HOSPITAL SUPPLIES PTY LTD | Curacel Standard <50cm2 | Sterile absorbable haemostat gauze, type Oxidised Regenerated Cellulose. | 12.5 x 50 mm 25 x 25 mm 25 x 50 mm 50 x 75 mm | 285463 | August 2017 |  | New Listing
03 - General Miscellaneous | 03.05 - HAEMOSTATIC DEVICES | 03.05.04 - Pliable Patches | 03.05.04.01 - Absorbable ≤50cm² | Antimicrobial, Low Antigenicity | JJ013 | 22 |  | Johnson & Johnson Medical Pty Ltd | Surgicel ORIGINAL Absorbable Haemostat | Oxidised regenerated cellulose gauze, the material is biocompatible and also bactericidal | 5 x 7.5cm | 171589, 177702 | August 2015 |  | Changed Product Sub Group, Benefit.
03 - General Miscellaneous | 03.05 - HAEMOSTATIC DEVICES | 03.05.04 - Pliable Patches | 03.05.04.01 - Absorbable ≤50cm² | Antimicrobial, Low Antigenicity | JJ014 | 22 |  | Johnson & Johnson Medical Pty Ltd | Surgicel ORIGINAL Absorbable Haemostat | Oxidised regenerated cellulose gauze, the material is biocompatible and also bactericidal | 1.25 x 5cm | 171589, 177702 | August 2015 |  | Changed Product Sub Group, Benefit.
03 - General Miscellaneous | 03.05 - HAEMOSTATIC DEVICES | 03.05.04 - Pliable Patches | 03.05.04.01 - Absorbable ≤50cm² | Antimicrobial, Low Antigenicity, Micro-fibrous | IE006 | 40 |  | INTEGRITY HOSPITAL SUPPLIES PTY LTD | Curacel Fibrillar <50cm2 | Sterile absorbable haemostat gauze, type Oxidised Regenerated Cellulose. | 25 x 51mm | 285465 | August 2017 |  | New Listing
03 - General Miscellaneous | 03.05 - HAEMOSTATIC DEVICES | 03.05.04 - Pliable Patches | 03.05.04.01 - Absorbable ≤50cm² | Antimicrobial, Low Antigenicity, Micro-fibrous | JJ009 | 40 |  | Johnson & Johnson Medical Pty Ltd | Surgicel Fibrillar Absorbable Haemostat | Fibrous fleece, oxidised regenerated cellulose, the material is biocompatible and also bactericidal | 2.5 x 5.1cm | 166221 | August 2015 |  | Changed Product Sub Group, Benefit.
03 - General Miscellaneous | 03.05 - HAEMOSTATIC DEVICES | 03.05.04 - Pliable Patches | 03.05.04.01 - Absorbable ≤50cm² | Antimicrobial, Low Antigenicity, Micro-fibrous | MN112 | 40 |  | Johnson & Johnson Medical Pty Ltd | Surgicel Non-Woven (SNoW) Absorbable Haemostat | Absorbable haemostat, Structured Non-Woven | 2.5 x 5cm | 191054 | August 2015 |  | Changed Product Sub Group.
03 - General Miscellaneous | 03.05 - HAEMOSTATIC DEVICES | 03.05.04 - Pliable Patches | 03.05.04.01 - Absorbable ≤50cm² | Antimicrobial, Low Antigenicity, Woven | IE001 | 38 |  | INTEGRITY HOSPITAL SUPPLIES PTY LTD | Curacel High Density <50cm2 | Sterile absorbable haemostat gauze, type Oxidised Regenerated Cellulose. | 26 x 26 mm 50 x 75 mm | 285464 | August 2017 |  | New Listing
03 - General Miscellaneous | 03.05 - HAEMOSTATIC DEVICES | 03.05.04 - Pliable Patches | 03.05.04.01 - Absorbable ≤50cm² | Antimicrobial, Low Antigenicity, Woven | JJ023 | 38 |  | Johnson & Johnson Medical Pty Ltd | Surgicel Nu-Knit Absorbable Haemostat | High density, oxidised regenerated cellulose, the material is biocompatible and also bactericidal | 2.5 x 2.5cm | 177701 | August 2015 |  | Changed Product Sub Group, Benefit.
03 - General Miscellaneous | 03.05 - HAEMOSTATIC DEVICES | 03.05.04 - Pliable Patches | 03.05.04.01 - Absorbable ≤50cm² | Antimicrobial, Low Antigenicity, Woven | JJ432 | 38 |  | Johnson & Johnson Medical Pty Ltd | SURGICEL Nu knit Absorbable Haemostat | High density , oxidised regenerated cellulose, the material is biocompatible and also bactericidal. | 2.5 x 8.75cm | 177701 | August 2015 |  | Changed Product Sub Group, Benefit.
03 - General Miscellaneous | 03.05 - HAEMOSTATIC DEVICES | 03.05.04 - Pliable Patches | 03.05.04.02 - Absorbable 51 cm² – 75cm² | Antimicrobial, Low Antigenicity | IE004 | 22 |  | INTEGRITY HOSPITAL SUPPLIES PTY LTD | Curacel Standard 51-75cm2 | Sterile absorbable haemostat gauze, type Oxidised Regenerated Cellulose | 75 x 100 mm | 285463 | August 2017 |  | New Listing
03 - General Miscellaneous | 03.05 - HAEMOSTATIC DEVICES | 03.05.04 - Pliable Patches | 03.05.04.02 - Absorbable 51 cm² – 75cm² | Antimicrobial, Low Antigenicity, Micro-fibrous | IE007 | 80 |  | INTEGRITY HOSPITAL SUPPLIES PTY LTD | Curacel Fibrillar 51-75cm2 | Sterile absorbable haemostat gauze, type Oxidised Regenerated Cellulose. | 51 x 102 mm | 285465 | August 2017 |  | New Listing
03 - General Miscellaneous | 03.05 - HAEMOSTATIC DEVICES | 03.05.04 - Pliable Patches | 03.05.04.02 - Absorbable 51 cm² – 75cm² | Antimicrobial, Low Antigenicity, Micro-fibrous | JJ030 | 80 |  | Johnson & Johnson Medical Pty Ltd | Surgicel Fibrillar Absorbable Haemostat | Fibrous fleece, oxidised regenerated cellulose, the material is biocompatible and also bactericidal | 5.1 x 10.2cm | 166221 | August 2015 |  | Changed Product Sub Group, Benefit.
03 - General Miscellaneous | 03.05 - HAEMOSTATIC DEVICES | 03.05.04 - Pliable Patches | 03.05.04.02 - Absorbable 51 cm² – 75cm² | Antimicrobial, Low Antigenicity, Micro-fibrous | MN116 | 80 |  | Johnson & Johnson Medical Pty Ltd | Surgicel Non-Woven (SNoW) Absorbable Haemostat | Absorbable haemostat, Structured Non-Woven | 5 x 10.2cm | 191054 | August 2015 |  | Changed Product Sub Group, Benefit.
03 - General Miscellaneous | 03.05 - HAEMOSTATIC DEVICES | 03.05.04 - Pliable Patches | 03.05.04.02 - Absorbable 51 cm² – 75cm² | Antimicrobial, Low Antigenicity, Woven | JJ008 | 76 |  | Johnson & Johnson Medical Pty Ltd | Surgicel Nu-Knit Absorbable Haemostat | High density, oxidised regenerated cellulose, the material is biocompatible and also bactericidal | 7.5 x 10cm | 177701 | August 2015 |  | Changed Product Sub Group, Benefit.
03 - General Miscellaneous | 03.05 - HAEMOSTATIC DEVICES | 03.05.04 - Pliable Patches | 03.05.04.03 - Absorbable >75cm² |  | LH423 | 30 |  | Lifehealthcare Pty Ltd | Gelitacel Oxidised Resorbable Cellulose Gauze (10) | Gelitacel is a white, single use, non-toxic, sterile, hydrophilic bioabsorbable, weakly acidic, viscose-free, knitted haemostatic fabric (USP) | 5 x 35 cm, 10 x 20 cm | 157255 | August 2015 |  | Changed Product Sub Group, Benefit.
03 - General Miscellaneous | 03.05 - HAEMOSTATIC DEVICES | 03.05.04 - Pliable Patches | 03.05.04.03 - Absorbable >75cm² | Antimicrobial, Low Antigenicity | BG001 | 36 |  | Balance Medical Pty Ltd | BloodStop iX | BloodStop iX is a new generation haemostat made from water soluble, oxidised-etherified regenerated cellulose | 10x20cm, 5x35cm | 240712 | February 2016 |  | New Listing
03 - General Miscellaneous | 03.05 - HAEMOSTATIC DEVICES | 03.05.04 - Pliable Patches | 03.05.04.03 - Absorbable >75cm² | Antimicrobial, Low Antigenicity | IE005 | 40 |  | INTEGRITY HOSPITAL SUPPLIES PTY LTD | Curacel Standard >75cm2 | Sterile absorbable haemostat gauze, type Oxidised Regenerated Cellulose. | 50 x 350 mm 100 x 200 mm | 285463 | August 2017 |  | New Listing
03 - General Miscellaneous | 03.05 - HAEMOSTATIC DEVICES | 03.05.04 - Pliable Patches | 03.05.04.03 - Absorbable >75cm² | Antimicrobial, Low Antigenicity | JJ012 | 40 |  | Johnson & Johnson Medical Pty Ltd | Surgicel ORIGINAL Absorbable Haemostat | Oxidised regenerated cellulose gauze, the material is biocompatible and also bactericidal | 5-10.2 x 20-35cm | 171589, 177702 | August 2015 |  | Changed Product Sub Group, Benefit.
03 - General Miscellaneous | 03.05 - HAEMOSTATIC DEVICES | 03.05.04 - Pliable Patches | 03.05.04.03 - Absorbable >75cm² | Antimicrobial, Low Antigenicity, Micro-fibrous | IE008 | 114 |  | INTEGRITY HOSPITAL SUPPLIES PTY LTD | Curacel Fibrillar >75cm2 | Sterile absorbable haemostat gauze, type Oxidised Regenerated Cellulose. | 102 x 102 mm | 285465 | August 2017 |  | New Listing
03 - General Miscellaneous | 03.05 - HAEMOSTATIC DEVICES | 03.05.04 - Pliable Patches | 03.05.04.03 - Absorbable >75cm² | Antimicrobial, Low Antigenicity, Micro-fibrous | JJ029 | 114 |  | Johnson & Johnson Medical Pty Ltd | Surgicel Fibrillar Absorbable Haemostat | Fibrous fleece, oxidised regenerated cellulose, the material is biocompatible and also bactericidal | 10.2 x 10.2cm | 166221 | August 2015 |  | Changed Product Sub Group, Benefit.
03 - General Miscellaneous | 03.05 - HAEMOSTATIC DEVICES | 03.05.04 - Pliable Patches | 03.05.04.03 - Absorbable >75cm² | Antimicrobial, Low Antigenicity, Micro-fibrous | MN117 | 114 |  | Johnson & Johnson Medical Pty Ltd | Surgicel Non-Woven (SNoW) Absorbable Haemostat | Absorbable haemostat, Structured Non-Woven | 10.2 x 10.2cm | 191054 | August 2015 |  | Changed Product Sub Group.
03 - General Miscellaneous | 03.05 - HAEMOSTATIC DEVICES | 03.05.04 - Pliable Patches | 03.05.04.03 - Absorbable >75cm² | Antimicrobial, Low Antigenicity, Woven | IE002 | 106 |  | INTEGRITY HOSPITAL SUPPLIES PTY LTD | Curacel High Density >75cm2 | Sterile absorbable haemostat gauze, type Oxidised Regenerated Cellulose. | 76 x 102 mm 152 x 229 mm | 285464 | August 2017 |  | New Listing
03 - General Miscellaneous | 03.05 - HAEMOSTATIC DEVICES | 03.05.04 - Pliable Patches | 03.05.04.03 - Absorbable >75cm² | Antimicrobial, Low Antigenicity, Woven | JJ433 | 106 |  | Johnson & Johnson Medical Pty Ltd | SURGICEL Nu knit Absorbable Haemostat | High density , oxidised regenerated cellulose, the material is biocompatible and also bactericidal. | 15.2 x 22.9cm | 177701 | August 2015 |  | Changed Product Sub Group, Benefit.
03 - General Miscellaneous | 03.05 - HAEMOSTATIC DEVICES | 03.05.05 - Matrix | 03.05.05.01 - Liquid ≤6ml |  | JJ640 | 450 |  | Johnson & Johnson Medical Pty Ltd | Surgiflo Haemostatic Matrix | Absorbable Porcine Gelatin Matrix Pre-packaged in a Syringe | 6ml of gelatin gel per kit. Mixing with 2ml-5ml of saline or thrombin produces 8ml-11ml of haemostatic matrix. | 149429 | February 2012 |  | Changed Product Group, Product Sub Group, Benefit.
03 - General Miscellaneous | 03.05 - HAEMOSTATIC DEVICES | 03.05.05 - Matrix | 03.05.05.01 - Liquid ≤6ml | Complete Biomaterial | BX258 | 700 |  | Baxter Healthcare Pty Ltd | FloSeal Hemostatic Matrix | FloSeal is a proprietary combination of collagen-derived particles and topical thrombin. Comes with a syringe with needle or needle free vial adapter. It is not sponge, but is a high viscosity gel for haemostasis. Clinical proven to control bleeding from capillary oozing to arterial spurting. | 5ml | 192294 | August 2014 |  | Changed Description, Benefit.
03 - General Miscellaneous | 03.05 - HAEMOSTATIC DEVICES | 03.05.05 - Matrix | 03.05.05.01 - Liquid ≤6ml | Complete Biomaterial | MQ038 | 700 |  | Maquet Australia Pty Ltd | Purastat | Haemostatic material in the form of a pre-filled syringe | 1ml, 2ml, 5ml | 267486 | February 2016 |  | New Listing
03 - General Miscellaneous | 03.05 - HAEMOSTATIC DEVICES | 03.05.05 - Matrix | 03.05.05.02 - Liquid >6ml | Complete Biomaterial | BX259 | 1000 |  | Baxter Healthcare Pty Ltd | FloSeal Hemostatic Matrix | FloSeal is a proprietary combination of collagen-derived particles and topical thrombin. Comes with a syringe with needle or needle free vial adapter. It is not sponge, but is a high viscosity gel for haemostasis. Clinical proven to control bleeding from capillary oozing to arterial spurting, FloSeal functions on w | 10ml | 192294 | August 2014 |  | Changed Description, Benefit.
03 - General Miscellaneous | 03.05 - HAEMOSTATIC DEVICES | 03.05.05 - Matrix | 03.05.05.02 - Liquid >6ml | Complete Biomaterial | MN172 | 1000 |  | Johnson & Johnson Medical Pty Ltd | Surgiflo Haemostatic Matrix with Thrombin | Absorbable Porcine Gelatin Matrix pre-packaged in a syringe and with plasma derived Human Thrombin | 6mL of gelatine gel per kit. Mixing with 2mL of water or saline with thrombin produces 8mL of haemostatic matrix. | 226071 | August 2014 |  | New Listing
03 - General Miscellaneous | 03.05 - HAEMOSTATIC DEVICES | 03.05.05 - Matrix | 03.05.05.03 - Non-liquid ≤50cm² | Antibiotic | AN009 | 135 |  | Australasian Medical & Scientific Ltd | Collatamp G | Biodegradeable collagen implant with gentamicin | 5cm x 5cm x 0.5cm | 156287 | February 2012 |  | Changed Product Group, Product Sub Group, Benefit.
03 - General Miscellaneous | 03.05 - HAEMOSTATIC DEVICES | 03.05.05 - Matrix | 03.05.05.04 - Non-liquid >50cm² | Antibiotic | AN008 | 307 |  | Australasian Medical & Scientific Ltd | Collatamp G | Biodegradable collagen implant with gentamicin | 10cm x 10cm x 0.5cm, 20cm x 5cm x 0.5cm | 156287 | February 2012 |  | Changed Product Group, Product Sub Group, Benefit.
03 - General Miscellaneous | 03.05 - HAEMOSTATIC DEVICES | 03.05.05 - Matrix | 03.05.05.05 - Accessory Extender |  | MN154 | 31 |  | Johnson & Johnson Medical Pty Ltd | Evicel® 45cm Flexible Tip | Triple lumen, clog resistant flexible tip for drip or spray applications | 45cm | 197994 | February 2013 |  | New Listing
03 - General Miscellaneous | 03.05 - HAEMOSTATIC DEVICES | 03.05.06 - Foam |  |  | BF021 | 150 |  | Matrix Medical Innovations | SealFoam, High Density | SealFoam is an absorbable Polysaccharide Haemostat | 60mm x 40mm x 2mm 60mm x 40mm x 4mm 120mm x 25mm x 4mm (2/pack) | 194564 | February 2016 |  | Changed Size, Product Sub Group.
03 - General Miscellaneous | 03.05 - HAEMOSTATIC DEVICES | 03.05.06 - Foam |  |  | HW582 | 150 |  | Stryker Australia Pty Ltd | NasoPore / OtoPore | NasoPore / OtoPore is a bioresorbable foam packing for the nasal or ear cavity. | 4cm and 8cm | 232794, 243332 | February 2017 |  | New Listing
03 - General Miscellaneous | 03.05 - HAEMOSTATIC DEVICES | 03.05.06 - Foam |  |  | SL081 | 150 |  | Smith & Nephew Pty Ltd | STAMMBERGER SINU-FOAM | Viscous CMC-based dissolvable foam for the nasal cavity | One size | 212973 | August 2017 |  | New Listing
03 - General Miscellaneous | 03.05 - HAEMOSTATIC DEVICES | 03.05.06 - Foam |  |  | SL083 | 150 |  | Smith & Nephew Pty Ltd | Nasastent | Dissolvable intranasal splint made from CMC that absorbs nasal fluids, it turns into a hydrocolloidal gel that naturally drains from the nasal cavity | 5cm | 212973 | August 2017 |  | New Listing
03 - General Miscellaneous | 03.06 - LUMINAL STENTS | 03.06.01 - Biliary Stents | 03.06.01.01 - Non-reinforced Wall |  | AK003 | 40 |  | CK Surgitech Pty Ltd | Biliary Stents | Biliary stent, straight, curved, bended, pigtails and double pigtail | 5.0 to 11.5 french | 173855 | August 2013 |  | Changed Benefit.
03 - General Miscellaneous | 03.06 - LUMINAL STENTS | 03.06.01 - Biliary Stents | 03.06.01.01 - Non-reinforced Wall |  | BS066 | 82 |  | Boston Scientific Australia Pty Ltd | Biliary Drainage Stent, Amsterdam Biliary Stent | C-Flex or Polyurethane Biliary Stent | Diameters up to 12Fr & lengths up to 15cm | 127387 | February 2012 |  | Changed Product Group, Product Sub Group, Benefit.
03 - General Miscellaneous | 03.06 - LUMINAL STENTS | 03.06.01 - Biliary Stents | 03.06.01.01 - Non-reinforced Wall |  | BS184 | 82 |  | Boston Scientific Australia Pty Ltd | Advanix Plastic Stent | Plastic stent manufactured individually | 5-18cm length, 7-10 FR diameter | 127387 | February 2012 |  | Changed Description, Product Group, Product Sub Group, Benefit.
03 - General Miscellaneous | 03.06 - LUMINAL STENTS | 03.06.01 - Biliary Stents | 03.06.01.01 - Non-reinforced Wall |  | OL003 | 82 |  | Olympus Australia | Bile Duct Stent | Polyethylene Stents | 7FR - 12FR 3cm - 15cm | 145851 | February 2012 |  | Changed Product Group, Product Sub Group, Benefit.
03 - General Miscellaneous | 03.06 - LUMINAL STENTS | 03.06.01 - Biliary Stents | 03.06.01.01 - Non-reinforced Wall |  | OL008 | 82 |  | Olympus Australia | Olympus Biliary Stent Set | Radio-opaque Polyethglare Stent Set | 7Fr 3cm - 15cm, 8Fr 3cm - 15cm, 10Fr 3cm - 15cm | 145856 | February 2012 |  | Changed Product Group, Product Sub Group, Benefit.
03 - General Miscellaneous | 03.06 - LUMINAL STENTS | 03.06.01 - Biliary Stents | 03.06.01.01 - Non-reinforced Wall |  | WA003 | 82 |  | WILLIAM A COOK AUSTRALIA PTY LTD | Compass BDS Biliary Stent | Plastic biliary stent | 7 Fr, Length: 5-15cm | 133255 | February 2017 |  | New Listing
03 - General Miscellaneous | 03.06 - LUMINAL STENTS | 03.06.01 - Biliary Stents | 03.06.01.01 - Non-reinforced Wall |  | WC006 | 82 |  | WILLIAM A COOK AUSTRALIA PTY LTD | Cotton-Leung Biliary Stent Only | . | 6 - 11.5Fr, Length 3 - 20cm | 139770 | February 2012 |  | Changed Description, Product Group, Product Sub Group, Benefit.
03 - General Miscellaneous | 03.06 - LUMINAL STENTS | 03.06.01 - Biliary Stents | 03.06.01.01 - Non-reinforced Wall |  | WC008 | 82 |  | WILLIAM A COOK AUSTRALIA PTY LTD | Cotton-Huibregste Biliary Stent Only | . | 7 - 11.5Fr, Length 5 - 21cm | 139770 | February 2012 |  | Changed Description, Product Group, Product Sub Group, Benefit.
03 - General Miscellaneous | 03.06 - LUMINAL STENTS | 03.06.01 - Biliary Stents | 03.06.01.01 - Non-reinforced Wall |  | WC012 | 82 |  | WILLIAM A COOK AUSTRALIA PTY LTD | Zimmon Biliary Stent Only | . | 5 - 11.5Fr, Length 3 - 18cm | 139770 | February 2012 |  | Changed Product Group, Product Sub Group, Benefit.
03 - General Miscellaneous | 03.06 - LUMINAL STENTS | 03.06.01 - Biliary Stents | 03.06.01.01 - Non-reinforced Wall |  | WC064 | 82 |  | WILLIAM A COOK AUSTRALIA PTY LTD | Tannenbaum Biliary Stent only | Plastic biliary stent with proximal and distal flaps | Diameter: 8.5,10,11.5 FR. Length Between Flaps: 5 -->15 cm | 139770 | February 2012 |  | Changed Product Group, Product Sub Group, Benefit.
03 - General Miscellaneous | 03.06 - LUMINAL STENTS | 03.06.01 - Biliary Stents | 03.06.01.01 - Non-reinforced Wall |  | WC267 | 82 |  | WILLIAM A COOK AUSTRALIA PTY LTD | Cotton-Leung Sof-Flex Biliary Stent | Cotton-Leung Sof-Flex Biliary Stent | 6 - 11.5 Fr; Length 3 - 20cm | 139770 | August 2014 |  | Changed Product Name, Description.
03 - General Miscellaneous | 03.06 - LUMINAL STENTS | 03.06.01 - Biliary Stents | 03.06.01.01 - Non-reinforced Wall | Delivery System | BS054 | 200 |  | Boston Scientific Australia Pty Ltd | Flexima Biliary Stent | Polyurethane Biliary Stent | Diameters up to 12Fr & lengths up to 15cm | 127387 | February 2012 |  | Changed Product Group, Product Sub Group, Suffix, Benefit.
03 - General Miscellaneous | 03.06 - LUMINAL STENTS | 03.06.01 - Biliary Stents | 03.06.01.01 - Non-reinforced Wall | Delivery System | BS055 | 200 |  | Boston Scientific Australia Pty Ltd | RX Biliary Stent | Polyurethane Biliary Stent | Diameters up to 12Fr & lengths up to 15cm | 127387 | February 2012 |  | Changed Product Group, Product Sub Group, Suffix, Benefit.
03 - General Miscellaneous | 03.06 - LUMINAL STENTS | 03.06.01 - Biliary Stents | 03.06.01.01 - Non-reinforced Wall | Delivery System | BS173 | 200 |  | Boston Scientific Australia Pty Ltd | Advanix Plastic Stent with Naviflex Delivery System | Plastic stent manufactured pre loaded on a delivery catheter | 5-18cm length, 7-10 FR diameter | 127387 | February 2012 |  | Changed Product Name, Description, Product Group, Product Sub Group, Suffix, Benefit.
03 - General Miscellaneous | 03.06 - LUMINAL STENTS | 03.06.01 - Biliary Stents | 03.06.01.01 - Non-reinforced Wall | Delivery System | WC013 | 200 |  | WILLIAM A COOK AUSTRALIA PTY LTD | Zimmon Biliary Stent Set | Double pigtail plastic biliary stent with delivery system | 5 - 11.5Fr, Length 2 - 18cm | 139771 | February 2012 |  | Changed Product Group, Product Sub Group, Suffix, Benefit.
03 - General Miscellaneous | 03.06 - LUMINAL STENTS | 03.06.01 - Biliary Stents | 03.06.01.01 - Non-reinforced Wall | Delivery System | WC017 | 200 |  | WILLIAM A COOK AUSTRALIA PTY LTD | Cotton-Leung Biliary Stent Set | Set includes stent, positioning sleeve to collapse the duodenal flap, 170cm pushing catheter and 320cm guiding catheter. 7Fr stents do not include guiding catheter. | 7 - 11.5Fr, Length 5 - 18cm | 139771 | February 2012 |  | Changed Description, Product Group, Product Sub Group, Suffix, Benefit.
03 - General Miscellaneous | 03.06 - LUMINAL STENTS | 03.06.01 - Biliary Stents | 03.06.01.01 - Non-reinforced Wall | Delivery System | WC078 | 200 |  | WILLIAM A COOK AUSTRALIA PTY LTD | Cook Biliary Stents | Composition Plastic, includes Stent, Wireguide & Positioner | French 7.0, length 4cm | 139197 | February 2012 |  | Changed Product Group, Product Sub Group, Suffix, Benefit.
03 - General Miscellaneous | 03.06 - LUMINAL STENTS | 03.06.01 - Biliary Stents | 03.06.01.01 - Non-reinforced Wall | Delivery System | WC106 | 200 |  | WILLIAM A COOK AUSTRALIA PTY LTD | Cotton-Leung Biliary Stent Set | Polyethylene Stent preloaded on an Oasis Introduction System | Diameter 7 - 11.5 FR, length 5 - 15cm | 139771 | February 2012 |  | Changed Product Group, Product Sub Group, Suffix, Benefit.
03 - General Miscellaneous | 03.06 - LUMINAL STENTS | 03.06.01 - Biliary Stents | 03.06.01.01 - Non-reinforced Wall | Delivery System | WC108 | 200 |  | WILLIAM A COOK AUSTRALIA PTY LTD | Geenan Pancreatic Stent Set | Radiopaque Polyethylene Stent with or without ductal flaps - includes pushing catheter | Diameter 3 - 11.5 FR, Length 2 - 15cm | 142999 | February 2012 |  | Changed Product Group, Product Sub Group, Suffix, Benefit.
03 - General Miscellaneous | 03.06 - LUMINAL STENTS | 03.06.01 - Biliary Stents | 03.06.01.01 - Non-reinforced Wall | Delivery System | WC166 | 200 |  | WILLIAM A COOK AUSTRALIA PTY LTD | Solus Biliary Stent Set | Double Pigtail with OASIS introducer. Sof-flex material - with radiopaque bands. | Diameter 10 FR, Length:1 - 15 cm Between pigtails | 139771 | February 2012 |  | Changed Product Group, Product Sub Group, Suffix, Benefit.
03 - General Miscellaneous | 03.06 - LUMINAL STENTS | 03.06.01 - Biliary Stents | 03.06.01.01 - Non-reinforced Wall | Delivery System | WC216 | 200 |  | WILLIAM A COOK AUSTRALIA PTY LTD | Fanelli Laparoscopic Endobiliary Stent Set | Fanelli stent (double flange white polyehtylene), tracer Hybrid .035"X150cm Guide (slippery wire), 8.5 Fr Introducer and Pusher Catheter (TFE) System with four radiopaque accuracy markers, two way terminal adapter | 7.0 French diameter x 6cm length double flange stent loaded in an 8.5 fr delivery system. | 191162 | February 2012 |  | Changed Product Group, Product Sub Group, Suffix, Benefit.
03 - General Miscellaneous | 03.06 - LUMINAL STENTS | 03.06.01 - Biliary Stents | 03.06.01.01 - Non-reinforced Wall | Delivery System | WC228 | 200 |  | WILLIAM A COOK AUSTRALIA PTY LTD | Tannenbaum Biliary Stent Set preloaded on the OASIS Introduction System | Plastic Biliary Stent | 8.5 - 11.5 Fr, 5 - 15 cm | 139771 | February 2012 |  | Changed Product Group, Product Sub Group, Suffix, Benefit.
03 - General Miscellaneous | 03.06 - LUMINAL STENTS | 03.06.01 - Biliary Stents | 03.06.01.01 - Non-reinforced Wall | Delivery System | WC269 | 200 |  | WILLIAM A COOK AUSTRALIA PTY LTD | Fusion Marathon Biliary Stent | Biliary Plastic Stent with anti-reflux sleeve preloaded on the OASIS delivery device | Stent diameter: 10FR; Lengths 5 to 15cm | 139452 | February 2012 |  | Changed Product Group, Product Sub Group, Suffix, Benefit.
03 - General Miscellaneous | 03.06 - LUMINAL STENTS | 03.06.01 - Biliary Stents | 03.06.01.02 - Reinforced Wall, Uncovered/Bare Metal |  | AS199 | 2225 |  | Medtronic Australasia Pty Ltd | Protege™GPS™ Self-expanding Billary Stent System | Nitinol self expanding stent pre-mounted on 6F OTW delivery system | Diameter (mm) 6 -14, Length (mm) 20 - 150 | 189741 | August 2013 |  | Transferred from EE032
03 - General Miscellaneous | 03.06 - LUMINAL STENTS | 03.06.01 - Biliary Stents | 03.06.01.02 - Reinforced Wall, Uncovered/Bare Metal |  | AS200 | 2225 |  | Medtronic Australasia Pty Ltd | VisiPro™ Balloon-Expandable Biliary Stent System | Stainless Steel balloon expandable stent mounted onto a non-compliant balloon catheter | Diameter (mm) 5 - 10, Length (mm) 12 -57 | 189741 | August 2013 |  | Transferred from EE033
03 - General Miscellaneous | 03.06 - LUMINAL STENTS | 03.06.01 - Biliary Stents | 03.06.01.02 - Reinforced Wall, Uncovered/Bare Metal |  | BS051 | 2225 |  | Boston Scientific Australia Pty Ltd | Wallstent Biliary Stent | Monofilament wire, self-expanding stent | Diameters up to 10mm & lengths up to 100mm | 136261 | February 2012 |  | Changed Product Group, Product Sub Group, Benefit.
03 - General Miscellaneous | 03.06 - LUMINAL STENTS | 03.06.01 - Biliary Stents | 03.06.01.02 - Reinforced Wall, Uncovered/Bare Metal |  | BS215 | 2225 |  | Boston Scientific Australia Pty Ltd | WallFlex Biliary Stent | Bare Metal Stent | 6 - 10 x 40 - 120mm | 136261, 177661 | February 2014 |  | Changed Size.
03 - General Miscellaneous | 03.06 - LUMINAL STENTS | 03.06.01 - Biliary Stents | 03.06.01.02 - Reinforced Wall, Uncovered/Bare Metal |  | BS307 | 2225 |  | Boston Scientific Australia Pty Ltd | HANAROSTENT | HANAROSTENT Biliary(NNN), HANAROSTENT Biliary Hilar. Un-covered self-expanding nitinol biliary stent | Diameter 6-10mm, Length 40-120mm | 272683, 272684 | August 2016 |  | New Listing
03 - General Miscellaneous | 03.06 - LUMINAL STENTS | 03.06.01 - Biliary Stents | 03.06.01.02 - Reinforced Wall, Uncovered/Bare Metal |  | BS309 | 2225 |  | Boston Scientific Australia Pty Ltd | Benefit Stent | Benefit Biliary Stent. Un-covered self-expanding nitinol biliary stent | Diameter 6-8mm, Length 40-120mm | 272683, 272684 | August 2016 |  | New Listing
03 - General Miscellaneous | 03.06 - LUMINAL STENTS | 03.06.01 - Biliary Stents | 03.06.01.02 - Reinforced Wall, Uncovered/Bare Metal |  | DE408 | 2225 |  | Device Technologies Australia Pty Ltd | Bonastent Biliary Stent | Self-expanding metal biliary stents | 10mm diameter and length varies from 60mm to 100mm | 167222 | February 2013 |  | New Listing
03 - General Miscellaneous | 03.06 - LUMINAL STENTS | 03.06.01 - Biliary Stents | 03.06.01.02 - Reinforced Wall, Uncovered/Bare Metal |  | ET039 | 2225 |  | Endotherapeutics Pty Ltd | SX-Ella Tips Stent | Uncovered, self-expanding nitinol stent | Dia 10-14mm, length 52-77mm | 144490 | February 2012 |  | Changed Product Group, Product Sub Group, Benefit.
03 - General Miscellaneous | 03.06 - LUMINAL STENTS | 03.06.01 - Biliary Stents | 03.06.01.02 - Reinforced Wall, Uncovered/Bare Metal |  | OL011 | 2225 |  | Olympus Australia | X-Suit NIR Biliary Metal Stent | The Medinol X-Suit® Biliary Metallic Stent consists of a self-expanding noncovered Nitinol stent integrated into a delivery system. | 8 or 10mm diameter - 40, 60, 80 or 100 mm length, 7.5F | 162023 | February 2012 |  | Changed Product Group, Product Sub Group, Benefit.
03 - General Miscellaneous | 03.06 - LUMINAL STENTS | 03.06.01 - Biliary Stents | 03.06.01.02 - Reinforced Wall, Uncovered/Bare Metal |  | PY038 | 2225 |  | Pyramed Pty Limited | Niti-S Biliary Stent (D, Y, T, S-Type, Comvi) | Niti-S Biliary Stent. Deployed via stent delivery system for use TTS or percutaneously | 6-10mm Diameter x 40 - 120mm Length | 130531 | August 2015 |  | Changed Benefit.
03 - General Miscellaneous | 03.06 - LUMINAL STENTS | 03.06.01 - Biliary Stents | 03.06.01.02 - Reinforced Wall, Uncovered/Bare Metal |  | WC270 | 2225 |  | WILLIAM A COOK AUSTRALIA PTY LTD | Zilver Biliary Stent System | Self expanding metal biliary stent system | Diameters 6, 8, 10mm; Lengths 4, 6, 8 cm | 177491 | February 2012 |  | Changed Product Group, Product Sub Group, Benefit.
03 - General Miscellaneous | 03.06 - LUMINAL STENTS | 03.06.01 - Biliary Stents | 03.06.01.02 - Reinforced Wall, Uncovered/Bare Metal |  | WC308 | 2225 |  | WILLIAM A COOK AUSTRALIA PTY LTD | Evolution Biliary Stent System (uncovered) | Self expanding bare metal biliary stent system. | Diameters :8 -10mm Lengths: 40 -100mm | 177491 | August 2013 |  | New Listing
03 - General Miscellaneous | 03.06 - LUMINAL STENTS | 03.06.01 - Biliary Stents | 03.06.01.02 - Reinforced Wall, Uncovered/Bare Metal |  | WC331 | 2225 |  | WILLIAM A COOK AUSTRALIA PTY LTD | Zilver 635 Biliary Stent | The Zilver 635 Biliary Stent is a self-expandable stent made of nitinol. | Length: 4-8cm, Diameter: 6-14mm, Delivery system: 40cm | 236948 | August 2015 |  | New Listing
03 - General Miscellaneous | 03.06 - LUMINAL STENTS | 03.06.01 - Biliary Stents | 03.06.01.03 - Reinforced Wall, Covered |  | BS052 | 3025 |  | Boston Scientific Australia Pty Ltd | Wallstent Biliary Stent | Monofilament wire, self-expanding stent | Diameters up to 10mm & lengths up to 100mm | 136261 | February 2012 |  | Changed Product Group, Product Sub Group, Benefit.
03 - General Miscellaneous | 03.06 - LUMINAL STENTS | 03.06.01 - Biliary Stents | 03.06.01.03 - Reinforced Wall, Covered |  | BS070 | 3025 |  | Boston Scientific Australia Pty Ltd | Wallstent RX Biliary Stent | Monofilament wire, self-expanding stent | Diameters up to 10mm & lengths up to 100mm | 136261 | February 2012 |  | Changed Product Group, Product Sub Group, Benefit.
03 - General Miscellaneous | 03.06 - LUMINAL STENTS | 03.06.01 - Biliary Stents | 03.06.01.03 - Reinforced Wall, Covered |  | BS214 | 3025 |  | Boston Scientific Australia Pty Ltd | WallFlex Biliary Stent | Stent with permalume covering | 6 - 10 x 40 - 120mm | 136261, 177661 | February 2014 |  | Changed Size.
03 - General Miscellaneous | 03.06 - LUMINAL STENTS | 03.06.01 - Biliary Stents | 03.06.01.03 - Reinforced Wall, Covered |  | BS306 | 3025 |  | Boston Scientific Australia Pty Ltd | HANAROSTENT | HANAROSTENT Biliary, HANAROSTENT Biliary Flap, HANAROSTENT Biliary Flap Lasso, HANAROSTENT Biliary Lasso (SHCL Models). Self-expanding nitinol biliary stent | Diameter 6-10mm, Length 20-150mm | 272683, 272684 | August 2016 |  | New Listing
03 - General Miscellaneous | 03.06 - LUMINAL STENTS | 03.06.01 - Biliary Stents | 03.06.01.03 - Reinforced Wall, Covered |  | BS308 | 3025 |  | Boston Scientific Australia Pty Ltd | TwynLay | TwynLay Biliary. Self-expanding nitinol biliary stent | Diameter 8-10mm, Length 40-120mm | 272683, 272684 | August 2016 |  | New Listing
03 - General Miscellaneous | 03.06 - LUMINAL STENTS | 03.06.01 - Biliary Stents | 03.06.01.03 - Reinforced Wall, Covered |  | DE404 | 3025 |  | Device Technologies Australia Pty Ltd | Bonastent Biliary Stent | Self-expanding covered metal biliary stents | 10mm diameter and length varies from 60mm to 100mm | 167222 | August 2012 |  | New Listing
03 - General Miscellaneous | 03.06 - LUMINAL STENTS | 03.06.01 - Biliary Stents | 03.06.01.03 - Reinforced Wall, Covered |  | ET038 | 3025 |  | Endotherapeutics Pty Ltd | SX-Ella Biliary Stent | Uncovered, self-expanding nitinol stent | Dia 8-12mm, length 50-77mm | 144490 | February 2012 |  | Changed Product Group, Product Sub Group, Benefit.
03 - General Miscellaneous | 03.06 - LUMINAL STENTS | 03.06.01 - Biliary Stents | 03.06.01.03 - Reinforced Wall, Covered |  | GT116 | 3025 |  | W L Gore & Associates | Gore Biliary Endoprostheses | ePTFE | Short or Long Catheter 8-10mmx4-8cm | 130493 | February 2012 |  | Changed Product Group, Product Sub Group, Suffix, Benefit.
03 - General Miscellaneous | 03.06 - LUMINAL STENTS | 03.06.01 - Biliary Stents | 03.06.01.03 - Reinforced Wall, Covered |  | MB023 | 3025 |  | MD Solutions Australasia Pty Ltd | Allium Biliary Stent | Endoscopic or Transhepatic biliary stent made of nitinol with copolymer covering and unraveling technology for atraumatic removal | Stent length - 60, 80, 100, 120mm. Diameter - 8, 10mm. Anchor optional | 205006 | February 2014 |  | New Listing
03 - General Miscellaneous | 03.06 - LUMINAL STENTS | 03.06.01 - Biliary Stents | 03.06.01.03 - Reinforced Wall, Covered |  | PY049 | 3025 |  | Pyramed Pty Limited | Niti-S Biliary Covered and Partially Covered Stents | Niti-S Biliary Covered and Partially Covered Stents | Diameter: 4mm to 16mm Length: 10mm to 120mm | 130531 | August 2017 |  | Compressed from PY020, PY027
03 - General Miscellaneous | 03.06 - LUMINAL STENTS | 03.06.01 - Biliary Stents | 03.06.01.03 - Reinforced Wall, Covered |  | WC309 | 3025 |  | WILLIAM A COOK AUSTRALIA PTY LTD | Evolution Biliary Stent System (covered) | Self expanding partially or fully covered biliary stent system. | Diameters: 8 - 10mm Lengths: 40 - 80mm | 177491 | August 2013 |  | New Listing
03 - General Miscellaneous | 03.06 - LUMINAL STENTS | 03.06.02 - Colonic Stents |  | Self Expanding | BS071 | 3060 |  | Boston Scientific Australia Pty Ltd | Ultraflex Precision Colonic Stent | Nitinol, self expanding stent | Diameters up to 30mm & lengths up to 150mm | 119517 | February 2012 |  | Changed Product Group, Product Sub Group, Suffix, Benefit.
03 - General Miscellaneous | 03.06 - LUMINAL STENTS | 03.06.02 - Colonic Stents |  | Self Expanding | PY024 | 3060 |  | Pyramed Pty Limited | Niti-S Colorectal Stent | Niti-S Colorectal self-expanding metal stent made from Nitinol. Stent PTFE covered and uncovered OTW or TTS with string for ease of removal. | Stent Dimensions mm: 18x26x30, 18x24x30, 20x26x30, 22x30x30, 24x30x30, 20x28x30 Length mm: 30-90 | 130747 | February 2012 |  | Changed Product Group, Product Sub Group, Suffix, Benefit.
03 - General Miscellaneous | 03.06 - LUMINAL STENTS | 03.06.02 - Colonic Stents |  | Self Expanding | BS300 | 3060 |  | Boston Scientific Australia Pty Ltd | HANAROSTENT | HANAROSTENT Intestine Asymmetric, HANAROSTENT Colon/Rectum TTS, HANAROSTENT Colon/Rectum, HANAROSTENT Colon/Rectum Asymmetric, HANAROSTENT Colon/Rectum Lasso. Self-expanding nitinol colon/rectum stent, | Diameter 20-24mm, Length 60-180mm | 272681 | August 2016 |  | New Listing
03 - General Miscellaneous | 03.06 - LUMINAL STENTS | 03.06.02 - Colonic Stents |  | Self Expanding | BS301 | 3060 |  | Boston Scientific Australia Pty Ltd | TwynLay | TwynLay Colon/Rectum. Self-expanding nitinol colon/rectum stent | Diameter 22-24mm, Length 60-170mm | 272681 | August 2016 |  | New Listing
03 - General Miscellaneous | 03.06 - LUMINAL STENTS | 03.06.02 - Colonic Stents |  | Self Expanding | PY023 | 3060 |  | Pyramed Pty Limited | Niti-S Colorectal Stent D-type | Niti-S D-Type Colorectal self-expanding metal stent made from Nitinolin unique D mesh construction uncovered OTW or TTs. With string for ease of removal | Diameters: 18 - 30mm Lengths: 60 - 150mm | 130747 | August 2014 |  | Changed Description, Size, Product Sub Group, Benefit.
03 - General Miscellaneous | 03.06 - LUMINAL STENTS | 03.06.03 - Oesophageal Stents | 03.06.03.02 - Reinforced Wall, Uncovered/Bare Metal |  | BS046 | 2500 |  | Boston Scientific Australia Pty Ltd | Ultraflex Oesophageal Stent; Ultraflex Oesophageal NG Stent | Nitinol, self expanding stent | Diameters up to 30mm & lengths up to 150mm | 120176 | February 2012 |  | Changed Product Group, Product Sub Group, Benefit.
03 - General Miscellaneous | 03.06 - LUMINAL STENTS | 03.06.03 - Oesophageal Stents | 03.06.03.03 - Reinforced Wall, Covered |  | BS089 | 3500 |  | Boston Scientific Australia Pty Ltd | WallFlex Oesophageal Stent, WallFlex RMV Oesophageal Stent | Nitinol, self expanding stent | Diameters up to 30mm & lengths up to 155mm | 120176 | February 2015 |  | Changed Product Name, Size, Benefit.
03 - General Miscellaneous | 03.06 - LUMINAL STENTS | 03.06.03 - Oesophageal Stents | 03.06.03.03 - Reinforced Wall, Covered |  | BS102 | 3500 |  | Boston Scientific Australia Pty Ltd | Polyflex Oesophageal Stent | Polyester braided material encapsulated with silicone, self expanding stent | Diameters up to 30mm & lengths up to 150mm | 126757, 126797 | February 2012 |  | Changed Product Group, Product Sub Group, Benefit.
03 - General Miscellaneous | 03.06 - LUMINAL STENTS | 03.06.03 - Oesophageal Stents | 03.06.03.03 - Reinforced Wall, Covered |  | BS298 | 3500 |  | Boston Scientific Australia Pty Ltd | Ultraflex Oesophageal NG Covered Stent | Translucent polyurethane covered nitinol, self expanding stent | Diameters up to 30mm & lengths up to 150mm | 120176 | February 2016 |  | New Listing
03 - General Miscellaneous | 03.06 - LUMINAL STENTS | 03.06.03 - Oesophageal Stents | 03.06.03.03 - Reinforced Wall, Covered |  | BS302 | 3500 |  | Boston Scientific Australia Pty Ltd | CHOOSTENT | CHOOSTENT Esophagus, Esophagus Valve, Esophagus Asymmetric, Esophagus Upper. Covered esophageal stent, self-expanding nitinol | Diameter 18-24mm, Length 50-220mm | 272685 | August 2016 |  | New Listing
03 - General Miscellaneous | 03.06 - LUMINAL STENTS | 03.06.03 - Oesophageal Stents | 03.06.03.03 - Reinforced Wall, Covered |  | BS303 | 3500 |  | Boston Scientific Australia Pty Ltd | HANAROSTENT | HANAROSTENT Esophagus, Esophagus Valve, Esophagus Benign BS, Bariatric Surgery, Esophagus TTS, Esophagus Skidproof, Esophagus Asymmetric, Esophagus Bone Shape Partial Covered, Esophagus Valve Partial covered. Covered esophagus stent, self-expanding nitinol | Diameter 18-30mm, Length 50-240mm | 272685 | August 2016 |  | New Listing
03 - General Miscellaneous | 03.06 - LUMINAL STENTS | 03.06.03 - Oesophageal Stents | 03.06.03.03 - Reinforced Wall, Covered |  | ET001 | 3500 |  | Endotherapeutics Pty Ltd | Ferx Ella Esophageal Stent | Kit includes esophageal stent, introducer, balloon catheter | Diam 20mm, Length 80 - 160mm | 95573 | February 2012 |  | Changed Product Group, Product Sub Group, Benefit.
03 - General Miscellaneous | 03.06 - LUMINAL STENTS | 03.06.03 - Oesophageal Stents | 03.06.03.03 - Reinforced Wall, Covered |  | ET045 | 3500 |  | Endotherapeutics Pty Ltd | Boubella Esophageal Stent | Self expandable stainless steel wire stent with anti-reflux valve | Length 90 - 195mm | 95573 | February 2012 |  | Changed Product Group, Product Sub Group, Benefit.
03 - General Miscellaneous | 03.06 - LUMINAL STENTS | 03.06.03 - Oesophageal Stents | 03.06.03.03 - Reinforced Wall, Covered |  | ET069 | 3500 |  | Endotherapeutics Pty Ltd | SX - ELLA Stent Esophageal HV (HV Stent Plus) | The SX-ELLA Atent Esophageal HV (HV Stent Plus) is a self-expandable, fully covered nitinol stent, pre-loaded on a delivery system. The stent is designed to provide relief from malignant or benign strictures in the oesophagus, or treating anastomic leaks. HV Stent Plus includes an anti-migration collar & is also available with an anti-reflux valve | Stent body diameter = 20mm; Stent flares = 25mm diameter; Stent nominal length = 85/110/135/150mm | 95573 | August 2012 |  | New Listing
03 - General Miscellaneous | 03.06 - LUMINAL STENTS | 03.06.03 - Oesophageal Stents | 03.06.03.03 - Reinforced Wall, Covered |  | ET070 | 3500 |  | Endotherapeutics Pty Ltd | SX- ELLA Stent Danis | The Danis Procedure Pack Basic contains the SX-ELLA Stent Danis, a nitinol wire that is compressed & preloaded within a delivery system, along with various instruments necessary for the stent implantation. The Stent Denis is a removable stent system for the treatment of bleeding esophageal varices. It is intended to be implanted and then removed within seven days of the date of implantation in order to avoid the risk of in-growth into the stent mesh | One size: Stent flares diameter 30mm; Stent body diameter 25mm; Nominal length 135mm | 95573 | August 2012 |  | New Listing
03 - General Miscellaneous | 03.06 - LUMINAL STENTS | 03.06.03 - Oesophageal Stents | 03.06.03.03 - Reinforced Wall, Covered |  | PY021 | 3500 |  | Pyramed Pty Limited | Niti-S Oesophageal Fully Covered Stent | Niti-S Oesophageal fully covered self expanding nitinol stent with covering of PTFE, silicone, a polyurethane layer. Nylon drawstring for removal or repositiong | Diameter: 10mm - 36mm Length: 60mm - 230mm | 130535 | February 2013 |  | Changed Description, Size.
03 - General Miscellaneous | 03.06 - LUMINAL STENTS | 03.06.03 - Oesophageal Stents | 03.06.03.03 - Reinforced Wall, Covered |  | PY022 | 3500 |  | Pyramed Pty Limited | Niti-S Oesophageal Double and Double Double, Beta & Beta-2 stents | Niti-S Oesophageal Double & Double Double Beta self-expanding metal stent made from Nitinol, with an antimigration outer uncovered wire construction to allow the mesh embed in the oesophageal wall. Also with anti reflux valve inner polyurethane layer, PTFE & silicone covering to prevent tumor ingrowth. String for retrieval or repositioning | Diameter: 16-28mm Length: 40-200mm | 130535 | February 2013 |  | Changed Product Name, Description, Size.
03 - General Miscellaneous | 03.06 - LUMINAL STENTS | 03.06.03 - Oesophageal Stents | 03.06.03.03 - Reinforced Wall, Covered |  | WC246 | 3500 |  | WILLIAM A COOK AUSTRALIA PTY LTD | Evolution Oesophageal Metal Stent | Oesophogeal Self Expanding Metal Stent with controlled release delivery system | 8, 10, 12.5 and 15cm Lengths, 25mm flared ends with 20mm body or 23mm flared ends with 18mm body | 153840 | February 2012 |  | Changed Product Group, Product Sub Group, Benefit.
03 - General Miscellaneous | 03.06 - LUMINAL STENTS | 03.06.03 - Oesophageal Stents | 03.06.03.03 - Reinforced Wall, Covered |  | WC310 | 3500 |  | WILLIAM A COOK AUSTRALIA PTY LTD | Evolution Oesophageal Stent System (Fully covered) | Oesophageal self expanding metal stent with controlled release delivery system | Diameters:18 - 20mm Lengths: 80 - 120mm | 200836 | August 2013 |  | New Listing
03 - General Miscellaneous | 03.06 - LUMINAL STENTS | 03.06.03 - Oesophageal Stents | 03.06.03.04 - Biodegradable |  | ET077 | 5000 |  | Endotherapeutics Pty Ltd | ELLA BD Stent | The ELLA BD Stent is a self-expanding biodegradable stent made of polydiaxanone designed to slowly degrade when in contact with living tissue. Full degradation of stent occurs within 11-12 weeks of implantation. It is designed for dilation and treatment of benign oesophageal lesions. | Stent body diameters=20mm-25mm; Stent flares diameters=25mm-31mm; Stent nominal length=60/80/100/135mm | 232514 | August 2015 |  | New Listing
03 - General Miscellaneous | 03.06 - LUMINAL STENTS | 03.06.04 - Pancreatic Stents |  |  | WC079 | 85 |  | WILLIAM A COOK AUSTRALIA PTY LTD | Zimmon Pancreatic Stent | Single pigtail with radio-opaque band | Diameter 4 - 10FR, Length 2 - 18cm | 142998 | February 2012 |  | Changed Product Group, Product Sub Group, Benefit.
03 - General Miscellaneous | 03.06 - LUMINAL STENTS | 03.06.04 - Pancreatic Stents |  |  | WC123 | 85 |  | WILLIAM A COOK AUSTRALIA PTY LTD | Geenen Pancreatic Stent | Straight plastic pancreatic stent with or without ductal flaps | Diameter 3 - 11.5 FR, length 2 - 20cm | 142998 | February 2012 |  | Changed Product Group, Product Sub Group, Benefit.
03 - General Miscellaneous | 03.06 - LUMINAL STENTS | 03.06.04 - Pancreatic Stents |  |  | BS289 | 85 |  | Boston Scientific Australia Pty Ltd | Advanix Plastic Stent | Plastic stent manufactured individually, indicated for the treatment of pancreatic strictures. | 2 - 18cm length / 3 - 10 FR diameter | 226891 | February 2015 |  | New Listing
03 - General Miscellaneous | 03.06 - LUMINAL STENTS | 03.06.04 - Pancreatic Stents |  |  | WC212 | 85 |  | WILLIAM A COOK AUSTRALIA PTY LTD | Zimmom Pancreatic Stent | Single pigtail radio-opaque Polyethylene Stent with or without ductal flaps | Diameter 3 - 7 FR, Length 3 - 18cm | 142998 | February 2016 |  | Changed Product Sub Group.
03 - General Miscellaneous | 03.06 - LUMINAL STENTS | 03.06.04 - Pancreatic Stents |  |  | WC271 | 85 |  | WILLIAM A COOK AUSTRALIA PTY LTD | Geenen Sof-Flex Pancreatic Stent | Straight plastic pancreatic stent with or without ductal flaps | Diameter 3 - 10 Fr; length 2 - 15cm | 142998 | August 2014 |  | Changed Product Name, Product Sub Group.
03 - General Miscellaneous | 03.06 - LUMINAL STENTS | 03.06.04 - Pancreatic Stents |  | Pusher | BS290 | 145 |  | Boston Scientific Australia Pty Ltd | Advanix Plastic Stent and Pusher Kit | Plastic stent manufactured, indicated for the treatment of pancreatic strictures. Delivery System in form of a pusher (short wire or long wire system specific). | 2 - 18cm length / 3 - 10 FR diameter | 226891 | February 2015 |  | New Listing
03 - General Miscellaneous | 03.06 - LUMINAL STENTS | 03.06.04 - Pancreatic Stents | 03.06.04.01 - Self-expanding metal, Covered |  | BS310 | 4000 |  | Boston Scientific Australia Pty Ltd | HANAROSTENT Pseudocyst | HANAROSTENT Biliary (Flange) Lasso (BCF Models). Self-expanding, nitinol | Diameter 8-16mm, Length 20-150mm | 272683, 272684 | August 2016 |  | New Listing
03 - General Miscellaneous | 03.06 - LUMINAL STENTS | 03.06.04 - Pancreatic Stents | 03.06.04.01 - Self-expanding metal, Covered |  | BS313 | 4000 |  | Boston Scientific Australia Pty Ltd | AXIOS | Stent and Delivery System for use in pseudocyst drainage. Self-expanding nitinol stent | Length 10mm, Lumen Diameter 10-15mm | 271558 | August 2016 |  | New Listing
03 - General Miscellaneous | 03.06 - LUMINAL STENTS | 03.06.04 - Pancreatic Stents | 03.06.04.01 - Self-expanding metal, Covered |  | PY040 | 4000 |  | Pyramed Pty Limited | Niti-S Nagi and Spaxus Pancreatic, Pseudocyst and Gall Bladder Drainage Stent | Fully Covered, self-expanding metal pancreatic pseudocyst intra-luminal drainage stent | Diameter: 8, 10,12,14,16mm Length: 1,2,3cm | 226438 | September 2016 |  | Changed Product Name, Size.
03 - General Miscellaneous | 03.06 - LUMINAL STENTS | 03.06.04 - Pancreatic Stents | 03.06.04.01 - Self-expanding metal, Covered | Electrocautery | BS317 | 4815 |  | Boston Scientific Australia Pty Ltd | HOT AXIOS | Stent with Electrocautery Enhanced Delivery System for use in pseudocyst drainage. Self-expanding nitinol stent | Length 8-10mm, Lumen Diameter 6-15mm |  | August 2016 |  | New Listing
03 - General Miscellaneous | 03.06 - LUMINAL STENTS | 03.06.05 - Enteral Stents |  |  | BS053 | 3500 |  | Boston Scientific Australia Pty Ltd | Wallstent Enteral Stent | Monofilament wire, self-expanding stent | Diameters up to 30mm & lengths up to 150mm | 119517 | February 2012 |  | Changed Product Group, Product Sub Group, Benefit.
03 - General Miscellaneous | 03.06 - LUMINAL STENTS | 03.06.05 - Enteral Stents |  |  | BS090 | 3500 |  | Boston Scientific Australia Pty Ltd | WallFlex Enteral Stent (Duodenal/Colonic) | Nitinol, self expanding stent | Diameters up to 30mm & lengths up to 150mm | 119517 | February 2012 |  | Changed Product Group, Product Sub Group, Benefit.
03 - General Miscellaneous | 03.06 - LUMINAL STENTS | 03.06.05 - Enteral Stents |  |  | WC268 | 3500 |  | WILLIAM A COOK AUSTRALIA PTY LTD | Evolution Enteral Metal Stent | Enteral Metal Stent | Diameter 22 to 25mm body; 27 to 30mm flanges. Length: 6 to 12cm | 157191, 157192 | February 2012 |  | Changed Product Group, Benefit.
03 - General Miscellaneous | 03.06 - LUMINAL STENTS | 03.06.05 - Enteral Stents |  |  | BS304 | 3500 |  | Boston Scientific Australia Pty Ltd | HANAROSTENT | HANAROSTENT Duodenum/Pylorus Kim’s Flare, HANAROSTENT Duodenum/Pylorus Lasso, HANAROSTENT Duodenum/Pylorus Lasso. Self-expanding nitinol duodenum/pylorus stent | Diameter 18-24mm, Length 60-180mm | 272682 | August 2016 |  | New Listing
03 - General Miscellaneous | 03.06 - LUMINAL STENTS | 03.06.05 - Enteral Stents |  |  | BS305 | 3500 |  | Boston Scientific Australia Pty Ltd | TwynLay | TwynLay Duodenum/Pylorus. Self-expanding nitinol duodenum/pylorus stent | Diameter 20mm, Length 60-150mm | 272682 | August 2016 |  | New Listing
03 - General Miscellaneous | 03.06 - LUMINAL STENTS | 03.06.05 - Enteral Stents |  |  | PY017 | 3500 |  | Pyramed Pty Limited | Niti-S Pyloric/Duodenal Stent | Niti-S Pyloric self-expanding stent, covered and uncovered, OTW or TTS | Diameter: 16 - 28mm Length: 40 - 160mm | 130746 | August 2014 |  | Changed Product Name, Description, Size, Product Sub Group, Benefit.
03 - General Miscellaneous | 03.06 - LUMINAL STENTS | 03.06.06 - Tracheobronchial Stents |  |  | BS047 | 3000 |  | Boston Scientific Australia Pty Ltd | Ultraflex Tracheobronchial Stent | Nitinol, self expanding stent | Diameters up to 25mm & lengths up to 80mm | 149594 | February 2012 |  | Changed Product Group, Product Sub Group, Benefit.
03 - General Miscellaneous | 03.06 - LUMINAL STENTS | 03.06.06 - Tracheobronchial Stents |  |  | BS101 | 3000 |  | Boston Scientific Australia Pty Ltd | Polyflex Airway Stent | Polyester braided material encapsulated with silicone, self expanding stent | Diameters up to 25mm & lengths up to 80mm | 126797 | February 2012 |  | Changed Product Group, Product Sub Group, Benefit.
03 - General Miscellaneous | 03.06 - LUMINAL STENTS | 03.06.06 - Tracheobronchial Stents |  |  | BS103 | 3000 |  | Boston Scientific Australia Pty Ltd | Dynamic (Y) Stent | Bifurcated Tracheobronchial stent. Bronchial Limbs made of silicone and tracheal stem made of silicone with embedded stainless steel c-shape rings. | Diameters up to 25mm & lengths up to 120mm | 126797 | February 2012 |  | Changed Product Group, Product Sub Group, Benefit.
03 - General Miscellaneous | 03.06 - LUMINAL STENTS | 03.06.06 - Tracheobronchial Stents |  |  | AK009 | 1900 |  | CK Surgitech Pty Ltd | Oesophageal Tracheal Stents | Nitinol wire expandable stents, covered and non covered, Y shaped | multiple sizes | 173875 | February 2017 |  | Expanded from AK002
03 - General Miscellaneous | 03.06 - LUMINAL STENTS | 03.06.06 - Tracheobronchial Stents |  |  | AK010 | 1200 |  | CK Surgitech Pty Ltd | Oesophageal Tracheal Stents | self expanding nitinol stent, covered and uncovered, straight and J shape | multiple sizes | 173875 | February 2017 |  | Expanded from AK002
03 - General Miscellaneous | 03.06 - LUMINAL STENTS | 03.06.06 - Tracheobronchial Stents |  |  | BS311 | 3000 |  | Boston Scientific Australia Pty Ltd | HANAROSTENT | HANAROSTENT Trachea/Bronchial. Covered trachea/bronchium stent, self-expanding nitinol | Length 30-80mm, Diameter 12-20mm | 272686 | August 2016 |  | New Listing
03 - General Miscellaneous | 03.06 - LUMINAL STENTS | 03.06.06 - Tracheobronchial Stents |  |  | PY048 | 3000 |  | Pyramed Pty Limited | Niti-S Tracheal and Bronchial Stents | Niti-S Tracheal and Bronchial Stents | Diameter: 10mm to 24mm Length: 30mm to 100mm | 130533, 130534 | August 2017 |  | Compressed from PY025, PY026
03 - General Miscellaneous | 03.06 - LUMINAL STENTS | 03.06.07 - Nerve Repair Stents |  |  | IG002 | 1500 |  | Integra Neurosciences Pty Ltd | NeuraGen | NeuraGen is a semi-permeable Type 1 collagen tube for peripheral nerve repair. It provides a protective environment and conduit for axonal regrowth across a nerve gap. It is biocompatible and completely resorbed. The open collagen structure facilitates suture placement. It has a resilient structure that maintains an open lumen throughout the process of axonal growth. | 2mm x 2cm, 3mm x 2cm, 4mm x 2cm, 5mm x 2cm, 6mm x 2cm, 7mm x 2cm, 1.5mm x 3cm, 2mm x 3cm, 3mm x 3cm, 4mm x 3cm, 5mm x 3cm, 6mm x 3cm, 7mm x 3cm | 158870 | February 2012 |  | Changed Product Group, Product Sub Group, Benefit.
03 - General Miscellaneous | 03.06 - LUMINAL STENTS | 03.06.07 - Nerve Repair Stents |  |  | IG003 | 1500 |  | Integra Neurosciences Pty Ltd | NeuraWrap | NeuraWrap nerve protector is designed to provide an interface between the nerve and the surrounding tissues. NeuraWrap remains in place during the active phase of tissue healing and is completely resorbed after tissue response has resolved. The porous outer layer of NeuraWrap comprises a tubular matrix that mechanically resists compression from surrounding tissue and excludes scar tissue ingrowth. The semi-permeable inner membrane allows passage of small molecules (ie water, ions, metabolites, nutrients) but prevents the escape of endogenous growth factors (Nerve Growth Factor). NeuraWrap provides a new alternative for the treatment of peripheral nerve injuries. | 3mm x 2cm, 3mm x 4cm, 5mm x 2cm, 5mm x 4cm, 7mm x 2cm, 7mm x 4cm, 10mm x 2cm, 10mm x 4cm | 158924 | February 2012 |  | Changed Product Group, Product Sub Group, Benefit.
03 - General Miscellaneous | 03.06 - LUMINAL STENTS | 03.06.07 - Nerve Repair Stents |  |  | LM017 | 1500 |  | LMT Surgical Pty Ltd | Neurotube | Bioabsorbable nerve conduit made of polyglycolic acid | 2.3mm - 8mm | 92568 | February 2012 |  | Changed Product Group, Product Sub Group, Benefit.
03 - General Miscellaneous | 03.06 - LUMINAL STENTS | 03.06.07 - Nerve Repair Stents |  |  | LM080 | 1500 |  | LMT Surgical Pty Ltd | Neurolac | A bioresorbable tension-less Nerve repair guide | 1.5mm x 3cm to 10.0mm x 3cm | 139653 | February 2012 |  | Changed Product Group, Product Sub Group, Benefit.
03 - General Miscellaneous | 03.06 - LUMINAL STENTS | 03.06.07 - Nerve Repair Stents |  |  | LM335 | 1500 |  | LMT Surgical Pty Ltd | Nerve Capping Device | A peripheral bioresorbable nerve capping device | 30mm | 285368 | August 2017 |  | New Listing
03 - General Miscellaneous | 03.07 - PULMONARY/PERITONEAL DEVICES | 03.07.01 - Drainage Catheters | 03.07.01.01 - Pleural |  | ME207 | 425 |  | Getz Healthcare Pty Ltd | TRU-CLOSE THORACIC VENT | Device for the treatment of spontanious, traumatic or iatrogenic simple pneumothorax.Allowing for amubulation during resolution and the aspiration of small amount of fluids | Catheter outer diameter = 11 French, catheter length = 10cm Catheter outer diameter = 11 French, catheter length = 13cm Catheter outer diameter = 13 French, catheter length = 10cm Catheter outer diameter = 13 French, catheter length = 13cm | 181784 | August 2017 |  | Transferred from NG065
03 - General Miscellaneous | 03.07 - PULMONARY/PERITONEAL DEVICES | 03.07.01 - Drainage Catheters | 03.07.01.01 - Pleural |  | ME208 | 150 |  | Getz Healthcare Pty Ltd | Redax Unico Percutaneous Drainage Kit | Percutaneous Drainage Kit | 9-12 CH | 204898 | August 2017 |  | Transferred from NG073
03 - General Miscellaneous | 03.07 - PULMONARY/PERITONEAL DEVICES | 03.07.01 - Drainage Catheters | 03.07.01.01 - Pleural |  | MS065 | 425 |  | Medical Specialties Australasia Pty Ltd | ASEPT Pleural Drainage System | Indwelling tunnelled pleural catheter insertion kit | 15F x 66cm silicone catheter with fenestrations and cuff | 285155 | August 2014 |  | New Listing
03 - General Miscellaneous | 03.07 - PULMONARY/PERITONEAL DEVICES | 03.07.01 - Drainage Catheters | 03.07.01.01 - Pleural |  | RH025 | 425 |  | Reid Healthcare | PleuraFlow® Active Clearance Technology® (ACT) | Pleural drainage catheter | 20; 24; 28;32FR | 218317 | August 2016 |  | New Listing
03 - General Miscellaneous | 03.07 - PULMONARY/PERITONEAL DEVICES | 03.07.01 - Drainage Catheters | 03.07.01.01 - Pleural |  | RK001 | 180 |  | Rocket Medical | Rocket IPC Pleural/Peritoneal Tunnelled Catheter Insertion kit | Rocket IPC Pleural/Peritoneal Tunnelled Catheter Insertion kit with catheter | 16fg x 69cm silicone catheter with cuff | 166369 | August 2013 |  | Changed Size, Benefit.
03 - General Miscellaneous | 03.07 - PULMONARY/PERITONEAL DEVICES | 03.07.01 - Drainage Catheters | 03.07.01.01 - Pleural |  | WA001 | 150 |  | WILLIAM A COOK AUSTRALIA PTY LTD | Thal-Quick Chest Tube Set | The set consists of introducer needle, wire guide, dilators, coaxial chest tube inserter and clear catheter with radiopaque strip. | 8-36 Fr, Length: 18-41cm | 142280 | August 2016 |  | New Listing
03 - General Miscellaneous | 03.07 - PULMONARY/PERITONEAL DEVICES | 03.07.01 - Drainage Catheters | 03.07.01.01 - Pleural |  | WA002 | 150 |  | WILLIAM A COOK AUSTRALIA PTY LTD | Fuhrman Pleural/Pneumopericardial Drainage Set | Percutaneous drainage kit. Components: Introducer needle, wire guide, dilator, radiopaque pigtail catheter, three-way stopcock, and multipurpose tubing adapter. | Catheter length 15cm, 6-10.2 Fr | 155952 | August 2016 |  | New Listing
03 - General Miscellaneous | 03.07 - PULMONARY/PERITONEAL DEVICES | 03.07.01 - Drainage Catheters | 03.07.01.01 - Pleural |  | WA005 | 120 |  | WILLIAM A COOK AUSTRALIA PTY LTD | Wayne Pneumothorax Set | Wayne Pneumothorax Set for Seldinger Placement. Set includes: introducer needle, wire guide, dilator, pigtail catheter, and Cook Chest Drain Valve | Length: 29cm, 14Fr | 142280 | February 2017 |  | New Listing
03 - General Miscellaneous | 03.07 - PULMONARY/PERITONEAL DEVICES | 03.07.01 - Drainage Catheters | 03.07.01.01 - Pleural |  | ZQ005 | 425 |  | CareFusion Australia 316 Pty Ltd | Pleurx | Pleurx Pleural Catheter Mini Kit | Catheter 24cm x 15.5Fr | 150008 | February 2012 |  | Changed Product Group, Product Sub Group, Benefit.
03 - General Miscellaneous | 03.07 - PULMONARY/PERITONEAL DEVICES | 03.07.01 - Drainage Catheters | 03.07.01.02 - Intraperitoneal |  | BS227 | 120 |  | Boston Scientific Australia Pty Ltd | Flexima All-Purpose Drainage Catheter | All-purpose drainage catheters for abscesses and fluid collections. | Length up to 25cm | 132027 | February 2013 |  | New Listing
03 - General Miscellaneous | 03.07 - PULMONARY/PERITONEAL DEVICES | 03.07.01 - Drainage Catheters | 03.07.01.02 - Intraperitoneal |  | BS229 | 425 |  | Boston Scientific Australia Pty Ltd | Flexima vanSonnenburg Sump Catheter | Dual lumen catheters that drain cavity contents by application of suction | Length up to 35cm | 132027 | February 2013 |  | New Listing
03 - General Miscellaneous | 03.07 - PULMONARY/PERITONEAL DEVICES | 03.07.01 - Drainage Catheters | 03.07.01.02 - Intraperitoneal |  | BS230 | 425 |  | Boston Scientific Australia Pty Ltd | Percuflex vanSonnenburg Sump Catheter | Dual lumen catheters that drain cavity contents by application of suction | Length up to 35cm | 132027 | February 2013 |  | New Listing
03 - General Miscellaneous | 03.07 - PULMONARY/PERITONEAL DEVICES | 03.07.01 - Drainage Catheters | 03.07.01.02 - Intraperitoneal |  | CB016 | 425 |  | Culpan Medical Pty | Skater All-Purpose Drainage Catheter | All-purpose drainage catheters for abscesses and fluid collections | Single Step Drainage Catheter w/Locking Pigtail 6Fx20cm, 6Fx25cm, 7Fx20cm, 7Fx25cm, 8Fx20cm, 8Fx25cm, 8Fx30cm, 10Fx20cm, 10Fx25cm, 10Fx30cm, 12Fx20cm, 12Fx25cm, 14Fx20cm, 14Fx25cm, 16Fx25cm Single Step Drainage Catheter w/Non-Locking Pigtail 6Fx20cm, 6Fx25cm, 7Fx20cm, 7Fx25cm, 8Fx20cm, 8Fx25cm, 8Fx30cm, 10Fx20cm, 10Fx25cm, 10Fx30cm, 12Fx20cm, 12Fx25cm, 14Fx20cm, 14Fx25cm, 16Fx25cm Drainage Catheter w/Locking Pigtail 6Fx25cm, 6Fx35cm, 7Fx25cm, 7Fx35cm, 8Fx25cm, 8Fx35cm, 10Fx25cm, 10Fx35cm, 12Fx25cm, 12Fx35cm, 14Fx25cm, 14Fx35cm, 16Fx25cm Drainage Catheter w/Non-Locking Pigtail 6Fx25cm, 6Fx35cm, 7Fx25cm, 7Fx35cm, 8Fx25cm, 8Fx35cm, 10Fx25cm, 10Fx35cm, 12Fx25cm, 12Fx35cm, 14Fx25cm, 16Fx25cm | 223261 | February 2016 |  | Changed Size.
03 - General Miscellaneous | 03.07 - PULMONARY/PERITONEAL DEVICES | 03.07.01 - Drainage Catheters | 03.07.01.02 - Intraperitoneal |  | NG075 | 120 |  | N Stenning & Co Pty Ltd | General Purpose Drainage Catheter | Abscess Drainage Catheters | 6FR x 12CM through to 28FR x 50CM | 98030 | August 2017 |  | New Listing
03 - General Miscellaneous | 03.07 - PULMONARY/PERITONEAL DEVICES | 03.07.01 - Drainage Catheters | 03.07.01.02 - Intraperitoneal |  | WC315 | 120 |  | WILLIAM A COOK AUSTRALIA PTY LTD | Multipurpose Drainage Catheter | Catheter used in a variety of drainage applications | 8.5-14 Fr, Length: 15-60cm | 139357 | February 2017 |  | Changed Size.
03 - General Miscellaneous | 03.07 - PULMONARY/PERITONEAL DEVICES | 03.07.01 - Drainage Catheters | 03.07.01.02 - Intraperitoneal |  | ZQ004 | 425 |  | CareFusion Australia 316 Pty Ltd | Pleurx | Pleurx Peritoneal Catheter Mini Kit | Catheter 71.0cm x 15.5 Fr | 150008 | February 2012 |  | Changed Product Group, Product Sub Group, Benefit.
03 - General Miscellaneous | 03.07 - PULMONARY/PERITONEAL DEVICES | 03.07.01 - Drainage Catheters | 03.07.01.03 - Biliary |  | BS250 | 120 |  | Boston Scientific Australia Pty Ltd | Flexima Biliary Drainage Catheter | Biliary drainage catheters for drainage of the biliary tree | Length up to 35cm | 132027 | August 2013 |  | New Listing
03 - General Miscellaneous | 03.07 - PULMONARY/PERITONEAL DEVICES | 03.07.01 - Drainage Catheters | 03.07.01.03 - Biliary |  | BS251 | 120 |  | Boston Scientific Australia Pty Ltd | Percuflex Biliary Drainage Catheter | Biliary drainage catheters for drainage of the biliary tree | Length up to 15cm | 132027 | August 2013 |  | New Listing
03 - General Miscellaneous | 03.07 - PULMONARY/PERITONEAL DEVICES | 03.07.01 - Drainage Catheters | 03.07.01.03 - Biliary |  | CB017 | 120 |  | Culpan Medical Pty | Skater Biliary Drainage Catheter | Used for biliary drainage applications | Biliary Drainage Catheter w/Locking Pigtail 8Fx40cm, 10Fx40cm, 12Fx40cm Biliary Drainage Catheter w/Non-Locking Pigtail 8Fx40cm, 10Fx40cm, 12Fx40cm | 223261 | February 2016 |  | Changed Size.
03 - General Miscellaneous | 03.07 - PULMONARY/PERITONEAL DEVICES | 03.07.01 - Drainage Catheters | 03.07.01.03 - Biliary |  | WC317 | 120 |  | WILLIAM A COOK AUSTRALIA PTY LTD | Ultrathane Biliary Drainage Catheter | Used for biliary drainage applications. | 8.5-14 Fr, 40-60cm length | 138381 | February 2017 |  | Changed Size.
03 - General Miscellaneous | 03.07 - PULMONARY/PERITONEAL DEVICES | 03.07.01 - Drainage Catheters | 03.07.01.04 - Para/Thoraceulesis |  | ZQ010 | 150 |  | CareFusion Australia 316 Pty Ltd | Safe-T-Centesis Drainage system | Safe-T-Centesis drainage for para/thoracentesis | 6FR and 8FR pigtail catheter with Veress technology | 120894 | February 2015 |  | New Listing
03 - General Miscellaneous | 03.07 - PULMONARY/PERITONEAL DEVICES | 03.07.01 - Drainage Catheters | 03.07.01.04 - Para/Thoraceulesis |  | ZQ011 | 120 |  | CareFusion Australia 316 Pty Ltd | Paracentesis/Thoracentesis Catheter Drainage | Thora/Paracentesis kit | 8FR, 12cm polyurethane catheter | 120894 | February 2015 |  | New Listing
03 - General Miscellaneous | 03.07 - PULMONARY/PERITONEAL DEVICES | 03.07.02 - Endobronchial Valve |  |  | PX001 | 6300 |  | PulmonX Australia | Pulmonx | Valve intended to improve lung function in patients with heterogeneous emphysema by controlling air flow with a one-way valve and to treat patients with pulmonary air leak. | 4.0 (4 to 7 mm) and 5.5 (5.5 to 8.5mm) | 165980 | February 2013 |  | Transferred from ME190
03 - General Miscellaneous | 03.07 - PULMONARY/PERITONEAL DEVICES | 03.07.02 - Endobronchial Valve |  |  | OL081 | 6300 |  | Olympus Australia | IBV Valve in Cartridge | A one-way valve placed in the lung airway intended to treat diseased lung in emphysematous patients or damaged lung resulting in air leaks by limiting airflow to selected areas. | 5mm, 6mm, 7mm and 9mm | 188455 | August 2015 |  | Changed Size, Product Sub Group, Benefit.
03 - General Miscellaneous | 03.07 - PULMONARY/PERITONEAL DEVICES | 03.07.03 - Drainage Shunts, Peritineovenous |  |  | ZQ008 | 2200 |  | CareFusion Australia 316 Pty Ltd | Denver Ascites Shunt, (PAK), Double-valved | Ascite Shunt - Double Valved Percutaneous Access Kit (PAK). A fenestrated peritoneal catheter, a venous catheter, and a flexible pump chamber containing two miter valves, provided with a Percutaneous Access Kit. | Double-valved, 42-2050 | 163267 | August 2012 |  | New Listing
03 - General Miscellaneous | 03.07 - PULMONARY/PERITONEAL DEVICES | 03.07.03 - Drainage Shunts, Peritineovenous |  |  | ZQ009 | 2200 |  | CareFusion Australia 316 Pty Ltd | Denver Ascites Shunt, (PAK), Single-valved | Ascites Shunt - Single Valved Percutaneous Access Kit (PAK). A fenestrated peritoneal catheter, a veneous catheter, and a flexible pump chamber containing one miter valve, provided with a Percutaneous Access Kit (PAK). | Single valved, 42-2055 | 163266 | August 2012 |  | New Listing
03 - General Miscellaneous | 03.08 - CLOSURE DEVICES | 03.08.01 - Adhesion Barriers | 03.08.01.01 - Sheet ≤100cm2 |  | JJ010 | 175 |  | Johnson & Johnson Medical Pty Ltd | Interceed Absorbable Adhesion Barrier | Oxidized Regenerated Cellulose | 7.6cm x 10.2cm | 137081 | August 2012 |  | Changed Product Group, Product Sub Group, Suffix, Benefit.
03 - General Miscellaneous | 03.08 - CLOSURE DEVICES | 03.08.01 - Adhesion Barriers | 03.08.01.01 - Sheet ≤100cm2 |  | JJ464 | 175 |  | Johnson & Johnson Medical Pty Ltd | Divide Absorbable Adhesion Barrier | Oxidised regenerated cellulose | 3.8 x 5.1cmm | 137984 | August 2012 |  | Changed Product Group, Product Sub Group, Suffix, Benefit.
03 - General Miscellaneous | 03.08 - CLOSURE DEVICES | 03.08.01 - Adhesion Barriers | 03.08.01.02 - Sheet >100cm2 |  | GE006 | 345 |  | Genzyme Australasia Pty Ltd | Seprafilm Adhesion Barrier | Sodium hyaluronate carbomethylcellulose membrane | 13cm x 15cm | 133341 | August 2012 |  | Changed Product Group, Product Sub Group, Suffix, Benefit.
03 - General Miscellaneous | 03.08 - CLOSURE DEVICES | 03.08.01 - Adhesion Barriers | 03.08.01.02 - Sheet >100cm2 |  | MQ034 | 345 |  | Maquet Australia Pty Ltd | C-QUR Film | C-QUR™ Film Adhesion Barrier is intended as an adjunct in abdominal and pelvic surgery for reducing the incidence, extent and severity of postoperative adhesions at the site of placement. | >100cm2 | 212686 | February 2015 |  | Transferred from AC087
03 - General Miscellaneous | 03.08 - CLOSURE DEVICES | 03.08.01 - Adhesion Barriers | 03.08.01.02 - Sheet >100cm2 | Complex, Bioresorbable | ET051 | 1300 |  | Endotherapeutics Pty Ltd | Surgiwrap | Bio Absorbable Antiadhesion Barrier | All sizes with and without suture holes | 91233 | February 2014 |  | Changed Suffix, Benefit.
03 - General Miscellaneous | 03.08 - CLOSURE DEVICES | 03.08.01 - Adhesion Barriers | 03.08.01.02 - Sheet >100cm2 | Complex, Bioresorbable | LM084 | 1300 |  | LMT Surgical Pty Ltd | Polyganics Vivosorb | A bioresorbable co polyester sheet | 2cm x 3cm to 13cm x 20cm | 148712 | February 2013 |  | Changed Product Name, Description.
03 - General Miscellaneous | 03.08 - CLOSURE DEVICES | 03.08.01 - Adhesion Barriers | 03.08.01.03 - Spray |  | BX260 | 250 |  | Baxter Healthcare Pty Ltd | ADEPT Adhesion Reduction Solution | ADEPT Adhesion Reduction Solution is a single use, sterile fluid for intraperitoneal administration. ADEPT is intended to be used as an instillate for the reduction of adhesions following abdominal surgery. | 1500ml | 145487 | February 2012 |  | Changed Product Group, Product Sub Group, Suffix, Benefit.
03 - General Miscellaneous | 03.08 - CLOSURE DEVICES | 03.08.01 - Adhesion Barriers | 03.08.01.04 - Gel/Liquid |  | LH534 | 500 |  | Lifehealthcare Pty Ltd | Oxiplex/AP Absorbable Adhesion Barrier Gel | Combination of Polyethylene Oxide (PEO) and Sodium Carboxylmethylcellulose stabilised with Calcium and made isotonic with Sodium Chloride. Kit contains 2 x 20ml Sterile syringes , 1 x Applicator | 2 x 20ml Sterile Syringes, 1 x Applicator | 152224 | August 2015 |  | New Listing
03 - General Miscellaneous | 03.08 - CLOSURE DEVICES | 03.08.01 - Adhesion Barriers | 03.08.01.04 - Gel/Liquid | Complex | LH001 | 1300 |  | Lifehealthcare Pty Ltd | Oxiplex Absorbable Adhesion Barrier Gel | Oxiplex Absorbable Adhesion Barrier gel (Oxiplex is a co-polymer gel composed of carboxymethylcellulose and polyethylene.) | 3ml in sterile 3ml syringe | 149294 | August 2012 |  | Changed Product Sub Group.
03 - General Miscellaneous | 03.08 - CLOSURE DEVICES | 03.08.01 - Adhesion Barriers | 03.08.01.04 - Gel/Liquid | Complex | LM196 | 433 |  | LMT Surgical Pty Ltd | Dynavisc | Absorbable adhesion barrier gel | 1 ml | 208839 | August 2014 |  | New Listing
03 - General Miscellaneous | 03.08 - CLOSURE DEVICES | 03.08.01 - Adhesion Barriers | 03.08.01.04 - Gel/Liquid | Complex | MC618 | 1300 |  | Medtronic Australasia Pty Ltd | Medishield Anti-Adhesion Gel | MediShield Anti-Adhesion Gel is an adhesion barrier gel for prevention of complications after spinal surgery. MediShield is a co-polymer gel composed of carboxymethylcellulose and polyethylene oxide. | 3cc Syringe | 137951 | August 2012 |  | Changed Product Sub Group.
03 - General Miscellaneous | 03.08 - CLOSURE DEVICES | 03.08.01 - Adhesion Barriers | 03.08.01.04 - Gel/Liquid | Sinus | ET082 | 125 |  | Endotherapeutics Pty Ltd | PureRegen Gel Sinus | PureRegen Gel Sinus is a gel adhesion barrier comprised of a hyaluronic acid based hydrogel. The product does not contain any medicinal, human or animal components. It is removed from the application site by natural elimination. | 2ml, 5ml, 6ml, 8ml, 10ml, 20ml. | 264407 | August 2016 |  | New Listing
03 - General Miscellaneous | 03.08 - CLOSURE DEVICES | 03.08.02 - Internal Adhesives | 03.08.02.01 - Adhesive ≤2ml | Biological | AB075 | 380 |  | Advanced Biomedical Pty Ltd | BioGlue Surgical Adhesive - 2ml Syringe System | Model No BG3502-5-A (BioGlue Surgical Adhesive) | 2ml | 137751 | February 2013 |  | New Listing
03 - General Miscellaneous | 03.08 - CLOSURE DEVICES | 03.08.02 - Internal Adhesives | 03.08.02.01 - Adhesive ≤2ml | Biological | BX214 | 380 |  | Baxter Healthcare Pty Ltd | TISSEEL Two Component Fibrin Sealant Syringe | Active ingedients:Sealer Protein Solution & Thrombin Solution - deep-frozen | 2.0 ml (containing 1.0 ml of Sealer Protein Solution and 1.0 ml of Thrombin Solution) | 147141 | February 2012 |  | Changed Product Group, Product Sub Group, Suffix, Benefit.
03 - General Miscellaneous | 03.08 - CLOSURE DEVICES | 03.08.02 - Internal Adhesives | 03.08.02.01 - Adhesive ≤2ml | Biological | BX283 | 380 |  | Baxter Healthcare Pty Ltd | ARTISS Fibrin Sealant 2ml | ARTISS is a proprietary fibrin sealant with 4UI/ml human thrombin. It is two-component fibrin sealant made from pooled human plasma, a double virus-inactivated (vapour heated and solvent/detergent treated) and frozen (≤ -20°C) plasma derived biological agent. | The two components are formulated as two sterile frozen solutions. Each solution is presented in a separate pre-loaded chamber (1ml) of a double chamber syringe. One chamber contains sealer protein solution with aprotinin while the other chamber contains thrombin solution with calcium chloride, resulting in a 2ml total volume of product for use. | 163515 | February 2012 |  | Changed Product Group, Product Sub Group, Suffix, Benefit.
03 - General Miscellaneous | 03.08 - CLOSURE DEVICES | 03.08.02 - Internal Adhesives | 03.08.02.01 - Adhesive ≤2ml | Synthetic | BX252 | 300 |  | Baxter Healthcare Pty Ltd | CoSeal Surgical Sealant | Composition: two synthetic polyethelene glycols (PEG's), COH102 and COH206, premixed and filled into one syringe, a dilute hydrogen chloride solution and a sodium phosphate/sodium carbonate solution | 2ml | 114966 | February 2012 |  | Changed Product Group, Product Sub Group, Suffix, Benefit.
03 - General Miscellaneous | 03.08 - CLOSURE DEVICES | 03.08.02 - Internal Adhesives | 03.08.02.01 - Adhesive ≤2ml | Synthetic | MG038 | 300 |  | Morton Surgical Pty Ltd ta Matrix Surgical Company | Glubran 2 | Synthetic cyanoacrylic surgical glue: N-Butyl (2) cyanoacrylate and methacryloxysulfolane co-monomer | 0.25 ml, 0.5 ml, 1 ml | 158438 | February 2012 |  | Compressed from MG032, MG033
03 - General Miscellaneous | 03.08 - CLOSURE DEVICES | 03.08.02 - Internal Adhesives | 03.08.02.01 - Adhesive ≤2ml | Synthetic | MQ002 | 300 |  | Maquet Australia Pty Ltd | Histoacryl Pro-set OFX | Histoacryl with applicator | 0.5ml x 2 ampoules with applicator | 206441 | February 2015 |  | New Listing
03 - General Miscellaneous | 03.08 - CLOSURE DEVICES | 03.08.02 - Internal Adhesives | 03.08.02.01 - Adhesive ≤2ml | Synthetic | MQ003 | 300 |  | Maquet Australia Pty Ltd | Histoacryl | Surgical adhesive | 0.5ml per ampoule | 206441 | February 2015 |  | New Listing
03 - General Miscellaneous | 03.08 - CLOSURE DEVICES | 03.08.02 - Internal Adhesives | 03.08.02.01 - Adhesive ≤2ml | Synthetic | SQ124 | 45 |  | Surgical Specialties | INDERMIL Flexifuze | Topical Tissue Adhesive with Applicator | 0.75g per ampoule | 283083 | August 2017 |  | Changed Benefit.
03 - General Miscellaneous | 03.08 - CLOSURE DEVICES | 03.08.02 - Internal Adhesives | 03.08.02.02 - Adhesive >2-5ml | Biological | AB003 | 700 |  | Advanced Biomedical Pty Ltd | BioGlue Surgical Adhesive - 5ml Syringe System | Model No BG3515-5-A (BioGlue Surgical Adhesive) | One size only | 137751 | February 2012 |  | Changed Product Group, Product Sub Group, Suffix, Benefit.
03 - General Miscellaneous | 03.08 - CLOSURE DEVICES | 03.08.02 - Internal Adhesives | 03.08.02.02 - Adhesive >2-5ml | Biological | BX215 | 700 |  | Baxter Healthcare Pty Ltd | TISSEEL Two Component Fibrin Sealant Syringe | Active ingedients:Sealer Protein Solution & Thrombin Solution - deep-frozen | 4.0 ml (containing 2.0 ml of Sealer Protein Solution and 2.0 ml of Thrombin Solution) | 147141 | February 2012 |  | Changed Product Group, Product Sub Group, Suffix, Benefit.
03 - General Miscellaneous | 03.08 - CLOSURE DEVICES | 03.08.02 - Internal Adhesives | 03.08.02.02 - Adhesive >2-5ml | Biological | BX284 | 700 |  | Baxter Healthcare Pty Ltd | ARTISS Fibrin Sealant 4ml | ARTISS is a proprietary fibrin sealant with 4UI/ml human thrombin. It is two-component fibrin sealant made from pooled human plasma, a double virus-inactivated (vapour heated and solvent/detergent treated) and frozen (≤ -20°C) plasma derived biological agent. | The two components are formulated as two sterile frozen solutions. Each solution is presented in a separate pre-loaded chamber (2ml) of a double chamber syringe. One chamber contains sealer protein solution with aprotinin while the other chamber contains thrombin solution with calcium chloride, resulting in a 4ml total volume of product for use. | 163515 | February 2012 |  | Changed Product Group, Product Sub Group, Suffix, Benefit.
03 - General Miscellaneous | 03.08 - CLOSURE DEVICES | 03.08.02 - Internal Adhesives | 03.08.02.02 - Adhesive >2-5ml | Synthetic | BX253 | 600 |  | Baxter Healthcare Pty Ltd | CoSeal Surgical Sealant | Composition: two synthetic polyethelene glycols (PEG's), COH102 and COH206, premixed and filled into a syringe, a dilute hydrogen chloride solution and a sodium phosphate sodium carbonate solution | 4ml | 114966 | February 2012 |  | Changed Product Group, Product Sub Group, Suffix, Benefit.
03 - General Miscellaneous | 03.08 - CLOSURE DEVICES | 03.08.02 - Internal Adhesives | 03.08.02.02 - Adhesive >2-5ml | Synthetic | IG139 | 600 |  | Integra Neurosciences Pty Ltd | Vacuseal Vascular Sealant System | 5ml Polymer Kit, Sterile, Single-use | 1 kit/box | 233711 | August 2014 |  | Transferred from AS163
03 - General Miscellaneous | 03.08 - CLOSURE DEVICES | 03.08.02 - Internal Adhesives | 03.08.02.03 - Adhesive >5ml | Biological | AB004 | 1400 |  | Advanced Biomedical Pty Ltd | BioGlue Surgical Adhesive - 10ml Syringe System | Model No BG3510-5-A (BioGlue Surgical Adhesive) | One size only | 137751 | February 2012 |  | Changed Product Group, Product Sub Group, Suffix, Benefit.
03 - General Miscellaneous | 03.08 - CLOSURE DEVICES | 03.08.02 - Internal Adhesives | 03.08.02.03 - Adhesive >5ml | Biological | BX216 | 1400 |  | Baxter Healthcare Pty Ltd | TISSEEL Two Component Fibrin Sealant Syringe | Active ingedients:Sealer Protein Solution & Thrombin Solution - deep-frozen | 10.0 ml (containing 5.0 ml of Sealer Protein Solution and 5.0 ml of Thrombin Solution) | 147141 | February 2012 |  | Changed Product Group, Product Sub Group, Suffix, Benefit.
03 - General Miscellaneous | 03.08 - CLOSURE DEVICES | 03.08.02 - Internal Adhesives | 03.08.02.03 - Adhesive >5ml | Biological | BX285 | 1400 |  | Baxter Healthcare Pty Ltd | ARTISS Fibrin Sealant 10ml | ARTISS is a proprietary fibrin sealant with 4UI/ml human thrombin. It is two-component fibrin sealant made from pooled human plasma, a double virus-inactivated (vapour heated and solvent/detergent treated) and frozen (≤ -20°C) plasma derived biological agent. | The two components are formulated as two sterile frozen solutions. Each solution is presented in a separate pre-loaded chamber (5ml) of a double chamber syringe. One chamber contains sealer protein solution with aprotinin while the other chamber contains thrombin solution with calcium chloride, resulting in a 10ml total volume of product for use. | 163515 | February 2012 |  | New Listing
03 - General Miscellaneous | 03.08 - CLOSURE DEVICES | 03.08.02 - Internal Adhesives | 03.08.02.03 - Adhesive >5ml | Biological | MN204 | 1400 |  | Johnson & Johnson Medical Pty Ltd | Evicel Solutions for Fibrin Sealant | Human fibrinogen and Human thrombin | 10mL kit | 181319 | February 2017 |  | New Listing
03 - General Miscellaneous | 03.08 - CLOSURE DEVICES | 03.08.02 - Internal Adhesives | 03.08.02.03 - Adhesive >5ml | Synthetic | BX254 | 1120 |  | Baxter Healthcare Pty Ltd | CoSeal Surgical Sealant | Composition: two synthetic polyethelene glycols (PEG's), COH102 and COH206, premixed and filled into a syringe, a dilute hydrogen chloride solution and a sodium phosphate sodium carbonate solution | 8ml | 114966 | February 2012 |  | Changed Product Group, Product Sub Group, Suffix, Benefit.
03 - General Miscellaneous | 03.08 - CLOSURE DEVICES | 03.08.02 - Internal Adhesives | 03.08.02.04 - Adhesive Accessory | Applicator Tip | AB008 | 26 |  | Advanced Biomedical Pty Ltd | BioGlue Surgical Adhesive - Syringe Standard Applicator Tip | Model No BGAT-SY (BioGlue Surgical Adhesive) | Standard Applicator Tip | 137420 | February 2012 |  | Changed Size, Product Group, Product Sub Group, Suffix, Benefit.
03 - General Miscellaneous | 03.08 - CLOSURE DEVICES | 03.08.02 - Internal Adhesives | 03.08.02.04 - Adhesive Accessory | Applicator Tip | BA267 | 26 |  | Bard Australia Pty Ltd | Progel Platinum Surgical Sealant Spray Tip | Spray tip to be used in conjunction with Progel Platinum Surgical Sealant | 5cm (packs of 2) | 260665 | February 2016 |  | New Listing
03 - General Miscellaneous | 03.08 - CLOSURE DEVICES | 03.08.02 - Internal Adhesives | 03.08.02.04 - Adhesive Accessory | Applicator Tip | BX266 | 26 |  | Baxter Healthcare Pty Ltd | TISSEEL DUPLOSPRAY MIS APPLICATOR REPLACEMENT TIPS | Two component Fibrin Sealant containing human derived fibrinogen and thrombin. | Packs of 10 sterile packs each containing 2 tips and an installation tool | 115590 | February 2012 |  | Changed Description, Product Group, Product Sub Group, Suffix, Benefit.
03 - General Miscellaneous | 03.08 - CLOSURE DEVICES | 03.08.02 - Internal Adhesives | 03.08.02.04 - Adhesive Accessory | Applicator Tip | BX270 | 26 |  | Baxter Healthcare Pty Ltd | COSEAL Applicator Tips 7 cm | COSEAL, which is listed on the Prostheses List, is a hydrogel that acts as a sealant by adhering to itself and the tissues it contacts. COSEAL is designed to completely seal suture lines along vascular reconstructions to prevent fluids from leaking. | A 7cm long applicator tip | 114966 | February 2016 |  | Changed Suffix, Benefit.
03 - General Miscellaneous | 03.08 - CLOSURE DEVICES | 03.08.02 - Internal Adhesives | 03.08.02.04 - Adhesive Accessory | Applicator Tip | MG034 | 26 |  | Morton Surgical Pty Ltd ta Matrix Surgical Company | Glubran 2 Applicators | Dispensing tip/Drop control device for applying Glubran 2. | 5-6 and 7-8 French | 162589 | February 2012 |  | Changed Product Group, Product Sub Group, Suffix, Benefit.
03 - General Miscellaneous | 03.08 - CLOSURE DEVICES | 03.08.02 - Internal Adhesives | 03.08.02.04 - Adhesive Accessory | Complex Delivery Device | MG036 | 62 |  | Morton Surgical Pty Ltd ta Matrix Surgical Company | Glubran 2 Spray Device | Spray device for application of Glubran 2 | 32cm length | 279302 | February 2017 |  | Changed Size.
03 - General Miscellaneous | 03.08 - CLOSURE DEVICES | 03.08.02 - Internal Adhesives | 03.08.02.04 - Adhesive Accessory | Extender | AB009 | 31 |  | Advanced Biomedical Pty Ltd | BioGlue Surgical Adhesive - Syringe 10cm Extender | Model No BGAT-10-SY (BioGlue Surgical Adhesive) | 10cm Extender | 137420 | February 2012 |  | Changed Product Name, Size, Product Group, Product Sub Group, Suffix, Benefit.
03 - General Miscellaneous | 03.08 - CLOSURE DEVICES | 03.08.02 - Internal Adhesives | 03.08.02.04 - Adhesive Accessory | Extender | AB010 | 31 |  | Advanced Biomedical Pty Ltd | BioGlue Surgical Adhesive - Syringe 27CM Extender | Model No BGAT-27-SY (BioGlue Surgical Adhesive) | 27cm Extender | 137420 | February 2012 |  | Changed Product Name, Size, Product Group, Product Sub Group, Suffix, Benefit.
03 - General Miscellaneous | 03.08 - CLOSURE DEVICES | 03.08.02 - Internal Adhesives | 03.08.02.04 - Adhesive Accessory | Extender | AB076 | 31 |  | Advanced Biomedical Pty Ltd | BioGlue Surgical Adhesive - Spreader Tips | Spreader (extender) Tips (various sizes), (Pack of 3) | 12mm, 16mm | 137420 | February 2014 |  | New Listing
03 - General Miscellaneous | 03.08 - CLOSURE DEVICES | 03.08.02 - Internal Adhesives | 03.08.02.04 - Adhesive Accessory | Extender | BA266 | 31 |  | Bard Australia Pty Ltd | Progel Platinum Surgical Sealant Extender Spray Tip | Extender Spray tip to be used in conjunction with Progel Platinum Surgical Sealant | 16cm, 29cm | 260665 | February 2016 |  | New Listing
03 - General Miscellaneous | 03.08 - CLOSURE DEVICES | 03.08.02 - Internal Adhesives | 03.08.02.04 - Adhesive Accessory | Extender | BX261 | 31 |  | Baxter Healthcare Pty Ltd | Tisseel Duplospray MIS WITH SNAPLOCK Applicator 20cm | Two component Fibrin Sealant containing human derived fibrinogen and thrombin. | A 20cm long dual lumen metal cannula | 115590 | August 2017 |  | Changed Product Name.
03 - General Miscellaneous | 03.08 - CLOSURE DEVICES | 03.08.02 - Internal Adhesives | 03.08.02.04 - Adhesive Accessory | Extender | BX262 | 31 |  | Baxter Healthcare Pty Ltd | TISSEEL DUPLOCATH 180cm | Two component Fibrin Sealant containing human derived fibrinogen and thrombin. | A 180cm long double lumen flexible application catheter | 131001 | February 2012 |  | Changed Description, Product Group, Product Sub Group, Suffix, Benefit.
03 - General Miscellaneous | 03.08 - CLOSURE DEVICES | 03.08.02 - Internal Adhesives | 03.08.02.04 - Adhesive Accessory | Extender | BX263 | 31 |  | Baxter Healthcare Pty Ltd | COSEAL Spray Accessory Kit | A hydrogel that acts as a sealant by adhering to itself and the tissues it contacts. COSEAL is designed to completely seal suture lines along vascular reconstructions to prevent fluids from leaking. | One size available | 115590 | February 2012 |  | Changed Product Group, Product Sub Group, Suffix, Benefit.
03 - General Miscellaneous | 03.08 - CLOSURE DEVICES | 03.08.02 - Internal Adhesives | 03.08.02.04 - Adhesive Accessory | Extender | BX264 | 31 |  | Baxter Healthcare Pty Ltd | TISSEEL DUPLOTIP WITH SNAPLOCK 20g x 26.4cm | Two component Fibrin Sealant containing derived fibrinogen and thrombin. | A 26.4cm long dual umen applicator | 115590 | August 2017 |  | Changed Product Name.
03 - General Miscellaneous | 03.08 - CLOSURE DEVICES | 03.08.02 - Internal Adhesives | 03.08.02.04 - Adhesive Accessory | Extender | BX269 | 31 |  | Baxter Healthcare Pty Ltd | TISSEEL Easyspray Set | Two component Fibrin Sealant containing human derived fibrinogen and thrombin. | One size | 131001 | February 2012 |  | Changed Description, Product Group, Product Sub Group, Suffix, Benefit.
03 - General Miscellaneous | 03.08 - CLOSURE DEVICES | 03.08.02 - Internal Adhesives | 03.08.02.04 - Adhesive Accessory | Extender | BX271 | 31 |  | Baxter Healthcare Pty Ltd | TISSEEL DUPLOTIP with SNAPLOCK 20g x 10.4cm | Two component Fibrin Sealant containing human derived fibrinogen and thrombin. | 10.4cm long dual lumen applicator | 115590 | August 2017 |  | Changed Product Name.
03 - General Miscellaneous | 03.08 - CLOSURE DEVICES | 03.08.02 - Internal Adhesives | 03.08.02.04 - Adhesive Accessory | Extender | BX272 | 31 |  | Baxter Healthcare Pty Ltd | TISSEEL DUPLOCATH 25cm | Two component Fibrin Sealant containing human derived fibrinogen and thrombin. | A 25cm long double lumen flexible application catheter | 131001 | February 2012 |  | Changed Description, Product Group, Product Sub Group, Suffix, Benefit.
03 - General Miscellaneous | 03.08 - CLOSURE DEVICES | 03.08.02 - Internal Adhesives | 03.08.02.04 - Adhesive Accessory | Extender | BX274 | 31 |  | Baxter Healthcare Pty Ltd | TISSEEL DUPLOTIP 20G x 5.3cm | Two component Fibrin Sealant containing human derived fibrinogen and thrombin. | A 5.3 cm long dual lumen applicator. | 115590 | February 2012 |  | Changed Product Group, Product Sub Group, Suffix, Benefit.
03 - General Miscellaneous | 03.08 - CLOSURE DEVICES | 03.08.02 - Internal Adhesives | 03.08.02.04 - Adhesive Accessory | Extender | BX275 | 31 |  | Baxter Healthcare Pty Ltd | COSEAL Extended Applicator 22 cm | COSEAL, which is listed on the Prostheses List, is a hydrogel that acts as a sealant by adhering to itself and the tissues it contacts. COSEAL is designed to completely seal suture lines along vascular reconstructions to prevent fluids from leaking. | A 22 cm long malleable applicator | 114966 | February 2012 |  | Changed Description, Product Group, Product Sub Group, Suffix, Benefit.
03 - General Miscellaneous | 03.08 - CLOSURE DEVICES | 03.08.02 - Internal Adhesives | 03.08.02.04 - Adhesive Accessory | Extender | BX282 | 31 |  | Baxter Healthcare Pty Ltd | Floseal Special Applicator Tips | Floseal Malleable and Trimmable Applicator with Tips specifically designed for use with Floseal Haemostatic Matrix | 14cm | 167776 | February 2016 |  | Changed Description.
03 - General Miscellaneous | 03.08 - CLOSURE DEVICES | 03.08.02 - Internal Adhesives | 03.08.02.04 - Adhesive Accessory | Extender | MG035 | 31 |  | Morton Surgical Pty Ltd ta Matrix Surgical Company | Glubran 2 Catheter for Laparoscopy | Catheter for laparoscopic application of Glubran 2. | One size only | 162589 | February 2012 |  | Changed Product Group, Product Sub Group, Suffix, Benefit.
03 - General Miscellaneous | 03.08 - CLOSURE DEVICES | 03.08.02 - Internal Adhesives | 03.08.02.04 - Adhesive Accessory | Laparoscopic Extender | AB065 | 62 |  | Advanced Biomedical Pty Ltd | BioGlue Delivery Tip Extension (various sizes) | Rigid Extender Tip (BGDTE range) | 10cm, 27cm, 35cm | 137420 | August 2012 |  | Changed Product Name, Description, Size.
03 - General Miscellaneous | 03.08 - CLOSURE DEVICES | 03.08.02 - Internal Adhesives | 03.08.02.04 - Adhesive Accessory | Laparoscopic Extender | BX268 | 62 |  | Baxter Healthcare Pty Ltd | TISSEEL DUPLOCATH 35cm MIC/MIS | Two component Fibrin Sealant containing human derived fibrinogen and thrombin. | A 35cm long double lumen flexible application catheter | 131001 | February 2016 |  | Changed Suffix, Benefit.
03 - General Miscellaneous | 03.08 - CLOSURE DEVICES | 03.08.02 - Internal Adhesives | 03.08.02.04 - Adhesive Accessory | Laparoscopic Extender | BX277 | 62 |  | Baxter Healthcare Pty Ltd | TISSEEL DUPLOSPRAY MIS SNAPLOCK APPLICATOR 30 cm | Two component Fibrin Sealant containing human derived fibrinogen and thrombin. | A 30 cm long dual lumen metal cannula | 115590 | August 2017 |  | Changed Product Name.
03 - General Miscellaneous | 03.08 - CLOSURE DEVICES | 03.08.02 - Internal Adhesives | 03.08.02.04 - Adhesive Accessory | Laparoscopic Extender | BX279 | 62 |  | Baxter Healthcare Pty Ltd | Coseal Duplospray Applicator 30cm | COSEAL, which is listed on the Prostheses List, is a hydrogel that acts as a sealant by adhering to itself and the tissues it contacts. COSEAL is designed to completely seal suture lines along vascular reconstructions to prevent fluids from leaking. | 30cm | 115590 | February 2016 |  | Changed Suffix, Benefit.
03 - General Miscellaneous | 03.08 - CLOSURE DEVICES | 03.08.02 - Internal Adhesives | 03.08.02.04 - Adhesive Accessory | Laparoscopic Extender | BX280 | 62 |  | Baxter Healthcare Pty Ltd | Coseal Duplospray Applicator 20cm | COSEAL, which is listed on the Prostheses List, is a hydrogel that acts as a sealant by adhering to itself and the tissues it contacts. COSEAL is designed to completely seal suture lines along vascular reconstructions to prevent fluids from leaking. This a | 20 cm | 115590 | February 2016 |  | Changed Suffix, Benefit.
03 - General Miscellaneous | 03.08 - CLOSURE DEVICES | 03.08.02 - Internal Adhesives | 03.08.02.04 - Adhesive Accessory | Rigid Delivery System | BX265 | 160 |  | Baxter Healthcare Pty Ltd | TISSEEL DUPLOTIP WITH SNAPLOCK 5mm x 31.8 cm | Two component Fibrin Sealant containing human derived fibrinogen and thrombin "Black Beauty". | A 31.8cm long dual lumen applicator | 115590 | August 2017 |  | Changed Product Name, Description.
03 - General Miscellaneous | 03.08 - CLOSURE DEVICES | 03.08.02 - Internal Adhesives | 03.08.02.04 - Adhesive Accessory | Rigid Delivery System | BX267 | 160 |  | Baxter Healthcare Pty Ltd | TISSEEL DUPLOSPRAY MIS WITH SNAPLOCK APPLICATOR 40 cm | Two component Fibrin Sealant containing human derived fibrinogen and thrombin, with or without a malleable tip. | A 40 cm long dual lumen metal cannula | 115590 | August 2017 |  | Changed Product Name.
03 - General Miscellaneous | 03.08 - CLOSURE DEVICES | 03.08.02 - Internal Adhesives | 03.08.02.04 - Adhesive Accessory | Rigid Delivery System | BX273 | 160 |  | Baxter Healthcare Pty Ltd | Floseal Endoscopic Applicator | Used as an adjunct to haemostasis when control of bleeding by ligature or conventional surgical procedures is ineffective or impractical. | A 41cm - 47cm long disposable cannulated applicator, with or without malleable tip. | 115590 | February 2016 |  | Changed Suffix, Benefit.
03 - General Miscellaneous | 03.08 - CLOSURE DEVICES | 03.08.02 - Internal Adhesives | 03.08.02.04 - Adhesive Accessory | Rigid Delivery System | MG044 | 160 |  | Morton Surgical Pty Ltd ta Matrix Surgical Company | Gluban 2 Rigid Spray Device | Rigid spray device for application of Gluban 2 | Cannula length: 5cm, 40cm | 279302 | February 2017 |  | Changed Size.
03 - General Miscellaneous | 03.08 - CLOSURE DEVICES | 03.08.02 - Internal Adhesives | 03.08.02.04 - Adhesive Accessory | Rigid Delivery System | MN041 | 160 |  | Johnson & Johnson Medical Pty Ltd | Endoscopic Applicator | Rigid applicator | 34cm | 174430 | February 2017 |  | Changed Description, Size, Product Group, Product Sub Group, Suffix, Benefit.
03 - General Miscellaneous | 03.08 - CLOSURE DEVICES | 03.08.02 - Internal Adhesives | 03.08.02.04 - Adhesive Accessory | Rigid Delivery System | MN153 | 160 |  | Johnson & Johnson Medical Pty Ltd | Evicel | Rigid tip applicators | 35cm, control and spray tip | 197994 | February 2017 |  | Changed Product Name, Description, Size, Product Group, Product Sub Group, Suffix, Benefit.
03 - General Miscellaneous | 03.08 - CLOSURE DEVICES | 03.08.02 - Internal Adhesives | 03.08.02.04 - Adhesive Accessory | Rigid Delivery System | MQ039 | 160 |  | Maquet Australia Pty Ltd | PuraStat Applicator | PuraStat is used as an adjunct to haemostasis when control of bleeding by ligature or conventional surgical procedures is ineffective or impractical. | 250mm | 283717 | August 2017 |  | New Listing
03 - General Miscellaneous | 03.08 - CLOSURE DEVICES | 03.08.02 - Internal Adhesives | 03.08.02.05 - Adhesive Peristrips |  | BX288 | 350 |  | Baxter Healthcare Pty Ltd | Peri-Strips Dry | Model No PSD 4506 | One size only | 152943 | February 2013 |  | Transferred from AB012
03 - General Miscellaneous | 03.08 - CLOSURE DEVICES | 03.08.02 - Internal Adhesives | 03.08.02.05 - Adhesive Peristrips |  | BX289 | 350 |  | Baxter Healthcare Pty Ltd | Peri-Strips Dry | Model No PSD 6006 | One size only | 152943 | February 2013 |  | Transferred from AB013
03 - General Miscellaneous | 03.08 - CLOSURE DEVICES | 03.08.02 - Internal Adhesives | 03.08.02.05 - Adhesive Peristrips |  | BX290 | 350 |  | Baxter Healthcare Pty Ltd | Peri-Strips Dry | Model No PSD 4506 | One size only | 152943 | February 2013 |  | Transferred from AB018
03 - General Miscellaneous | 03.08 - CLOSURE DEVICES | 03.08.02 - Internal Adhesives | 03.08.02.05 - Adhesive Peristrips |  | BX291 | 350 |  | Baxter Healthcare Pty Ltd | Peri-Strips Dry | Model No PSD 8006 | One size only | 152943 | February 2013 |  | Transferred from AB020
03 - General Miscellaneous | 03.08 - CLOSURE DEVICES | 03.08.02 - Internal Adhesives | 03.08.02.05 - Adhesive Peristrips |  | BX334 | 350 |  | Baxter Healthcare Pty Ltd | Peri-strips dry with Veritas Collagen Matrix Circular Staple Line Reinforcement | Peri-Strips Dry with Veritas is a remodelable material designed to increase staple line strength for surgical repair of soft tissue deficiencies | One circular stapler firing: 20-400mm diameter | 219234, 219235 | August 2014 |  | Transferred from FC005
03 - General Miscellaneous | 03.08 - CLOSURE DEVICES | 03.08.02 - Internal Adhesives | 03.08.02.05 - Adhesive Peristrips |  | BX335 | 350 |  | Baxter Healthcare Pty Ltd | Peri-Strips dry with Veritas Collagen Matrix Linear Single Firing | Peri-Strips Dry with Veritas is a remodeable material designed to increase staple line strength for surgical repair of soft tissue deficiencies | 30-130mm | 219227 | August 2014 |  | Transferred from FC006.
03 - General Miscellaneous | 03.08 - CLOSURE DEVICES | 03.08.02 - Internal Adhesives | 03.08.02.06 - Pleurodesis Powder |  | LH572 | 150 |  | Lifehealthcare Pty Ltd | Steritalc | Sterile granules of talc implanted in pleural space to act as permanent adhesive | 3 grams & 4 grams | 143613 | February 2017 |  | Transferred from My003
03 - General Miscellaneous | 03.08 - CLOSURE DEVICES | 03.08.02 - Internal Adhesives | 03.08.02.07 - Sponge ≤10cm² |  | AS212 | 79 |  | Medtronic Australasia Pty Ltd | Veriset | Veriset is an absorbable topical hemostatic device intended for use in surgical procedures as an adjunct to hemostatsis when conventional methods are ineffective or impractical. Veriset does not consist of any human or animal components | 2cm x 4cm (8cm2) | 202060 | February 2016 |  | New Listing
03 - General Miscellaneous | 03.08 - CLOSURE DEVICES | 03.08.02 - Internal Adhesives | 03.08.02.07 - Sponge ≤10cm² |  | YN003 | 79 |  | Takeda Pharmaceuticals Australia Pty Ltd | TachoSil | TachoSil is a broad use haemostat for intra-operative tissue management. The TachoSil sponge is off-white, with yellow colouring on the active side (coated with fibrinogen and thrombin), and is ready to use (store at room temperature). | One small patch: 3.0cm x 2.5cm | 176631 | August 2012 |  | New Listing
03 - General Miscellaneous | 03.08 - CLOSURE DEVICES | 03.08.02 - Internal Adhesives | 03.08.02.08 - Sponge 10-40cm² |  | YN002 | 242 |  | Takeda Pharmaceuticals Australia Pty Ltd | TachoSil | TachoSil is a broad use haemostat for intra-operative tissue management. The TachoSil sponge is off-white, with yellow colouring on the active side (coated with fibrinogen and thrombin), and is ready to use (store at room temperature). | One medium patch: 4.8cm x 4.8cm | 176631 | August 2012 |  | New Listing
03 - General Miscellaneous | 03.08 - CLOSURE DEVICES | 03.08.02 - Internal Adhesives | 03.08.02.09 - Sponge >40cm² |  | AS213 | 479 |  | Medtronic Australasia Pty Ltd | Veriset | Veriset is an absorbable topical hemostatic device intended for use in surgical procedures as an adjunct to hemostasis when conventional methods are ineffective or impractical. Veriset does not consist of any human or animal components. | 5cm x 10cm (50cm2) 8 cm x 16 cm (128cm2) | 202060 | February 2016 |  | New Listing
03 - General Miscellaneous | 03.08 - CLOSURE DEVICES | 03.08.02 - Internal Adhesives | 03.08.02.09 - Sponge >40cm² |  | YN001 | 479 |  | Takeda Pharmaceuticals Australia Pty Ltd | TachoSil | TachoSil is a broad use haemostat for intra-operative tissue management. The TachoSil sponge is off-white, with yellow colouring on the active side (coated with fibrinogen and thrombin), and is ready to use (store at room temperature). | One large patch: 9.5cm x 4.8cm | 176631 | August 2012 |  | New Listing
03 - General Miscellaneous | 03.08 - CLOSURE DEVICES | 03.08.02 - Internal Adhesives | 03.08.02.12 - Pleural Sealant |  | BA265 | 835 |  | Bard Australia Pty Ltd | Progel Platinum Surgical Sealant | Progel Pleural Air Leak Sealant is a single use device intended for application to visceral pleura. | 4ml | 262979 | February 2016 |  | New Listing
03 - General Miscellaneous | 03.08 - CLOSURE DEVICES | 03.08.03 - Ligating Devices | 03.08.03.01 - Clips |  | BB294 | 12 |  | B Braun Australia Pty Ltd | Aesculap Ligating Clips | Aesculap Ligating Clips- Ligation Clips Titanium; | PL561T- Large; 6 clips/cartridge | 136103 | August 2012 |  | Changed Size, Product Group, Product Sub Group, Benefit.
03 - General Miscellaneous | 03.08 - CLOSURE DEVICES | 03.08.03 - Ligating Devices | 03.08.03.01 - Clips |  | BB297 | 12 |  | B Braun Australia Pty Ltd | Aesculap Ligating Clips | Aesculap Ligating Clips Titanium | PL565T - Small; 6 clips/cartridge | 136103 | August 2012 |  | Changed Size, Product Group, Product Sub Group, Benefit.
03 - General Miscellaneous | 03.08 - CLOSURE DEVICES | 03.08.03 - Ligating Devices | 03.08.03.01 - Clips |  | BB298 | 48 |  | B Braun Australia Pty Ltd | Aesculap Ligating Clips | Aesculap Ligating Clips Titanium | PL566T - small cardiopack of 24 | 136103 | August 2012 |  | Changed Product Group, Product Sub Group, Benefit.
03 - General Miscellaneous | 03.08 - CLOSURE DEVICES | 03.08.03 - Ligating Devices | 03.08.03.01 - Clips |  | BB299 | 12 |  | B Braun Australia Pty Ltd | Aesculap Ligating Clips | Aesculap Ligating Clips Titanium | PL567T - medium; 6 clips/cartridge | 136103 | August 2012 |  | Changed Size, Product Group, Product Sub Group, Benefit.
03 - General Miscellaneous | 03.08 - CLOSURE DEVICES | 03.08.03 - Ligating Devices | 03.08.03.01 - Clips |  | BB300 | 12 |  | B Braun Australia Pty Ltd | Aesculap Ligating Clips | Aesculap Ligating Clips Titanium | PL568T - medium/large; 6 clips/cartridge | 136103 | August 2012 |  | Changed Size, Product Group, Product Sub Group, Benefit.
03 - General Miscellaneous | 03.08 - CLOSURE DEVICES | 03.08.03 - Ligating Devices | 03.08.03.01 - Clips |  | DE445 | 12 |  | Device Technologies Australia Pty Ltd | Vesocclude Ligating Clips | Titanium Ligating Clips | Small, Narrow (6 per cartridge), Small, wide (6 per cartridge) | 202037 | February 2014 |  | New Listing
03 - General Miscellaneous | 03.08 - CLOSURE DEVICES | 03.08.03 - Ligating Devices | 03.08.03.01 - Clips |  | DE446 | 48 |  | Device Technologies Australia Pty Ltd | Vesocclude Ligating Clips | Titanium ligating Clips | Small, Narrow (24 per cartridge), Small, Wide (24 per Cartridge) | 202037 | February 2014 |  | New Listing
03 - General Miscellaneous | 03.08 - CLOSURE DEVICES | 03.08.03 - Ligating Devices | 03.08.03.01 - Clips |  | DE447 | 12 |  | Device Technologies Australia Pty Ltd | Vesocclude Ligating Clips | Titanium ligating Clips | Medium (6 per cartridge) | 202037 | February 2014 |  | New Listing
03 - General Miscellaneous | 03.08 - CLOSURE DEVICES | 03.08.03 - Ligating Devices | 03.08.03.01 - Clips |  | DE448 | 48 |  | Device Technologies Australia Pty Ltd | Vesocclude Ligating Clips | Titanium Ligating Clips | Medium (24 per cartridge) | 202037 | February 2014 |  | New Listing
03 - General Miscellaneous | 03.08 - CLOSURE DEVICES | 03.08.03 - Ligating Devices | 03.08.03.01 - Clips |  | DE449 | 12 |  | Device Technologies Australia Pty Ltd | Vesocclude Ligating Clips | Titanium Ligating Clips | Medium Large (6 per cartridge) | 202037 | February 2014 |  | New Listing
03 - General Miscellaneous | 03.08 - CLOSURE DEVICES | 03.08.03 - Ligating Devices | 03.08.03.01 - Clips |  | DE450 | 48 |  | Device Technologies Australia Pty Ltd | Vesocclude Ligating Clips | Titanium Ligating Clips | Medium large (24 per cartridge) | 202037 | February 2014 |  | New Listing
03 - General Miscellaneous | 03.08 - CLOSURE DEVICES | 03.08.03 - Ligating Devices | 03.08.03.01 - Clips |  | DE451 | 12 |  | Device Technologies Australia Pty Ltd | Vesocclude Ligating Clips | Titanium Ligating Clips | Large (6 per cartridge) | 202037 | February 2014 |  | New Listing
03 - General Miscellaneous | 03.08 - CLOSURE DEVICES | 03.08.03 - Ligating Devices | 03.08.03.01 - Clips |  | DE452 | 48 |  | Device Technologies Australia Pty Ltd | Vesocclude Ligating Clips | Titanium Ligating Clips | Large (24 per cartridge) | 202037 | February 2014 |  | New Listing
03 - General Miscellaneous | 03.08 - CLOSURE DEVICES | 03.08.03 - Ligating Devices | 03.08.03.01 - Clips |  | JJ033 | 12 |  | Johnson & Johnson Medical Pty Ltd | Ligaclip* Ligating Clips - titanium | Titanium clips contained in a plastic cartridge | 3-5mm; 6 clips per cartridge | 122810 | August 2012 |  | Changed Product Group, Product Sub Group, Benefit.
03 - General Miscellaneous | 03.08 - CLOSURE DEVICES | 03.08.03 - Ligating Devices | 03.08.03.01 - Clips |  | JJ034 | 12 |  | Johnson & Johnson Medical Pty Ltd | Ligaclip* Ligating Clips - titanium | Titanium clips contained in a plastic cartridge | 9-12 mm; 6 clips per cartage | 122810 | August 2012 |  | Changed Product Group, Product Sub Group, Benefit.
03 - General Miscellaneous | 03.08 - CLOSURE DEVICES | 03.08.03 - Ligating Devices | 03.08.03.01 - Clips |  | JJ035 | 40 |  | Johnson & Johnson Medical Pty Ltd | Ligaclip* Ligating Clips - titanium | Titanium clips contained in a plastic cartridge | 3-5 mm; 20 clips per cartridge | 122810 | August 2012 |  | Changed Product Group, Product Sub Group, Benefit.
03 - General Miscellaneous | 03.08 - CLOSURE DEVICES | 03.08.03 - Ligating Devices | 03.08.03.01 - Clips |  | LM042 | 12 |  | LMT Surgical Pty Ltd | Microclip | Malleable titanium clip | 1.5-2.5mm x 2-3.5mm | 279904 | February 2017 |  | Changed Product Name.
03 - General Miscellaneous | 03.08 - CLOSURE DEVICES | 03.08.03 - Ligating Devices | 03.08.03.01 - Clips |  | MG030 | 12 |  | Morton Surgical Pty Ltd ta Matrix Surgical Company | Haemostatic Ligating Clips | Titanium Ligating Clips | Small - Large (6 Clips per cartridge) | 143311 | August 2012 |  | Changed Product Group, Product Sub Group, Benefit.
03 - General Miscellaneous | 03.08 - CLOSURE DEVICES | 03.08.03 - Ligating Devices | 03.08.03.01 - Clips |  | MG031 | 48 |  | Morton Surgical Pty Ltd ta Matrix Surgical Company | Haemostatic Ligating Clips | Titanium Ligating Clips | Small, medium (24 clips per pouch) | 143311 | August 2012 |  | Changed Product Group, Product Sub Group, Benefit.
03 - General Miscellaneous | 03.08 - CLOSURE DEVICES | 03.08.03 - Ligating Devices | 03.08.03.01 - Clips |  | MG045 | 12 |  | Morton Surgical Pty Ltd ta Matrix Surgical Company | Everest Ligating Clip | Titanium clip | Small, Medium, Medium-Large, Large (6 per cartridge) | 235137 | August 2015 |  | New Listing
03 - General Miscellaneous | 03.08 - CLOSURE DEVICES | 03.08.03 - Ligating Devices | 03.08.03.01 - Clips |  | MG046 | 48 |  | Morton Surgical Pty Ltd ta Matrix Surgical Company | Everest Ligating Clip | Titanium clip | Small, Medium (24 per cartridge) | 235137 | August 2015 |  | New Listing
03 - General Miscellaneous | 03.08 - CLOSURE DEVICES | 03.08.03 - Ligating Devices | 03.08.03.01 - Clips |  | OL001 | 100 |  | Olympus Australia | Individual Ligating Clip | Rotatable Clip Fixing Device. Pack of 50 clips | MD-59 - 90 degree, standard; MD-850 - 135 degree, standard; HX-600-090 - standard, sterile; HX-600-135 - standard, sterile | 64148, 71657 | August 2012 |  | Changed Product Group, Product Sub Group, Benefit.
03 - General Miscellaneous | 03.08 - CLOSURE DEVICES | 03.08.03 - Ligating Devices | 03.08.03.01 - Clips |  | RH006 | 12 |  | Reid Healthcare | Vitalitec Titanium Hemostatic Clips | The SLS titanium (grade 1) hemostatic clips are designed to securely grip the vessel in order to provide a complete and final occlusion atraumatically. | Micro, Small, Small/Medium, Medium, Medium/Large and Large. 6 clips per cartridge | 194411 | February 2013 |  | Expanded from RH005
03 - General Miscellaneous | 03.08 - CLOSURE DEVICES | 03.08.03 - Ligating Devices | 03.08.03.01 - Clips |  | RH007 | 48 |  | Reid Healthcare | Vitalitec Titanium Hemostatic Clips | The SLS titanium (grade 1) hemostatic clips are designed to securely grip the vessel in order to provide a complete and final occlusion atraumatically. | Small & Medium Clips (24 clips per pouch - 6 clips per cartridge, 4 cartridges per pouch) | 194411 | February 2013 |  | Expanded from RH005
03 - General Miscellaneous | 03.08 - CLOSURE DEVICES | 03.08.03 - Ligating Devices | 03.08.03.01 - Clips |  | RH008 | 18 |  | Reid Healthcare | Vitalitec Titanium Hemostatic Clips | The SLS titanium (grade 1) hemostatic clips are designed to securely grip the vessel in order to provide a complete and final occlusion atraumatically. | Micro, Small, Small/Medium, Medium (9 clips per cartridge) | 194411 | February 2013 |  | Expanded from RH005
03 - General Miscellaneous | 03.08 - CLOSURE DEVICES | 03.08.03 - Ligating Devices | 03.08.03.01 - Clips |  | RH009 | 54 |  | Reid Healthcare | Vitalitec Titanium Hemostatic Clips | The SLS titanium (grade 1) hemostatic clips are designed to securely grip the vessel in order to provide a complete and final occlusion atraumatically. | Small and Medium (27 clips per pouch - 9 clips per cartridge, 3 cartridges per pouch) | 194411 | February 2013 |  | Expanded from RH005
03 - General Miscellaneous | 03.08 - CLOSURE DEVICES | 03.08.03 - Ligating Devices | 03.08.03.01 - Clips |  | TX006 | 12 |  | Teleflex Medical Australia | Horizon Ligating Clips | Ligation Clips Titanium | Small (6 per cartridge) | 121043 | August 2015 |  | Transferred from NG006
03 - General Miscellaneous | 03.08 - CLOSURE DEVICES | 03.08.03 - Ligating Devices | 03.08.03.01 - Clips |  | TX007 | 48 |  | Teleflex Medical Australia | Horizon Ligating Clips | Ligation Clips Titanium | Small (24 per cartridge) | 121043, 93346 | August 2015 |  | Transferred from NG007
03 - General Miscellaneous | 03.08 - CLOSURE DEVICES | 03.08.03 - Ligating Devices | 03.08.03.01 - Clips |  | TX008 | 12 |  | Teleflex Medical Australia | Horizon Ligating Clips | Ligation Clips Titanium | Medium (6 per cartridge), Micro (6 per cartridge) | 121043, 93446 | August 2015 |  | Transferred from NG008
03 - General Miscellaneous | 03.08 - CLOSURE DEVICES | 03.08.03 - Ligating Devices | 03.08.03.01 - Clips |  | TX009 | 48 |  | Teleflex Medical Australia | Horizon Ligating Clips | Ligation Clips Titanium | Medium (24 per cartridge) | 121043, 93446 | August 2015 |  | Transferred from NG009
03 - General Miscellaneous | 03.08 - CLOSURE DEVICES | 03.08.03 - Ligating Devices | 03.08.03.01 - Clips |  | TX010 | 12 |  | Teleflex Medical Australia | Horizon Ligating Clips | Ligation Clips Titanium | Medium/Large (6 per cartridge) | 121043, 93446 | August 2015 |  | Transferred from NG010
03 - General Miscellaneous | 03.08 - CLOSURE DEVICES | 03.08.03 - Ligating Devices | 03.08.03.01 - Clips |  | TX011 | 48 |  | Teleflex Medical Australia | Horizon Ligating Clips | Ligation Clips Titanium | Medium/Large (24 per cartridge) | 121043, 93446 | August 2015 |  | Transferred from NG011
03 - General Miscellaneous | 03.08 - CLOSURE DEVICES | 03.08.03 - Ligating Devices | 03.08.03.01 - Clips |  | TX012 | 12 |  | Teleflex Medical Australia | Horizon Ligating Clips | Ligation Clips Titanium | Large (6 per cartridge) | 121043, 93446 | August 2015 |  | Transferred from NG012
03 - General Miscellaneous | 03.08 - CLOSURE DEVICES | 03.08.03 - Ligating Devices | 03.08.03.01 - Clips |  | TX013 | 48 |  | Teleflex Medical Australia | Horizon Ligating Clips | Ligation Clips Titanium | Large (24 per cartridge) | 121043, 93446 | August 2015 |  | Transferred from NG013
03 - General Miscellaneous | 03.08 - CLOSURE DEVICES | 03.08.03 - Ligating Devices | 03.08.03.01 - Clips |  | TX014 | 30 |  | Teleflex Medical Australia | Hemoclip | Titanium Clips | Small, Medium (25 per cartridge); Large (15 per cartridge) | 121043, 93446 | August 2015 |  | Transferred from NG014
03 - General Miscellaneous | 03.08 - CLOSURE DEVICES | 03.08.03 - Ligating Devices | 03.08.03.01 - Clips |  | TX015 | 20 |  | Teleflex Medical Australia | Hemoclip | Titanium Clips | Medium (10 per cartridge) | 121043, 93446 | August 2015 |  | Transferred from NG016
03 - General Miscellaneous | 03.08 - CLOSURE DEVICES | 03.08.03 - Ligating Devices | 03.08.03.01 - Clips |  | TX016 | 20 |  | Teleflex Medical Australia | Hemoclip | Titanium Clips | Small (10 per cartridge) | 121043, 93446 | August 2015 |  | Transferred from NG017
03 - General Miscellaneous | 03.08 - CLOSURE DEVICES | 03.08.03 - Ligating Devices | 03.08.03.01 - Clips |  | TX017 | 20 |  | Teleflex Medical Australia | Hemoclip | Titanium Clips | Med-large (10 per cartridge) | 121043, 93446 | August 2015 |  | Transferred from NG018
03 - General Miscellaneous | 03.08 - CLOSURE DEVICES | 03.08.03 - Ligating Devices | 03.08.03.01 - Clips |  | TX018 | 20 |  | Teleflex Medical Australia | Hemoclip | Titanium Clips | Large (10 per cartridge) | 121043, 93446 | August 2015 |  | Transferred from NG019
03 - General Miscellaneous | 03.08 - CLOSURE DEVICES | 03.08.03 - Ligating Devices | 03.08.03.01 - Clips |  | TX019 | 50 |  | Teleflex Medical Australia | EZLoad Ligating Clips | Titanium Clip | Small (25 per cartridge); Med-Large, Large (10 per cartridge) | 121043, 93446 | August 2015 |  | Transferred from NG020
03 - General Miscellaneous | 03.08 - CLOSURE DEVICES | 03.08.03 - Ligating Devices | 03.08.03.01 - Clips |  | TX020 | 50 |  | Teleflex Medical Australia | EZLoad Ligating Clips | Titanium Clip | Medium (25 per cartridge) | 121043, 93446 | August 2015 |  | Transferred from NG021
03 - General Miscellaneous | 03.08 - CLOSURE DEVICES | 03.08.03 - Ligating Devices | 03.08.03.01 - Clips |  | TX021 | 20 |  | Teleflex Medical Australia | EZLoad Ligating Clips | Titanium Clip | Small, Medium (10 per cartridge) | 121043, 93446 | August 2015 |  | Transferred from NG022
03 - General Miscellaneous | 03.08 - CLOSURE DEVICES | 03.08.03 - Ligating Devices | 03.08.03.01 - Clips | Polymeric Non-resorbable | DE530 | 46 |  | Device Technologies Australia Pty Ltd | Vesolock Polymer Ligation Clips | Polymer ligation clips | Medium large (3-10mm) Large (5-13mm) Extra Large (7-16mm) | 202037 | August 2017 |  | New Listing
03 - General Miscellaneous | 03.08 - CLOSURE DEVICES | 03.08.03 - Ligating Devices | 03.08.03.01 - Clips | Polymeric Non-resorbable | EB136 | 46 |  | Ebos Group Pty Ltd | Click’aV® polymer non-absorbable ligating clips, cartridge of 6 | Click’aV® ligating clips are intended for ligating of any linear tissue structures or vessels during an operation for haemostasis where use of non-absorbable clips is required. Click’aV® ligating clips are sterile and disposable. They are made of non-absorbable polymer suitable for implantation. Clip is equipped with latch for reliable closure and lateral clip legs stability. The clips are placed around the tissue and closed with the grip of a clip applier. | Medium Medium Large Large Extra Large | 280976 | February 2017 |  | New Listing
03 - General Miscellaneous | 03.08 - CLOSURE DEVICES | 03.08.03 - Ligating Devices | 03.08.03.01 - Clips | Polymeric Non-resorbable | EB137 | 31 |  | Ebos Group Pty Ltd | Click’aV® polymer non-absorbable ligating clips, cartridge of 4 | Click’aV® ligating clips are intended for ligating of any linear tissue structures or vessels during an operation for haemostasis where use of non-absorbable clips is required. Click’aV® ligating clips are sterile and disposable. They are made of non-absorbable polymer suitable for implantation. Clip is equipped with latch for reliable closure and lateral clip legs stability. The clips are placed around the tissue and closed with the grip of a clip applier. | Medium Medium large Large Extra large | 280976 | February 2017 |  | New Listing
03 - General Miscellaneous | 03.08 - CLOSURE DEVICES | 03.08.03 - Ligating Devices | 03.08.03.01 - Clips | Polymeric Non-resorbable | EB138 | 16 |  | Ebos Group Pty Ltd | Click’aV® polymer non-absorbable ligating clips, cartridge of 2 | Click’aV® ligating clips are intended for ligating of any linear tissue structures or vessels during an operation for haemostasis where use of non-absorbable clips is required. Click’aV® ligating clips are sterile and disposable. They are made of non-absorbable polymer suitable for implantation. Clip is equipped with latch for reliable closure and lateral clip legs stability. The clips are placed around the tissue and closed with the grip of a clip applier. | Medium Large Large Extra Large | 280976 | February 2017 |  | New Listing
03 - General Miscellaneous | 03.08 - CLOSURE DEVICES | 03.08.03 - Ligating Devices | 03.08.03.01 - Clips | Polymeric Non-resorbable | TX023 | 46 |  | Teleflex Medical Australia | Hem-o-Lok Polymer Non-Absorbable Ligating Clip | Hem-o-lok Medium (M), Medium-Large (ML) and Large (L) Polymer Clips | Small, Medium, Medium-Large, Large (6 clips/cartridge) | 121043, 93446 | August 2015 |  | Transferred from NG025
03 - General Miscellaneous | 03.08 - CLOSURE DEVICES | 03.08.03 - Ligating Devices | 03.08.03.01 - Clips | Polymeric Non-resorbable | TX025 | 46 |  | Teleflex Medical Australia | Hem-o-lok Polymer Non-Absorbable Ligating Clip | Hem-o-lok Extra-large (XL) Polymer Clips | Extra-large (XL) (6 clips/cartridge) | 121043, 93446 | August 2015 |  | Transferred from NG044
03 - General Miscellaneous | 03.08 - CLOSURE DEVICES | 03.08.03 - Ligating Devices | 03.08.03.01 - Clips | Resorbable | JJ036 | 94 |  | Johnson & Johnson Medical Pty Ltd | Absolok* Extra Absorbable Ligating Clips | Polydioxanone clips contained in a plastic cartridge | Small to Extralarge | 121372 | August 2012 |  | Changed Product Group, Product Sub Group, Benefit.
03 - General Miscellaneous | 03.08 - CLOSURE DEVICES | 03.08.03 - Ligating Devices | 03.08.03.02 - Clip Applier |  | LV081 | 145 |  | ConMed Linvatec Australia Pty Ltd | Open Clip Applier | Titanium | 25 medium size titanium clips | 131194 | August 2012 |  | Changed Product Group, Product Sub Group, Benefit.
03 - General Miscellaneous | 03.08 - CLOSURE DEVICES | 03.08.03 - Ligating Devices | 03.08.03.02 - Clip Applier |  | RH012 | 290 |  | Reid Healthcare | Cor-Knot® Device Kit | The Cor-Knot Device kit contains two Cor Knot devices which deliver and crimp a titanium fastener around a suture placed using routine suture placement techniques, trimming any excess suture tails | Each kit contains two Cor- Knot sterile devices | 219812 | August 2014 |  | New Listing
03 - General Miscellaneous | 03.08 - CLOSURE DEVICES | 03.08.03 - Ligating Devices | 03.08.03.02 - Clip Applier |  | RH021 | 290 |  | Reid Healthcare | Cor-Knot Mini Device Kit | The Cor-Knot Mini Device Kit contains two Cor-Knot Mini Devices which deliver and crimp a titanium fastener around a suture placed using routine suture placement techniques, trimming any excess suture tails. | 2 x Cor-Knot Mini Sterile Devices (14cm length shaft) in each kit | 219812 | August 2015 |  | New Listing
03 - General Miscellaneous | 03.08 - CLOSURE DEVICES | 03.08.03 - Ligating Devices | 03.08.03.03 - Clips with Disposable Applier | Doppler Guided | ET064 | 980 |  | Endotherapeutics Pty Ltd | AMI HAL-RAR Flexi Procedure Kit | Doppler guided Haemorrhoidal Arterial Ligation and Recto-Anal Repair System. HAL Haemorrhoidal Ligating sutures, doppler/ultrasound proctoscope, flexiprobe, knot pusher | One size, several components | 144489 | August 2012 |  | Changed Product Group, Product Sub Group, Suffix, Benefit.
03 - General Miscellaneous | 03.08 - CLOSURE DEVICES | 03.08.03 - Ligating Devices | 03.08.03.03 - Clips with Disposable Applier | Doppler Guided, Endoscopic | MS056 | 980 |  | Medical Specialties Australasia Pty Ltd | THD Slide | Transanal Haemorrhoidal Dearterilisation and Pexis System | one size only | 159456 | August 2012 |  | Changed Product Group, Product Sub Group, Suffix, Benefit.
03 - General Miscellaneous | 03.08 - CLOSURE DEVICES | 03.08.03 - Ligating Devices | 03.08.03.03 - Clips with Disposable Applier | Endoscopic | AK007 | 80 |  | CK Surgitech Pty Ltd | Hemoclip Clip Applicator | A device consisting of, a plastic handle with thumb ring and slider, a 230cm hollow plastic tube with metal clip in at the distal end. | Applicator length 230cm, clip length sizes 4mm, 5mm and 6mm with clip opening sizes of 90 degree to 135 degree | 205634 | August 2013 |  | New Listing
03 - General Miscellaneous | 03.08 - CLOSURE DEVICES | 03.08.03 - Ligating Devices | 03.08.03.03 - Clips with Disposable Applier | Endoscopic | AK008 | 145 |  | CK Surgitech Pty Ltd | Ligation Loop | A device used in combination with a dedicated endoscope. It is intended to ligate a polyp using loop wire for haemostasis or necrosis during endoscopy. It consist of an insertion sheath, a loop wire attached at the distal end of the sheath, and a control handle and operation wire connected to both the loop wire and control handle. | Introducer up to 240cm long Loop sizes 15mm-40mm | 279077 | February 2017 |  | New Listing
03 - General Miscellaneous | 03.08 - CLOSURE DEVICES | 03.08.03 - Ligating Devices | 03.08.03.03 - Clips with Disposable Applier | Endoscopic | BS082 | 145 |  | Boston Scientific Australia Pty Ltd | Resolution Clip Device | Pre-loaded endoscopically applied clip, radiopaque stainless steel & cobalt chrome. | 7Fr, 11mm jaw opening | 116734 | August 2013 |  | Changed Benefit
03 - General Miscellaneous | 03.08 - CLOSURE DEVICES | 03.08.03 - Ligating Devices | 03.08.03.03 - Clips with Disposable Applier | Endoscopic | BS299 | 145 |  | Boston Scientific Australia Pty Ltd | Resolution 360 Clip Device | Radiopaque, single-use clip pre-loaded on a flexible, rotatable delivery system | 7Fr, 11mm jaw opening | 116734 | February 2016 |  | New Listing
03 - General Miscellaneous | 03.08 - CLOSURE DEVICES | 03.08.03 - Ligating Devices | 03.08.03.03 - Clips with Disposable Applier | Endoscopic | DE567 | 145 |  | Device Technologies Australia Pty Ltd | Hemoclip | Pre-loaded Endoscopically applied clip for the GI tract. | Jaw openings: 9 - 16mm; Applicator length: 165 - 230cm. | 284272 | August 2017 |  | New Listing
03 - General Miscellaneous | 03.08 - CLOSURE DEVICES | 03.08.03 - Ligating Devices | 03.08.03.03 - Clips with Disposable Applier | Endoscopic | LV144 | 145 |  | ConMed Linvatec Australia Pty Ltd | DuraClip™ Repositionable Hemostasis Clip | A single use repositionable hemostasis clip which is intended to be used for placement within the gastrointestinal tract. | 165cm Length and 235cm Length | 274973 | August 2016 |  | New Listing
03 - General Miscellaneous | 03.08 - CLOSURE DEVICES | 03.08.03 - Ligating Devices | 03.08.03.03 - Clips with Disposable Applier | Endoscopic | OL009 | 145 |  | Olympus Australia | Rotatable Clip fixing device | Disposable pre-loaded clip applier | Standard or long clip length, 9 or 11mm jaw opening | 146730 | August 2013 |  | Changed Benefit.
03 - General Miscellaneous | 03.08 - CLOSURE DEVICES | 03.08.03 - Ligating Devices | 03.08.03.03 - Clips with Disposable Applier | Endoscopic | OL010 | 145 |  | Olympus Australia | Ligation device | Disposable pre-assembled applier and ligating loop | Sheath Length 1650-2300mm | 145846 | August 2013 |  | Changed Benefit.
03 - General Miscellaneous | 03.08 - CLOSURE DEVICES | 03.08.03 - Ligating Devices | 03.08.03.03 - Clips with Disposable Applier | Endoscopic | WC311 | 145 |  | WILLIAM A COOK AUSTRALIA PTY LTD | Instinct Endoscopic Hemoclip | Endoscopic hemoclip used within the GI tract | Opening span up to 16mm. | 96698 | August 2014 |  | Changed Benefit.
03 - General Miscellaneous | 03.08 - CLOSURE DEVICES | 03.08.03 - Ligating Devices | 03.08.03.03 - Clips with Disposable Applier | Endoscopic, OTS | ET067 | 950 |  | Endotherapeutics Pty Ltd | OTSC Clip | The OTSC Clip is a superelastic Nitinol clip which compresses the tissue between its teeth. Therefore it enables hemostasis as well as closing of perforations | OTSC Clip is available in three sizes: 9mm, 10mm and 11mm | 185054, 185057 | February 2013 |  | Changed Suffix, Benefit.
03 - General Miscellaneous | 03.08 - CLOSURE DEVICES | 03.08.03 - Ligating Devices | 03.08.03.03 - Clips with Disposable Applier | Endoscopic, OTS | ET068 | 3000 |  | Endotherapeutics Pty Ltd | OTSC System | Has two components: 1. The OTSC Clip is a superelastic Nitinol clip which compresses the tissue between its teeth; enables hemostasis as well as closing performations. 2. Grasping and Anchoring Tool. Ovesco Twin Graspers – to approximate wound edges.. Ovesco Anchor- to grasp fibrous tissue or fistulas | OTSC Clip is available in three sizes: 9mm, 10mm and 11 mm. Ovesco Twin Graspers : 165mm or 220mm Ovesco Anchor: 165mm | 18057, 185054, 185056, 185058 | February 2013 |  | Changed Suffix, Benefit.
03 - General Miscellaneous | 03.08 - CLOSURE DEVICES | 03.08.03 - Ligating Devices | 03.08.03.03 - Clips with Disposable Applier | Endoscopic, OTS | ET083 | 3000 |  | Endotherapeutics Pty Ltd | Full-Thickness Resection Device (FTRD) | The FTRD System Set is used for diagnostic and therapeutic full-thickness resection via flexible endoscopy in the colon and rectum. The FTRD System Set is designed to ensure that the transection of tissue happens only after the defect has been completely closed. | The FTRD clip is and 11mm nitinol clip. Also supplied with the FTRD marking probe (220cm) and FTRD Grasper (220cm). | 235539 | February 2017 |  | New Listing
03 - General Miscellaneous | 03.08 - CLOSURE DEVICES | 03.08.03 - Ligating Devices | 03.08.03.03 - Clips with Disposable Applier | Laparoscopic | AS074 | 412 |  | Medtronic Australasia Pty Ltd | ENDOCLIP* | Titanium Surgical Stapler | 10mm (ML, M, L)-(20 clips) | 149289 | August 2014 |  | Changed Suffix.
03 - General Miscellaneous | 03.08 - CLOSURE DEVICES | 03.08.03 - Ligating Devices | 03.08.03.03 - Clips with Disposable Applier | Laparoscopic | CK003 | 412 |  | C. R. Kennedy | Endox Visu-Loc Clip Applier | Single-use laparoscopic clip applier | Medium, Large | 137044 | February 2016 |  | Changed Suffix, Benefit.
03 - General Miscellaneous | 03.08 - CLOSURE DEVICES | 03.08.03 - Ligating Devices | 03.08.03.03 - Clips with Disposable Applier | Laparoscopic | JJ186 | 412 |  | Johnson & Johnson Medical Pty Ltd | Ligaclip Endoscopic Multiclip Applier | Metal/plastic stapler with titanium clips | 10-12 mm shaft diameter, medium to large clip | 122810 | August 2014 |  | Changed Suffix.
03 - General Miscellaneous | 03.08 - CLOSURE DEVICES | 03.08.03 - Ligating Devices | 03.08.03.03 - Clips with Disposable Applier | Laparoscopic | JJ482 | 412 |  | Johnson & Johnson Medical Pty Ltd | LIGAMAX 5mm Endoscopic Clip Applier | LIGAMAX 5mm Endoscopic Clip Applier | Medium / Large | 122810 | August 2014 |  | Changed Suffix.
03 - General Miscellaneous | 03.08 - CLOSURE DEVICES | 03.08.03 - Ligating Devices | 03.08.03.03 - Clips with Disposable Applier | Laparoscopic | LV076 | 412 |  | ConMed Linvatec Australia Pty Ltd | Reflex ELC 530 Automatic Clip Applier | Titanium Endoscopic Clip Applier | Medium/Large, 10mm, 20 Clips | 131194 | August 2014 |  | Changed Suffix.
03 - General Miscellaneous | 03.08 - CLOSURE DEVICES | 03.08.03 - Ligating Devices | 03.08.03.03 - Clips with Disposable Applier | Laparoscopic | LV086 | 145 |  | ConMed Linvatec Australia Pty Ltd | Reflex 5mm Automatic Clip Applier | Autofeeding disposable clip applier. Contains 15 non absorbable polymer locking clips | medium/large | 212478 | August 2014 |  | Changed Suffix, Benefit.
03 - General Miscellaneous | 03.08 - CLOSURE DEVICES | 03.08.03 - Ligating Devices | 03.08.03.03 - Clips with Disposable Applier | Laparoscopic | MH014 | 412 |  | Applied Medical Australia Pty Ltd | Direct Drive laparoscopic clip applier with TiGold titanium clips | Single-use, sterile 10mm laparscopic clip applier with 20 medium-large size titanium clips | 10mm shaft diameter with medium-large size clips. | 116980 | August 2014 |  | Changed Suffix, Benefit.
03 - General Miscellaneous | 03.08 - CLOSURE DEVICES | 03.08.03 - Ligating Devices | 03.08.03.03 - Clips with Disposable Applier | Laparoscopic | MH015 | 412 |  | Applied Medical Australia Pty Ltd | Epix™ Disposable Laparoscopic Clip Applier w/ TiGold M/L titanium clips | Epix™ Disposable Laparoscopic Clip Applier w/ TiGold M/L titanium clips 5mm | 5mm | 116980 | August 2014 |  | Changed Suffix, Benefit.
03 - General Miscellaneous | 03.08 - CLOSURE DEVICES | 03.08.03 - Ligating Devices | 03.08.03.03 - Clips with Disposable Applier | Laparoscopic | MI213 | 412 |  | Medtronic Australasia Pty Ltd | Endo Clip | Laparoscopic Clip Applier | 5mm device with various clip sizes | 182307 | February 2017 |  | Compressed from AS073, AS137
03 - General Miscellaneous | 03.08 - CLOSURE DEVICES | 03.08.03 - Ligating Devices | 03.08.03.03 - Clips with Disposable Applier | Laparoscopic | TX024 | 412 |  | Teleflex Medical Australia | Weck Hem-o-lok | Hem-o-lok Automatic Endo Applier | 15 Clips per applier | 121043, 93446 | August 2015 |  | Transferred from NG043
03 - General Miscellaneous | 03.08 - CLOSURE DEVICES | 03.08.03 - Ligating Devices | 03.08.03.03 - Clips with Disposable Applier | Open | JJ037 | 250 |  | Johnson & Johnson Medical Pty Ltd | Ligaclip* Multiple Clip Applier | Metal/plastic applier preloaded with titanium clips | 3-12 mm; 20 clips per applier | 122810 | August 2014 |  | Changed Suffix.
03 - General Miscellaneous | 03.08 - CLOSURE DEVICES | 03.08.03 - Ligating Devices | 03.08.03.03 - Clips with Disposable Applier | Open | JJ038 | 250 |  | Johnson & Johnson Medical Pty Ltd | Ligaclip* Multiple Clip Applier | Metal/plastic applier preloaded with titanium clips | 3-12 mm; 30 clips per applier | 122810 | August 2014 |  | Changed Suffix.
03 - General Miscellaneous | 03.08 - CLOSURE DEVICES | 03.08.03 - Ligating Devices | 03.08.03.03 - Clips with Disposable Applier | Open | JJ039 | 250 |  | Johnson & Johnson Medical Pty Ltd | Ligaclip* Multiple Clip Applier | Metal/plastic applier preloaded with titanium clips; reloadable | 5-6mm; 20 clips per applier | 122810 | August 2014 |  | Changed Suffix.
03 - General Miscellaneous | 03.08 - CLOSURE DEVICES | 03.08.03 - Ligating Devices | 03.08.03.03 - Clips with Disposable Applier | Open | MI217 | 250 |  | Medtronic Australasia Pty Ltd | Surgiclip | Ligation Clips - Disposable clip applier and ligating clips | Small, Medium, Large device with various clip sizes | 183878, 235587 | February 2017 |  | Compressed from AS006, AS131, AS132
03 - General Miscellaneous | 03.08 - CLOSURE DEVICES | 03.08.03 - Ligating Devices | 03.08.03.03 - Clips with Disposable Applier | Open | TX022 | 250 |  | Teleflex Medical Australia | Hemoclip Plus | Ligation System Small and Medium | 15 small preloaded clips and 20 medium preloaded clips | 121043, 93446 | August 2015 |  | Transferred from NG023
03 - General Miscellaneous | 03.08 - CLOSURE DEVICES | 03.08.03 - Ligating Devices | 03.08.03.04 - Clip Reload Cartridge |  | AS001 | 65 |  | Medtronic Australasia Pty Ltd | Endoclip Disposable Loading Unit; MultApplier Disposable loading unit. | Single use loading unit with 8 titanium clips; Disposable clip cartridge with 8 titanium clips | One size only | 65335 | August 2012 |  | Changed Product Group, Product Sub Group, Benefit.
03 - General Miscellaneous | 03.08 - CLOSURE DEVICES | 03.08.03 - Ligating Devices | 03.08.03.04 - Clip Reload Cartridge |  | BB016 | 65 |  | B Braun Australia Pty Ltd | Challenger Ligating Clips | Challenger Ligating Clips Titanium Multifire | Medium-large | 136103 | August 2012 |  | Changed Product Group, Product Sub Group, Benefit.
03 - General Miscellaneous | 03.08 - CLOSURE DEVICES | 03.08.03 - Ligating Devices | 03.08.03.04 - Clip Reload Cartridge |  | BB301 | 65 |  | B Braun Australia Pty Ltd | Challenger Ligating Clips | Challenger Ligating Clips Titanium Multifire | PL572T - small/medium | 136103 | February 2013 |  | Changed Size.
03 - General Miscellaneous | 03.08 - CLOSURE DEVICES | 03.08.03 - Ligating Devices | 03.08.03.04 - Clip Reload Cartridge |  | BB321 | 65 |  | B Braun Australia Pty Ltd | Pneumatic Challenger Multifire Clips | Challenger TI-P SM-Ligat. Clips 12 Cartridge (PL574T) Challenger TI-P ML-Ligat. Clips 12 Cartridge (PL579T) | small-medium, medium-large | 136103 | August 2012 |  | Changed Product Group, Product Sub Group, Benefit.
03 - General Miscellaneous | 03.08 - CLOSURE DEVICES | 03.08.03 - Ligating Devices | 03.08.03.04 - Clip Reload Cartridge |  | CK001 | 65 |  | C. R. Kennedy | Microline Pentax Disposable 10ml Titanium K2 Clip Cartridge | Disposable cartridge containing 19 surgical grade titanium clips delivered using a re-usable hand piece applier | medium/large clip | 129715 | August 2012 |  | Changed Product Group, Product Sub Group, Benefit.
03 - General Miscellaneous | 03.08 - CLOSURE DEVICES | 03.08.03 - Ligating Devices | 03.08.03.04 - Clip Reload Cartridge |  | CK002 | 65 |  | C. R. Kennedy | Microline Pentax Disposable 10ml Titanium K2 clip Cartridge | Disposable cartridge containing 10 surgical grade titanium clips delivered using a reusable hand piece applier. | Medium/Large Clip | 129715 | August 2012 |  | Changed Product Group, Product Sub Group, Benefit.
03 - General Miscellaneous | 03.08 - CLOSURE DEVICES | 03.08.03 - Ligating Devices | 03.08.03.04 - Clip Reload Cartridge |  | JJ040 | 65 |  | Johnson & Johnson Medical Pty Ltd | Ligaclip* 20/20 Reload Unit | Metal reload cartridge containing titanium clips | 5 mm; 20 clips | 122810 | August 2012 |  | Changed Product Group, Product Sub Group, Benefit.
03 - General Miscellaneous | 03.08 - CLOSURE DEVICES | 03.08.03 - Ligating Devices | 03.08.03.05 - Sutures |  | ET065 | 100 |  | Endotherapeutics Pty Ltd | HAL-RAR | HAL-Ligating Suture, AMI HAL-Ligating suture, prosthetic component of AMI HAL-RAR Doppler System | One size | 180973 | August 2012 |  | Changed Product Group, Product Sub Group, Benefit.
03 - General Miscellaneous | 03.08 - CLOSURE DEVICES | 03.08.03 - Ligating Devices | 03.08.03.06 - Ligating Bands with Disposable Applier |  | BS225 | 275 |  | Boston Scientific Australia Pty Ltd | Speedband Superview Super 7 | Multiple Band Ligator | 7 bands per unit, compatible with scopes with outer diameter of 8.6mm - 11.5mm | 133438 | February 2013 |  | New Listing
03 - General Miscellaneous | 03.08 - CLOSURE DEVICES | 03.08.03 - Ligating Devices | 03.08.03.06 - Ligating Bands with Disposable Applier |  | DE482 | 275 |  | Device Technologies Australia Pty Ltd | SmartBand Ligation Kit | Ligation band kit. 6 bands preloaded on applier. | One size. 6 bands per unit, compatible with gastroscopes 8.6.mm to 11.6mm in diameter. | 246557 | August 2016 |  | New Listing
03 - General Miscellaneous | 03.08 - CLOSURE DEVICES | 03.08.03 - Ligating Devices | 03.08.03.06 - Ligating Bands with Disposable Applier |  | HB001 | 53 |  | HORTEN MEDICAL PTY LTD | Haemoband | A preloaded, single use, 4 band ligator for haemorrhoids. | 1 size, 4 bands | 136643 | August 2016 |  | New Listing
03 - General Miscellaneous | 03.08 - CLOSURE DEVICES | 03.08.03 - Ligating Devices | 03.08.03.06 - Ligating Bands with Disposable Applier |  | WC314 | 275 |  | WILLIAM A COOK AUSTRALIA PTY LTD | Saeed Multi-band Ligator | Multiple Band Ligator | 4, 6 or 10 bands per unit, compatible with scopes with outer diameter of 8.6mm - 14mm | 136845 | August 2013 |  | New Listing
03 - General Miscellaneous | 03.08 - CLOSURE DEVICES | 03.08.03 - Ligating Devices | 03.08.03.06 - Ligating Bands with Disposable Applier |  | WC318 | 65 |  | WILLIAM A COOK AUSTRALIA PTY LTD | ShortShot Saeed Hemorrhoidal Multi-Band Ligator | The ShortShot Saeed Haemorrhoidal Multi-Band Ligator is used to ligate internal haemorrhoids and is available with or without the TriView Anoscope. | 4 bands per ligator, 15mm in diameter | 136845, 139361 | February 2014 |  | New Listing
03 - General Miscellaneous | 03.08 - CLOSURE DEVICES | 03.08.03 - Ligating Devices | 03.08.03.07 - Cinched suture applier | Endoscopic System | ER279 | 2155 |  | Emergo Asia Pacific Pty Ltd | OverStitchTM Endoscopic Suturing System | Needle Driver, Anchor Exchange and Tissue Helix Device | 1 size only | 237773, 237774 | February 2016 |  | New Listing
03 - General Miscellaneous | 03.08 - CLOSURE DEVICES | 03.08.03 - Ligating Devices | 03.08.03.08 - Suture with cinch | Endoscopic System | ER280 | 308 |  | Emergo Asia Pacific Pty Ltd | OverStitchTM Endoscopic Suturing System - 2.0 Suture | Endoscopic Polyproprylene Suture with Cinch | 2-0 suture | 236906, 245894 | February 2016 |  | New Listing
03 - General Miscellaneous | 03.08 - CLOSURE DEVICES | 03.08.03 - Ligating Devices | 03.08.03.09 - Ligating Band Reload |  | DE473 | 110 |  | Device Technologies Australia Pty Ltd | SmartBand Ligation Pack | SmartBand Ligation Re-Load Pack | One Size. 6 bands per unit for re-load. Compatible with gastroscopes 8.6mm to 11.6mm Diameter. | 246557 | August 2016 |  | New Listing
03 - General Miscellaneous | 03.08 - CLOSURE DEVICES | 03.08.04 - Staples & Tackers | 03.08.04.01 - Staples, Non-bone (Reload) |  | AS076 | 244 |  | Medtronic Australasia Pty Ltd | ENDO TA* reloading unit | Titanium Surgical Stapler DLU | 30mm -2.5, 30mm-3.5 | 147670 | August 2012 |  | Changed Product Group, Product Sub Group, Benefit.
03 - General Miscellaneous | 03.08 - CLOSURE DEVICES | 03.08.04 - Staples & Tackers | 03.08.04.01 - Staples, Non-bone (Reload) |  | AS081 | 244 |  | Medtronic Australasia Pty Ltd | ENDO GIA* reloading unit | Titanium Surgical Stapler DLU | 30 - 35mm; 45mm; 60mm. | 147526 | August 2012 |  | Changed Product Group, Product Sub Group, Benefit.
03 - General Miscellaneous | 03.08 - CLOSURE DEVICES | 03.08.04 - Staples & Tackers | 03.08.04.01 - Staples, Non-bone (Reload) |  | AS092 | 244 |  | Medtronic Australasia Pty Ltd | ENDO - Herna reloading unit; VERSA TACK* reloading unit. | Titanium Surgical Stapler DLU | 4mm, 4.8mm (10 staples). | 138338 | August 2012 |  | Changed Product Group, Product Sub Group, Benefit.
03 - General Miscellaneous | 03.08 - CLOSURE DEVICES | 03.08.04 - Staples & Tackers | 03.08.04.01 - Staples, Non-bone (Reload) |  | MB010 | 244 |  | MD Solutions Australasia Pty Ltd | Panther Linear Stapler, Panther Linear Cutter Stapler and reloads | The PANTHER SSAB surgical stapler and SADB Reloading Staples Unit place two double staggered rows of titanium staples & simultaneously cut and divided tissue between the two double rows. The stapler is available in 60mm, 80mm, and 100mm lengths, and in two staple sizes, 3.8mm and 4.8mm to accommodate various tissue thickness. Each stapler may be reloaded up to 7 times for a total of 8 firings on one patient in one operation. | FLSL Linear Stapler/Reloading Unit 30mm 3.5/4.8mm; 45mm 3.5/4.8mm; 60mm 3.5/4.8mm; 90mm 3.5/4.8mm staple height. SSAB Linear Cutter Stapler/Reloading unit 60mm 3.8/4.8mm; 80mm 3.8/4.8mm; 100mm 3.8/4.8mm height | 188257 | August 2012 |  | New Listing
03 - General Miscellaneous | 03.08 - CLOSURE DEVICES | 03.08.04 - Staples & Tackers | 03.08.04.01 - Staples, Non-bone (Reload) |  | ME199 | 244 |  | Getz Healthcare Pty Ltd | Purple Surgical Ultimate reloadable linear cutter stapler - reloads | These are the reloads for the Purple Surgical Ultimate reloadable linear cutter stapler (Prostheses List application ref. #YAKI-ES5W). The reloads are available in 60mm, 80mm, and 100mm staple line lengths for use in different applications. Two staple sizes (3.8mm and 4.8mm) are available to accommodate different tissue thicknesses. | 60mm, 80mm, and 100mm staple line lengths. 3.8mm and 4.8mm staple sizes. | 273498 | September 2016 |  | New Listing
03 - General Miscellaneous | 03.08 - CLOSURE DEVICES | 03.08.04 - Staples & Tackers | 03.08.04.01 - Staples, Non-bone (Reload) |  | ME204 | 244 |  | Getz Healthcare Pty Ltd | Purple Surgical Ultimate reloadable linear stapler with indicator - reloads | These are the reloads for the Purple Surgical Ultimate reloadable linear stapler with indicator (Prostheses List application ref. #U5HR-3R6S). The reloads are available in 30mm, 45mm, 60mm, and 90mm staple line lengths for use in different applications. Two staple sizes (3.5mm and 4.8mm) are available to accommodate different tissue thicknesses. | 30mm, 45mm, 60mm, and 90mm staple line lengths. 3.5mm and 4.8mm staple sizes. | 272193 | September 2016 |  | Transferred from TD003
03 - General Miscellaneous | 03.08 - CLOSURE DEVICES | 03.08.04 - Staples & Tackers | 03.08.04.01 - Staples, Non-bone (Reload) |  | ME220 | 244 |  | Getz Healthcare Pty Ltd | Frankenman Linear Stapler Reloads | Linear stapler single use reload with titanium staples | 32mm; 46mm; 60mm; 90mm | 207254 | August 2017 |  | Transferred from NG062
03 - General Miscellaneous | 03.08 - CLOSURE DEVICES | 03.08.04 - Staples & Tackers | 03.08.04.01 - Staples, Non-bone (Reload) |  | ME222 | 244 |  | Getz Healthcare Pty Ltd | Frankenman Linear Cutter Reloads | Single use, linear cutter reload cartridge containing titanium staples | 61mm; 81mm; 100mm | 207254 | August 2017 |  | Transferred from NG064
03 - General Miscellaneous | 03.08 - CLOSURE DEVICES | 03.08.04 - Staples & Tackers | 03.08.04.01 - Staples, Non-bone (Reload) |  | MI215 | 244 |  | Medtronic Australasia Pty Ltd | PI/TA Reloading Units | PI/TA Disposable Surgical Loading Unit | 30mm, 45mm, 60mm, 90mm | 181429, 185017 | February 2017 |  | Compressed from AS025, AS026, AS030
03 - General Miscellaneous | 03.08 - CLOSURE DEVICES | 03.08.04 - Staples & Tackers | 03.08.04.01 - Staples, Non-bone (Reload) |  | MI216 | 244 |  | Medtronic Australasia Pty Ltd | GIA/ILA Reloading Units | Single Use Loading Units | 50mm, 60mm, 80mm, 90mm, 100mm | 181429 | February 2017 |  | Compressed from AS013, AS016, AS017, AS114, AS116, AS118
03 - General Miscellaneous | 03.08 - CLOSURE DEVICES | 03.08.04 - Staples & Tackers | 03.08.04.01 - Staples, Non-bone (Reload) |  | MN213 | 244 |  | Johnson & Johnson Medical Pty Ltd | Proximate Linear Stapler | Staple reload | 30 to 100mm | 132170, 133407 | August 2017 |  | Compressed from JJ046, JJ047, JJ048, JJ053, JJ054, JJ055
03 - General Miscellaneous | 03.08 - CLOSURE DEVICES | 03.08.04 - Staples & Tackers | 03.08.04.01 - Staples, Non-bone (Reload) |  | MN218 | 244 |  | Johnson & Johnson Medical Pty Ltd | Endopath Linear Cutter | Staple reload | 35-45mm | 132171 | August 2017 |  | Compressed from JJ190, JJ192
03 - General Miscellaneous | 03.08 - CLOSURE DEVICES | 03.08.04 - Staples & Tackers | 03.08.04.01 - Staples, Non-bone (Reload) |  | MN220 | 244 |  | Johnson & Johnson Medical Pty Ltd | EES Linear Cutter | Staple reload | 55-75mm | 155639 | August 2017 |  | Compressed from DY539, DY540
03 - General Miscellaneous | 03.08 - CLOSURE DEVICES | 03.08.04 - Staples & Tackers | 03.08.04.01 - Staples, Non-bone (Reload) |  | OB003 | 244 |  | Medical & Optical Technologies | Touchstone Linear Cutter Stapler Cartridge (Reloads) 80mm | A disposable staple cartridge used in conjunction with a matched Touchstone Linear Cutter Stapler that lays a double staggered row of staples on each side a cutting knife. Used for extensive bowel, gastric, gynaecological and thoracic surgical stapling procedures. | 80mm length in staple line with choice of 3.8mm, 4.2mm and 4.5mm titanium staples | 262505 | February 2016 |  | Duplicated from LV131
03 - General Miscellaneous | 03.08 - CLOSURE DEVICES | 03.08.04 - Staples & Tackers | 03.08.04.01 - Staples, Non-bone (Reload) |  | OB006 | 244 |  | Medical & Optical Technologies | Touchstone Linear Cutter Stapler Cartridge (Reloads) 100mm | A disposable staple cartridge used in conjunction with a matched Touchstone Linear Cutter Stapler that lays a double staggered row of staples on each side a cutting knife. Used for extensive bowel, gastric, gynaecological and thoracic surgical stapling procedures. | 100mm length in staple line with choice of 3.8mm and 4.5mm titanium staples | 262505 | February 2016 |  | Duplicated from LV132
03 - General Miscellaneous | 03.08 - CLOSURE DEVICES | 03.08.04 - Staples & Tackers | 03.08.04.01 - Staples, Non-bone (Reload) | Curved | JJ475 | 263 |  | Johnson & Johnson Medical Pty Ltd | Proximate Contour Curved Cutter/Stapler | Contour Curved Cutter/Stapler 30 & 40mm reload cartridges | Blue (3.85mm) & Green (4.5mm) | 118291 | August 2012 |  | Changed Product Group, Product Sub Group, Suffix, Benefit.
03 - General Miscellaneous | 03.08 - CLOSURE DEVICES | 03.08.04 - Staples & Tackers | 03.08.04.01 - Staples, Non-bone (Reload) | Endoscopic, Articulating/Roticulating | AS186 | 375 |  | Medtronic Australasia Pty Ltd | Endo GIA™ Reload with TriStaple™ Technology | Covidien's Endo GIA™ Reload with TriStaple™ Technology provides outstanding performance across a broader range of tissue thickness, thereby simplifying the cartridge selection process. With its stepped cartridge face, TriStaple™ Technology delivers graduated compression, optimising interaction between the tissue and the stapler | 30mm, 45mm, 60mm | 181429, 186247 | February 2013 |  | New Listing
03 - General Miscellaneous | 03.08 - CLOSURE DEVICES | 03.08.04 - Staples & Tackers | 03.08.04.01 - Staples, Non-bone (Reload) | Endoscopic, Articulating/Roticulating | DE472 | 375 |  | Device Technologies Australia Pty Ltd | Endowrist Stapler 45 | Endowrist Stapler 45 White Reload, 45 Blue Reload, 45 Green Reload | Length of reload: 45mm Staple height: 2.5mm, 3.5mm, 4.3mm | 239813 | February 2016 |  | New Listing
03 - General Miscellaneous | 03.08 - CLOSURE DEVICES | 03.08.04 - Staples & Tackers | 03.08.04.01 - Staples, Non-bone (Reload) | Endoscopic, Articulating/Roticulating | DE560 | 375 |  | Device Technologies Australia Pty Ltd | EndoWrist Stapler 30 Reloads (used with IS4000 Endowrist Stapler 30) | Endowrist Stapler 30 Gray Reload, 30 White Reload, 30 Blue Reload, 30 Green Reload. | Length of Reload : 30mm, Staple Height: 0.75 - 2.0mm | 239813 | August 2017 |  | New Listing
03 - General Miscellaneous | 03.08 - CLOSURE DEVICES | 03.08.04 - Staples & Tackers | 03.08.04.01 - Staples, Non-bone (Reload) | Endoscopic, Articulating/Roticulating | ME201 | 375 |  | Getz Healthcare Pty Ltd | Purple Surgical Ultimate endoscopic linear cutter stapler reloading units, straight | The Purple Surgical Ultimate endoscopic linear cutter stapler reloading units, straight, are for single patient use only, and are used in conjunction with the Purple Surgical Ultimate endoscopic linear cutter stapler universal handles. A single use reloading unit can be replaced up to 24 times on the same universal handle, during the same procedure. The endoscopic linear cutter stapler straight reloading unit is compatible with the endoscopic linear cutter stapler universal handles and are available in 30mm, 45mm, and 60mm staple length options, and in three staple sizes, 2.5mm, 3.5mm, and 4.8mm, to accommodate various tissue thicknesses. Each endoscopic linear cutter stapler reloading unit is single use. | 30mm, 45mm, and 60mm staple lengths. 2.5mm, 3.5mm, and 4.8mm staple sizes. | 272192 | September 2016 |  | Transferred from TD006
03 - General Miscellaneous | 03.08 - CLOSURE DEVICES | 03.08.04 - Staples & Tackers | 03.08.04.01 - Staples, Non-bone (Reload) | Endoscopic, Articulating/Roticulating | ME205 | 375 |  | Getz Healthcare Pty Ltd | Purple Surgical Ultimate endoscopic linear cutter stapler reloading units, articulating | The Purple Surgical Ultimate endoscopic linear cutter stapler reloading units, articulating, are for single patient use only, and are used in conjunction with the Purple Surgical Ultimate endoscopic linear cutter stapler universal handles. A single use reloading unit can be replaced up to 24 times on the same universal handle, during the same procedure. The endoscopic linear cutter stapler articulating reloading unit is compatible with the endoscopic linear cutter stapler universal handles and are available in 30mm, 45mm, and 60mm staple length options, and in three staple sizes, 2.5mm, 3.5mm, and 4.8mm, to accommodate various tissue thicknesses. Each endoscopic linear cutter stapler reloading unit is single use. | 30mm, 45mm, and 60mm staple lengths. 2.5mm, 3.5mm, and 4.8mm staple sizes. | 272192 | September 2016 |  | Transferred from TD002
03 - General Miscellaneous | 03.08 - CLOSURE DEVICES | 03.08.04 - Staples & Tackers | 03.08.04.01 - Staples, Non-bone (Reload) | Endoscopic, Articulating/Roticulating | MN219 | 375 |  | Johnson & Johnson Medical Pty Ltd | Echelon | Staple Reload | 35 - 60mm | 125609, 234042, 276233 | August 2017 |  | Compressed from JJ564, MN190
03 - General Miscellaneous | 03.08 - CLOSURE DEVICES | 03.08.04 - Staples & Tackers | 03.08.04.02 - Staplers |  | MN214 | 80 |  | Johnson & Johnson Medical Pty Ltd | EES Linear Cutter | Single use, reloadable stapler | 55 to 75mm | 155639 | August 2017 |  | Compressed from DY541, DY542
03 - General Miscellaneous | 03.08 - CLOSURE DEVICES | 03.08.04 - Staples & Tackers | 03.08.04.02 - Staplers | Endoscopic | AS134 | 415 |  | Medtronic Australasia Pty Ltd | DST Series EEA Or Vil | Accessory | 21mm, 25mm | 140293 | August 2012 |  | Changed Product Group, Product Sub Group, Suffix, Benefit.
03 - General Miscellaneous | 03.08 - CLOSURE DEVICES | 03.08.04 - Staples & Tackers | 03.08.04.02 - Staplers | Endoscopic | JJ896 | 415 |  | Johnson & Johnson Medical Pty Ltd | Endopath Linear Cutter | Metal/plastic cutter-stapler with titanium staples | 45mm; long shaft | 132168, 132169 | August 2012 |  | Expanded from JJ189
03 - General Miscellaneous | 03.08 - CLOSURE DEVICES | 03.08.04 - Staples & Tackers | 03.08.04.02 - Staplers | Endoscopic | JJ903 | 415 |  | Johnson & Johnson Medical Pty Ltd | Echelon | Disposable stapling device | 45-60mm | 155639 | August 2017 |  | Changed Product Name, Description, Size.
03 - General Miscellaneous | 03.08 - CLOSURE DEVICES | 03.08.04 - Staples & Tackers | 03.08.04.02 - Staplers | Endoscopic, Articulating/Roticulating | AS046 | 415 |  | Medtronic Australasia Pty Ltd | Endo GIA Stapling System | Endoscopic/thoroscopic | 12mm; One size only. | 178675 | February 2017 |  | Changed Product Name, Description.
03 - General Miscellaneous | 03.08 - CLOSURE DEVICES | 03.08.04 - Staples & Tackers | 03.08.04.02 - Staplers | Endoscopic, Articulating/Roticulating | JJ904 | 415 |  | Johnson & Johnson Medical Pty Ltd | Echelon | Stapler | 45 - 60mm | 155639 | August 2017 |  | Changed Product Name, Description, Size.
03 - General Miscellaneous | 03.08 - CLOSURE DEVICES | 03.08.04 - Staples & Tackers | 03.08.04.02 - Staplers | Endoscopic, Articulating/Roticulating | ME206 | 415 |  | Getz Healthcare Pty Ltd | Endoscopic Universal Handle | The Endoscopic Universal Handle is a single patient delivery system, supplied sterile and used with the Linear Cutter Stapler reloading unit ranges which can be applied in abdominal, gynaecological, paediatric and thoracic surgical procedures for resection, transection and creation of anastomosis. | 30mm, 45mm, and 60mm staple lengths. 2.5mm, 3.5mm, and 4.8mm staple sizes. | 283316 | February 2017 |  | New Listing
03 - General Miscellaneous | 03.08 - CLOSURE DEVICES | 03.08.04 - Staples & Tackers | 03.08.04.02 - Staplers | Endoscopic, Articulating/Roticulating | MN206 | 415 |  | Johnson & Johnson Medical Pty Ltd | Endopath Cutter | Cutter and Stapler | 45mm | 132168, 132169, 155639 | February 2017 |  | Compressed from JJ892, JJ894
03 - General Miscellaneous | 03.08 - CLOSURE DEVICES | 03.08.04 - Staples & Tackers | 03.08.04.02 - Staplers | Endoscopic, Articulating/Roticulating, Powered | MI227 | 520 |  | Medtronic Australasia Pty Ltd | Signia™ Powered Intelligent Stapling System | Powered, articulating, endoscopic intelligent stapler with Adaptive Firing and real time technology | 30mm, 45mm, 60mm lengths | 287262, 287417, 287923 | August 2017 |  | New Listing
03 - General Miscellaneous | 03.08 - CLOSURE DEVICES | 03.08.04 - Staples & Tackers | 03.08.04.02 - Staplers | Endoscopic, Articulating/Roticulating, Powered | MN215 | 520 |  | Johnson & Johnson Medical Pty Ltd | Echelon | Disposable powered stapling device | 35 to 60mm | 195695 | August 2017 |  | Compressed from MN134, MN191
03 - General Miscellaneous | 03.08 - CLOSURE DEVICES | 03.08.04 - Staples & Tackers | 03.08.04.03 - Staples, Reinforcer |  | GT224 | 230 |  | W L Gore & Associates | GORE® SEAMGUARD® Bioabsorbable Staple Line Reinforcement | GORE® SEAMGUARD® Reinforcement is a synthetic 100% bioabsorbable material, constructed from Polyglycolic Acid:Trimethylene Carbonate. Buttressing material is engineered to reduce perioperative leaks and bleeding in a variety of minimally invasive surgeries. | 1BSGEC60- for 60mm Ethicon Stapler Straight, 1BSGEC60A- for 60mm Ethicon Stapler, 1BSGEC45- for 45mm Ethicon Stapler, 1BSGTRI45P- for 45mm Endo GIA Tristapler Purple, 1BSGTRI45B- for 45mm Endo GIA Tristapler Black, 1BSGTRI60P- for 60mm Endo GIA Tristapler Purple, 1BSGTRI60B- for 60mm Endo GIA Tristapler Black | 153351 | February 2017 |  | Changed Product Name, Description, Size.
03 - General Miscellaneous | 03.08 - CLOSURE DEVICES | 03.08.04 - Staples & Tackers | 03.08.04.03 - Staples, Reinforcer |  | GT228 | 230 |  | W L Gore & Associates | GORE® SEAMGUARD® Bioabsorbable Staple Line Reinforcement (Circular) | GORE® SEAMGUARD® Reinforcement is a synthetic 100% bioabsorbable material, constructed from Polyglycolic Acid:Trimethylene Carbonate. Buttressing material is engineered to reduce perioperative leaks and bleeding in a variety of minimally invasive surgeries. Configured for a range of circular/EEA staplers- 25mm, 28mm, 29mm, 31mm, 33mm & 34mm | Circular Seamguard is configured for a range of circular/EEA staplers- 25mm, 28mm, 29mm, 31mm, 33mm & 34mm for both Johnson & Johnson & Medtronic Circular Staplers | 153352 | February 2017 |  | Changed Product Name, Description, Size.
03 - General Miscellaneous | 03.08 - CLOSURE DEVICES | 03.08.04 - Staples & Tackers | 03.08.04.03 - Staples, Reinforcer |  | WC304 | 230 |  | WILLIAM A COOK AUSTRALIA PTY LTD | Biodesign Staple Line Reinforcement | Used for reinforcement of the gastric staple line during bariatric surgical procedures and also for buttressing staple lines during lung resection | Complex 3D shape, lengths 60 - 160mm and widths 11 - 12mm | 203394 | August 2013 |  | Change.
03 - General Miscellaneous | 03.08 - CLOSURE DEVICES | 03.08.04 - Staples & Tackers | 03.08.04.03 - Staples, Reinforcer | Integrated | AS209 | 605 |  | Medtronic Australasia Pty Ltd | Endo GIA Reinforced Reload with Tri-Staple Technology | The Endo GIA Reinforced Reload with Tri-Staple Technology is an endoscopic stapler reload pre-attached with a non-woven absorbable polyglycolic acid staple line reinforcement mesh. This reinforced reload places a triple-staggered row of titanium staples and two layers of absorbable reinforcement material on either side of the cut line. | 45mm and 60mm | 231041 | August 2015 |  | New Listing
03 - General Miscellaneous | 03.08 - CLOSURE DEVICES | 03.08.04 - Staples & Tackers | 03.08.04.04 - Staples, Non-bone with Disposable Applier |  | AS033 | 370 |  | Medtronic Australasia Pty Ltd | Power Stapler and Staples (Powered LDS*) | LDS Instrument & Cartridges (Disposable Loading Unit) | One size only | 149334 | August 2012 |  | Changed Product Group, Product Sub Group, Benefit.
03 - General Miscellaneous | 03.08 - CLOSURE DEVICES | 03.08.04 - Staples & Tackers | 03.08.04.04 - Staples, Non-bone with Disposable Applier |  | AS110 | 370 |  | Medtronic Australasia Pty Ltd | DFS Disposable Fascia Stapler | Stainless Steel | One Size Only | 129787 | August 2012 |  | Changed Product Group, Product Sub Group, Benefit.
03 - General Miscellaneous | 03.08 - CLOSURE DEVICES | 03.08.04 - Staples & Tackers | 03.08.04.04 - Staples, Non-bone with Disposable Applier |  | ET066 | 370 |  | Endotherapeutics Pty Ltd | Insorb Subcuticular Stapler | A subcuticular (dermal) surgical delivery system loaded with resorbable staples/prostheses | Each staple is 5mm x 3mm | 178665 | August 2012 |  | Changed Product Group, Product Sub Group, Suffix, Benefit.
03 - General Miscellaneous | 03.08 - CLOSURE DEVICES | 03.08.04 - Staples & Tackers | 03.08.04.04 - Staples, Non-bone with Disposable Applier |  | JJ050 | 370 |  | Johnson & Johnson Medical Pty Ltd | Proximate* Linear Stapler | Metal/Plastic linear stapler preloaded with titanium staples, manual closure | 55 - 60mm | 132167 | August 2012 |  | Changed Product Group, Product Sub Group, Benefit.
03 - General Miscellaneous | 03.08 - CLOSURE DEVICES | 03.08.04 - Staples & Tackers | 03.08.04.04 - Staples, Non-bone with Disposable Applier |  | ME198 | 370 |  | Getz Healthcare Pty Ltd | Purple Surgical Ultimate reloadable linear cutter stapler | The Purple Surgical Ultimate reloadable linear cutter stapler can be applied in abdominal, gynecological, and thoracic surgical procedures for resection, transection, and creation of anastomosis.The Purple Surgical Ultimate reloadable linear cutter staplers are single patient use devices and are supplied sterile. The Purple Surgical Ultimate reloadable linear cutter stapler places two double staggered rows of titanium staples and simultaneously cuts and divides the tissue between the two double rows. The Purple Surgical Ultimate reloadable linear cutter stapler is available in 60mm, 80mm, & 100mm staple length options, and in two staple sizes, 3.8mm and 4.8mm, to accommodate various tissue thicknesses. Each Purple Surgical Ultimate reloadable linear cutter stapler may be reloaded up to 7 times for a maximum total of 8 firings on one patient. | 60mm, 80mm, and 100mm staple line lengths. 3.8mm and 4.8mm staple sizes. | 273498 | September 2016 |  | New Listing
03 - General Miscellaneous | 03.08 - CLOSURE DEVICES | 03.08.04 - Staples & Tackers | 03.08.04.04 - Staples, Non-bone with Disposable Applier |  | ME203 | 370 |  | Getz Healthcare Pty Ltd | Purple Surgical Ultimate reloadable linear stapler with indicator | The Purple Surgical Ultimate linear stapler with indicator can be applied in abdominal, thoracic, and further surgical procedures for transection or resection of tissue. The Purple Surgical Ultimate linear stapler with indicator places a double staggered row of titanium staples and is available in 30mm, 45mm, 60mm, and 90mm staple line lengths for use in different applications. Two staple sizes (3.5mm and 4.8mm) are available to accommodate different tissue thicknesses. Each linear stapler with indicator can be reloaded up to 7 times for a total maximum 8 firings on one patient. | 30mm, 45mm, 60mm, and 90mm staple line lengths. 3.5mm and 4.8mm staple sizes . | 272193 | September 2016 |  | Transferred from TD005
03 - General Miscellaneous | 03.08 - CLOSURE DEVICES | 03.08.04 - Staples & Tackers | 03.08.04.04 - Staples, Non-bone with Disposable Applier |  | ME219 | 370 |  | Getz Healthcare Pty Ltd | Frankenman Linear Cutter Stapler | Single use, reloadable, linear cutter stapler containing titanium staples | 61mm; 81mm; 100mm | 205319, 205331 | August 2017 |  | Transferred from NG061
03 - General Miscellaneous | 03.08 - CLOSURE DEVICES | 03.08.04 - Staples & Tackers | 03.08.04.04 - Staples, Non-bone with Disposable Applier |  | ME221 | 370 |  | Getz Healthcare Pty Ltd | Frankenman Linear Stapler | Linear stapler preloaded with titanium staples | 32mm; 46mm; 60mm; 90mm | 205319, 205331 | August 2017 |  | Transferred from NG063
03 - General Miscellaneous | 03.08 - CLOSURE DEVICES | 03.08.04 - Staples & Tackers | 03.08.04.04 - Staples, Non-bone with Disposable Applier |  | MI212 | 370 |  | Medtronic Australasia Pty Ltd | PI/TA Stapler | Disposable Surgical Stapler and Loading Unit | 30mm, 45mm, 60mm, 90mm | 181434, 185015, 185733 | February 2017 |  | Compressed from AS018, AS019, AS102, AS133
03 - General Miscellaneous | 03.08 - CLOSURE DEVICES | 03.08.04 - Staples & Tackers | 03.08.04.04 - Staples, Non-bone with Disposable Applier |  | MI214 | 370 |  | Medtronic Australasia Pty Ltd | GIA Linear Cutter Stapler and single use loading units | single use, reloadable stapler | 2.5mm, 3.8mm, 4.8mm, 60mm, 75mm, 80mm, 100mm | 181272, 182206, 185453 | February 2017 |  | Compressed from AS011, AS113, AS115, AS117
03 - General Miscellaneous | 03.08 - CLOSURE DEVICES | 03.08.04 - Staples & Tackers | 03.08.04.04 - Staples, Non-bone with Disposable Applier |  | MN217 | 370 |  | Johnson & Johnson Medical Pty Ltd | Proximate | Preloaded stapler | 30-100mm | 132166, 132167, 133406 | August 2017 |  | Compressed from JJ043, JJ044, JJ045, JJ049, JJ051, JJ052
03 - General Miscellaneous | 03.08 - CLOSURE DEVICES | 03.08.04 - Staples & Tackers | 03.08.04.04 - Staples, Non-bone with Disposable Applier |  | OB002 | 370 |  | Medical & Optical Technologies | Touchstone Linear Cutter Stapler 80mm | A device that incorporates a disposable staple cartridge that lays a double staggered row of staples on each side of a cutting knife. Used for extensive bowel, gastric, gynaecological and thoracic surgical stapling procedures. | 80mm length in staple line with choice of 3.8mm, 4.2mm and 4.5mm titanium staples | 262505 | February 2016 |  | Duplicated from LV128
03 - General Miscellaneous | 03.08 - CLOSURE DEVICES | 03.08.04 - Staples & Tackers | 03.08.04.04 - Staples, Non-bone with Disposable Applier |  | OB005 | 370 |  | Medical & Optical Technologies | Touchstone Linear Cutter Stapler 100mm | A device that incorporates a disposable staple cartridge that lays a double staggered row of staples on each side of a cutting knife. Used for extensive bowel, gastric, gynaecological and thoracic surgical stapling procedures. | 100mm length in staple line with choice of 3.8mm and 4.5mm titanium | 262505 | February 2016 |  | Duplicated from LV129
03 - General Miscellaneous | 03.08 - CLOSURE DEVICES | 03.08.04 - Staples & Tackers | 03.08.04.04 - Staples, Non-bone with Disposable Applier | Articulating/Roticulating | JJ056 | 770 |  | Johnson & Johnson Medical Pty Ltd | Proximate Articulating Linear Stapler | Articulating linear stapler preloaded with titanium staples | 55mm | 132167 | August 2012 |  | Changed Product Group, Product Sub Group, Suffix, Benefit.
03 - General Miscellaneous | 03.08 - CLOSURE DEVICES | 03.08.04 - Staples & Tackers | 03.08.04.04 - Staples, Non-bone with Disposable Applier | Articulating/Roticulating | MI218 | 770 |  | Medtronic Australasia Pty Ltd | Roticulator Stapler | Roticulator Stapler | 30mm, 55mm | 181414, 181434, 182207 | February 2017 |  | Compressed from AS035, AS036, AS037
03 - General Miscellaneous | 03.08 - CLOSURE DEVICES | 03.08.04 - Staples & Tackers | 03.08.04.04 - Staples, Non-bone with Disposable Applier | Articulating/Roticulating | MN197 | 770 |  | Johnson & Johnson Medical Pty Ltd | Endopath Linear Cutter | Metal/plastic cutter-stapler | 35 to 45mm, including long and short shaft | 132168, 132169 | August 2016 |  | Compressed from JJ891, JJ893, JJ897
03 - General Miscellaneous | 03.08 - CLOSURE DEVICES | 03.08.04 - Staples & Tackers | 03.08.04.04 - Staples, Non-bone with Disposable Applier | Circular | AS179 | 754 |  | Medtronic Australasia Pty Ltd | EEA Haemorrhoid and Prolapse Stapler | Stapling instrument for control of rectal prolapse and haemorrhoid disease. | 33mm Circular Stapling line, 3.5 mm and 4.8mm Staple leg length. | 164442 | August 2012 |  | Changed Product Group, Product Sub Group, Suffix, Benefit.
03 - General Miscellaneous | 03.08 - CLOSURE DEVICES | 03.08.04 - Staples & Tackers | 03.08.04.04 - Staples, Non-bone with Disposable Applier | Circular | JJ443 | 754 |  | Johnson & Johnson Medical Pty Ltd | Proximate Intraluminal Stapler PPH | Proximate Hemorrhoidal Circular Stapler PPH | One Size Only | 99218 | August 2012 |  | Changed Product Group, Product Sub Group, Suffix, Benefit.
03 - General Miscellaneous | 03.08 - CLOSURE DEVICES | 03.08.04 - Staples & Tackers | 03.08.04.04 - Staples, Non-bone with Disposable Applier | Circular | ME200 | 754 |  | Getz Healthcare Pty Ltd | Purple Surgical Ultimate haemorrhoidal circular stapler | The Purple Surgical Ultimate haemorrhoidal circular stapler and accessories have application throughout the anal canal to perform the surgical treatment of haemorrhoidal disease. The Purple Surgical Ultimate haemorrhoidal circular stapler places a circular staggered double row of titanium staples in the tissue and resects excess tissue to create a circular anastomosis. Each Purple Surgical Ultimate haemorrhoidal circular stapler comes with 5 accessories: clear circular anal dilator, clear butterfly anal dilator, anal dilator obturator, purse-string suture anoscope, and a suture threader. There are 2 stapler diameters available; 32/33mm and 33/34mm. | 32/33mm and 33/34mm. | 270756 | September 2016 |  | Transferred from TD004
03 - General Miscellaneous | 03.08 - CLOSURE DEVICES | 03.08.04 - Staples & Tackers | 03.08.04.04 - Staples, Non-bone with Disposable Applier | Circular | ME202 | 754 |  | Getz Healthcare Pty Ltd | Purple Surgical Ultimate circular stapler | The Purple Surgical Ultimate circular staplers can be applied throughout the alimentary tract to create end-to-end, end-to-side, and side-to-side anastomosis. The Purple Surgical Ultimate circular stapler places a staggered circular, double row of titanium staples in the tissue and resects the excess tissue, to create a circular anastomosis. The instrument can be activated when the handle is squeezed firmly as far as it can go. There are 5 diameters available, 24mm, 26mm, 29mm, 32mm, and 34mm with colour coded anvil heads. | 24mm, 26mm, 29mm, 32mm, and 34mm. | 270755 | September 2016 |  | Transferred from TD001
03 - General Miscellaneous | 03.08 - CLOSURE DEVICES | 03.08.04 - Staples & Tackers | 03.08.04.04 - Staples, Non-bone with Disposable Applier | Circular | ME217 | 754 |  | Getz Healthcare Pty Ltd | Frankenman Circular Stapler | Curved intraluminal stapler preloaded with titanium staples. | 21mm; 25mm; 28mm; 32mm | 292060 | August 2017 |  | Transferred from NG059
03 - General Miscellaneous | 03.08 - CLOSURE DEVICES | 03.08.04 - Staples & Tackers | 03.08.04.04 - Staples, Non-bone with Disposable Applier | Circular | ME218 | 754 |  | Getz Healthcare Pty Ltd | Frankenman Haemorrhoidal (CPH) Stapler | Circular stapler for rectal prolapse and haemorrhoids preloaded with titanium staples | Outside diameter: 32.5mm; 34.5mm | 205330 | August 2017 |  | Transferred from NG060
03 - General Miscellaneous | 03.08 - CLOSURE DEVICES | 03.08.04 - Staples & Tackers | 03.08.04.04 - Staples, Non-bone with Disposable Applier | Circular | OB004 | 754 |  | Medical & Optical Technologies | Touchstone Circular Stapler | A surgical implanting device for placing s specific size of double staggered row of titanium staples in a circular fashion in the large bowel, small bowel or oesophagus to maintain function of the digestive tract. A suitable size is used to match the lumen size of the patient's digestive tract | External dimension - 21mm, 25mm, 29mm or 33mm | 263001 | February 2016 |  | Duplicated from LV135
03 - General Miscellaneous | 03.08 - CLOSURE DEVICES | 03.08.04 - Staples & Tackers | 03.08.04.04 - Staples, Non-bone with Disposable Applier | Circular | OB007 | 754 |  | Medical & Optical Technologies | Touchstone Prolapse Haemorrhoid Stapler | A surgical implanting device for placing a specific size of double staggered row of titanium staples in a circular fashion in the Anal and/or Rectal region for the circumferential excision of the prolapsed distal rectal muscosa, as described by Dr. Longo, Italy. | 33mm and 36mm | 262507 | February 2016 |  | Duplicated from LV136
03 - General Miscellaneous | 03.08 - CLOSURE DEVICES | 03.08.04 - Staples & Tackers | 03.08.04.04 - Staples, Non-bone with Disposable Applier | Curved | JJ812 | 650 |  | Johnson & Johnson Medical Pty Ltd | CONTOUR Curved Cutter Stapler | Curved cutter and stapler for gastrointestinal transaction and resection. | 40mm | 118291 | August 2012 |  | Changed Product Group, Product Sub Group, Suffix, Benefit.
03 - General Miscellaneous | 03.08 - CLOSURE DEVICES | 03.08.04 - Staples & Tackers | 03.08.04.04 - Staples, Non-bone with Disposable Applier | Endoscopic | AS075 | 550 |  | Medtronic Australasia Pty Ltd | ENDO TA* | Titanium Surgical Stapler | 30mm | 147624 | August 2012 |  | Changed Product Group, Product Sub Group, Suffix, Benefit.
03 - General Miscellaneous | 03.08 - CLOSURE DEVICES | 03.08.04 - Staples & Tackers | 03.08.04.04 - Staples, Non-bone with Disposable Applier | Endoscopic | AS077 | 550 |  | Medtronic Australasia Pty Ltd | ENDO GIA* | Titanium Surgical Stapler | 30 - 35mm | 147527 | August 2012 |  | Changed Product Group, Product Sub Group, Suffix, Benefit.
03 - General Miscellaneous | 03.08 - CLOSURE DEVICES | 03.08.04 - Staples & Tackers | 03.08.04.04 - Staples, Non-bone with Disposable Applier | Endoscopic | JJ184 | 550 |  | Johnson & Johnson Medical Pty Ltd | Endopath Multi Stapler | Endoscopic titanium stapler with staples | 11mm shaft diameter | 124512 | August 2012 |  | Changed Product Group, Product Sub Group, Suffix, Benefit.
03 - General Miscellaneous | 03.08 - CLOSURE DEVICES | 03.08.04 - Staples & Tackers | 03.08.04.04 - Staples, Non-bone with Disposable Applier | Endoscopic | JJ895 | 550 |  | Johnson & Johnson Medical Pty Ltd | Endopath Linear Cutter | Metal/plastic cutter-stapler with titanium staples | 45mm; long shaft | 132168, 132169 | August 2012 |  | Expanded from JJ189
03 - General Miscellaneous | 03.08 - CLOSURE DEVICES | 03.08.04 - Staples & Tackers | 03.08.04.04 - Staples, Non-bone with Disposable Applier | Endoscopic | JJ898 | 550 |  | Johnson & Johnson Medical Pty Ltd | Endopath Linear Cutter | Metal/plastic cutter-stapler with titanium staples | 35mm | 132169 | August 2012 |  | Expanded from JJ191
03 - General Miscellaneous | 03.08 - CLOSURE DEVICES | 03.08.04 - Staples & Tackers | 03.08.04.04 - Staples, Non-bone with Disposable Applier | Endoscopic, Circular | MB011 | 780 |  | MD Solutions Australasia Pty Ltd | Panther Circular Stapler | The Panther circular stapler places circular, double staggered rows of titanium staples in the tissue and resects the excess tissue to create a circular anastomosis. The instrument is activated when handle is squeezed firmly. There are five diameters which are able to be deployed form the device - 24mm, 26mm, 29mm, 32mm, or 34mm | There are five sizes of the FCLWBE and FCSME: 24mm, dual safety; 26mm, dual safety; 29mm, dual safety; 32mm, dual safety and 34mm, dual safety | 188257 | August 2012 |  | New Listing
03 - General Miscellaneous | 03.08 - CLOSURE DEVICES | 03.08.04 - Staples & Tackers | 03.08.04.04 - Staples, Non-bone with Disposable Applier | Endoscopic, Circular | MI219 | 780 |  | Medtronic Australasia Pty Ltd | EEA Circular Stapler | Circular staplers | 21mm to 34mm | 178517 | February 2017 |  | Compressed from AS072, AS119, AS135
03 - General Miscellaneous | 03.08 - CLOSURE DEVICES | 03.08.04 - Staples & Tackers | 03.08.04.04 - Staples, Non-bone with Disposable Applier | Endoscopic, Circular | MN216 | 780 |  | Johnson & Johnson Medical Pty Ltd | Ethicon Intraluminal Stapler | Proximate and Endopath staplers | 21 - 33mm | 124512, 99218 | August 2017 |  | Compressed from JJ041, JJ042
03 - General Miscellaneous | 03.08 - CLOSURE DEVICES | 03.08.04 - Staples & Tackers | 03.08.04.05 - Tackers |  | AS091 | 272 |  | Medtronic Australasia Pty Ltd | VERSA TACK* stapler | Titanium Surgical Stapler | 4, 4.8mm (10 staples) | 138338 | February 2013 |  | Changed Product Group, Product Sub Group, Benefit.
03 - General Miscellaneous | 03.08 - CLOSURE DEVICES | 03.08.04 - Staples & Tackers | 03.08.04.05 - Tackers |  | AS095 | 272 |  | Medtronic Australasia Pty Ltd | STATTACK™ | STATTACK™ Titanium Helical Tacker | One size only | 139264 | February 2013 |  | Changed Product Name, Description, Product Group, Product Sub Group, Benefit.
03 - General Miscellaneous | 03.08 - CLOSURE DEVICES | 03.08.04 - Staples & Tackers | 03.08.04.05 - Tackers | Absorbable | AS246 | 550 |  | Medtronic Australasia Pty Ltd | ABSORBATACK | Absorbable Fixation Device | 5mm | 181415 | August 2016 |  | Compressed from AS158, AS160
03 - General Miscellaneous | 03.08 - CLOSURE DEVICES | 03.08.04 - Staples & Tackers | 03.08.04.05 - Tackers | Absorbable | BA204 | 550 |  | Bard Australia Pty Ltd | SorbaFix | Open of Laparoscopic Absorbable Fixation System. | 15 Fasteners; 30 Fasteners | 170112 | August 2012 |  | Changed Product Group, Product Sub Group, Suffix, Benefit.
03 - General Miscellaneous | 03.08 - CLOSURE DEVICES | 03.08.04 - Staples & Tackers | 03.08.04.05 - Tackers | Absorbable | BA269 | 550 |  | Bard Australia Pty Ltd | Bard Absorbable Fixation System | Open or Laparoscopic Absorbable Fixation System | 30 Absorbable Fastners, 15 Absorbale Fastners | 278914 | August 2016 |  | New Listing
03 - General Miscellaneous | 03.08 - CLOSURE DEVICES | 03.08.04 - Staples & Tackers | 03.08.04.05 - Tackers | Absorbable | MN115 | 550 |  | Johnson & Johnson Medical Pty Ltd | SECURESTRAP™ | 5mm Absorbable Strap Fixation Device | 5mm | 193268 | August 2012 |  | Changed Product Group, Product Sub Group, Suffix, Benefit.
03 - General Miscellaneous | 03.08 - CLOSURE DEVICES | 03.08.04 - Staples & Tackers | 03.08.04.05 - Tackers | Absorbable | MN175 | 550 |  | Johnson & Johnson Medical Pty Ltd | SECURESTRAP Open | Open Absorbable Strap Fixation Device | Strap length 6.7mm | 230205 | February 2015 |  | New Listing
03 - General Miscellaneous | 03.08 - CLOSURE DEVICES | 03.08.04 - Staples & Tackers | 03.08.04.05 - Tackers | Absorbable, Articulating/Roticulating | AS227 | 770 |  | Medtronic Australasia Pty Ltd | ReliaTack Articulating Reloadable Fixation Device | Articulating, reloadable, sterile, single use fixation device prepackaged with 30 standard single use, absorbable reloads | 5.1mm, 30 tacks | 275114 | August 2016 |  | New Listing
03 - General Miscellaneous | 03.08 - CLOSURE DEVICES | 03.08.04 - Staples & Tackers | 03.08.04.05 - Tackers | Endoscopic | AS045 | 435 |  | Medtronic Australasia Pty Ltd | PROTACK*; Endoscopic Tacker Device; ENDO UNIVERSAL* | Endoscopic; Titanium Surgical Tacker | 20 tacks; 30 tacks; 5mm; 4mm, 4.8mm (10 staples). | 139264 | February 2013 |  | Changed Product Name, Description, Product Group, Product Sub Group, Suffix, Benefit.
03 - General Miscellaneous | 03.08 - CLOSURE DEVICES | 03.08.04 - Staples & Tackers | 03.08.04.05 - Tackers | Endoscopic | BA203 | 435 |  | Bard Australia Pty Ltd | Fixation Anchor Set | Open or Laparoscopic Permanent Fixation System. | 15 Fasteners; 30 Fasteners | 137898 | February 2013 |  | Changed Product Group, Product Sub Group, Suffix, Benefit.
03 - General Miscellaneous | 03.08 - CLOSURE DEVICES | 03.08.04 - Staples & Tackers | 03.08.04.06 - Suture Fasteners |  | RH013 | 60 |  | Reid Healthcare | Cor-Knot®Quick Load single | The Cor-Knot®Quick Load houses one sterile Cor-Knot®Titanium Fastener for use with the Cor-Knot®device kit | One size | 219813 | August 2014 |  | New Listing
03 - General Miscellaneous | 03.08 - CLOSURE DEVICES | 03.08.04 - Staples & Tackers | 03.08.04.06 - Suture Fasteners |  | RH014 | 360 |  | Reid Healthcare | Cor-Knot®Quick Load 6 Pouch | The Cor-Knot®Quick load 6 contains six single sterile Cor-Knot® Titanium Fasteners for use with the Cor-Knot® device kit | One size | 219813 | August 2014 |  | New Listing
03 - General Miscellaneous | 03.08 - CLOSURE DEVICES | 03.08.04 - Staples & Tackers | 03.08.04.07 - Tacks, Reload | 10 Tacks, Absorbable | AS229 | 375 |  | Medtronic Australasia Pty Ltd | ReliaTack Articulating Reloadable Fixation Device (Reloads x 10) | 10 x absorbable reloads to be used with ReliaTack atriculating tacking device | 5.1mm, 10 tacks | 275114 | August 2016 |  | New Listing
03 - General Miscellaneous | 03.08 - CLOSURE DEVICES | 03.08.04 - Staples & Tackers | 03.08.04.07 - Tacks, Reload | 5 Tacks, Absorbable | AS228 | 188 |  | Medtronic Australasia Pty Ltd | ReliaTack Articulating Reloadable Fixation Device (Reloads x 5) | 5 x absorbable reloads to be used with ReliaTack articulating tacking device | 5.1mm, 5 tacks | 275114 | August 2016 |  | New Listing
03 - General Miscellaneous | 03.08 - CLOSURE DEVICES | 03.08.04 - Staples & Tackers | 03.08.04.08 - Adhesive Tackers | Synthetic, Endoscopic | LH528 | 550 |  | Lifehealthcare Pty Ltd | LiquiBand Fix8 | Hernia Mesh Fixation System, preloaded into applicator | 33 tacks | 233374 | February 2015 |  | New Listing
03 - General Miscellaneous | 03.08 - CLOSURE DEVICES | 03.08.05 - Polypropylene/Polyester Mesh | 03.08.05.01 - ≤200cm² |  | AS055 | 80 |  | Medtronic Australasia Pty Ltd | Mesh Polyproplene; Monofilament Polyproplylene. | Multifilament Polypropylene; Monofilament Polypropylene. | 7.6cm x 12.7cm Surgipro* mesh (3 x 5 inch) | 129777 | February 2013 |  | Changed Benefit.
03 - General Miscellaneous | 03.08 - CLOSURE DEVICES | 03.08.05 - Polypropylene/Polyester Mesh | 03.08.05.01 - ≤200cm² |  | AS057 | 80 |  | Medtronic Australasia Pty Ltd | Mesh Polyproplene; Monofilament Polyproplylene. | Multifilament Polypropylene; Monofilament Polypropylene. | 2.5cm x 10.2cm Surgipro* mesh (1 x 4 inch) | 129777 | February 2013 |  | Changed Benefit.
03 - General Miscellaneous | 03.08 - CLOSURE DEVICES | 03.08.05 - Polypropylene/Polyester Mesh | 03.08.05.01 - ≤200cm² |  | AS164 | 80 |  | Medtronic Australasia Pty Ltd | Parietex Multifilament Polyester Mesh | Parietex-Multifilament Polyester Standard Mesh/Bidimensional rigid, Three dimensional | 13 x 09 cms, 15 x 10 cms | 125428 | February 2013 |  | Changed Suffix, Benefit.
03 - General Miscellaneous | 03.08 - CLOSURE DEVICES | 03.08.05 - Polypropylene/Polyester Mesh | 03.08.05.01 - ≤200cm² |  | AS172 | 80 |  | Medtronic Australasia Pty Ltd | Mesh Polyproplene; Monofilament Polyproplylene; SURGIPRO* Non Absorbable Monofilament Polypropylene Mesh | Multifilament Polypropylene; Monofilament Polypropylene; SURGIPRO, Non-Asborbable Polypropylene Monofilament Mesh. | 15.3cm x 15.3cm Surgipro* mesh (6 x 6 inch); SPMM46: 10.2cm x 15.3cm (4 x 6 inch). | 129777 | February 2013 |  | Changed Benefit.
03 - General Miscellaneous | 03.08 - CLOSURE DEVICES | 03.08.05 - Polypropylene/Polyester Mesh | 03.08.05.01 - ≤200cm² |  | AS174 | 80 |  | Medtronic Australasia Pty Ltd | Parietene-Monofiliment Polypropylene Mesh | Parietene-Monofiliment Polypropylene standard mesh/light mesh | 6 x 11cm, 15 x 10cm | 125428 | February 2017 |  | Changed Size.
03 - General Miscellaneous | 03.08 - CLOSURE DEVICES | 03.08.05 - Polypropylene/Polyester Mesh | 03.08.05.01 - ≤200cm² |  | AS232 | 80 |  | Medtronic Australasia Pty Ltd | Versatex™ monofilament macroporous polyester mesh | Versatex™ Monofilament Mesh is a non-absorbable synthetic surgical mesh made out of a macroporous three-dimensional (3D) monofilament polyester knitted textile offered in rectangular and square flat sheet. The mesh is intended for the repair of abdominal wall hernias or other fascial deficiencies that require the addition of a reinforcing material. | Rectangular 11 x 6 cm, Rectangular 15 x 10 cm | 237409 | August 2016 |  | New Listing
03 - General Miscellaneous | 03.08 - CLOSURE DEVICES | 03.08.05 - Polypropylene/Polyester Mesh | 03.08.05.01 - ≤200cm² |  | BA070 | 80 |  | Bard Australia Pty Ltd | Bard Mesh | Flat mesh | 2.5x10cm, 4.5x10cm, 5x10cm, 6x13.7cm, 7.5x15cm, 10x15cm, 5x30.5cm | 122873 | August 2013 |  | Changed Size.
03 - General Miscellaneous | 03.08 - CLOSURE DEVICES | 03.08.05 - Polypropylene/Polyester Mesh | 03.08.05.01 - ≤200cm² |  | BB088 | 80 |  | B Braun Australia Pty Ltd | Premilene Mesh | Polypropylene | 3x10cm | 138532 | February 2013 |  | Changed Benefit.
03 - General Miscellaneous | 03.08 - CLOSURE DEVICES | 03.08.05 - Polypropylene/Polyester Mesh | 03.08.05.01 - ≤200cm² |  | BB089 | 80 |  | B Braun Australia Pty Ltd | Premilene Mesh | Polypropylene | 4.5x9.5cm | 191743 | February 2017 |  | Changed Size.
03 - General Miscellaneous | 03.08 - CLOSURE DEVICES | 03.08.05 - Polypropylene/Polyester Mesh | 03.08.05.01 - ≤200cm² |  | BB090 | 80 |  | B Braun Australia Pty Ltd | Premilene Mesh | Polypropylene | 4.5x10cm | 138532 | February 2013 |  | Changed Benefit.
03 - General Miscellaneous | 03.08 - CLOSURE DEVICES | 03.08.05 - Polypropylene/Polyester Mesh | 03.08.05.01 - ≤200cm² |  | BB091 | 80 |  | B Braun Australia Pty Ltd | Premilene Mesh | Polypropylene | 5x10cm | 191743 | February 2017 |  | Changed Size.
03 - General Miscellaneous | 03.08 - CLOSURE DEVICES | 03.08.05 - Polypropylene/Polyester Mesh | 03.08.05.01 - ≤200cm² |  | BB092 | 80 |  | B Braun Australia Pty Ltd | Premilene Mesh | Polypropylene | 5x30cm | 138532 | February 2013 |  | Changed Benefit.
03 - General Miscellaneous | 03.08 - CLOSURE DEVICES | 03.08.05 - Polypropylene/Polyester Mesh | 03.08.05.01 - ≤200cm² |  | BB093 | 80 |  | B Braun Australia Pty Ltd | Premilene Mesh | Polypropylene | 6x14cm | 138532 | February 2013 |  | Changed Benefit.
03 - General Miscellaneous | 03.08 - CLOSURE DEVICES | 03.08.05 - Polypropylene/Polyester Mesh | 03.08.05.01 - ≤200cm² |  | BB094 | 80 |  | B Braun Australia Pty Ltd | Premilene Mesh | Polypropylene | 6x13.5cm | 138532 | February 2013 |  | Changed Benefit.
03 - General Miscellaneous | 03.08 - CLOSURE DEVICES | 03.08.05 - Polypropylene/Polyester Mesh | 03.08.05.01 - ≤200cm² |  | BB095 | 80 |  | B Braun Australia Pty Ltd | Premilene Mesh | Polypropylene | 7.5x7.5cm | 138532 | February 2013 |  | Changed Benefit.
03 - General Miscellaneous | 03.08 - CLOSURE DEVICES | 03.08.05 - Polypropylene/Polyester Mesh | 03.08.05.01 - ≤200cm² |  | BB096 | 80 |  | B Braun Australia Pty Ltd | Premilene Mesh | Polypropylene | 4.5x105cm | 138532 | February 2013 |  | Changed Benefit.
03 - General Miscellaneous | 03.08 - CLOSURE DEVICES | 03.08.05 - Polypropylene/Polyester Mesh | 03.08.05.01 - ≤200cm² |  | BB097 | 80 |  | B Braun Australia Pty Ltd | Premilene Mesh | Polypropylene | 7.5x15cm | 138532 | February 2013 |  | Changed Benefit.
03 - General Miscellaneous | 03.08 - CLOSURE DEVICES | 03.08.05 - Polypropylene/Polyester Mesh | 03.08.05.01 - ≤200cm² |  | BB098 | 80 |  | B Braun Australia Pty Ltd | Premilene Mesh | Polypropylene | 10x10cm | 138532 | February 2013 |  | Changed Benefit.
03 - General Miscellaneous | 03.08 - CLOSURE DEVICES | 03.08.05 - Polypropylene/Polyester Mesh | 03.08.05.01 - ≤200cm² |  | BB099 | 80 |  | B Braun Australia Pty Ltd | Premilene Mesh | Polypropylene | 6x14cm | 138532 | February 2013 |  | Changed Benefit.
03 - General Miscellaneous | 03.08 - CLOSURE DEVICES | 03.08.05 - Polypropylene/Polyester Mesh | 03.08.05.01 - ≤200cm² |  | BB100 | 80 |  | B Braun Australia Pty Ltd | Premilene Mesh | Polypropylene | 10x15cm | 138532 | February 2013 |  | Changed Benefit.
03 - General Miscellaneous | 03.08 - CLOSURE DEVICES | 03.08.05 - Polypropylene/Polyester Mesh | 03.08.05.01 - ≤200cm² |  | BB181 | 80 |  | B Braun Australia Pty Ltd | OPTILENE MESH | Polypropylene Mesh | 5x30cm, 5 pieces | 138532 | February 2013 |  | Changed Benefit.
03 - General Miscellaneous | 03.08 - CLOSURE DEVICES | 03.08.05 - Polypropylene/Polyester Mesh | 03.08.05.01 - ≤200cm² |  | BB183 | 80 |  | B Braun Australia Pty Ltd | OPTILENE MESH | Polypropylene Mesh | 7.5x7.5cm, 5 pieces | 138532 | February 2013 |  | Changed Benefit.
03 - General Miscellaneous | 03.08 - CLOSURE DEVICES | 03.08.05 - Polypropylene/Polyester Mesh | 03.08.05.01 - ≤200cm² |  | BB186 | 80 |  | B Braun Australia Pty Ltd | OPTILENE MESH | Polypropylene Mesh | 5 x 10cm, 5 pieces | 138532 | February 2013 |  | Changed Benefit.
03 - General Miscellaneous | 03.08 - CLOSURE DEVICES | 03.08.05 - Polypropylene/Polyester Mesh | 03.08.05.01 - ≤200cm² |  | BB187 | 80 |  | B Braun Australia Pty Ltd | OPTILENE MESH | Polypropylene Mesh | 10 x 15cm, 5 pieces | 138532 | February 2013 |  | Changed Benefit.
03 - General Miscellaneous | 03.08 - CLOSURE DEVICES | 03.08.05 - Polypropylene/Polyester Mesh | 03.08.05.01 - ≤200cm² |  | BB188 | 80 |  | B Braun Australia Pty Ltd | OPTILENE MESH | Polypropylene Mesh | 4.5x10cm, 5 pieces | 138532 | February 2013 |  | Changed Benefit.
03 - General Miscellaneous | 03.08 - CLOSURE DEVICES | 03.08.05 - Polypropylene/Polyester Mesh | 03.08.05.01 - ≤200cm² |  | BB189 | 80 |  | B Braun Australia Pty Ltd | OPTILENE MESH | Polypropylene Mesh. | 7.5 x 15cm, 5 pieces | 138532 | February 2013 |  | Changed Benefit.
03 - General Miscellaneous | 03.08 - CLOSURE DEVICES | 03.08.05 - Polypropylene/Polyester Mesh | 03.08.05.01 - ≤200cm² |  | BB190 | 80 |  | B Braun Australia Pty Ltd | OPTILENE MESH | Polypropylene Mesh | 4.5x10cm | 138532 | February 2013 |  | Changed Benefit.
03 - General Miscellaneous | 03.08 - CLOSURE DEVICES | 03.08.05 - Polypropylene/Polyester Mesh | 03.08.05.01 - ≤200cm² |  | BB191 | 80 |  | B Braun Australia Pty Ltd | OPTILENE MESH | Polypropylene Mesh | 6x14cm, 5 pieces | 138532 | February 2013 |  | Changed Benefit.
03 - General Miscellaneous | 03.08 - CLOSURE DEVICES | 03.08.05 - Polypropylene/Polyester Mesh | 03.08.05.01 - ≤200cm² |  | EM021 | 80 |  | EMT Healthcare Pty Ltd | Biomesh P1/P3 Reinforcement Mesh | Macro porous 100% polypropylene mesh for laproscopic and open surgical approaches | 8 x 13cm | 131113 | February 2013 |  | Changed Benefit.
03 - General Miscellaneous | 03.08 - CLOSURE DEVICES | 03.08.05 - Polypropylene/Polyester Mesh | 03.08.05.01 - ≤200cm² |  | EM023 | 80 |  | EMT Healthcare Pty Ltd | Biomesh P1/P3 Reinforcement Mesh | Macro porous 100% polypropylene mesh for laproscopic and open surgical approaches | 2.3 x 10cm | 131113 | February 2013 |  | Changed Benefit.
03 - General Miscellaneous | 03.08 - CLOSURE DEVICES | 03.08.05 - Polypropylene/Polyester Mesh | 03.08.05.01 - ≤200cm² |  | EM024 | 80 |  | EMT Healthcare Pty Ltd | Biomesh P1/P3 Reinforcement Mesh | Macro porous 100% polypropylene mesh for laproscopic and open surgical approaches | 5 x 10cm | 131113 | February 2013 |  | Changed Benefit.
03 - General Miscellaneous | 03.08 - CLOSURE DEVICES | 03.08.05 - Polypropylene/Polyester Mesh | 03.08.05.01 - ≤200cm² |  | EM025 | 80 |  | EMT Healthcare Pty Ltd | Biomesh P1/P3 Reinforcement Mesh | Macro porous 100% polypropylene mesh for laproscopic and open surgical approaches | 7 x 15cm, 10 x 15cm | 131113 | February 2013 |  | Changed Benefit.
03 - General Miscellaneous | 03.08 - CLOSURE DEVICES | 03.08.05 - Polypropylene/Polyester Mesh | 03.08.05.01 - ≤200cm² |  | JJ174 | 80 |  | Johnson & Johnson Medical Pty Ltd | Prolene Mesh | Small polypropylene monofilament non absorbable mesh | 2.5cm x 10cm | 126920 | February 2013 |  | Changed Benefit.
03 - General Miscellaneous | 03.08 - CLOSURE DEVICES | 03.08.05 - Polypropylene/Polyester Mesh | 03.08.05.01 - ≤200cm² |  | JJ175 | 80 |  | Johnson & Johnson Medical Pty Ltd | Prolene Mesh | Medium polypropylene monofilament non absorbable mesh | 7.6cm x 15cm | 126920 | February 2013 |  | Changed Benefit.
03 - General Miscellaneous | 03.08 - CLOSURE DEVICES | 03.08.05 - Polypropylene/Polyester Mesh | 03.08.05.01 - ≤200cm² |  | JJ177 | 80 |  | Johnson & Johnson Medical Pty Ltd | Prolene Mesh | Small keyhole polypropylene monofilament non absorbable mesh | 4.6cm x 10.2cm | 120154 | February 2013 |  | Changed Benefit.
03 - General Miscellaneous | 03.08 - CLOSURE DEVICES | 03.08.05 - Polypropylene/Polyester Mesh | 03.08.05.01 - ≤200cm² |  | JJ178 | 80 |  | Johnson & Johnson Medical Pty Ltd | Prolene Mesh | Large keyhole polypropylene monofilament non absorbable mesh | 6cm x 13.7cm | 120154 | February 2013 |  | Changed Benefit.
03 - General Miscellaneous | 03.08 - CLOSURE DEVICES | 03.08.05 - Polypropylene/Polyester Mesh | 03.08.05.01 - ≤200cm² |  | JJ566 | 80 |  | Johnson & Johnson Medical Pty Ltd | PROLENE Mesh | Polypropylene Mesh | 10 x 15cm | 120154 | February 2013 |  | Changed Benefit.
03 - General Miscellaneous | 03.08 - CLOSURE DEVICES | 03.08.05 - Polypropylene/Polyester Mesh | 03.08.05.01 - ≤200cm² |  | MN181 | 80 |  | Johnson & Johnson Medical Pty Ltd | PROLENE™ Soft Polypropylene Mesh | Nonabsorbable Synthetic Surigcal Mesh | >200cm2 | 165074 | August 2015 |  | Compressed from MN159, MN160, MN161
03 - General Miscellaneous | 03.08 - CLOSURE DEVICES | 03.08.05 - Polypropylene/Polyester Mesh | 03.08.05.01 - ≤200cm² |  | MQ025 | 80 |  | Maquet Australia Pty Ltd | Atrium polypropylene mesh | Polypropylene mesh | 0-200cm² | 98833 | February 2015 |  | Transferred from AC061
03 - General Miscellaneous | 03.08 - CLOSURE DEVICES | 03.08.05 - Polypropylene/Polyester Mesh | 03.08.05.01 - ≤200cm² | Anti-inflammatory | MQ022 | 755 |  | Maquet Australia Pty Ltd | C-QUR Mesh | Sterile, knitted polypropylene monofilament mesh material for tissue reinforcement with a coating derived from a biological oil composed of fatty acids, lipids and glycerides (BAO - Bioabsorbable Oil Coating) | 0 - 200cm2 | 163310 | February 2015 |  | Transferred from AC058
03 - General Miscellaneous | 03.08 - CLOSURE DEVICES | 03.08.05 - Polypropylene/Polyester Mesh | 03.08.05.01 - ≤200cm² | Coated | AA017 | 350 |  | Alliance Surgical | 4D - SEMI ABSORBABLE HERNIA MESH | 4DMESH semi absorbable bio mesh for abdominal reinforcement inguinal, femoral and incisional hernias | 6 x 13.5 cm 10.5 x 14 cm 12 x 15 cm | 283655 | August 2017 |  | Changed Size.
03 - General Miscellaneous | 03.08 - CLOSURE DEVICES | 03.08.05 - Polypropylene/Polyester Mesh | 03.08.05.01 - ≤200cm² | Coated | BA224 | 350 |  | Bard Australia Pty Ltd | Bard Mesh | Kugel Patch | 8x12cm oval; 9.5x13cm oval; 11x14oval; 8cm circle; 10.2cm circle; 12cm circle; | 122873 | August 2013 |  | Compressed from BA083, BA085, BA086, BA087, BA132, BA133, BA134
03 - General Miscellaneous | 03.08 - CLOSURE DEVICES | 03.08.05 - Polypropylene/Polyester Mesh | 03.08.05.01 - ≤200cm² | Coated, Contoured | AA016 | 350 |  | Alliance Surgical | 4D - DOME SEMI ABSORBABLE HERNIA MESH | 4D DOME semi absorbable bio mesh for abdominal reinforcement inguinal, femoral and incisional hernias | 2.4, 9 x 5 cm 3.0, 9 x 5 cm 3.8, 9 x 5 cm | 222740 | August 2014 |  | New Listing
03 - General Miscellaneous | 03.08 - CLOSURE DEVICES | 03.08.05 - Polypropylene/Polyester Mesh | 03.08.05.01 - ≤200cm² | Contoured | AS243 | 205 |  | Medtronic Australasia Pty Ltd | Parietex Multifilament Polyester Mesh | Parietex Multifilament Polyester Mesh | 12 x 8 cm; 13 x 9 cm; 14 x 9 cm; 14 x 10 cm; 15 x 10 cm; 16 x 12 cm | 125428 | August 2016 |  | Compressed from AS128, AS166, AS167, AS168, AS169
03 - General Miscellaneous | 03.08 - CLOSURE DEVICES | 03.08.05 - Polypropylene/Polyester Mesh | 03.08.05.01 - ≤200cm² | Contoured | JJ180 | 205 |  | Johnson & Johnson Medical Pty Ltd | Prolene Hernia System | BI-LAYER POLYPROPYLENE NON ABSORBABLE | MEDIUM TO EXTENDED | 126920 | February 2013 |  | Changed Suffix, Benefit.
03 - General Miscellaneous | 03.08 - CLOSURE DEVICES | 03.08.05 - Polypropylene/Polyester Mesh | 03.08.05.01 - ≤200cm² | Contoured | JJ413 | 205 |  | Johnson & Johnson Medical Pty Ltd | Prolene *3D Patch Polypropylene Mesh | Sterile Three-dimensional device consisting of a flat mesh onlay patch secured to a formed expandable diamond-shaped mesh patch component. | 5.49cm x 12.50cm 3DPatch large with preshaped overlay | 126920 | February 2013 |  | Changed Suffix, Benefit.
03 - General Miscellaneous | 03.08 - CLOSURE DEVICES | 03.08.05 - Polypropylene/Polyester Mesh | 03.08.05.01 - ≤200cm² | Contoured | JJ414 | 205 |  | Johnson & Johnson Medical Pty Ltd | Prolene *3D Patch Polypropylene Mesh | Sterile Three-dimensional device consisting of a flat mesh onlay patch secured to a formed expandable diamond-shaped mesh patch component. | 5.49cm x 12.50cm 3D Patch with medium preshaped overlay | 126920 | February 2013 |  | Changed Suffix, Benefit.
03 - General Miscellaneous | 03.08 - CLOSURE DEVICES | 03.08.05 - Polypropylene/Polyester Mesh | 03.08.05.01 - ≤200cm² | Contoured | JJ415 | 205 |  | Johnson & Johnson Medical Pty Ltd | Prolene *3D Patch Polypropylene Mesh | Sterile Three-dimensional device consisting of a flat mesh onlay patch secured to a formed expandable diamond-shaped mesh patch component. | 5.49cm x 12.50cm 3D Patch medium with extended overlay | 126920 | February 2013 |  | Changed Suffix, Benefit.
03 - General Miscellaneous | 03.08 - CLOSURE DEVICES | 03.08.05 - Polypropylene/Polyester Mesh | 03.08.05.01 - ≤200cm² | Contoured | JJ416 | 205 |  | Johnson & Johnson Medical Pty Ltd | Prolene *3D Patch Polypropylene Mesh | Sterile Three-dimensional device consisting of a flat mesh onlay patch secured to a formed expandable diamond-shaped mesh patch component. | 5.49cm x 12.50cm 3D Patch large with extended overlay | 126920 | February 2013 |  | Changed Suffix, Benefit.
03 - General Miscellaneous | 03.08 - CLOSURE DEVICES | 03.08.05 - Polypropylene/Polyester Mesh | 03.08.05.01 - ≤200cm² | Contoured, Without Fixation | BA222 | 263 |  | Bard Australia Pty Ltd | Bard 3D Max Mesh | 3D Mesh | Medium left, Medium Right, large Left, Large Right | 122873 | August 2013 |  | Compressed from BA071, BA072, BA073, BA074
03 - General Miscellaneous | 03.08 - CLOSURE DEVICES | 03.08.05 - Polypropylene/Polyester Mesh | 03.08.05.02 - 201-400cm² |  | AS122 | 85 |  | Medtronic Australasia Pty Ltd | Parietene-Monofilament Polypropylene mesh | Parietene-Monofilament Polypropylene standard mesh / light mesh | 20 x 20 cm | 125428 | February 2013 |  | Changed Benefit.
03 - General Miscellaneous | 03.08 - CLOSURE DEVICES | 03.08.05 - Polypropylene/Polyester Mesh | 03.08.05.02 - 201-400cm² |  | AS165 | 85 |  | Medtronic Australasia Pty Ltd | Parietex Multifilament Polyester Mesh Anatomical | Parietex-Multifilament Polyester Standard Mesh/Bidimensional Rigid, Three dimensional | 15 x 15 cms | 125428 | February 2013 |  | Changed Suffix, Benefit.
03 - General Miscellaneous | 03.08 - CLOSURE DEVICES | 03.08.05 - Polypropylene/Polyester Mesh | 03.08.05.02 - 201-400cm² |  | AS170 | 85 |  | Medtronic Australasia Pty Ltd | Parietex-Multifilament Polyester Mesh | Parietex-Multifilament Polyester Standard Mesh/Bi-dimensional, Bi-dimensional Rigid, Three dimensional | 20 x 20cm | 125428 | February 2013 |  | Changed Benefit.
03 - General Miscellaneous | 03.08 - CLOSURE DEVICES | 03.08.05 - Polypropylene/Polyester Mesh | 03.08.05.02 - 201-400cm² |  | AS173 | 85 |  | Medtronic Australasia Pty Ltd | Mesh Polyproplene; Monofilament Polyproplylene; SURGIPRO* Non Absorbable Monofilament Polypropylene Mesh | Multifilament Polypropylene; Monofilament Polypropylene; SURGIPRO, Non-Asborbable Polypropylene Monofilament Mesh. | 15.3cm x 15.3cm Surgipro* mesh (6 x 6 inch) | 129777 | February 2013 |  | Changed Benefit.
03 - General Miscellaneous | 03.08 - CLOSURE DEVICES | 03.08.05 - Polypropylene/Polyester Mesh | 03.08.05.02 - 201-400cm² |  | AS176 | 85 |  | Medtronic Australasia Pty Ltd | Parietene-Monofilament Polypropylene Mesh | Parietene-Monofilament Polypropylene standard mesh/light mesh | 15 x 15cm | 125428 | February 2013 |  | Changed Benefit.
03 - General Miscellaneous | 03.08 - CLOSURE DEVICES | 03.08.05 - Polypropylene/Polyester Mesh | 03.08.05.02 - 201-400cm² |  | AS234 | 85 |  | Medtronic Australasia Pty Ltd | Versatex™ monofilament macroporous polyester mesh | Versatex™ Monofilament Mesh is a non-absorbable synthetic surgical mesh made out of a macroporous three-dimensional (3D) monofilament polyester knitted textile offered in rectangular and square flat sheet. The mesh is intended for the repair of abdominal wall hernias or other fascial deficiencies that require the addition of a reinforcing material. Largest sizes from 15 cm x 15 cm include a green dyed monofilament polyester (D&C Green No. 6) marking that is positioned in the center of the textile to help center and orient the mesh. | Square 15x15 cm, Square 20x20 cm | 237409 | August 2016 |  | New Listing
03 - General Miscellaneous | 03.08 - CLOSURE DEVICES | 03.08.05 - Polypropylene/Polyester Mesh | 03.08.05.02 - 201-400cm² |  | BA157 | 85 |  | Bard Australia Pty Ltd | Bard Mesh | Flat Mesh | 15X15cm | 122873 | August 2013 |  | Changed Size.
03 - General Miscellaneous | 03.08 - CLOSURE DEVICES | 03.08.05 - Polypropylene/Polyester Mesh | 03.08.05.02 - 201-400cm² |  | BB101 | 85 |  | B Braun Australia Pty Ltd | Premilene Mesh | Polypropylene | 15x15cm | 138532 | February 2013 |  | Changed Benefit.
03 - General Miscellaneous | 03.08 - CLOSURE DEVICES | 03.08.05 - Polypropylene/Polyester Mesh | 03.08.05.02 - 201-400cm² |  | BB184 | 85 |  | B Braun Australia Pty Ltd | OPTILENE MESH | Polypropylene Mesh | 15x15cm, 5 pieces | 138532 | February 2013 |  | Changed Benefit.
03 - General Miscellaneous | 03.08 - CLOSURE DEVICES | 03.08.05 - Polypropylene/Polyester Mesh | 03.08.05.02 - 201-400cm² |  | EM022 | 85 |  | EMT Healthcare Pty Ltd | Biomesh P1/P3 Reinforcement Mesh | Macro porous 100% polypropylene mesh for laproscopic and open surgical approaches | 15 x 15cm | 131113 | February 2013 |  | Changed Benefit.
03 - General Miscellaneous | 03.08 - CLOSURE DEVICES | 03.08.05 - Polypropylene/Polyester Mesh | 03.08.05.02 - 201-400cm² |  | JJ222 | 85 |  | Johnson & Johnson Medical Pty Ltd | Prolene Mesh - medium | Constructed of knitted filaments of extruded polypropylene identical to that used in Prolene suture. Material is approx. 0.027mm thick. Non-absorbable mesh for tension free-inguinal hernia techniques. | Medium - 6" x 6" | 126920 | February 2013 |  | Changed Benefit.
03 - General Miscellaneous | 03.08 - CLOSURE DEVICES | 03.08.05 - Polypropylene/Polyester Mesh | 03.08.05.02 - 201-400cm² |  | MN162 | 85 |  | Johnson & Johnson Medical Pty Ltd | PROLENE Soft Polypropylene Mesh | Nonabsorbable Synthetic Surgical Mesh | 201 - 400cm2 | 165074 | February 2016 |  | Changed Product Name.
03 - General Miscellaneous | 03.08 - CLOSURE DEVICES | 03.08.05 - Polypropylene/Polyester Mesh | 03.08.05.02 - 201-400cm² |  | MQ004 | 85 |  | Maquet Australia Pty Ltd | Atrium polypropolene mesh - surgical mesh | Polypropolene | 15cm x 15cm | 98833 | February 2015 |  | Transferred from AC007
03 - General Miscellaneous | 03.08 - CLOSURE DEVICES | 03.08.05 - Polypropylene/Polyester Mesh | 03.08.05.02 - 201-400cm² | Anti-inflammatory | MQ024 | 955 |  | Maquet Australia Pty Ltd | C-QUR Mesh | Sterile, knitted polypropylene monofilament mesh material for tissue reinforcement with a coating derived from a biological oil composed of fatty acids, lipids and glycerides (BAO - Bioabsorbable Oil Coating) | 201 - 400cm2 | 163310 | February 2015 |  | Transferred from AC060
03 - General Miscellaneous | 03.08 - CLOSURE DEVICES | 03.08.05 - Polypropylene/Polyester Mesh | 03.08.05.02 - 201-400cm² | Coated | AA018 | 555 |  | Alliance Surgical | 4D - Semi Absorbable Hernia Mesh | 4DMESH semi absorbable bio mesh for abdominal reinforcement inguinal, femoral and incisional hernias. | 13 x 17 cm 17 x 17 cm | 283655 | February 2017 |  | New Listing
03 - General Miscellaneous | 03.08 - CLOSURE DEVICES | 03.08.05 - Polypropylene/Polyester Mesh | 03.08.05.02 - 201-400cm² | Coated | BA084 | 555 |  | Bard Australia Pty Ltd | Bard Mesh | Kugel Patch | Large Oval 14 x 18cm | 24168 | February 2013 |  | Changed Suffix, Benefit.
03 - General Miscellaneous | 03.08 - CLOSURE DEVICES | 03.08.05 - Polypropylene/Polyester Mesh | 03.08.05.02 - 201-400cm² | Contoured, Without Fixation | BA223 | 300 |  | Bard Australia Pty Ltd | Bard 3D Max Mesh | 3D Mesh | Extra Large Left, Extra Large Right | 122873 | August 2013 |  | Compressed from BA138, BA139
03 - General Miscellaneous | 03.08 - CLOSURE DEVICES | 03.08.05 - Polypropylene/Polyester Mesh | 03.08.05.03 - 401-600cm² |  | BB182 | 229 |  | B Braun Australia Pty Ltd | OPTILENE MESH | Polypropylene Mesh | 20x30cm, 5 pieces | 138532 | February 2013 |  | Changed Benefit.
03 - General Miscellaneous | 03.08 - CLOSURE DEVICES | 03.08.05 - Polypropylene/Polyester Mesh | 03.08.05.03 - 401-600cm² | Anti-inflammatory | MQ023 | 1625 |  | Maquet Australia Pty Ltd | C-QUR Mesh | Sterile, knitted polypropylene monofilament mesh material for tissue reinforcement with a coating derived from a biological oil composed of fatty acids, lipids and glycerides (BAO - Bioabsorbable Oil Coating) | 401 - 600cm2 | 163310 | February 2015 |  | Transferred from AC059
03 - General Miscellaneous | 03.08 - CLOSURE DEVICES | 03.08.05 - Polypropylene/Polyester Mesh | 03.08.05.04 - >600-<2500cm² |  | AS056 | 275 |  | Medtronic Australasia Pty Ltd | Mesh Polyproplene; Monofilament Polyproplylene. | Multifilament Polypropylene; Monofilament Polypropylene. | 35.6cm x 22.9cm Surgipro* mesh (14 x 9 inch). | 129777 | February 2013 |  | Changed Benefit.
03 - General Miscellaneous | 03.08 - CLOSURE DEVICES | 03.08.05 - Polypropylene/Polyester Mesh | 03.08.05.04 - >600-<2500cm² |  | AS123 | 275 |  | Medtronic Australasia Pty Ltd | Parietene-Monofilament Polypropylene mesh | Parietene-Monofilament Polypropylene standard mesh / light mesh/ X-shaped mesh | 30 X 30 cm, 30 x 32 cm | 125428 | February 2013 |  | Changed Benefit.
03 - General Miscellaneous | 03.08 - CLOSURE DEVICES | 03.08.05 - Polypropylene/Polyester Mesh | 03.08.05.04 - >600-<2500cm² |  | AS171 | 275 |  | Medtronic Australasia Pty Ltd | Parietex-Multifilament Polyester Mesh | Parietex-Multifilament Polyester Standard Mesh/Bi-dimensional, Bi-dimensional Rigid, Three dimensional | 30 x 30cm | 125428 | February 2013 |  | Changed Benefit.
03 - General Miscellaneous | 03.08 - CLOSURE DEVICES | 03.08.05 - Polypropylene/Polyester Mesh | 03.08.05.04 - >600-<2500cm² |  | AS221 | 275 |  | Medtronic Australasia Pty Ltd | Versatex™ monofilament macroporous polyester mesh | Versatex™ Monofilament Mesh is a non-absorbable synthetic surgical mesh made out of a macroporous three-dimensional (3D) monofilament polyester knitted textile and designed to ensure a long term reinforcement of soft tissues. Versatex™ Monofilament Mesh is offered in rectangular and square flat sheet. The mesh is intended for the repair of abdominal wall hernias or other fascial deficiencies that require the addition of a reinforcing material. Largest sizes from 15 cm x 15 cm include a green dyed monofilament polyester (D&C Green No. 6) marking that is positioned in the center of the textile to help center and orient the mesh. | Square 30x30 cm, Rectangular 45x30 cm | 237409 | August 2016 |  | New Listing
03 - General Miscellaneous | 03.08 - CLOSURE DEVICES | 03.08.05 - Polypropylene/Polyester Mesh | 03.08.05.04 - >600-<2500cm² |  | BA158 | 275 |  | Bard Australia Pty Ltd | Bard Mesh | Flat Mesh | 25x35.5cm | 122873 | August 2013 |  | Changed Size.
03 - General Miscellaneous | 03.08 - CLOSURE DEVICES | 03.08.05 - Polypropylene/Polyester Mesh | 03.08.05.04 - >600-<2500cm² |  | BB102 | 275 |  | B Braun Australia Pty Ltd | Premilene Mesh | Polypropylene | 26x36cm | 138532 | February 2013 |  | Changed Benefit.
03 - General Miscellaneous | 03.08 - CLOSURE DEVICES | 03.08.05 - Polypropylene/Polyester Mesh | 03.08.05.04 - >600-<2500cm² |  | BB103 | 275 |  | B Braun Australia Pty Ltd | Premilene Mesh | Polypropylene | 30x30cm | 138532 | February 2013 |  | Changed Benefit.
03 - General Miscellaneous | 03.08 - CLOSURE DEVICES | 03.08.05 - Polypropylene/Polyester Mesh | 03.08.05.04 - >600-<2500cm² |  | BB185 | 275 |  | B Braun Australia Pty Ltd | OPTILENE MESH | Polypropylene Mesh | 30x30cm, 5 pieces | 138532 | February 2013 |  | Changed Benefit.
03 - General Miscellaneous | 03.08 - CLOSURE DEVICES | 03.08.05 - Polypropylene/Polyester Mesh | 03.08.05.04 - >600-<2500cm² |  | JJ172 | 275 |  | Johnson & Johnson Medical Pty Ltd | Mersilene Mesh | Non-absorbable polyester mesh | 30cm x 30cm | 120154 | February 2013 |  | Changed Benefit.
03 - General Miscellaneous | 03.08 - CLOSURE DEVICES | 03.08.05 - Polypropylene/Polyester Mesh | 03.08.05.04 - >600-<2500cm² |  | JJ176 | 275 |  | Johnson & Johnson Medical Pty Ltd | Prolene Mesh | Large polypropylene monofilament non absorbable mesh | 30cm x 30cm | 126920 | February 2013 |  | Changed Benefit.
03 - General Miscellaneous | 03.08 - CLOSURE DEVICES | 03.08.05 - Polypropylene/Polyester Mesh | 03.08.05.04 - >600-<2500cm² |  | MN180 | 275 |  | Johnson & Johnson Medical Pty Ltd | PROLENE™ Soft Polypropylene Mesh | Non-absorbable Synthetic Surgical Mesh | >600cm2 | 165074 | August 2015 |  | Compressed from MN163, MN164
03 - General Miscellaneous | 03.08 - CLOSURE DEVICES | 03.08.05 - Polypropylene/Polyester Mesh | 03.08.05.04 - >600-<2500cm² |  | MQ026 | 275 |  | Maquet Australia Pty Ltd | Atrium polypropylene mesh | Polypropylene mesh | >600cm² | 98833 | February 2015 |  | Transferred from AC062
03 - General Miscellaneous | 03.08 - CLOSURE DEVICES | 03.08.05 - Polypropylene/Polyester Mesh | 03.08.05.04 - >600-<2500cm² | Anti-inflammatory | MQ015 | 3370 |  | Maquet Australia Pty Ltd | C-QUR Mesh | Sterile, knitted polypropylene monofilament mesh material for tissue reinforcement with a coating derived from a biological oil composed of fatty acids, lipids and glycerides (BAO - Bioabsorbable Oil Coating) | >600cm² | 163310 | February 2015 |  | Transferred from AC051
03 - General Miscellaneous | 03.08 - CLOSURE DEVICES | 03.08.05 - Polypropylene/Polyester Mesh | 03.08.05.05 - ≥2500cm² |  | AS240 | 645 |  | Medtronic Australasia Pty Ltd | Versatex™ monofilament macroporous polyester mesh | Versatex™ Monofilament Mesh is a non-absorbable synthetic surgical mesh made out of a macroporous three-dimensional (3D) monofilament polyester knitted textile offered in rectangular and square flat sheet. The mesh is intended for the repair of abdominal wall hernias or other fascial deficiencies that require the addition of a reinforcing material. Largest sizes from 15 cm x 15 cm include a green dyed monofilament polyester (D&C Green No. 6) marking that is positioned in the center of the textile to help center and orient the mesh. | Square 50x50 cm | 237409 | August 2016 |  | New Listing
03 - General Miscellaneous | 03.08 - CLOSURE DEVICES | 03.08.05 - Polypropylene/Polyester Mesh | 03.08.05.05 - ≥2500cm² |  | MN186 | 645 |  | Johnson & Johnson Medical Pty Ltd | PROLENE Soft Polypropylene Mesh | Nonabsorbable Synthetic Surgical Mesh | ≥2500cm² | 165074 | February 2016 |  | New Listing
03 - General Miscellaneous | 03.08 - CLOSURE DEVICES | 03.08.06 - Composite Mesh | 03.08.06.01 - ≤200cm² |  | JJ240 | 95 |  | Johnson & Johnson Medical Pty Ltd | VYPRO II Mesh | Composition - equal part Vicryl polyglactin yarn - non-absorbable Prolene polypropylene yarn. Partly absorbable lightweight mesh for tension free-inguinal hernia techniques | Small 6 x 11cm | 128896 | February 2013 |  | Changed Benefit.
03 - General Miscellaneous | 03.08 - CLOSURE DEVICES | 03.08.06 - Composite Mesh | 03.08.06.01 - ≤200cm² |  | JJ241 | 95 |  | Johnson & Johnson Medical Pty Ltd | VYPRO II Mesh | Composition - equal part Vicryl polyglactin yarn - non-absorbable Prolene polypropylene yarn. Partly absorbable lightweight mesh for tension free-inguinal hernia techniques | Medium 12 x 10cm | 128896 | February 2013 |  | Changed Benefit.
03 - General Miscellaneous | 03.08 - CLOSURE DEVICES | 03.08.06 - Composite Mesh | 03.08.06.01 - ≤200cm² |  | JJ242 | 95 |  | Johnson & Johnson Medical Pty Ltd | VYPRO II Mesh | Composition - equal part Vicryl polyglactin yarn - non-absorbable Prolene polypropylene yarn. Partly absorbable lightweight mesh for tension free-inguinal hernia techniques | Large 15 x 10cm | 128896 | February 2013 |  | Changed Benefit.
03 - General Miscellaneous | 03.08 - CLOSURE DEVICES | 03.08.06 - Composite Mesh | 03.08.06.01 - ≤200cm² |  | JJ465 | 95 |  | Johnson & Johnson Medical Pty Ltd | ULTRAPRO Mesh | ULTRAPRO Mesh S3 | 6 x 11cm | 120154 | February 2013 |  | Changed Benefit.
03 - General Miscellaneous | 03.08 - CLOSURE DEVICES | 03.08.06 - Composite Mesh | 03.08.06.01 - ≤200cm² |  | JJ466 | 95 |  | Johnson & Johnson Medical Pty Ltd | ULTRAPRO Mesh | ULTRAPRO Mesh P3 | 10 x 12cm | 120154 | February 2013 |  | Changed Benefit.
03 - General Miscellaneous | 03.08 - CLOSURE DEVICES | 03.08.06 - Composite Mesh | 03.08.06.01 - ≤200cm² |  | JJ467 | 95 |  | Johnson & Johnson Medical Pty Ltd | ULTRAPRO Mesh | ULTRAPRO Mesh N3 | 10 x 15cm | 120154 | February 2013 |  | Changed Benefit.
03 - General Miscellaneous | 03.08 - CLOSURE DEVICES | 03.08.06 - Composite Mesh | 03.08.06.01 - ≤200cm² |  | JJ565 | 95 |  | Johnson & Johnson Medical Pty Ltd | ULTRAPRO Mesh | Composite Mesh | 7.6cm x 15cm | 120154 | February 2013 |  | Changed Benefit.
03 - General Miscellaneous | 03.08 - CLOSURE DEVICES | 03.08.06 - Composite Mesh | 03.08.06.01 - ≤200cm² |  | MN182 | 95 |  | Johnson & Johnson Medical Pty Ltd | Ultrapro Advanced | Macroporous, Partially Absorbable Mesh | ≤200cm² | 120154 | February 2016 |  | New Listing
03 - General Miscellaneous | 03.08 - CLOSURE DEVICES | 03.08.06 - Composite Mesh | 03.08.06.01 - ≤200cm² | Coated | AS143 | 390 |  | Medtronic Australasia Pty Ltd | Parietex Composite 1510FX | Dual sided polyester meshes with a resorbable adhesion -prevention hydrophilic film | 15x10cm square | 214997 | August 2014 |  | Changed Product Name.
03 - General Miscellaneous | 03.08 - CLOSURE DEVICES | 03.08.06 - Composite Mesh | 03.08.06.01 - ≤200cm² | Coated | AS151 | 390 |  | Medtronic Australasia Pty Ltd | Parietex Composite Hiatal Hernia Mesh | Composite Mesh | 8x8cm, 9x8cm, 8.5x8cm | 149415 | February 2013 |  | Changed Suffix, Benefit.
03 - General Miscellaneous | 03.08 - CLOSURE DEVICES | 03.08.06 - Composite Mesh | 03.08.06.01 - ≤200cm² | Coated | AS153 | 390 |  | Medtronic Australasia Pty Ltd | Parietene Composite 1510 | Dual sided polypropylene mesh with resorbable adhesion-prevention hydrophilic film | 15x10cm Square | 149421 | February 2013 |  | Changed Suffix, Benefit.
03 - General Miscellaneous | 03.08 - CLOSURE DEVICES | 03.08.06 - Composite Mesh | 03.08.06.01 - ≤200cm² | Coated | AS162 | 390 |  | Medtronic Australasia Pty Ltd | Parietene ProGrip Mesh (FLAT) | Mesh with self gripping FLAT | 15 x 9cm RECTANGLE | 149430 | February 2013 |  | Changed Suffix, Benefit.
03 - General Miscellaneous | 03.08 - CLOSURE DEVICES | 03.08.06 - Composite Mesh | 03.08.06.01 - ≤200cm² | Coated | AS214 | 390 |  | Medtronic Australasia Pty Ltd | PROGRIP™ Laparoscopic Self-Fixating Composite Mesh | Laparoscopic self-fixating composite mesh (knitted monofilament polyester with monofilament polylactic acid resorbable grips on one side and a resorbable film made of collagen from porcine origin and glycerol, on the other side) | 10x15, 16x12 rectangular | 252653 | August 2016 |  | New Listing
03 - General Miscellaneous | 03.08 - CLOSURE DEVICES | 03.08.06 - Composite Mesh | 03.08.06.01 - ≤200cm² | Coated | AS236 | 390 |  | Medtronic Australasia Pty Ltd | Parietex Progrip Composite Mesh | Monofilament polyester with polylactic acid monofilament resorbable pins on one of the sides | 15x9 rectangular | 157201 | February 2017 |  | Changed Description.
03 - General Miscellaneous | 03.08 - CLOSURE DEVICES | 03.08.06 - Composite Mesh | 03.08.06.01 - ≤200cm² | Coated | BA186 | 390 |  | Bard Australia Pty Ltd | Bard Sepramesh IP | Bioresorbable Coating/Permanent Mesh | 7.6cm x 15.2cm | 184209 | August 2013 |  | Changed Product Name, Description, Size.
03 - General Miscellaneous | 03.08 - CLOSURE DEVICES | 03.08.06 - Composite Mesh | 03.08.06.01 - ≤200cm² | Coated | BA187 | 390 |  | Bard Australia Pty Ltd | SEPRAMesh IP Bioresorbable Coating/Permanent Mesh | Polypropylene & polyglycolic acid polymer mesh coated with a biopolymer: a bioresorbable coating of modified sodium hyaluronate, carboxymethylcellulose & polyethylene glycol based hydrogel. | 4 x 8 inch | 184209 | February 2013 |  | Changed Suffix, Benefit.
03 - General Miscellaneous | 03.08 - CLOSURE DEVICES | 03.08.06 - Composite Mesh | 03.08.06.01 - ≤200cm² | Coated | BA226 | 390 |  | Bard Australia Pty Ltd | Bard Mesh | Ventralex Patch | 4.3cm circle, 6.4cm circle, 8cm circle | 122873 | August 2013 |  | Compressed from BA136, BA137, BA179
03 - General Miscellaneous | 03.08 - CLOSURE DEVICES | 03.08.06 - Composite Mesh | 03.08.06.01 - ≤200cm² | Coated | BA227 | 390 |  | Bard Australia Pty Ltd | Bard Mesh | Ventrio patch | 7.6cm circle, 11.4cm circle, 8x12cm oval, 11x14cm oval | 122873 | August 2013 |  | Compressed from BA202, BA210
03 - General Miscellaneous | 03.08 - CLOSURE DEVICES | 03.08.06 - Composite Mesh | 03.08.06.01 - ≤200cm² | Coated | BA228 | 390 |  | Bard Australia Pty Ltd | Bard Mesh | Composite Mesh | 7.6x15.2cm, 8x12cm, 11x14cm, 11.4x11.4cm, 10x15cm, 10.8x15.9cm | 122873 | August 2013 |  | Compressed from BA065, BA066, BA067, BA096, BA097, BA099, BA100, BA101
03 - General Miscellaneous | 03.08 - CLOSURE DEVICES | 03.08.06 - Composite Mesh | 03.08.06.01 - ≤200cm² | Coated | BA234 | 390 |  | Bard Australia Pty Ltd | Bard CK Parastomal Patch | Bard CK Parastomal Patch | 12.5 x 15.5cm | 122873 | August 2013 |  | Expanded from BA162
03 - General Miscellaneous | 03.08 - CLOSURE DEVICES | 03.08.06 - Composite Mesh | 03.08.06.01 - ≤200cm² | Coated | BA236 | 390 |  | Bard Australia Pty Ltd | Ventralex ST | Bioresorbable Barrier/Permanent Mesh | 4.3cm circle, 6.4cm circle, 8.0cm circle | 219323 | February 2014 |  | New Listing
03 - General Miscellaneous | 03.08 - CLOSURE DEVICES | 03.08.06 - Composite Mesh | 03.08.06.01 - ≤200cm² | Coated | BA237 | 390 |  | Bard Australia Pty Ltd | Ventralight ST | Bioresorbable Barrier/Permanent Mesh | 11.4cm circle, 10.2 x 15.2cm oval | 219332 | February 2014 |  | New Listing
03 - General Miscellaneous | 03.08 - CLOSURE DEVICES | 03.08.06 - Composite Mesh | 03.08.06.01 - ≤200cm² | Coated | BA246 | 390 |  | Bard Australia Pty Ltd | Ventrio ST | Bioresorbable Barrier/Permanent Mesh | 7.6cm circle, 11.4cm circle, 8 x 12cm oval, 11 x 14cm oval | 219324 | February 2014 |  | New Listing
03 - General Miscellaneous | 03.08 - CLOSURE DEVICES | 03.08.06 - Composite Mesh | 03.08.06.01 - ≤200cm² | Coated | JJ446 | 390 |  | Johnson & Johnson Medical Pty Ltd | PROCEED Surgical Mesh | PROCEED Surgical Mesh B1 | 2x4 (inches) | 117402 | February 2013 |  | Changed Suffix, Benefit.
03 - General Miscellaneous | 03.08 - CLOSURE DEVICES | 03.08.06 - Composite Mesh | 03.08.06.01 - ≤200cm² | Coated | JJ447 | 390 |  | Johnson & Johnson Medical Pty Ltd | PROCEED Surgical Mesh | PROCEED Surgical Mesh R1 | 3x6 inches | 117402 | February 2013 |  | Changed Suffix, Benefit.
03 - General Miscellaneous | 03.08 - CLOSURE DEVICES | 03.08.06 - Composite Mesh | 03.08.06.01 - ≤200cm² | Coated | JJ448 | 390 |  | Johnson & Johnson Medical Pty Ltd | PROCEED Surgical Mesh | PROCEED Surgical Mesh N1 | 4x6 inches oval | 117402 | February 2013 |  | Changed Suffix, Benefit.
03 - General Miscellaneous | 03.08 - CLOSURE DEVICES | 03.08.06 - Composite Mesh | 03.08.06.01 - ≤200cm² | Coated | JJ449 | 390 |  | Johnson & Johnson Medical Pty Ltd | PROCEED Surgical Mesh | PROCEED Surgical Mesh D1 | 4x8 inches | 117402 | February 2013 |  | Changed Suffix, Benefit.
03 - General Miscellaneous | 03.08 - CLOSURE DEVICES | 03.08.06 - Composite Mesh | 03.08.06.01 - ≤200cm² | Coated | JJ816 | 390 |  | Johnson & Johnson Medical Pty Ltd | Proceed™ Ventral Patch | 3D, sterile, self expanding, partially absorbable, flexible laminate mesh for hernia or other abdominal, fascial defect repair that require addition of a reinforcing or bridging material to obtain the desired surgical result. | medium (6.4cm x 6.4cm) | 161186 | February 2013 |  | Changed Suffix, Benefit.
03 - General Miscellaneous | 03.08 - CLOSURE DEVICES | 03.08.06 - Composite Mesh | 03.08.06.01 - ≤200cm² | Coated | JJ817 | 390 |  | Johnson & Johnson Medical Pty Ltd | Proceed™ Ventral Patch | 3D, sterile, self expanding, partially absorbable, flexible laminate mesh for hernia or other abdominal, fascial defect repair that require addition of a reinforcing or bridging material to obtain the desired surgical result. | small (4.3cm x 4.3cm) | 161186 | February 2013 |  | Changed Suffix, Benefit.
03 - General Miscellaneous | 03.08 - CLOSURE DEVICES | 03.08.06 - Composite Mesh | 03.08.06.01 - ≤200cm² | Coated | LH552 | 390 |  | Lifehealthcare Pty Ltd | Dipromed ClearMesh Composite | Transparent composite mesh | Oval: (9 - 11) cm x (13-15)cm Circular: 4.5 - 15cm diameter | 267206 | August 2016 |  | New Listing
03 - General Miscellaneous | 03.08 - CLOSURE DEVICES | 03.08.06 - Composite Mesh | 03.08.06.01 - ≤200cm² | Coated | MG020 | 390 |  | Morton Surgical Pty Ltd ta Matrix Surgical Company | Surgimesh XB non-adherent | Intra-abdominal implant biface | Tintra R 12.5cm, 15cm | 128929 | February 2013 |  | Changed Suffix, Benefit.
03 - General Miscellaneous | 03.08 - CLOSURE DEVICES | 03.08.06 - Composite Mesh | 03.08.06.01 - ≤200cm² | Coated | MN192 | 390 |  | Johnson & Johnson Medical Pty Ltd | PHYSIOMESH Open | Flexible Composite Mesh | ≤200cm² | 274361 | August 2016 |  | New Listing
03 - General Miscellaneous | 03.08 - CLOSURE DEVICES | 03.08.06 - Composite Mesh | 03.08.06.01 - ≤200cm² | Coated | MS030 | 390 |  | Medical Specialties Australasia Pty Ltd | TiMESH light | Prosthetic warp-knitted fabric made of monofil polypropylene threads with an encapsulating titanic coating | 10 x15 cm TiMESH light | 97288 | February 2013 |  | Changed Suffix, Benefit.
03 - General Miscellaneous | 03.08 - CLOSURE DEVICES | 03.08.06 - Composite Mesh | 03.08.06.01 - ≤200cm² | Coated | MS044 | 390 |  | Medical Specialties Australasia Pty Ltd | TiPLUG/TiPATCH System | Titanized polypropylene composite. Prosthetic warp-knitted fabric made of monofilament polypropylene threads with an encapsulating titanic coating. | TiPATCH | 97288 | February 2013 |  | Changed Suffix, Benefit.
03 - General Miscellaneous | 03.08 - CLOSURE DEVICES | 03.08.06 - Composite Mesh | 03.08.06.01 - ≤200cm² | Coated, Complex delivery System | AS203 | 600 |  | Medtronic Australasia Pty Ltd | Parietex Optimed Composite Mesh with Accumesh Positioning System | Composite mesh with endomechanical positioning system with expandable frame and articulation control to facilitate insertion, deployment and placenment of the mesh. | 15cm round with medium positioning system | 219331 | August 2014 |  | New Listing
03 - General Miscellaneous | 03.08 - CLOSURE DEVICES | 03.08.06 - Composite Mesh | 03.08.06.01 - ≤200cm² | Coated, Contoured | AS152 | 450 |  | Medtronic Australasia Pty Ltd | Parietene Composite 12 | Dual sided polypropylene mesh with resorbable adhesion-prevention hydrophilic film | 12cm round | 149421 | February 2013 |  | Changed Suffix, Benefit.
03 - General Miscellaneous | 03.08 - CLOSURE DEVICES | 03.08.06 - Composite Mesh | 03.08.06.01 - ≤200cm² | Coated, Contoured | AS211 | 450 |  | Medtronic Australasia Pty Ltd | Parietex Composite Ventral Patch | Parietex Composite ventral patch is used for the reinforcement of soft tissues during surgical repair. It is indicated for the treatment of ventral defects (primary and incisional hernias). | 4.6cm, 6.6cm, 8.6cm | 44756 | February 2016 |  | New Listing
03 - General Miscellaneous | 03.08 - CLOSURE DEVICES | 03.08.06 - Composite Mesh | 03.08.06.01 - ≤200cm² | Coated, Contoured | AS217 | 450 |  | Medtronic Australasia Pty Ltd | Symbotex Composite Mesh with pre placed suture | Non-absorbable three-dimensional polyester composite mesh with pre placed sutures. (Non absorbable pre-placed sutures are tied to the mesh. A died marking is positioned on the center of the textile and helps center and orient the mesh.) | Rectangular 15x10 cm Round 15 cm, 12 cm Elliptical 17x10 Round 9cm | 270737 | August 2016 |  | New Listing
03 - General Miscellaneous | 03.08 - CLOSURE DEVICES | 03.08.06 - Composite Mesh | 03.08.06.01 - ≤200cm² | Coated, Contoured | AS219 | 450 |  | Medtronic Australasia Pty Ltd | PROGRIP™ Laparoscopic Self-Fixating Composite Mesh | Laparoscopic self-fixating composite right or left or bilateral anatomical mesh (knitted monofilament polyester with monofilament polylactic acid resorbable grips on one side and a resorbable film made of collagen from porcine origin and glycerol, on the other side) | 10x15 cm Rectangular Bilateral Anatomical, 10x15 cm Rectangular Right Anatomical, 10x15 cm Left Anatomical, 13x09 cm Right Anatomical, 13x09 cm Left Anatomical | 252653 | August 2016 |  | New Listing
03 - General Miscellaneous | 03.08 - CLOSURE DEVICES | 03.08.06 - Composite Mesh | 03.08.06.01 - ≤200cm² | Coated, Contoured | AS220 | 450 |  | Medtronic Australasia Pty Ltd | Parietex Progrip Composite Mesh | Pre-Cut, slit mesh with self gripping overlapping flap - right or left knitted (monofilament polyester with polylactic acid monofilament resorbable pins on one of the sides) | Elliptic slit 12x8cm left side, elliptic slit 12x8cm right side, elliptic slit 14x9 left side, elliptic slit right side 14x9cm | 157201 | August 2016 |  | New Listing
03 - General Miscellaneous | 03.08 - CLOSURE DEVICES | 03.08.06 - Composite Mesh | 03.08.06.01 - ≤200cm² | Coated, Contoured | AS224 | 450 |  | Medtronic Australasia Pty Ltd | PROGRIP™ Laparoscopic Self-Fixating Composite Mesh | Laparoscopic self-fixating composite right or left anatomical mesh (knitted monofilament polyester with monofilament polylactic acid resorbable grips on one side and a resorbable film made of collagen from porcine origin and glycerol, on the other side) | 16 x 12 cm right anatomical, 16 x 12 cm left anatomical | 252653 | August 2016 |  | New Listing
03 - General Miscellaneous | 03.08 - CLOSURE DEVICES | 03.08.06 - Composite Mesh | 03.08.06.01 - ≤200cm² | Coated, Contoured | AS235 | 450 |  | Medtronic Australasia Pty Ltd | Symbotex Composite Mesh | Non-absorbable three-dimensional polyester composite mesh. On the opposite side, the absorbable hydrophilic film minimizes tissue attachment to the mesh in case of direct contact with the viscera. | Round 15 cm, 12 cm, 9 cm Elliptical 17x10 cm Rectangular 15x10 cm | 270735 | August 2016 |  | New Listing
03 - General Miscellaneous | 03.08 - CLOSURE DEVICES | 03.08.06 - Composite Mesh | 03.08.06.01 - ≤200cm² | Coated, Contoured | AS241 | 450 |  | Medtronic Australasia Pty Ltd | Symbotex Skirted Composite Mesh | Non-absorbable three-dimensional polyester skirted composite mesh. On the opposite side, the absorbable hydrophilic film minimizes tissue attachment to the mesh in case of direct contact with the viscera. A flap attached to the reinforcement helps place and fix the mesh. | 8 cm Round, 15x10 cm Rectangle | 270736 | August 2016 |  | New Listing
03 - General Miscellaneous | 03.08 - CLOSURE DEVICES | 03.08.06 - Composite Mesh | 03.08.06.01 - ≤200cm² | Coated, Contoured | AS242 | 450 |  | Medtronic Australasia Pty Ltd | Parietex Composite | Dual sided polyester meshes with a resorbable adhesion-prevention hydrophilic film | 8 cm, 9 cm, 12 cm, 15 cm | 214997, 214998 | August 2016 |  | Compressed from AS139, AS140, AS141, AS148
03 - General Miscellaneous | 03.08 - CLOSURE DEVICES | 03.08.06 - Composite Mesh | 03.08.06.01 - ≤200cm² | Contoured | BA272 | 300 |  | Bard Australia Pty Ltd | Bard Onflex and Modified Onflex | Multi-layer, contoured polypropylene hernia repair system incorporating positioning pockets and an absorbable ring. | ≤200cm² | 122873 | August 2017 |  | New Listing
03 - General Miscellaneous | 03.08 - CLOSURE DEVICES | 03.08.06 - Composite Mesh | 03.08.06.01 - ≤200cm² | Contoured | JJ585 | 300 |  | Johnson & Johnson Medical Pty Ltd | Ultrapro Hernia System | Ultrapro Hernia System. Mesh Made From Composite of Monocryl & Prolene | Small to Large Oval | 132509 | February 2013 |  | Changed Suffix, Benefit.
03 - General Miscellaneous | 03.08 - CLOSURE DEVICES | 03.08.06 - Composite Mesh | 03.08.06.01 - ≤200cm² | Contoured | SH006 | 300 |  | Surgeons Choice Australia Pty Ltd | Swing-Contact Mesh Flat | Three-Dimensional polyester prosthesis with grips, coated with polyurethane for Open and laparoscopic surgery, 142g/m2 | 8cm x 13cm, 9cm x 13cm, 10cm x 15cm, 15 x 15cm, 15cm x 20cm | 178590 | February 2013 |  | Changed Suffix, Benefit.
03 - General Miscellaneous | 03.08 - CLOSURE DEVICES | 03.08.06 - Composite Mesh | 03.08.06.01 - ≤200cm² | Contoured | SH007 | 300 |  | Surgeons Choice Australia Pty Ltd | Swing-Contact Mesh Pre Shaped Anatomical Reversible | Three-Dimensional polyester prosthesis with grips, coated with polyurethane for Open and laparoscopic surgery, 142/m2 | 10cm x 13cm, 11cm x 14cm, 12 x 15cm, 12cm x 16cm, 10cm x 13cm, 11cm x 15cm | 178590 | February 2013 |  | Changed Suffix, Benefit.
03 - General Miscellaneous | 03.08 - CLOSURE DEVICES | 03.08.06 - Composite Mesh | 03.08.06.01 - ≤200cm² | Contoured | SH008 | 300 |  | Surgeons Choice Australia Pty Ltd | Swing-Contact Mesh Pre Shaped Anatomical with/without slit | Three-Dimensional anatomical polyester prosthesis coated with polyurethane for pre-peritoneal placement with grips, 142g/m2 | 11cm x 15cm, 12cm x 16cm | 178590 | February 2013 |  | Changed Suffix, Benefit.
03 - General Miscellaneous | 03.08 - CLOSURE DEVICES | 03.08.06 - Composite Mesh | 03.08.06.01 - ≤200cm² | Contoured, Coated | AA015 | 450 |  | Alliance Surgical | CABS Air Composit | Umbilical hernia, Parietal Prosthesis with inflatable expansion Balloon | 5cm, 7cm, 9cm (all sizes in diameter) | 203355 | August 2014 |  | Transferred from DJ014
03 - General Miscellaneous | 03.08 - CLOSURE DEVICES | 03.08.06 - Composite Mesh | 03.08.06.01 - ≤200cm² | Contoured, Coated | AS161 | 450 |  | Medtronic Australasia Pty Ltd | Parietene ProGrip Mesh (PRE-SHAPED) | Pre-Cut, slit mesh with self gripping overlapping flap - right or left | 12 x 8cm elliptic | 149430 | February 2013 |  | Changed Suffix, Benefit.
03 - General Miscellaneous | 03.08 - CLOSURE DEVICES | 03.08.06 - Composite Mesh | 03.08.06.02 - 201-400cm² |  | JJ173 | 152 |  | Johnson & Johnson Medical Pty Ltd | VICRYL Mesh | Polyglactin 910 - synthetic absorbable mesh. | 15cm x 15cm | 143774 | February 2013 |  | Changed Product Group, Product Sub Group, Benefit.
03 - General Miscellaneous | 03.08 - CLOSURE DEVICES | 03.08.06 - Composite Mesh | 03.08.06.02 - 201-400cm² |  | JJ243 | 152 |  | Johnson & Johnson Medical Pty Ltd | VYPRO II Mesh | Composition - equal part Vicryl polyglactin yarn - non-absorbable Prolene polypropylene yarn. Partly absorbable lightweight mesh for tension free-inguinal hernia techniques | Extra large 15 x 15cm | 128896 | February 2013 |  | Changed Benefit.
03 - General Miscellaneous | 03.08 - CLOSURE DEVICES | 03.08.06 - Composite Mesh | 03.08.06.02 - 201-400cm² |  | JJ468 | 152 |  | Johnson & Johnson Medical Pty Ltd | ULTRAPRO Mesh | ULTRAPRO Mesh M3 | 15 x 15cm | 120154 | February 2013 |  | Changed Benefit.
03 - General Miscellaneous | 03.08 - CLOSURE DEVICES | 03.08.06 - Composite Mesh | 03.08.06.02 - 201-400cm² |  | MN183 | 152 |  | Johnson & Johnson Medical Pty Ltd | Ultrapro Advanced | Macroporous, Partially Absorbable Mesh | 201-400cm² | 120154 | February 2016 |  | New Listing
03 - General Miscellaneous | 03.08 - CLOSURE DEVICES | 03.08.06 - Composite Mesh | 03.08.06.02 - 201-400cm² | Coated | AS154 | 799 |  | Medtronic Australasia Pty Ltd | Parietene Composite 1515 | Dual sided polypropylene mesh with resorbable adhesion-prevention hydrophilic film | 15x15cm | 149421 | February 2013 |  | Changed Suffix, Benefit.
03 - General Miscellaneous | 03.08 - CLOSURE DEVICES | 03.08.06 - Composite Mesh | 03.08.06.02 - 201-400cm² | Coated | AS155 | 799 |  | Medtronic Australasia Pty Ltd | Parietene Composite 2015 | Dual sided polypropylene mesh with resorbable adhesion-prevention hydrophilic film | 20x15cm Oval | 149421 | February 2013 |  | Changed Suffix, Benefit.
03 - General Miscellaneous | 03.08 - CLOSURE DEVICES | 03.08.06 - Composite Mesh | 03.08.06.02 - 201-400cm² | Coated | AS218 | 799 |  | Medtronic Australasia Pty Ltd | PROGRIP™ Laparoscopic Self-Fixating Composite Mesh | Laparoscopic self-fixating composite mesh (knitted monofilament polyester with monofilament polylactic acid resorbable grips on one side and a resorbable film made of collagen from porcine origin and glycerol, on the other side) | 16 x 14 cm rectangular | 252653 | August 2016 |  | New Listing
03 - General Miscellaneous | 03.08 - CLOSURE DEVICES | 03.08.06 - Composite Mesh | 03.08.06.02 - 201-400cm² | Coated | AS225 | 799 |  | Medtronic Australasia Pty Ltd | Parietex Progrip Composite Mesh | Monofilament polyester with polylactic acid monofilament resorbable pins on one of the sides | Rectangular 15x15cm, 20x15cm | 157201 | February 2017 |  | Changed Description.
03 - General Miscellaneous | 03.08 - CLOSURE DEVICES | 03.08.06 - Composite Mesh | 03.08.06.02 - 201-400cm² | Coated | AS245 | 799 |  | Medtronic Australasia Pty Ltd | Parietex Composite | Dual sided polyester meshes with a resorbable adhesion-prevention hydrophilic film | 20 cm | 214997, 214998 | August 2016 |  | Compressed from AS142, AS144, AS149
03 - General Miscellaneous | 03.08 - CLOSURE DEVICES | 03.08.06 - Composite Mesh | 03.08.06.02 - 201-400cm² | Coated | BA188 | 799 |  | Bard Australia Pty Ltd | Bard Sepramesh IP | Bioresorbable Coating/Permanent Mesh | 10.2cm x 20.3cm; 15.2cm x 20.3cm | 184209 | August 2013 |  | Changed Product Name, Description, Size.
03 - General Miscellaneous | 03.08 - CLOSURE DEVICES | 03.08.06 - Composite Mesh | 03.08.06.02 - 201-400cm² | Coated | BA207 | 799 |  | Bard Australia Pty Ltd | Ventrio Hernia Patch | Three layer, mesh/ePTFE with absorbable polydioxanone monofilament. | 14x18cm | 169933 | February 2013 |  | Changed Suffix, Benefit.
03 - General Miscellaneous | 03.08 - CLOSURE DEVICES | 03.08.06 - Composite Mesh | 03.08.06.02 - 201-400cm² | Coated | BA229 | 799 |  | Bard Australia Pty Ltd | Bard Mesh | Composite Mesh | 13.8cmx17.8cm, 15x20cm, 15.9x21cm | 122873 | August 2013 |  | Compressed from BA068, BA098, BA102
03 - General Miscellaneous | 03.08 - CLOSURE DEVICES | 03.08.06 - Composite Mesh | 03.08.06.02 - 201-400cm² | Coated | BA235 | 799 |  | Bard Australia Pty Ltd | Bard CK Parastomal Patch | Bard CK Parastomal Patch | 15.5 x 20.5cm | 122873 | August 2013 |  | Expanded from BA162
03 - General Miscellaneous | 03.08 - CLOSURE DEVICES | 03.08.06 - Composite Mesh | 03.08.06.02 - 201-400cm² | Coated | BA238 | 799 |  | Bard Australia Pty Ltd | Ventralight ST | Bioresorbable Barrier/Permanent Mesh | 15.2 x 20.3cm oval, 15.2 x 25.4cm oval | 219332 | February 2014 |  | New Listing
03 - General Miscellaneous | 03.08 - CLOSURE DEVICES | 03.08.06 - Composite Mesh | 03.08.06.02 - 201-400cm² | Coated | BA247 | 799 |  | Bard Australia Pty Ltd | Ventrio ST | Bioresorbable Barrier/Permanent Mesh | 13.8 x 17.8cm oval, 15.5 x 25.7cm oval | 219324 | February 2014 |  | New Listing
03 - General Miscellaneous | 03.08 - CLOSURE DEVICES | 03.08.06 - Composite Mesh | 03.08.06.02 - 201-400cm² | Coated | JJ450 | 799 |  | Johnson & Johnson Medical Pty Ltd | PROCEED Surgical Mesh | PROCEED Surgical Mesh M1 | 6x6 inches | 117402 | February 2013 |  | Changed Suffix, Benefit.
03 - General Miscellaneous | 03.08 - CLOSURE DEVICES | 03.08.06 - Composite Mesh | 03.08.06.02 - 201-400cm² | Coated | JJ451 | 799 |  | Johnson & Johnson Medical Pty Ltd | PROCEED Surgical Mesh | PROCEED Surgical Mesh G1 | 6x8 inches oval | 117402 | February 2013 |  | Changed Suffix, Benefit.
03 - General Miscellaneous | 03.08 - CLOSURE DEVICES | 03.08.06 - Composite Mesh | 03.08.06.02 - 201-400cm² | Coated | LH553 | 799 |  | Lifehealthcare Pty Ltd | Dipromed ClearMesh Composite | Transparent composite mesh | Oval: (14 - 18)cm x (19 - 24)cm, Circular: 20cm diameter | 267206 | August 2016 |  | New Listing
03 - General Miscellaneous | 03.08 - CLOSURE DEVICES | 03.08.06 - Composite Mesh | 03.08.06.02 - 201-400cm² | Coated | MG021 | 799 |  | Morton Surgical Pty Ltd ta Matrix Surgical Company | Surgimesh XB non-adherent | Intra-abdominal implant biface | Tintra M 22x15x10cm | 128929 | February 2013 |  | Changed Suffix, Benefit.
03 - General Miscellaneous | 03.08 - CLOSURE DEVICES | 03.08.06 - Composite Mesh | 03.08.06.02 - 201-400cm² | Coated | MN193 | 799 |  | Johnson & Johnson Medical Pty Ltd | PHYSIOMESH Open | Flexible Composite Mesh | 201-400cm² | 274361 | August 2016 |  | New Listing
03 - General Miscellaneous | 03.08 - CLOSURE DEVICES | 03.08.06 - Composite Mesh | 03.08.06.02 - 201-400cm² | Coated | MS033 | 799 |  | Medical Specialties Australasia Pty Ltd | TiMESH light | Prosthetic warp-knitted fabric made of monofil polypropylene threads with an encapsulating titanic coating | 15 x 15cm TiMESH light | 97288 | February 2013 |  | Changed Suffix, Benefit.
03 - General Miscellaneous | 03.08 - CLOSURE DEVICES | 03.08.06 - Composite Mesh | 03.08.06.02 - 201-400cm² | Coated | MS035 | 799 |  | Medical Specialties Australasia Pty Ltd | TiMESH light | Prosthetic warp-knitted fabric made of monofil polypropylene threads with an encapsulating titanic coating | 20 x 15cm TiMESH light | 97288 | February 2013 |  | Changed Suffix, Benefit.
03 - General Miscellaneous | 03.08 - CLOSURE DEVICES | 03.08.06 - Composite Mesh | 03.08.06.02 - 201-400cm² | Coated, Complex delivery System | AS204 | 1009 |  | Medtronic Australasia Pty Ltd | Parietex Optimised Composite Mesh with Accumesh Positioning System | Composite mesh with endomechanical positioning system with expandable frame and articulation control to facilitate insertion, deployment and placenment of the mesh. | 20cm round and 20 x 15cm square with medium positioning system | 219331 | August 2014 |  | New Listing
03 - General Miscellaneous | 03.08 - CLOSURE DEVICES | 03.08.06 - Composite Mesh | 03.08.06.02 - 201-400cm² | Coated, Complex delivery System | BA242 | 1009 |  | Bard Australia Pty Ltd | Ventralight ST with ECHO PS Positioning System | Bioresorbable Barrier/Permanent Mesh | 201-400cm2 | 219333 | February 2017 |  | Changed Size, Suffix, Benefit.
03 - General Miscellaneous | 03.08 - CLOSURE DEVICES | 03.08.06 - Composite Mesh | 03.08.06.02 - 201-400cm² | Coated, Contoured | AS215 | 799 |  | Medtronic Australasia Pty Ltd | Symbotex Composite Mesh | Non-absorbable three-dimensional polyester composite mesh. (On the opposite side, the absorbable hydrophilic film minimizes tissue attachment to the mesh in case of direct contact with the viscera) | Elliptical 25x15 cm, Elliptical 20x12 cm Rectangular 20x15cm | 270735 | August 2016 |  | New Listing
03 - General Miscellaneous | 03.08 - CLOSURE DEVICES | 03.08.06 - Composite Mesh | 03.08.06.02 - 201-400cm² | Coated, Contoured | AS238 | 799 |  | Medtronic Australasia Pty Ltd | Symbotex Skirted Composite Mesh | Non-absorbable three-dimensional polyester skirted, coated, contoured composite mesh. On the opposite side, the absorbable hydrophilic film minimizes tissue attachment to the mesh in case of direct contact with the viscera. A flap attached to the reinforcement helps place and fix the mesh. | 20 x15 cm Rectangle | 270736 | August 2016 |  | New Listing
03 - General Miscellaneous | 03.08 - CLOSURE DEVICES | 03.08.06 - Composite Mesh | 03.08.06.02 - 201-400cm² | Coated, Contoured | AS239 | 799 |  | Medtronic Australasia Pty Ltd | Symbotex Composite Mesh with pre placed suture | Non-absorbable three-dimensional polyester composite mesh with pre placed sutures. (Non absorbable pre-placed sutures are tied to the mesh. A died marking is positioned on the center of the textile and helps center and orient the mesh.) | Rectangular 20x15 cm Elliptical 25x15 cm, Elliptical 20x12 cm | 270737 | August 2016 |  | New Listing
03 - General Miscellaneous | 03.08 - CLOSURE DEVICES | 03.08.06 - Composite Mesh | 03.08.06.03 - 401-600cm² |  | JJ469 | 220 |  | Johnson & Johnson Medical Pty Ltd | ULTRAPRO Mesh | ULTRAPRO Mesh T1 | 15x30cm | 120154 | February 2013 |  | Changed Benefit.
03 - General Miscellaneous | 03.08 - CLOSURE DEVICES | 03.08.06 - Composite Mesh | 03.08.06.03 - 401-600cm² |  | MN184 | 220 |  | Johnson & Johnson Medical Pty Ltd | Ultrapro Advanced | Macroporous, Partially Absorbable Mesh | 401-600cm² | 120154 | February 2016 |  | New Listing
03 - General Miscellaneous | 03.08 - CLOSURE DEVICES | 03.08.06 - Composite Mesh | 03.08.06.03 - 401-600cm² | Coated | AS156 | 1050 |  | Medtronic Australasia Pty Ltd | Parietene Composite 2520 | Dual sided polypropylene mesh with resorbable adhesion-prevention hydrophilic film | 25x20cm Oval | 149421 | February 2013 |  | Changed Suffix, Benefit.
03 - General Miscellaneous | 03.08 - CLOSURE DEVICES | 03.08.06 - Composite Mesh | 03.08.06.03 - 401-600cm² | Coated | AS157 | 1050 |  | Medtronic Australasia Pty Ltd | Parietene Composite 3020 | Dual sided polypropylene mesh with resorbable adhesion-prevention hydrophilic film | 30x20cm Oval | 149421 | February 2013 |  | Changed Suffix, Benefit.
03 - General Miscellaneous | 03.08 - CLOSURE DEVICES | 03.08.06 - Composite Mesh | 03.08.06.03 - 401-600cm² | Coated | AS222 | 1070 |  | Medtronic Australasia Pty Ltd | Parietex Progrip Composite Mesh | Monofilament polyester with polylactic acid monofilament resorbable pins on one of the sides | Rectangular 30x15cm | 157201 | February 2017 |  | Changed Description.
03 - General Miscellaneous | 03.08 - CLOSURE DEVICES | 03.08.06 - Composite Mesh | 03.08.06.03 - 401-600cm² | Coated | AS244 | 1070 |  | Medtronic Australasia Pty Ltd | Parietex Composite | Dual sided polyester meshes with a resorbable adhesion-prevention hydrophilic film | 25 cm, 30 cm | 214997, 214998 | August 2016 |  | Compressed from AS145, AS146, AS150
03 - General Miscellaneous | 03.08 - CLOSURE DEVICES | 03.08.06 - Composite Mesh | 03.08.06.03 - 401-600cm² | Coated | BA206 | 1050 |  | Bard Australia Pty Ltd | Ventrio Hernia Patch. | Three layer, mesh/ePTFE with absorbable polydioxanone monofilament. | 16x31cm, 20x25cm. | 169933 | February 2013 |  | Changed Suffix, Benefit.
03 - General Miscellaneous | 03.08 - CLOSURE DEVICES | 03.08.06 - Composite Mesh | 03.08.06.03 - 401-600cm² | Coated | BA230 | 1070 |  | Bard Australia Pty Ltd | Bard Mesh | Composite Mesh | 15.9x26.1cm, 16x31.2cm, 18x23cm, 18.4x23.5cm, 19.6x24.6cm 20x25cm, 21x26.1cm, 22.1x27.1cm | 122873 | August 2013 |  | Compressed from BA069, BA103, BA104, BA127, BA131, BA135
03 - General Miscellaneous | 03.08 - CLOSURE DEVICES | 03.08.06 - Composite Mesh | 03.08.06.03 - 401-600cm² | Coated | BA239 | 1070 |  | Bard Australia Pty Ltd | Ventralight ST | Bioresorbable Barrier/Permanent Mesh | 17.8 x 22.9cm oval, 20.3 x 25.4cm oval | 219332 | February 2014 |  | New Listing
03 - General Miscellaneous | 03.08 - CLOSURE DEVICES | 03.08.06 - Composite Mesh | 03.08.06.03 - 401-600cm² | Coated | BA248 | 1070 |  | Bard Australia Pty Ltd | Ventrio ST | Bioresorbable Barrier/Permanent Mesh | 19.6 x 24.6cm oval, 22.1 x 27.1cm oval | 219324 | February 2014 |  | New Listing
03 - General Miscellaneous | 03.08 - CLOSURE DEVICES | 03.08.06 - Composite Mesh | 03.08.06.03 - 401-600cm² | Coated | JJ452 | 1050 |  | Johnson & Johnson Medical Pty Ltd | PROCEED Surgical Mesh | PROCEED Surgical Mesh H1 | 8x10 inches oval | 117402 | February 2013 |  | Changed Suffix, Benefit.
03 - General Miscellaneous | 03.08 - CLOSURE DEVICES | 03.08.06 - Composite Mesh | 03.08.06.03 - 401-600cm² | Coated | JJ453 | 1050 |  | Johnson & Johnson Medical Pty Ltd | PROCEED Surgical Mesh | PROCEED Surgical Mesh J1 | 8x12 inches | 117402 | February 2013 |  | Changed Suffix, Benefit.
03 - General Miscellaneous | 03.08 - CLOSURE DEVICES | 03.08.06 - Composite Mesh | 03.08.06.03 - 401-600cm² | Coated | LH554 | 1070 |  | Lifehealthcare Pty Ltd | Dipromed ClearMesh Composite | Transparent composite mesh | Oval: 20x30cm | 267206 | August 2016 |  | New Listing
03 - General Miscellaneous | 03.08 - CLOSURE DEVICES | 03.08.06 - Composite Mesh | 03.08.06.03 - 401-600cm² | Coated | MN194 | 1070 |  | Johnson & Johnson Medical Pty Ltd | PHYSIOMESH Open | Flexible Composite Mesh | 401-600cm² | 274361 | August 2016 |  | New Listing
03 - General Miscellaneous | 03.08 - CLOSURE DEVICES | 03.08.06 - Composite Mesh | 03.08.06.03 - 401-600cm² | Coated, Contoured | AS216 | 1070 |  | Medtronic Australasia Pty Ltd | Symbotex Composite Mesh | Non-absorbable three-dimensional polyester mesh provides long term reinforcement of soft tissues. (On the opposite side, the absorbable hydrophilic film minimizes tissue attachment to the mesh in case of direct contact with the viscera.) | Rectangular 30x20 cm, Rectangular 25x20 cm | 270735 | August 2016 |  | New Listing
03 - General Miscellaneous | 03.08 - CLOSURE DEVICES | 03.08.06 - Composite Mesh | 03.08.06.03 - 401-600cm² | Coated, Contoured | AS223 | 1070 |  | Medtronic Australasia Pty Ltd | Symbotex Skirted Composite Mesh | Non-absorbable three-dimensional polyester skirted composite mesh. On the opposite side, the absorbable hydrophilic film minimizes tissue attachment to the mesh in case of direct contact with the viscera. A flap attached to the reinforcement helps place and fix the mesh. | 30x20 cm Rectangle 25x20 cm Rectangle | 270736 | August 2016 |  | New Listing
03 - General Miscellaneous | 03.08 - CLOSURE DEVICES | 03.08.06 - Composite Mesh | 03.08.06.03 - 401-600cm² | Coated, Contoured | AS233 | 1070 |  | Medtronic Australasia Pty Ltd | Symbotex Composite Mesh with pre placed suture | Non-absorbable three-dimensional polyester composite mesh with pre placed sutures. (Non absorbable pre-placed sutures are tied to the mesh. A died marking is positioned on the center of the textile and helps center and orient the mesh.) | Rectangular 30x20 cm, Rectangular 25x20 cm | 270737 | August 2016 |  | New Listing
03 - General Miscellaneous | 03.08 - CLOSURE DEVICES | 03.08.06 - Composite Mesh | 03.08.06.03 - 401-600cm² | Coated, Integrated Delivery System | BA243 | 1190 |  | Bard Australia Pty Ltd | Ventralight ST with ECHO PS Positioning System | Bioresorbable Barrier/Permanent Mesh | 401-600cm2 | 219333 | February 2017 |  | Changed Size.
03 - General Miscellaneous | 03.08 - CLOSURE DEVICES | 03.08.06 - Composite Mesh | 03.08.06.04 - 601cm²-1000cm² |  | JJ020 | 300 |  | Johnson & Johnson Medical Pty Ltd | Vicryl Mesh | 1 sheet/box | Large - 30cm x 30cm | 143774 | February 2013 |  | Changed Product Group, Product Sub Group, Benefit.
03 - General Miscellaneous | 03.08 - CLOSURE DEVICES | 03.08.06 - Composite Mesh | 03.08.06.04 - 601cm²-1000cm² |  | JJ470 | 300 |  | Johnson & Johnson Medical Pty Ltd | ULTRAPRO Mesh | ULTRAPRO Mesh L1 | 30x30cm | 120154 | February 2013 |  | Changed Product Sub Group, Benefit.
03 - General Miscellaneous | 03.08 - CLOSURE DEVICES | 03.08.06 - Composite Mesh | 03.08.06.04 - 601cm²-1000cm² |  | MN185 | 300 |  | Johnson & Johnson Medical Pty Ltd | Ultrapro Advanced | Macroporous, Partially Absorbable Mesh | 601cm-1000cm² | 120154 | February 2016 |  | New Listing
03 - General Miscellaneous | 03.08 - CLOSURE DEVICES | 03.08.06 - Composite Mesh | 03.08.06.04 - 601cm²-1000cm² | Coated | AS230 | 1122 |  | Medtronic Australasia Pty Ltd | Symbotex Composite Mesh | Non-absorbable three-dimensional polyester composite mesh. (On the opposite side, the absorbable hydrophilic film minimizes tissue attachment to the mesh in case of direct contact with the viscera.) | Elliptical 40x24cm, 34x20cm | 270735 | August 2016 |  | New Listing
03 - General Miscellaneous | 03.08 - CLOSURE DEVICES | 03.08.06 - Composite Mesh | 03.08.06.04 - 601cm²-1000cm² | Coated | AS237 | 1122 |  | Medtronic Australasia Pty Ltd | Symbotex Composite Mesh with pre placed suture | Non-absorbable three-dimensional polyester composite mesh with pre placed sutures. (Non absorbable pre-placed sutures are tied to the mesh. A died marking is positioned on the center of the textile and helps center and orient the mesh.) | Elliptical 40x24cm, Elliptical 34x20 cm | 270737 | August 2016 |  | New Listing
03 - General Miscellaneous | 03.08 - CLOSURE DEVICES | 03.08.06 - Composite Mesh | 03.08.06.04 - 601cm²-1000cm² | Coated | BA205 | 1122 |  | Bard Australia Pty Ltd | Ventrio Hernia Patch | Three layer, mesh/ePTFE with absorbable polydioxanone monofilament. | 22x27cm, 27x35cm. | 169933 | February 2013 |  | Changed Product Sub Group, Suffix, Benefit.
03 - General Miscellaneous | 03.08 - CLOSURE DEVICES | 03.08.06 - Composite Mesh | 03.08.06.04 - 601cm²-1000cm² | Coated | BA231 | 1122 |  | Bard Australia Pty Ltd | Bard Mesh | Composite Mesh | 25x33cm, 25x36cm, 26.1x33.7cm, 26.1x36.2cm, 27.4x34.9cm | 122873 | August 2013 |  | Compressed from BA063, BA064, BA105, BA106, BA128
03 - General Miscellaneous | 03.08 - CLOSURE DEVICES | 03.08.06 - Composite Mesh | 03.08.06.04 - 601cm²-1000cm² | Coated | BA232 | 1122 |  | Bard Australia Pty Ltd | Bard Sepramesh IP | Bioresorbable Coating/Permanent Mesh | 20.3cm x 30.5cm | 184209 | August 2013 |  | Expanded from BA189
03 - General Miscellaneous | 03.08 - CLOSURE DEVICES | 03.08.06 - Composite Mesh | 03.08.06.04 - 601cm²-1000cm² | Coated | BA240 | 1122 |  | Bard Australia Pty Ltd | Ventralight ST | Bioresorbable Barrier/Permanent Mesh | 22.4 x 33.0cm oval | 219332 | February 2014 |  | New Listing
03 - General Miscellaneous | 03.08 - CLOSURE DEVICES | 03.08.06 - Composite Mesh | 03.08.06.04 - 601cm²-1000cm² | Coated | BA249 | 1122 |  | Bard Australia Pty Ltd | Ventrio ST | Bioresorbable Barrier/Permanent Mesh | 27.4 x 34.9cm oval | 219324 | February 2014 |  | New Listing
03 - General Miscellaneous | 03.08 - CLOSURE DEVICES | 03.08.06 - Composite Mesh | 03.08.06.04 - 601cm²-1000cm² | Coated | JJ454 | 1122 |  | Johnson & Johnson Medical Pty Ltd | PROCEED Surgical Mesh | PROCEED Surgical Mesh T1 | 10x13 inches oval | 117402 | February 2013 |  | Changed Product Sub Group, Suffix, Benefit.
03 - General Miscellaneous | 03.08 - CLOSURE DEVICES | 03.08.06 - Composite Mesh | 03.08.06.04 - 601cm²-1000cm² | Coated | JJ455 | 1122 |  | Johnson & Johnson Medical Pty Ltd | PROCEED Surgical Mesh | PROCEED Surgical Mesh W1 | 10x14 inches | 117402 | February 2013 |  | Changed Product Sub Group, Suffix, Benefit.
03 - General Miscellaneous | 03.08 - CLOSURE DEVICES | 03.08.06 - Composite Mesh | 03.08.06.04 - 601cm²-1000cm² | Coated | JJ456 | 1122 |  | Johnson & Johnson Medical Pty Ltd | PROCEED Surgical Mesh | PROCEED Surgical Mesh L1 | 12x12 inches | 117402 | February 2013 |  | Changed Product Sub Group, Suffix, Benefit.
03 - General Miscellaneous | 03.08 - CLOSURE DEVICES | 03.08.06 - Composite Mesh | 03.08.06.04 - 601cm²-1000cm² | Coated | LH555 | 1122 |  | Lifehealthcare Pty Ltd | Dipromed ClearMesh Composite | Transparent composite mesh | Oval: (26 - 30)cm x 34cm | 267206 | August 2016 |  | New Listing
03 - General Miscellaneous | 03.08 - CLOSURE DEVICES | 03.08.06 - Composite Mesh | 03.08.06.04 - 601cm²-1000cm² | Coated | MG022 | 1122 |  | Morton Surgical Pty Ltd ta Matrix Surgical Company | Surgimesh XB non-adherent | Intra-abdominal implant biface | Tintra L 30x30x20cm | 128929 | February 2013 |  | Changed Product Sub Group, Suffix, Benefit.
03 - General Miscellaneous | 03.08 - CLOSURE DEVICES | 03.08.06 - Composite Mesh | 03.08.06.04 - 601cm²-1000cm² | Coated | MN195 | 1122 |  | Johnson & Johnson Medical Pty Ltd | PHYSIOMESH Open | Flexible Composite Mesh | 601cm²-1000cm² | 274361 | August 2016 |  | New Listing
03 - General Miscellaneous | 03.08 - CLOSURE DEVICES | 03.08.06 - Composite Mesh | 03.08.06.04 - 601cm²-1000cm² | Coated | MS038 | 1122 |  | Medical Specialties Australasia Pty Ltd | TiMESH Extra Large | Prosthetic warp-knitted fabric made of monofil polypropylene threads with an encapsulating titanic coating | Extra Large TiMESH | 97288 | February 2013 |  | Changed Product Sub Group, Suffix, Benefit.
03 - General Miscellaneous | 03.08 - CLOSURE DEVICES | 03.08.06 - Composite Mesh | 03.08.06.04 - 601cm²-1000cm² | Coated, Integrated Delivery System | BA244 | 1242 |  | Bard Australia Pty Ltd | Ventralight ST with ECHO PS Positioning System | Bioresorbable Barrier/Permanent Mesh | 25.4 x 33.0cm oval | 219333 | February 2014 |  | New Listing
03 - General Miscellaneous | 03.08 - CLOSURE DEVICES | 03.08.06 - Composite Mesh | 03.08.06.05 - >1000cm² | Coated | AS147 | 3200 |  | Medtronic Australasia Pty Ltd | Parietex Composite 3728FX | Dual sided polyester meshes with a resorbable adhesion-prevention hydrophilic film | 37x28cm oval | 214997 | August 2014 |  | Changed Product Name.
03 - General Miscellaneous | 03.08 - CLOSURE DEVICES | 03.08.06 - Composite Mesh | 03.08.06.05 - >1000cm² | Coated | AS226 | 3200 |  | Medtronic Australasia Pty Ltd | Symbotex Composite Mesh with pre placed suture | Non-absorbable three-dimensional polyester composite mesh with pre placed sutures. (Non absorbable pre-placed sutures are tied to the mesh. A died marking is positioned on the center of the textile and helps center and orient the mesh.) | Rectangular 42x32 cm, Rectangular 37x28 cm | 270737 | August 2016 |  | New Listing
03 - General Miscellaneous | 03.08 - CLOSURE DEVICES | 03.08.06 - Composite Mesh | 03.08.06.05 - >1000cm² | Coated | AS231 | 3200 |  | Medtronic Australasia Pty Ltd | Symbotex Composite Mesh | Non-absorbable three-dimensional polyester composite mesh. On the opposite side, the absorbable hydrophilic film minimizes tissue attachment to the mesh in case of direct contact with the viscera. | Rectangular 42x32cm, Rectangular 37x28cm | 270735 | August 2016 |  | New Listing
03 - General Miscellaneous | 03.08 - CLOSURE DEVICES | 03.08.06 - Composite Mesh | 03.08.06.05 - >1000cm² | Coated | BA233 | 3200 |  | Bard Australia Pty Ltd | Bard Sepramesh IP | Bioresorbable Coating/Permanent Mesh | 30.5cm x 35.6cm | 184209 | August 2013 |  | Expanded from BA189
03 - General Miscellaneous | 03.08 - CLOSURE DEVICES | 03.08.06 - Composite Mesh | 03.08.06.05 - >1000cm² | Coated | BA241 | 3200 |  | Bard Australia Pty Ltd | Ventralight ST | Bioresorbable Barrier/Permanent Mesh | 30.5 x 35.6cm oval | 219332 | February 2014 |  | New Listing
03 - General Miscellaneous | 03.08 - CLOSURE DEVICES | 03.08.06 - Composite Mesh | 03.08.06.05 - >1000cm² | Coated | LH556 | 3200 |  | Lifehealthcare Pty Ltd | Dipromed ClearMesh Composite | Transparent composite mesh | 30x40cm | 267206 | August 2016 |  | New Listing
03 - General Miscellaneous | 03.08 - CLOSURE DEVICES | 03.08.06 - Composite Mesh | 03.08.06.05 - >1000cm² | Coated, Integrated Delivery System | BA245 | 3320 |  | Bard Australia Pty Ltd | Ventralight ST with ECHO PS positioning System | Bioresorbable Barrier/Permanent Mesh | 30.5 x 35.6cm oval | 219333 | February 2014 |  | New Listing
03 - General Miscellaneous | 03.08 - CLOSURE DEVICES | 03.08.07 - Complete Biomaterial Mesh | 03.08.07.01 - ≤200cm² | Coated | AS182 | 786 |  | Medtronic Australasia Pty Ltd | Permacol™ Biological Implant | Flat sheet of acellular porcine three-dimensional, crosslinked, dermal collagen. | 3 x 3cm, 5 x 5cm, 2 x 20cm, 5 x 10cm, 4 x 18cm, 10 x 10cm, 10 x 15cm, 6 x 3cm, 10 x 15cm | 172202 | August 2016 |  | Changed Size.
03 - General Miscellaneous | 03.08 - CLOSURE DEVICES | 03.08.07 - Complete Biomaterial Mesh | 03.08.07.01 - ≤200cm² | Coated | AW020 | 786 |  | Allergan Australia Pty Limited | Strattice Reconstructive Tissue matrix | Strattice Reconstructive Tissue matrix is a biologic, surgical implant made from porcine dermis. It is intended for use as a soft tissue patch to reinforce soft tissue where weakness exists and for the surgical repair of damaged ot ruptured soft tissue membranes. Indications for use include breast reconstruction and repair of hernias. | 0 - 50cm2 | 199300 | August 2017 |  | Transferred from KC001
03 - General Miscellaneous | 03.08 - CLOSURE DEVICES | 03.08.07 - Complete Biomaterial Mesh | 03.08.07.01 - ≤200cm² | Coated | AW021 | 786 |  | Allergan Australia Pty Limited | Strattice Reconstructive Tissue matrix | Strattice reconstructive Tissue Matrix is a biologic, surgical implant made from porcine dermis. It is intended for use as a soft tissue patch to reinforce soft tissue where weakness exists and for the surgical repair of of damaged or ruptured soft tissue membranes. Indications for use include breast reconstruction and repair of hernias. | 51 - 150cm2 | 199300 | August 2017 |  | Transferred from KC002
03 - General Miscellaneous | 03.08 - CLOSURE DEVICES | 03.08.07 - Complete Biomaterial Mesh | 03.08.07.01 - ≤200cm² | Coated | BX332 | 786 |  | Baxter Healthcare Pty Ltd | Veritas Collagen Matrix - Small | Bovine pericardium biologic mesh for the repair of soft tissue for size < 200cm² | RM-0208 2cm x 8cm; RM-0304 3cm x 4cm; RM-0407 4cm x 7cm; RM-0416 4cm X 16cm; RM-0608 6cm x 8cm; RM-0618 6cm x 18cm; RM-0816 8cm x 16cm; RM-0818 8cm x 18cm; RM1016 10cm x 16cm; RM-1212 12cm x 12cm | 219240 | August 2014 |  | Transferred from FC003
03 - General Miscellaneous | 03.08 - CLOSURE DEVICES | 03.08.07 - Complete Biomaterial Mesh | 03.08.07.01 - ≤200cm² | Coated | WC177 | 786 |  | WILLIAM A COOK AUSTRALIA PTY LTD | Biodesign Tissue Graft | Surgical Mesh composed of Sub-Intestinal Submucosa (SIS) | Length - 10cm, Width - 7cm; Length - 7cm, Width - 4cm; Length - 3cm, Width - 2cm. | 153047 | August 2016 |  | Changed Product Name, Size.
03 - General Miscellaneous | 03.08 - CLOSURE DEVICES | 03.08.07 - Complete Biomaterial Mesh | 03.08.07.01 - ≤200cm² | Coated | WC242 | 786 |  | WILLIAM A COOK AUSTRALIA PTY LTD | Biodesign Surgisis Hernia Graft | Biodesign Hernia Graft is 8-layer perforated and quilted porcine sis collagen matrix, non cross-linked, remodelable and resorbable tissue graft | 13cm x 15cm, 10cm x 10cm | 153052 | August 2015 |  | Changed Size, Benefit.
03 - General Miscellaneous | 03.08 - CLOSURE DEVICES | 03.08.07 - Complete Biomaterial Mesh | 03.08.07.01 - ≤200cm² | Coated | WC255 | 786 |  | WILLIAM A COOK AUSTRALIA PTY LTD | Surgisis Biodesign 4-layer Tissue Graft | Surgisis Soft Tissue Graft | Length 20cm, Width 7cm | 153047 | February 2013 |  | Changed Product Group, Product Sub Group, Suffix, Benefit.
03 - General Miscellaneous | 03.08 - CLOSURE DEVICES | 03.08.07 - Complete Biomaterial Mesh | 03.08.07.01 - ≤200cm² | Coated | WC265 | 786 |  | WILLIAM A COOK AUSTRALIA PTY LTD | Biodesign Surgisis Inguinal Hernia Graft | Biodesign Surgisis Inguinal Hernia Graft is a biologically derived [porcine] sis collagen, non cross-linked graft, that remodels into strong host tissue reinforcement for the inguinal floor | 10cm x 15cm | 153052, 229780 | February 2013 |  | Changed Product Group, Product Sub Group, Suffix, Benefit.
03 - General Miscellaneous | 03.08 - CLOSURE DEVICES | 03.08.07 - Complete Biomaterial Mesh | 03.08.07.01 - ≤200cm² | Coated | WC284 | 786 |  | WILLIAM A COOK AUSTRALIA PTY LTD | Surgisis Biodesign Hiatal Hernia Graft | Surgisis Biodesign Hiatal Hernia Graft is an extracellular collagen matrix, non cross-linked sterile graft material, that provides support for damaged tissues and assists in host tissue regeneration and remodelling of the diaphragmatic wall following surgical repair for paraoesophageal and hiatal hernia. | 7 x 10cm rectangular and U-shaped | 153051 | February 2013 |  | Changed Product Group, Product Sub Group, Suffix, Benefit.
03 - General Miscellaneous | 03.08 - CLOSURE DEVICES | 03.08.07 - Complete Biomaterial Mesh | 03.08.07.01 - ≤200cm² | Coated | WC336 | 786 |  | WILLIAM A COOK AUSTRALIA PTY LTD | Biodesign ENT Surgical Reinforcement Graft | Surgical reinforcement graft that is intended for implantation to reinforce soft tissue in the head and neck. | 2 x 3cm 4 x 7cm 7 x 10cm 7 x 20cm | 272709 | August 2016 |  | New Listing
03 - General Miscellaneous | 03.08 - CLOSURE DEVICES | 03.08.07 - Complete Biomaterial Mesh | 03.08.07.01 - ≤200cm² | Contoured | ER410 | 800 |  | Emergo Asia Pacific Pty Ltd | TIGR Matrix Surgical Mesh-Small | TIGR Matrix Surgical Mesh-Small, biosynthetic | 10x15 cm | 202446 | August 2017 |  | New Listing
03 - General Miscellaneous | 03.08 - CLOSURE DEVICES | 03.08.07 - Complete Biomaterial Mesh | 03.08.07.01 - ≤200cm² | Contoured | GT256 | 800 |  | W L Gore & Associates | BIO-A Tissue Reinforcement | BIO-A Tissue Reinforcement | 8cm x 8cm | 175834 | February 2013 |  | Changed Product Group, Product Sub Group, Suffix, Benefit.
03 - General Miscellaneous | 03.08 - CLOSURE DEVICES | 03.08.07 - Complete Biomaterial Mesh | 03.08.07.01 - ≤200cm² | Contoured | GT257 | 800 |  | W L Gore & Associates | BIO-A Tissue Reinforcement | BIO-A Tissue Reinforcement | 9cm x 15cm | 175834 | February 2013 |  | Changed Product Group, Product Sub Group, Suffix, Benefit.
03 - General Miscellaneous | 03.08 - CLOSURE DEVICES | 03.08.07 - Complete Biomaterial Mesh | 03.08.07.01 - ≤200cm² | Contoured | GT258 | 800 |  | W L Gore & Associates | BIO-A Tissue Reinforcement | BIO-A Tissue Reinforcement - Configured for Hiatal Hernia | 7cm x 10cm | 175834 | February 2013 |  | Changed Product Group, Product Sub Group, Suffix, Benefit.
03 - General Miscellaneous | 03.08 - CLOSURE DEVICES | 03.08.07 - Complete Biomaterial Mesh | 03.08.07.02 - 201-400cm² |  | AW018 | 1325 |  | Allergan Australia Pty Limited | SERI Surgical Scaffold | Silk-derived biological surgical scaffold | 10cm x 25cm | 206374 | February 2015 |  | New Listing
03 - General Miscellaneous | 03.08 - CLOSURE DEVICES | 03.08.07 - Complete Biomaterial Mesh | 03.08.07.02 - 201-400cm² | Coated | AS183 | 1486 |  | Medtronic Australasia Pty Ltd | Permacol™ Biological Implant | Flat sheet of acellular porcine three-dimensional, crosslinked, dermal collagen. | 15 x 20cm | 172202 | August 2016 |  | Changed Size.
03 - General Miscellaneous | 03.08 - CLOSURE DEVICES | 03.08.07 - Complete Biomaterial Mesh | 03.08.07.02 - 201-400cm² | Coated | AW022 | 1486 |  | Allergan Australia Pty Limited | Strattice Reconstructive Tissue Matrix | Strattice reconstructive Tissue Matrix is a biologic, surgical implant made from porcine dermis. It is intended for use as a soft tissue patch to reinforce soft tissue where weakness exists and for the surgical repair of of damaged or ruptured soft tissue membranes. Indications for use include breast reconstruction and repair of hernias. | 151 - 250cm2 | 199300 | August 2017 |  | Transferred from KC003
03 - General Miscellaneous | 03.08 - CLOSURE DEVICES | 03.08.07 - Complete Biomaterial Mesh | 03.08.07.02 - 201-400cm² | Coated | AW023 | 1486 |  | Allergan Australia Pty Limited | Strattice Reconstructive Tissue matrix | Strattice reconstructive Tissue Matrix is a biologic, surgical implant made from porcine dermis. It is intended for use as a soft tissue patch to reinforce soft tissue where weakness exists and for the surgical repair of of damaged or ruptured soft tissue membranes. Indications for use include breast reconstruction and repair of hernias. | 251 - 400cm2 | 199300 | August 2017 |  | Transferred from KC004
03 - General Miscellaneous | 03.08 - CLOSURE DEVICES | 03.08.07 - Complete Biomaterial Mesh | 03.08.07.02 - 201-400cm² | Coated | BX333 | 1486 |  | Baxter Healthcare Pty Ltd | Veritas Collagen Matrix- Large | Bovine pericardium biologic mesh repair of soft tissue > 200cm² | 12cm x 25cm | 219240 | August 2014 |  | Transferred from FC004
03 - General Miscellaneous | 03.08 - CLOSURE DEVICES | 03.08.07 - Complete Biomaterial Mesh | 03.08.07.02 - 201-400cm² | Coated | WC247 | 1486 |  | WILLIAM A COOK AUSTRALIA PTY LTD | Biodesign Surgisis 8-Layer Tissue Graft | Biodesign Surgisis 8-layer Tissue Graft is 8 layers of compressed and perforated porcine sis collagen matrix, non cross-linked, remodelable and resorbable tissue graft | 13cm x 22cm | 153048 | February 2013 |  | Changed Product Group, Product Sub Group, Suffix, Benefit.
03 - General Miscellaneous | 03.08 - CLOSURE DEVICES | 03.08.07 - Complete Biomaterial Mesh | 03.08.07.02 - 201-400cm² | Coated | WC249 | 1486 |  | WILLIAM A COOK AUSTRALIA PTY LTD | Biodesign Surgisis Hernia Graft | Biodesign Hernia Graft is 8-layer perforated and quilted porcine sis collagen matrix, non cross-linked, remodelable and resorbable tissue graft | 13cm x 22cm | 153052 | February 2013 |  | Changed Product Group, Product Sub Group, Suffix, Benefit.
03 - General Miscellaneous | 03.08 - CLOSURE DEVICES | 03.08.07 - Complete Biomaterial Mesh | 03.08.07.02 - 201-400cm² | Coated | WC250 | 1486 |  | WILLIAM A COOK AUSTRALIA PTY LTD | Biodesign Surgisis Hernia Graft | Biodesign Hernia Graft is 8-layer perforated and quilted porcine sis collagen matrix, non cross-linked, remodelable and resorbable tissue graft | 20cm x 20cm | 153052 | February 2013 |  | Changed Product Group, Product Sub Group, Suffix, Benefit.
03 - General Miscellaneous | 03.08 - CLOSURE DEVICES | 03.08.07 - Complete Biomaterial Mesh | 03.08.07.02 - 201-400cm² | Contoured | ER411 | 1550 |  | Emergo Asia Pacific Pty Ltd | TIGR Matrix Surgical Mesh-Medium | TIGR Matrix Surgical Mesh-Medium, biosynthetic | 15x20 cm | 202446 | August 2017 |  | New Listing
03 - General Miscellaneous | 03.08 - CLOSURE DEVICES | 03.08.07 - Complete Biomaterial Mesh | 03.08.07.02 - 201-400cm² | Contoured | GT267 | 1550 |  | W L Gore & Associates | Bio A Tissue Reinforcement | Bio A Tissue Reinforcement | 10cm x 30cm | 175834 | February 2013 |  | Changed Product Group, Product Sub Group, Suffix, Benefit.
03 - General Miscellaneous | 03.08 - CLOSURE DEVICES | 03.08.07 - Complete Biomaterial Mesh | 03.08.07.03 - 401-600cm² | Coated | AS184 | 3450 |  | Medtronic Australasia Pty Ltd | Permacol™ Biological Implant | Flat sheet of acellular porcine three-dimensional, crosslinked, dermal collagen. | 18 x 28cm and 20 x 30cm | 172202 | August 2016 |  | Changed Size.
03 - General Miscellaneous | 03.08 - CLOSURE DEVICES | 03.08.07 - Complete Biomaterial Mesh | 03.08.07.03 - 401-600cm² | Coated | AW024 | 3450 |  | Allergan Australia Pty Limited | Strattice Reconstructive Tissue Matrix | Strattice reconstructive Tissue Matrix is a biologic, surgical implant made from porcine dermis. It is intended for use as a soft tissue patch to reinforce soft tissue where weakness exists and for the surgical repair of of damaged or ruptured soft tissue membranes. Indications for use include breast reconstruction and repair of hernias. | 401 - 600cm2 | 199300 | August 2017 |  | Transferred from KC005
03 - General Miscellaneous | 03.08 - CLOSURE DEVICES | 03.08.07 - Complete Biomaterial Mesh | 03.08.07.03 - 401-600cm² | Coated | WC251 | 3450 |  | WILLIAM A COOK AUSTRALIA PTY LTD | Biodesign Surgisis Hernia Graft | Biodesign Hernia Graft is 8-layer perforated and quilted porcine sis collagen matrix, non cross-linked, remodelable and resorbable tissue graft | 20cm x 30cm | 153052 | February 2013 |  | Changed Product Group, Product Sub Group, Suffix, Benefit.
03 - General Miscellaneous | 03.08 - CLOSURE DEVICES | 03.08.07 - Complete Biomaterial Mesh | 03.08.07.03 - 401-600cm² | Contoured | ER412 | 3550 |  | Emergo Asia Pacific Pty Ltd | TIGR Matrix Surgical Mesh-Large | TIGR Matrix Surgical Mesh-Large, biosynthetic | 20x30 cm | 202446 | August 2017 |  | New Listing
03 - General Miscellaneous | 03.08 - CLOSURE DEVICES | 03.08.07 - Complete Biomaterial Mesh | 03.08.07.03 - 401-600cm² | Contoured | GT268 | 3550 |  | W L Gore & Associates | Bio A Tissue Reinforcement | Bio A Tissue Reinforcement | 20cm x 30cm | 175834 | February 2013 |  | Changed Product Group, Product Sub Group, Suffix, Benefit.
03 - General Miscellaneous | 03.08 - CLOSURE DEVICES | 03.08.07 - Complete Biomaterial Mesh | 03.08.07.04 - 601-800cm² | Coated | AS187 | 4500 |  | Medtronic Australasia Pty Ltd | Permacol™ Biological Implant | Flat sheet of acellular porcine three-dimensional, crosslinked, dermal collagen. | 20 x 40cm | 172202 | February 2013 |  | Expanded from AS185
03 - General Miscellaneous | 03.08 - CLOSURE DEVICES | 03.08.07 - Complete Biomaterial Mesh | 03.08.07.04 - 601-800cm² | Coated | AW025 | 4500 |  | Allergan Australia Pty Limited | Strattice Reconstructive Tissue Matrix | Strattice reconstructive Tissue Matrix is a biologic, surgical implant made from porcine dermis. It is intended for use as a soft tissue patch to reinforce soft tissue where weakness exists and for the surgical repair of of damaged or ruptured soft tissue membranes. Indications for use include breast reconstruction and repair of hernias. | 601 - 800 cm2 | 199300 | August 2017 |  | Transferred from KC006
03 - General Miscellaneous | 03.08 - CLOSURE DEVICES | 03.08.07 - Complete Biomaterial Mesh | 03.08.07.05 - >800cm² | Coated | AS188 | 5500 |  | Medtronic Australasia Pty Ltd | Permacol™ Biological Implant | Flat sheet of acellular porcine three-dimensional, crosslinked, dermal collagen. | 20 x 50cm | 172202 | February 2013 |  | Expanded from AS185
03 - General Miscellaneous | 03.08 - CLOSURE DEVICES | 03.08.07 - Complete Biomaterial Mesh | 03.08.07.05 - >800cm² | Coated | AW026 | 5500 |  | Allergan Australia Pty Limited | Strattice Reconstructive Tissue Matrix | Strattice reconstructive Tissue Matrix is a biologic, surgical implant made from porcine dermis. It is intended for use as a soft tissue patch to reinforce soft tissue where weakness exists and for the surgical repair of of damaged or ruptured soft tissue membranes. Indications for use include breast reconstruction and repair of hernias. | + 800cm2 | 199300 | August 2017 |  | Transferred from KC007
03 - General Miscellaneous | 03.08 - CLOSURE DEVICES | 03.08.08 - PTFE/ePTFE Mesh | 03.08.08.01 - ≤200cm² |  | BA225 | 350 |  | Bard Australia Pty Ltd | Bard Mesh | Crurasoft Patch | 7x6cm, 11x8cm | 122873 | August 2013 |  | Compressed from BA160, BA161
03 - General Miscellaneous | 03.08 - CLOSURE DEVICES | 03.08.08 - PTFE/ePTFE Mesh | 03.08.08.01 - ≤200cm² |  | GT092 | 350 |  | W L Gore & Associates | Gore-Tex Dual Mesh | ePTFE | 1mm Thickness 7.5 x 10cm | 233234 | February 2013 |  | Changed Benefit.
03 - General Miscellaneous | 03.08 - CLOSURE DEVICES | 03.08.08 - PTFE/ePTFE Mesh | 03.08.08.01 - ≤200cm² |  | GT093 | 350 |  | W L Gore & Associates | Gore-Tex Dual Mesh | ePTFE | 1mm Thickness 8 x 12cm | 233234 | February 2013 |  | Changed Benefit.
03 - General Miscellaneous | 03.08 - CLOSURE DEVICES | 03.08.08 - PTFE/ePTFE Mesh | 03.08.08.01 - ≤200cm² |  | GT094 | 350 |  | W L Gore & Associates | Gore-Tex Dual Mesh | ePTFE | 1mm Thickness Oval 10 x 15cm | 233234 | February 2013 |  | Changed Benefit.
03 - General Miscellaneous | 03.08 - CLOSURE DEVICES | 03.08.08 - PTFE/ePTFE Mesh | 03.08.08.01 - ≤200cm² |  | GT104 | 350 |  | W L Gore & Associates | Gore-Tex DualMesh PLUS | ePTFE | 1mm Thickness 7.5 x 10cm | 11169 | February 2013 |  | Changed Benefit.
03 - General Miscellaneous | 03.08 - CLOSURE DEVICES | 03.08.08 - PTFE/ePTFE Mesh | 03.08.08.01 - ≤200cm² | 2mm thickness | GT099 | 923 |  | W L Gore & Associates | Gore-Tex Dual Mesh | ePTFE | 2mm Thickness Oval 10 x 15cm | 233234 | February 2013 |  | Changed Suffix, Benefit.
03 - General Miscellaneous | 03.08 - CLOSURE DEVICES | 03.08.08 - PTFE/ePTFE Mesh | 03.08.08.01 - ≤200cm² | Coated | GT201 | 390 |  | W L Gore & Associates | Dualmesh Plus Biomaterial | ePTFE | 8cm x 12cm x 1mm | 11169 | February 2013 |  | Changed Suffix, Benefit.
03 - General Miscellaneous | 03.08 - CLOSURE DEVICES | 03.08.08 - PTFE/ePTFE Mesh | 03.08.08.01 - ≤200cm² | Coated | GT202 | 390 |  | W L Gore & Associates | Dualmesh Plus Biomaterial | ePTFE, oval | 10cm x 15cm x 1mm | 11169 | February 2013 |  | Changed Suffix, Benefit.
03 - General Miscellaneous | 03.08 - CLOSURE DEVICES | 03.08.08 - PTFE/ePTFE Mesh | 03.08.08.01 - ≤200cm² | Coated, 2mm thickness | GT206 | 1020 |  | W L Gore & Associates | Dualmesh Plus Biomaterial | ePTFE, oval | 10cm x 15cm x 2mm | 11169 | February 2013 |  | Changed Suffix, Benefit.
03 - General Miscellaneous | 03.08 - CLOSURE DEVICES | 03.08.08 - PTFE/ePTFE Mesh | 03.08.08.02 - 201-400cm² |  | GT095 | 1040 |  | W L Gore & Associates | Gore-Tex Dual Mesh | ePTFE | 1mm Thickness Oval 15.0 x 19.0cm | 233234 | February 2013 |  | Changed Benefit.
03 - General Miscellaneous | 03.08 - CLOSURE DEVICES | 03.08.08 - PTFE/ePTFE Mesh | 03.08.08.02 - 201-400cm² |  | GT107 | 1040 |  | W L Gore & Associates | Gore-Tex DualMesh PLUS | ePTFE | 15.0 x 19.0cm x 1mm Oval | 11169 | February 2013 |  | Changed Benefit.
03 - General Miscellaneous | 03.08 - CLOSURE DEVICES | 03.08.08 - PTFE/ePTFE Mesh | 03.08.08.02 - 201-400cm² | 2mm thickness | GT100 | 1846 |  | W L Gore & Associates | Gore-Tex Dual Mesh | ePTFE | 2mm Thickness Oval 15 x 19cm | 233234 | February 2013 |  | Changed Suffix, Benefit.
03 - General Miscellaneous | 03.08 - CLOSURE DEVICES | 03.08.08 - PTFE/ePTFE Mesh | 03.08.08.02 - 201-400cm² | Coated, 2mm thickness | GT207 | 2029 |  | W L Gore & Associates | Dualmesh Plus Biomaterial | ePTFE, oval | 15cm x 19cm x 2mm | 11169 | February 2013 |  | Changed Suffix, Benefit.
03 - General Miscellaneous | 03.08 - CLOSURE DEVICES | 03.08.08 - PTFE/ePTFE Mesh | 03.08.08.03 - 401-600cm² |  | GT096 | 1622 |  | W L Gore & Associates | Gore-Tex Dual Mesh | ePTFE | 1mm Thickness 18 x 24cm | 233234 | February 2013 |  | Changed Benefit.
03 - General Miscellaneous | 03.08 - CLOSURE DEVICES | 03.08.08 - PTFE/ePTFE Mesh | 03.08.08.03 - 401-600cm² |  | GT097 | 1622 |  | W L Gore & Associates | Gore-Tex Dual Mesh | ePTFE | 1mm Thickness 20 x 30cm | 233234 | February 2013 |  | Changed Benefit.
03 - General Miscellaneous | 03.08 - CLOSURE DEVICES | 03.08.08 - PTFE/ePTFE Mesh | 03.08.08.03 - 401-600cm² | 2mm thickness | GT101 | 2430 |  | W L Gore & Associates | Gore-Tex Dual Mesh | ePTFE | 2mm Thickness 18 x 24cm | 233234 | February 2013 |  | Changed Suffix, Benefit.
03 - General Miscellaneous | 03.08 - CLOSURE DEVICES | 03.08.08 - PTFE/ePTFE Mesh | 03.08.08.03 - 401-600cm² | 2mm thickness | GT102 | 2430 |  | W L Gore & Associates | Gore-Tex Dual Mesh | ePTFE | 2mm Thickness 20 x 30cm | 233234 | February 2013 |  | Changed Suffix, Benefit.
03 - General Miscellaneous | 03.08 - CLOSURE DEVICES | 03.08.08 - PTFE/ePTFE Mesh | 03.08.08.03 - 401-600cm² | Coated | GT203 | 1823 |  | W L Gore & Associates | Dualmesh Plus Biomaterial | ePTFE | 18cm x 24cm x 1mm | 11169 | February 2013 |  | Changed Suffix, Benefit.
03 - General Miscellaneous | 03.08 - CLOSURE DEVICES | 03.08.08 - PTFE/ePTFE Mesh | 03.08.08.03 - 401-600cm² | Coated | GT204 | 1823 |  | W L Gore & Associates | Dualmesh Plus Biomaterial | ePTFE | 20cm x 30cm x 1mm | 11169 | February 2013 |  | Changed Suffix, Benefit.
03 - General Miscellaneous | 03.08 - CLOSURE DEVICES | 03.08.08 - PTFE/ePTFE Mesh | 03.08.08.03 - 401-600cm² | Coated, 2mm thickness | GT208 | 2952 |  | W L Gore & Associates | Dualmesh Plus Biomaterial | ePTFE, | 18cm x 24cm x 2mm | 11169 | February 2013 |  | Changed Suffix, Benefit.
03 - General Miscellaneous | 03.08 - CLOSURE DEVICES | 03.08.08 - PTFE/ePTFE Mesh | 03.08.08.03 - 401-600cm² | Coated, 2mm thickness | GT209 | 2952 |  | W L Gore & Associates | Dualmesh Plus Biomaterial | ePTFE, | 20cm x 30cm x 2mm | 11169 | February 2013 |  | Changed Suffix, Benefit.
03 - General Miscellaneous | 03.08 - CLOSURE DEVICES | 03.08.08 - PTFE/ePTFE Mesh | 03.08.08.04 - >600cm² |  | GT098 | 2960 |  | W L Gore & Associates | Gore-Tex Dual Mesh | ePTFE | 1mm Thickness Oval 26 x 34cm | 233234 | February 2013 |  | Changed Benefit.
03 - General Miscellaneous | 03.08 - CLOSURE DEVICES | 03.08.08 - PTFE/ePTFE Mesh | 03.08.08.04 - >600cm² | 2mm thickness | GT103 | 4440 |  | W L Gore & Associates | Gore-Tex Dual Mesh | ePTFE | 2mm Thickness Oval 26 x 34cm | 233234 | February 2013 |  | Changed Suffix, Benefit.
03 - General Miscellaneous | 03.08 - CLOSURE DEVICES | 03.08.08 - PTFE/ePTFE Mesh | 03.08.08.04 - >600cm² | Coated | GT205 | 3373 |  | W L Gore & Associates | Dualmesh Plus Biomaterial | ePTFE, oval | 26cm x 34cm x 1mm | 11169 | February 2013 |  | Changed Suffix, Benefit.
03 - General Miscellaneous | 03.08 - CLOSURE DEVICES | 03.08.08 - PTFE/ePTFE Mesh | 03.08.08.04 - >600cm² | Coated, 2mm thickness | GT210 | 5192 |  | W L Gore & Associates | Dualmesh Plus Biomaterial | ePTFE, oval | 26cm x 34cm x 2mm | 11169 | February 2013 |  | Changed Suffix, Benefit.
03 - General Miscellaneous | 03.08 - CLOSURE DEVICES | 03.08.09 - Plugs |  |  | AS068 | 263 |  | Medtronic Australasia Pty Ltd | Surgipro Non Absorbable Polypropylene Hernia Mate Plug System | Polypropylene | Medium and Large | 129777 | February 2013 |  | Changed Suffix, Benefit.
03 - General Miscellaneous | 03.08 - CLOSURE DEVICES | 03.08.09 - Plugs |  |  | AS124 | 263 |  | Medtronic Australasia Pty Ltd | Parietene-Monofilament Polypropylene mesh | Parietene-Monofilament Polypropylene mesh Plug and Patch | 06 x 12 cm | 125428 | February 2013 |  | Changed Suffix, Benefit.
03 - General Miscellaneous | 03.08 - CLOSURE DEVICES | 03.08.09 - Plugs |  |  | AS130 | 263 |  | Medtronic Australasia Pty Ltd | Parietex-Multifilament Polyester Mesh | Parietex-Multifilament Polyester Mesh Plug | 6 cm, 8 cm | 125428 | February 2013 |  | Changed Suffix, Benefit.
03 - General Miscellaneous | 03.08 - CLOSURE DEVICES | 03.08.09 - Plugs |  |  | BA061 | 263 |  | Bard Australia Pty Ltd | Bard Mesh | PerFix Plug | Small, Medium, Large | 24168 | February 2013 |  | Changed Suffix, Benefit.
03 - General Miscellaneous | 03.08 - CLOSURE DEVICES | 03.08.09 - Plugs |  |  | BB104 | 263 |  | B Braun Australia Pty Ltd | Premilene Mesh | Self Forming Plug | All sizes, small, medium, large | 138532 | February 2013 |  | Changed Suffix, Benefit.
03 - General Miscellaneous | 03.08 - CLOSURE DEVICES | 03.08.09 - Plugs |  |  | BB192 | 263 |  | B Braun Australia Pty Ltd | Premilene Mesh | Premilene Nonabsorbable Polypropylene Surgical Suture Material Low Profile. | Self-Forming Plug-Small, 5 pieces | 138532 | February 2013 |  | Changed Suffix, Benefit.
03 - General Miscellaneous | 03.08 - CLOSURE DEVICES | 03.08.09 - Plugs |  |  | BB193 | 263 |  | B Braun Australia Pty Ltd | Premilene Mesh | Premilene Nonabsorbable Polypropylene Surgical Suture Material Low Profile. | Self-Forming Plug-Medium, 5 pieces | 138532 | February 2013 |  | Changed Suffix, Benefit.
03 - General Miscellaneous | 03.08 - CLOSURE DEVICES | 03.08.09 - Plugs |  |  | BB194 | 263 |  | B Braun Australia Pty Ltd | Premilene Mesh | Premilene Nonabsorbable Polypropylene Surgical Suture Material Low Profile. | Self-Forming Plug-Large, 5 pieces | 138532 | February 2013 |  | Changed Suffix, Benefit.
03 - General Miscellaneous | 03.08 - CLOSURE DEVICES | 03.08.09 - Plugs |  |  | BB195 | 263 |  | B Braun Australia Pty Ltd | OPTILENE MESH | Polypropylene Mesh | Self-Forming Plug-Large, 5 pieces | 138532 | February 2013 |  | Changed Suffix, Benefit.
03 - General Miscellaneous | 03.08 - CLOSURE DEVICES | 03.08.09 - Plugs |  |  | JJ602 | 263 |  | Johnson & Johnson Medical Pty Ltd | ULTRAPRO Plug | Partially Absorbable Synthetic Surgical Mesh Device | Small- Onlay patch plug: 12cm x 7.5cm, 5cm rim diameter, 3cm anchor diameter; Medium- Onlay patch plug: 12cm x 7.5cm, 5cm rim diameter, 4cm anchor diameter; Large- Onlay patch plug: 12cm x 7.5cm, 5cm rim diameter, 5cm anchor diameter | 142608 | February 2013 |  | Changed Suffix, Benefit.
03 - General Miscellaneous | 03.08 - CLOSURE DEVICES | 03.08.09 - Plugs |  |  | MQ005 | 263 |  | Maquet Australia Pty Ltd | Atrium polypropolene mesh - surgical mesh | Polypropolene mesh plug | Small, Medium, Large and Extra Large | 98833 | February 2015 |  | Transferred from AC011
03 - General Miscellaneous | 03.08 - CLOSURE DEVICES | 03.08.09 - Plugs |  |  | MS043 | 263 |  | Medical Specialties Australasia Pty Ltd | TiPLUG/TiPATCH System | Titanized polypropylene composite. Prosthetic warp-knitted fabric made of monofilament polypropylene threads with an encapsulating titanic coating. | TiPLUG | 97288 | February 2013 |  | Changed Benefit.
03 - General Miscellaneous | 03.08 - CLOSURE DEVICES | 03.08.09 - Plugs |  | Anti-inflammatory | MQ014 | 1220 |  | Maquet Australia Pty Ltd | C-QUR Mesh Plug | Sterile, knitted polypropylene monofilament mesh material for tissue reinforcement with a coating derived from a biological oil composed of fatty acids, lipids and glycerides (BAO – Bioabsorbable Oil Coating) | Small, Med, Large, Extra Large | 163310 | February 2015 |  | Transferred from AC050
03 - General Miscellaneous | 03.08 - CLOSURE DEVICES | 03.08.09 - Plugs | 03.08.09.01 - Fistula Closure |  | WC243 | 1000 |  | WILLIAM A COOK AUSTRALIA PTY LTD | Surgisis Biodesign Anal Fistula Plug | Surgisis Biodesign Anal Fistula Plug is a small intestine submucosal porcine derived, rolled and shaped collagen matrix, non cross-linked, that signals the body and provides support for native tissue remodeling, healing and closure of anal fistulas | 0.6cm Width Tapering to 0.2cm Width x 9.5cm Length. Conical Shape | 153045 | February 2013 |  | Changed Suffix, Benefit.
03 - General Miscellaneous | 03.08 - CLOSURE DEVICES | 03.08.09 - Plugs | 03.08.09.01 - Fistula Closure |  | WC245 | 1000 |  | WILLIAM A COOK AUSTRALIA PTY LTD | Surgisis Biodesign Recto-Vaginal Fistula Plug | Small intestine submucous porcine collagen matrix, non-crosslinked, supports native tissue remodelling, healing and closure of recto-vaginal fistulas. Conical shape with attached button. | 2mm width x 5.5cm length; 4mm wide tapering to 2mm wide x 5.5cm length; 7mm wide tapering to 2mm wide x 5.5 length. | 153046, 230911 | February 2015 |  | Changed Benefit.
03 - General Miscellaneous | 03.08 - CLOSURE DEVICES | 03.08.10 - Anastomosis Clip |  |  | ER197 | 450 |  | Emergo Asia Pacific Pty Ltd | Anastoclips | Vessel Closure System (VCS) (8 and 15 cm shaft) | Small, Medium, Large, Extra Large | 120976 | August 2016 |  | Changed Description, Product Sub Group.
03 - General Miscellaneous | 03.08 - CLOSURE DEVICES | 03.08.10 - Anastomosis Clip |  |  | ER283 | 450 |  | Emergo Asia Pacific Pty Ltd | AnastoClip GC | AnastoClip GC | Medium Large Extra Large Medium, with long applier Large, with long applier Extra Large, with long applier | 278601 | August 2017 |  | Changed Size.
03 - General Miscellaneous | 03.08 - CLOSURE DEVICES | 03.08.11 - Dynamic Wound Closure Devices | 03.08.11.01 - Closure Set |  | MZ010 | 7000 |  | Medigroup Australia | ABRA Abdominal Wall Closure Set | Abdominal Wall Closure System, for primary closure of large full thickness retrated adbominal wounds. | For wounds up to 30cm long up 30cm across. | 181416 | February 2013 |  | New Listing
03 - General Miscellaneous | 03.08 - CLOSURE DEVICES | 03.08.11 - Dynamic Wound Closure Devices | 03.08.11.02 - Extension Kit |  | MZ011 | 2000 |  | Medigroup Australia | ABRA Abdominal Wall Closure Set (Extension Kit Only) | Extention Kit for use with ABRA Abdominal Wall Closure Set CWK08. Used when width or length of open abdomen exceeds 30cm. ABRA is for the primary closure of large full thickness retracted abdominal wounds | Extention Kit, used when wounds to be closed are larger than 30cm long and/or 30cm across. | 181416 | February 2013 |  | New Listing
03 - General Miscellaneous | 03.09 - BOWEL INCONTINENCE DEVICES | 03.09.01 - Inflatable | 03.09.01.01 - Pump |  | AM032 | 6432 |  | Boston Scientific Australia Pty Ltd | Acticon Artificial Bowel Sphincter Pump | Control Pump | One Size | 136597 | February 2012 |  | Changed Product Group, Product Sub Group, Benefit.
03 - General Miscellaneous | 03.09 - BOWEL INCONTINENCE DEVICES | 03.09.01 - Inflatable | 03.09.01.02 - Occlusive Cuff |  | AM002 | 3574 |  | Boston Scientific Australia Pty Ltd | Acticon Artificial Bowel Sphincter Cuff | Occlusive Cuff | 9, 10, 11, 12, 13, 14cm (available in both 2.0cm & 2.9cm widths) | 136597 | February 2012 |  | Changed Product Group, Product Sub Group, Benefit.
03 - General Miscellaneous | 03.09 - BOWEL INCONTINENCE DEVICES | 03.09.01 - Inflatable | 03.09.01.03 - Regulating Balloon |  | AM033 | 3500 |  | Boston Scientific Australia Pty Ltd | Acticon Artificial Bowel Sphincter Pressure Regulating Balloon | Pressure Regulating Balloon | 81-90cm, 91-100cm, 101-110cm, 111-120cm | 136597 | February 2012 |  | Changed Product Group, Product Sub Group, Benefit.
03 - General Miscellaneous | 03.09 - BOWEL INCONTINENCE DEVICES | 03.09.01 - Inflatable | 03.09.01.04 - Accessory Kit |  | AM034 | 689 |  | Boston Scientific Australia Pty Ltd | Acticon Artificial Bowel Sphincter Accessory Kit | Accessory Kit | One Size | 136597 | February 2012 |  | Changed Product Group, Product Sub Group, Benefit.
04 - Neurosurgical | 04.01 - ANEURYSM CLIPS | 04.01.01 - Aneurysm Clip |  |  | JJ134 | 258 |  | Johnson & Johnson Medical Pty Ltd | Aneurysm Clips | Stainless Steel clip, various shapes including mini | 2-20mm | 150097 | February 2012 |  | Changed Description, Size, Product Group, Benefit.
04 - Neurosurgical | 04.01 - ANEURYSM CLIPS | 04.01.01 - Aneurysm Clip |  |  | JJ155 | 258 |  | Johnson & Johnson Medical Pty Ltd | Aneurysm Clips | Stainless Steel, various shapes | 21-25mm length | 150097 | February 2012 |  | Changed Description, Size, Product Group, Benefit.
04 - Neurosurgical | 04.01 - ANEURYSM CLIPS | 04.01.01 - Aneurysm Clip |  |  | LH119 | 258 |  | Lifehealthcare Pty Ltd | Aneurism Clip - T2 | Sugita Clips, Titanium2. Slim, mini, curved and L-shape. | One Size Each | 100108 | February 2013 |  | Changed Product Name, Description.
04 - Neurosurgical | 04.01 - ANEURYSM CLIPS | 04.01.01 - Aneurysm Clip |  |  | LH147 | 258 |  | Lifehealthcare Pty Ltd | Aneurism Clip - T2 | Sugita Clips, Titanium 2. L-shape, bayoneted, slightly curved, curved. | One Size Each | 100108 | February 2013 |  | Changed Product Name, Description.
04 - Neurosurgical | 04.01 - ANEURYSM CLIPS | 04.01.01 - Aneurysm Clip |  |  | LH148 | 258 |  | Lifehealthcare Pty Ltd | Aneurism Clip - T2 | Sugita Clips, Titanium 2. Mini, temp, straight. | One Size Each | 100108 | February 2013 |  | Changed Product Name, Description.
04 - Neurosurgical | 04.01 - ANEURYSM CLIPS | 04.01.01 - Aneurysm Clip |  |  | LH170 | 258 |  | Lifehealthcare Pty Ltd | Aneurism Clip - T1 | Sugita Clips, Titanium 1. Titanium alloy (Ti-6AI-4V) | One Size Each | 100108 | February 2013 |  | Changed Product Name, Description.
04 - Neurosurgical | 04.01 - ANEURYSM CLIPS | 04.01.01 - Aneurysm Clip |  |  | LH494 | 258 |  | Lifehealthcare Pty Ltd | Aneurism Clip - Elgiloy | Sugita Clips, Elgiloy. Cobalt Chrome alloy. | One size each | 100108 | February 2013 |  | Compressed from LH116, LH117, LH118, LH149, LH150, LH151, LH152, LH153, LH154, LH156, LH157, LH158, LH159, LH160, LH161, LH162, LH163, LH164, LH165, LH166, LH167, LH168, LH169, LH171
04 - Neurosurgical | 04.01 - ANEURYSM CLIPS | 04.01.01 - Aneurysm Clip |  | Complex | BB290 | 378 |  | B Braun Australia Pty Ltd | T-Bar Yasargil Aneurysm Clip | T-Bar Yarsargil Aneurysm Clip, Titanium, Permanent Standard Fenestrated | 5mm-9mm, 45 Deg | 123979 | February 2012 |  | Changed Product Group, Suffix, Benefit.
04 - Neurosurgical | 04.01 - ANEURYSM CLIPS | 04.01.01 - Aneurysm Clip |  | Complex | BB291 | 378 |  | B Braun Australia Pty Ltd | T-Bar Yasargil Aneurysm Clip | T-Bar Yarsargil Aneurysm Clip, Titanium, Permanent Standard Fenestrated | 5mm-13mm, 90 Deg | 123979 | February 2012 |  | Changed Product Group, Suffix, Benefit.
04 - Neurosurgical | 04.01 - ANEURYSM CLIPS | 04.01.01 - Aneurysm Clip |  | Complex | BB292 | 378 |  | B Braun Australia Pty Ltd | T-Bar Yasargil Aneurysm Clip | T-Bar Yarsargil Aneurysm Clip, Pyhnox Cobalt Alloy, Permanent Standard Fenestrated | 5mm-9mm, 45 Deg | 123979 | February 2012 |  | Changed Product Group, Suffix, Benefit.
04 - Neurosurgical | 04.01 - ANEURYSM CLIPS | 04.01.01 - Aneurysm Clip |  | Complex | BB293 | 378 |  | B Braun Australia Pty Ltd | T-Bar Yasargil Aneurysm Clip | T-Bar Yarsargil Aneurysm Clip, Pyhnox Cobalt Alloy, Permanent Standard Fenestrated | 5mm-13mm, 90 Deg | 123979 | February 2012 |  | Changed Product Group, Suffix, Benefit.
04 - Neurosurgical | 04.01 - ANEURYSM CLIPS | 04.01.01 - Aneurysm Clip |  | Complex | JJ131 | 378 |  | Johnson & Johnson Medical Pty Ltd | Aneurysm Clips | Stainless steel Graft Clip (with teflon graft) | Blade 2-5mm diameter, 3-7mm length | 150172 | February 2012 |  | Changed Product Group, Suffix, Benefit.
04 - Neurosurgical | 04.01 - ANEURYSM CLIPS | 04.01.01 - Aneurysm Clip |  | Complex | JJ141 | 378 |  | Johnson & Johnson Medical Pty Ltd | Aneurysm Clips | Fenestrated Clips | Length 21-25mm | 150097 | February 2012 |  | Changed Description, Size, Product Group, Suffix, Benefit.
04 - Neurosurgical | 04.01 - ANEURYSM CLIPS | 04.01.01 - Aneurysm Clip |  | Complex | JJ142 | 378 |  | Johnson & Johnson Medical Pty Ltd | Aneurysm Clips | Fenestrated Clips | Length 6-21mm | 150097 | February 2012 |  | Changed Description, Size, Product Group, Suffix, Benefit.
04 - Neurosurgical | 04.01 - ANEURYSM CLIPS | 04.01.01 - Aneurysm Clip |  | Complex | LH294 | 378 |  | Lifehealthcare Pty Ltd | Aneurism Clip - T2 | Sugita Clips, Titanium 2, Fenestrated and Crankshaft. | One size each | 100120 | February 2013 |  | Changed Product Name, Description, Size, Suffix, Benefit.
04 - Neurosurgical | 04.01 - ANEURYSM CLIPS | 04.01.01 - Aneurysm Clip |  |  | BB108 | 258 |  | B Braun Australia Pty Ltd | Aneurysm Clip | Aneurysm clip | All sizes | 138333 | August 2015 |  | Changed Description, Size, Product Sub Group.
04 - Neurosurgical | 04.01 - ANEURYSM CLIPS | 04.01.02 - AVM Clip |  |  | BB218 | 270 |  | B Braun Australia Pty Ltd | Kopitnik Microneurosurgical AVM Clips | Composition: Phynox (Cobalt-base-alloy) | 2mm, 3mm, 4mm, 5mm - straight. 2mm, 3mm, 4mm, 5mm - curved. | 101731 | February 2012 |  | Changed Product Group, Benefit.
04 - Neurosurgical | 04.01 - ANEURYSM CLIPS | 04.01.02 - AVM Clip |  |  | JJ130 | 270 |  | Johnson & Johnson Medical Pty Ltd | Aneurysm Clips | Stainless steel alloy AVM Micro Clip | Blade length 1-5mm | 150175 | February 2012 |  | Changed Size, Product Group, Benefit.
04 - Neurosurgical | 04.01 - ANEURYSM CLIPS | 04.01.02 - AVM Clip |  |  | LH155 | 270 |  | Lifehealthcare Pty Ltd | Sugita Microneurosurgical AVM Clips | Composition: Cobalt-Chromium-molybdenum based alloy | One Size Each | 100108 | February 2013 |  | Changed Product Name, Description, Product Group, Benefit.
04 - Neurosurgical | 04.02 - DURA DEFECT REPAIR | 04.02.01 - Repair, Graft, Small (≤10cm²) |  |  | BB118 | 72 |  | B Braun Australia Pty Ltd | Neuropatch Dura Substitute | Polyurethane | 1.5 x 3cm | 138310 | February 2012 |  | Changed Product Group, Benefit.
04 - Neurosurgical | 04.02 - DURA DEFECT REPAIR | 04.02.01 - Repair, Graft, Small (≤10cm²) |  | Biological | IG038 | 360 |  | Integra Neurosciences Pty Ltd | DuraGen | Collagen dural graft matrix | 2.5cm x 2.5cm | 158829 | February 2012 |  | Changed Product Group, Suffix, Benefit.
04 - Neurosurgical | 04.02 - DURA DEFECT REPAIR | 04.02.01 - Repair, Graft, Small (≤10cm²) |  | Biological | IG039 | 360 |  | Integra Neurosciences Pty Ltd | DuraGen Plus | Collagen dural graft matrix | 2.5cm x 2.5cm | 158825 | February 2012 |  | Changed Product Group, Suffix, Benefit.
04 - Neurosurgical | 04.02 - DURA DEFECT REPAIR | 04.02.01 - Repair, Graft, Small (≤10cm²) |  | Biological | JJ740 | 360 |  | Johnson & Johnson Medical Pty Ltd | Duraform Dural Graft Implant - 1" x 1" (2.5x2.5cm) | Collagen-based dural graft implant | 1'x1' (2.5x2.5cm) | 151908 | February 2012 |  | Changed Product Group, Benefit.
04 - Neurosurgical | 04.02 - DURA DEFECT REPAIR | 04.02.01 - Repair, Graft, Small (≤10cm²) |  | Biological | MC750 | 360 |  | Medtronic Australasia Pty Ltd | Durepair | Dura Substitute, Collagen | 1" x 1" | 134482 | February 2012 |  | Changed Product Group, Benefit.
04 - Neurosurgical | 04.02 - DURA DEFECT REPAIR | 04.02.01 - Repair, Graft, Small (≤10cm²) |  | Biological | SK492 | 360 |  | Stryker Australia Pty Ltd | DuraMatrix | Resorbable Collagen Dura Substitute Membrane | 1" x 1" (2.5cm x 2.5cm) | 154606 | February 2012 |  | Changed Product Group, Benefit.
04 - Neurosurgical | 04.02 - DURA DEFECT REPAIR | 04.02.01 - Repair, Graft, Small (≤10cm²) |  | Biological | BB356 | 360 |  | B Braun Australia Pty Ltd | Lyoplant Onlay | Biological Onlay & Suturable Dura Substitute | 2.5 x 2.5cm | 264832 | August 2016 |  | New Listing
04 - Neurosurgical | 04.02 - DURA DEFECT REPAIR | 04.02.02 - Repair, Graft, Medium (>10 to 50cm²) |  | Biological | IG040 | 545 |  | Integra Neurosciences Pty Ltd | DuraGen | Collagen dural graft matrix | 2.5cm x 7.5cm | 158829 | February 2012 |  | Changed Product Group, Suffix, Benefit.
04 - Neurosurgical | 04.02 - DURA DEFECT REPAIR | 04.02.02 - Repair, Graft, Medium (>10 to 50cm²) |  | Biological | IG041 | 545 |  | Integra Neurosciences Pty Ltd | DuraGen Plus | Collagen dural graft matrix | 2.5cm x 7.5cm | 158825 | February 2012 |  | Changed Product Group, Suffix, Benefit.
04 - Neurosurgical | 04.02 - DURA DEFECT REPAIR | 04.02.02 - Repair, Graft, Medium (>10 to 50cm²) |  | Biological | IG042 | 545 |  | Integra Neurosciences Pty Ltd | DuraGen Suturable | Collagen dural graft matrix | 2.5cm x 7.5cm | 158826 | February 2012 |  | Changed Product Group, Suffix, Benefit.
04 - Neurosurgical | 04.02 - DURA DEFECT REPAIR | 04.02.02 - Repair, Graft, Medium (>10 to 50cm²) |  | Biological | IG043 | 545 |  | Integra Neurosciences Pty Ltd | DuraGen | Collagen dural graft matrix | 5cm x 5cm | 158829 | February 2012 |  | Changed Product Group, Suffix, Benefit.
04 - Neurosurgical | 04.02 - DURA DEFECT REPAIR | 04.02.02 - Repair, Graft, Medium (>10 to 50cm²) |  | Biological | IG044 | 545 |  | Integra Neurosciences Pty Ltd | DuraGen Plus | Collagen dural graft matrix | 5cm x 5cm | 158825 | February 2012 |  | Changed Product Group, Suffix, Benefit.
04 - Neurosurgical | 04.02 - DURA DEFECT REPAIR | 04.02.02 - Repair, Graft, Medium (>10 to 50cm²) |  | Biological | IG045 | 545 |  | Integra Neurosciences Pty Ltd | DuraGen Suturable | Collagen dural graft matrix | 5cm x 5cm | 158826 | February 2012 |  | Changed Product Group, Suffix, Benefit.
04 - Neurosurgical | 04.02 - DURA DEFECT REPAIR | 04.02.02 - Repair, Graft, Medium (>10 to 50cm²) |  | Biological | JJ860 | 545 |  | Johnson & Johnson Medical Pty Ltd | Duraform | Collagen-based dural graft implant | 2.5 x 7.5cm (1" x 3") to 5 x 5cm (2" x 2") | 151908 | February 2012 |  | Compressed from JJ741, JJ742
04 - Neurosurgical | 04.02 - DURA DEFECT REPAIR | 04.02.02 - Repair, Graft, Medium (>10 to 50cm²) |  | Biological | MI081 | 545 |  | Medtronic Australasia Pty Ltd | Durepair | Dura Substitute, Collagen | 1"-2" x 2"-3" | 134482 | February 2013 |  | Compressed from MC751, MC752
04 - Neurosurgical | 04.02 - DURA DEFECT REPAIR | 04.02.02 - Repair, Graft, Medium (>10 to 50cm²) |  | Biological | SK493 | 545 |  | Stryker Australia Pty Ltd | DuraMatrix | Resorbable Collagen Dura Substitute Membrane | 1" x 3" (2.5cm x 7.5cm) | 154606 | February 2012 |  | Changed Product Group, Benefit.
04 - Neurosurgical | 04.02 - DURA DEFECT REPAIR | 04.02.02 - Repair, Graft, Medium (>10 to 50cm²) |  | Biological | SK496 | 545 |  | Stryker Australia Pty Ltd | DuraMatrix | Resorbable Collagen Dura Substitute Membrane | 2" x 2" (5cm x 5cm) | 154606 | February 2012 |  | Changed Product Group, Benefit.
04 - Neurosurgical | 04.02 - DURA DEFECT REPAIR | 04.02.02 - Repair, Graft, Medium (>10 to 50cm²) |  |  | BB363 | 472 |  | B Braun Australia Pty Ltd | Neuropatch Dura Substitute | Polyurethane | Medium | 138310 | February 2017 |  | Compressed from BB114, BB115, BB116, BB117
04 - Neurosurgical | 04.02 - DURA DEFECT REPAIR | 04.02.02 - Repair, Graft, Medium (>10 to 50cm²) |  | Biological | BB357 | 545 |  | B Braun Australia Pty Ltd | Lyoplant Onlay | Biological Onlay & Suturable Dura Substitute | 5 x 5cm and 2.5 x 7.5cm | 264832 | August 2016 |  | New Listing
04 - Neurosurgical | 04.02 - DURA DEFECT REPAIR | 04.02.03 - Repair, Graft, Large (>50 to 100cm²) |  | Biological | IG046 | 1120 |  | Integra Neurosciences Pty Ltd | DuraGen | Collagen dural graft matrix | 7.5cm x 7.5cm | 158829 | February 2012 |  | Changed Product Group, Suffix, Benefit.
04 - Neurosurgical | 04.02 - DURA DEFECT REPAIR | 04.02.03 - Repair, Graft, Large (>50 to 100cm²) |  | Biological | IG047 | 1120 |  | Integra Neurosciences Pty Ltd | DuraGen Plus | Collagen dural graft matrix | 7.5cm x 7.5cm | 158825 | February 2012 |  | Changed Product Group, Suffix, Benefit.
04 - Neurosurgical | 04.02 - DURA DEFECT REPAIR | 04.02.03 - Repair, Graft, Large (>50 to 100cm²) |  | Biological | IG048 | 1120 |  | Integra Neurosciences Pty Ltd | DuraGen Suturable | Collagen dural graft matrix | 7.5cm x 7.5cm | 158826 | February 2012 |  | Changed Product Group, Suffix, Benefit.
04 - Neurosurgical | 04.02 - DURA DEFECT REPAIR | 04.02.03 - Repair, Graft, Large (>50 to 100cm²) |  | Biological | JJ743 | 1120 |  | Johnson & Johnson Medical Pty Ltd | Duraform Dural Graft Implant - 3" x 3" (7.5 x 7.5cm) | Collagen-based dural graft implant | 3" x 3" (7.5 x 7.5cm) | 151908 | February 2012 |  | Changed Product Group, Benefit.
04 - Neurosurgical | 04.02 - DURA DEFECT REPAIR | 04.02.03 - Repair, Graft, Large (>50 to 100cm²) |  | Biological | MC753 | 1120 |  | Medtronic Australasia Pty Ltd | Durepair | Dura Substitute, Collagen | 3" x 3" | 134482 | February 2012 |  | Changed Product Group, Benefit.
04 - Neurosurgical | 04.02 - DURA DEFECT REPAIR | 04.02.03 - Repair, Graft, Large (>50 to 100cm²) |  | Biological | SK495 | 1120 |  | Stryker Australia Pty Ltd | Dura Matrix | Resorbable Collagen Dura Substitute Membrane | 3" x 3" (7.5cm x 7.5cm) | 154606 | February 2012 |  | Changed Product Group, Benefit.
04 - Neurosurgical | 04.02 - DURA DEFECT REPAIR | 04.02.03 - Repair, Graft, Large (>50 to 100cm²) |  |  | BB113 | 785 |  | B Braun Australia Pty Ltd | Neuropatch Dura Substitute | Polyurethane | Large | 138310 | February 2017 |  | Changed Size, Product Sub Group.
04 - Neurosurgical | 04.02 - DURA DEFECT REPAIR | 04.02.03 - Repair, Graft, Large (>50 to 100cm²) |  | Biological | BB358 | 1120 |  | B Braun Australia Pty Ltd | Lyoplant Onlay | Biological Onlay & Suturable Dura Substitute | 7.5 x 7.5cm | 264832 | August 2016 |  | New Listing
04 - Neurosurgical | 04.02 - DURA DEFECT REPAIR | 04.02.04 - Repair, Graft, Extra Large (>100cm²) |  |  | BB015 | 655 |  | B Braun Australia Pty Ltd | Neuro-Patch | Polyesterurethane | 12 x 14cm | 138310 | February 2012 |  | Changed Product Group, Benefit.
04 - Neurosurgical | 04.02 - DURA DEFECT REPAIR | 04.02.04 - Repair, Graft, Extra Large (>100cm²) |  | Biological | IG049 | 1890 |  | Integra Neurosciences Pty Ltd | DuraGen | Collagen Dural graft matrix | 10cm x 12.5cm | 158829 | February 2012 |  | Changed Product Group, Suffix, Benefit.
04 - Neurosurgical | 04.02 - DURA DEFECT REPAIR | 04.02.04 - Repair, Graft, Extra Large (>100cm²) |  | Biological | IG051 | 1890 |  | Integra Neurosciences Pty Ltd | DuraGen Suturable | Collagen dural graft matrix | 10cm x 12.5cm | 158826 | February 2012 |  | Changed Product Group, Suffix, Benefit.
04 - Neurosurgical | 04.02 - DURA DEFECT REPAIR | 04.02.04 - Repair, Graft, Extra Large (>100cm²) |  | Biological | IG059 | 1890 |  | Integra Neurosciences Pty Ltd | DURAGEN PLUS | Collagen Dural Graft Matrix | 10cm x 12.5cm | 158825 | February 2012 |  | Changed Product Group, Suffix, Benefit.
04 - Neurosurgical | 04.02 - DURA DEFECT REPAIR | 04.02.04 - Repair, Graft, Extra Large (>100cm²) |  | Biological | IG060 | 1890 |  | Integra Neurosciences Pty Ltd | DURAGEN PLUS | Collagen Dural Graft Matrix | 12.5cm x 17.5cm | 158825 | February 2012 |  | Changed Product Group, Suffix, Benefit.
04 - Neurosurgical | 04.02 - DURA DEFECT REPAIR | 04.02.04 - Repair, Graft, Extra Large (>100cm²) |  | Biological | JJ744 | 1890 |  | Johnson & Johnson Medical Pty Ltd | Duraform Dural Graft Implant - 4" x 5" (10x12.5cm) | Collagen-based dural graft implant | 4" x 5" (10x12.5cm) | 151908 | February 2012 |  | Changed Product Group, Benefit.
04 - Neurosurgical | 04.02 - DURA DEFECT REPAIR | 04.02.04 - Repair, Graft, Extra Large (>100cm²) |  | Biological | MC754 | 1890 |  | Medtronic Australasia Pty Ltd | Durepair | Dura Substitute, Collagen | 4" x 5" | 134482 | February 2012 |  | Changed Product Group, Benefit.
04 - Neurosurgical | 04.02 - DURA DEFECT REPAIR | 04.02.04 - Repair, Graft, Extra Large (>100cm²) |  | Biological | SK494 | 1890 |  | Stryker Australia Pty Ltd | DuraMatrix | Resorbable Collagen Dura Substitute Membrane | 4" x 5" (10cm x 12.5cm) | 154606 | February 2012 |  | Changed Product Group, Benefit.
04 - Neurosurgical | 04.02 - DURA DEFECT REPAIR | 04.02.04 - Repair, Graft, Extra Large (>100cm²) |  | Biological | BB359 | 1890 |  | B Braun Australia Pty Ltd | Lyoplant Onlay | Biological Onlay & Suturable Dura Substitute | 10 x 12.5cm | 264832 | August 2016 |  | New Listing
04 - Neurosurgical | 04.02 - DURA DEFECT REPAIR | 04.02.05 - Repair, Liquid Sealant (0 to 3ml) |  |  | IG142 | 800 |  | Integra Neurosciences Pty Ltd | DuraSeal Xact Spinal Dural Sealant | Xact Dural Sealant for spine. Packaged in sterile single use disposable tray. | 3ml | 233759 | August 2017 |  | Changed Description, Size.
04 - Neurosurgical | 04.02 - DURA DEFECT REPAIR | 04.02.05 - Repair, Liquid Sealant (0 to 3ml) |  |  | MN202 | 800 |  | Johnson & Johnson Medical Pty Ltd | Evicel | Dural sealant | 0 to 3ml | 266221 | February 2017 |  | New Listing
04 - Neurosurgical | 04.02 - DURA DEFECT REPAIR | 04.02.06 - Repair, Liquid Sealant (>3 to 6ml) |  |  | LH523 | 835 |  | Lifehealthcare Pty Ltd | ADHERUS Dural Sealant | Dural sealant | 6ml | 167094 | August 2014 |  | Transferred from MB007
04 - Neurosurgical | 04.02 - DURA DEFECT REPAIR | 04.02.06 - Repair, Liquid Sealant (>3 to 6ml) |  |  | LH525 | 835 |  | Lifehealthcare Pty Ltd | Adherus AutoSpray | Hydrogel sealant with automatic applicator. | 6mL | 202972 | August 2014 |  | Transferred from MB019
04 - Neurosurgical | 04.02 - DURA DEFECT REPAIR | 04.02.06 - Repair, Liquid Sealant (>3 to 6ml) |  |  | IG141 | 835 |  | Integra Neurosciences Pty Ltd | Duraseal Dural Sealant | DuraSeal is a Synthetic, absorbable, Polyethylene Glycon, hydrogel sealant used as an adjunct to sutured dural repair to achieve watertight closure. | 5ml of hydrogel sealant | 233618 | August 2014 |  | Transferred from AS180
04 - Neurosurgical | 04.02 - DURA DEFECT REPAIR | 04.02.06 - Repair, Liquid Sealant (>3 to 6ml) |  |  | MN203 | 835 |  | Johnson & Johnson Medical Pty Ltd | Evicel | Dural sealant | >3 to 6ml | 181318 | February 2017 |  | New Listing
04 - Neurosurgical | 04.03 - HYDROCEPHALUS DEVICES | 04.03.01 - Valves | 04.03.01.01 - Valve, Externally Adjustable |  | JJ158 | 2020 |  | Johnson & Johnson Medical Pty Ltd | Hakim Programmable Valve System | Valve only | One size only | 149291 | February 2013 |  | Changed Suffix, Benefit.
04 - Neurosurgical | 04.03 - HYDROCEPHALUS DEVICES | 04.03.01 - Valves | 04.03.01.01 - Valve, Externally Adjustable | Antisyphon function, Coating, Distal catheter, Proximal catheter, Reservoir/Priming function | MC641 | 3310 |  | Medtronic Australasia Pty Ltd | Strata Valve Unitised with Bioglide PSM range | CSF Flow Valve. Polypropylene and acetal plastic base. Silicone elastomer dome. | One size only | 145337 | February 2012 |  | Changed Product Group, Product Sub Group, Suffix, Benefit.
04 - Neurosurgical | 04.03 - HYDROCEPHALUS DEVICES | 04.03.01 - Valves | 04.03.01.01 - Valve, Externally Adjustable | Antisyphon function, Coating, Distal catheter, Reservoir/Priming function | MC642 | 3165 |  | Medtronic Australasia Pty Ltd | Strata Valve Assembly with Bioglide PSM range | CSF Flow Valves. Polypropylene and acetal plastic base. Silicone elastomer dome. | One size | 169061 | February 2012 |  | Changed Product Group, Product Sub Group, Suffix, Benefit.
04 - Neurosurgical | 04.03 - HYDROCEPHALUS DEVICES | 04.03.01 - Valves | 04.03.01.01 - Valve, Externally Adjustable | Antisyphon function, Coating, Reservoir/Priming function | MI019 | 2980 |  | Medtronic Australasia Pty Ltd | Strata Valve with Bioglide | Adjustable CSF Valve with five symmetric performance level steps, surface of valve bonded with hydrogel | 13-16mm x 35-47mm | 129681 | February 2012 |  | Changed Product Group, Product Sub Group, Suffix, Benefit.
04 - Neurosurgical | 04.03 - HYDROCEPHALUS DEVICES | 04.03.01 - Valves | 04.03.01.01 - Valve, Externally Adjustable | Antisyphon function, Distal catheter, Proximal catheter, Reservoir/Priming function | BB337 | 3200 |  | B Braun Australia Pty Ltd | Miethke proGAV Shunt System | Shunt system containing an adjustable valve with a gravitational unit, a distal catheter, a ventricular catheter and a reservoir. | Adjustable valve: diameter 18mm, opening pressure 0-20 cmH2O, height 4.5mm. Gravitational unit: length 14.9mm, height 4.6mm, opening pressure 0-35 cmH2O. Distal catheter: length 1200mm, inside diameter 1200mm, inside diameter 1.2mm, outside diameter 2.5mm. Reservoir: diameter 14/20mm. Ventricular catheter: 180/250mm. | 181718 | August 2014 |  | Changed Description, Size.
04 - Neurosurgical | 04.03 - HYDROCEPHALUS DEVICES | 04.03.01 - Valves | 04.03.01.01 - Valve, Externally Adjustable | Antisyphon function, Distal catheter, Proximal catheter, Reservoir/Priming function | JJ219 | 3200 |  | Johnson & Johnson Medical Pty Ltd | Hakim Programmable Valve System | Fixed pressure hydrocephalus shunt, packaged sterile, stainless steel and ruby valve mechanism, silicone rubber ventricular and peritoneal catheters. In line or right angled with reservoir. Valve can be reprogrammed non-invasively 18 pressure settings a | One size only | 140904, 149291 | February 2012 |  | Changed Product Group, Product Sub Group, Suffix, Benefit.
04 - Neurosurgical | 04.03 - HYDROCEPHALUS DEVICES | 04.03.01 - Valves | 04.03.01.01 - Valve, Externally Adjustable | Antisyphon function, Distal catheter, Proximal catheter, Reservoir/Priming function | MC640 | 3200 |  | Medtronic Australasia Pty Ltd | Strata Shunt, Unitised | Adjustable CSF valve with five symmetric performance level steps. Includes strata valve, pre-attached ventricular catheter, and a pre-attached peritoneal catheter. Right Angle Clip. Disposable Quick Release Ventricular Catheter Introducer. Disposable Sub | 8-13.5cm x 9-120cm | 129681, 145335 | February 2012 |  | Changed Product Group, Product Sub Group, Suffix, Benefit.
04 - Neurosurgical | 04.03 - HYDROCEPHALUS DEVICES | 04.03.01 - Valves | 04.03.01.01 - Valve, Externally Adjustable | Antisyphon function, Distal catheter, Reservoir/Priming function | BB335 | 3055 |  | B Braun Australia Pty Ltd | Miethke proGAV with distal catheter | Adjustable valve with a gravitational unit and a distal catheter | Adjustable valve: diameter 18mm, opening pressure 0-20 cmH2O, height 4.5mm Gravitational unit: length 14.9mm, height 4.6mm, opening pressure 0-35 cm H2O Distal catheter: length 1200mm, inside diameter 1.2mm, outside diameter 2.5mm | 181718 | August 2014 |  | Changed Description, Size.
04 - Neurosurgical | 04.03 - HYDROCEPHALUS DEVICES | 04.03.01 - Valves | 04.03.01.01 - Valve, Externally Adjustable | Antisyphon function, Distal catheter, Reservoir/Priming function | BB338 | 3055 |  | B Braun Australia Pty Ltd | Miethke proGAV with pre-attached reservoir | Shunt system containing an adjustable valve with a gravitational unit and a reservoir. | Adjustable valve: diameter 18mm, opening pressure 0-20 cmH20, height 4.5mm. Gravitational unit: length 14.9mm, height 4.6mm, opening pressure 0-35 cmH2O Reservoir: diameter 14/20mm. | 181718 | August 2014 |  | Changed Description, Size.
04 - Neurosurgical | 04.03 - HYDROCEPHALUS DEVICES | 04.03.01 - Valves | 04.03.01.01 - Valve, Externally Adjustable | Antisyphon function, Distal catheter, Reservoir/Priming function | BB339 | 3055 |  | B Braun Australia Pty Ltd | Miethke proSA with differential pressure unit (miniNAV) and distal catheter | proSA is an adjustable gravitational unit for the treatment of hydracephalus. The proSA valve can be combined with any differential pressure valve. miniNAV is a very small differential pressure unit, which is often used with proSA. The valves are made from titanium and are MR safe up to 3 tesla. The distal catheter is made of silicone. | Adjustable gravitational unit: height 4.5mm, diameter 18mm, opening pressure 0-40 cmH2O. Differential pressure unit (miniNAV): length 14.7mm, diameter 2.8mm. Distal catheter: length 1200mm, inside diameter 1.2mm, outside diameter 2.5mm. | 181718 | February 2014 |  | New Listing
04 - Neurosurgical | 04.03 - HYDROCEPHALUS DEVICES | 04.03.01 - Valves | 04.03.01.01 - Valve, Externally Adjustable | Antisyphon function, Distal catheter, Reservoir/Priming function | MI086 | 3055 |  | Medtronic Australasia Pty Ltd | Strata Shunt Assembly | Assembly: Strata Shunt, Strata Burr Hole Shunt, Strata Snap Shunt. Adjustable CSF Valve with five symmetric performance level steps, includes integral (distal) peritoneal catheter. | 90-120cm, 35-50mm | 129681, 134740, 169061 | February 2013 |  | Compressed from MC652, MC972, MI020
04 - Neurosurgical | 04.03 - HYDROCEPHALUS DEVICES | 04.03.01 - Valves | 04.03.01.01 - Valve, Externally Adjustable | Antisyphon function, Reservoir/Priming function | BB332 | 2870 |  | B Braun Australia Pty Ltd | Miethke proGAV | Adjustable valve with intergrated gravitational unit. Titanium, MR safe up to 3 tesla. | Adjustable valve: Diameter 18mm, Opening pressure 0-20 cmH2O, Height 4.5mm. Gravitational unit: Length 14.9mm, Height 4.6mm. | 181718 | August 2014 |  | Changed Description, Size.
04 - Neurosurgical | 04.03 - HYDROCEPHALUS DEVICES | 04.03.01 - Valves | 04.03.01.01 - Valve, Externally Adjustable | Antisyphon function, Reservoir/Priming function | BB340 | 2870 |  | B Braun Australia Pty Ltd | Miethke proSA with differential pressure unit (miniNAV) | proSA is an adjustable gravitational unit for the treatment of hydrocephalus. The proSA valve can be combined with any differential pressure valve. miniNAV is a very small differential pressure unit, which is often used with proSA. The valves are made from titanium and are MR safe up to 3 tesla. | Adjustable gravitational unit: height 4.5mm, diameter 18mm, opening pressure 0-40 cmH2O. Differential pressure unit (miniNAV): length 14.7mm, diameter 2.8mm. | 181718 | February 2014 |  | New Listing
04 - Neurosurgical | 04.03 - HYDROCEPHALUS DEVICES | 04.03.01 - Valves | 04.03.01.01 - Valve, Externally Adjustable | Antisyphon function, Reservoir/Priming function | JJ437 | 2870 |  | Johnson & Johnson Medical Pty Ltd | Codman Hakim Programmable Valves with Siphonguard | 18 different pressure settings and SIPHONGUARD technology | One Size Only | 140904 | February 2012 |  | Changed Product Group, Product Sub Group, Suffix, Benefit.
04 - Neurosurgical | 04.03 - HYDROCEPHALUS DEVICES | 04.03.01 - Valves | 04.03.01.01 - Valve, Externally Adjustable | Antisyphon function, Reservoir/Priming function | MI087 | 2870 |  | Medtronic Australasia Pty Ltd | Strata Valve | Strata Valve, Strata Burr Hole Valve,. Adjustable CSF Valve with five symmetric performance level steps. | 13-20mm x 35-50mm | 129681, 169054 | February 2013 |  | Compressed from MC970, MI021
04 - Neurosurgical | 04.03 - HYDROCEPHALUS DEVICES | 04.03.01 - Valves | 04.03.01.01 - Valve, Externally Adjustable | Antisyphon function, Reservoir/Priming function | MI190 | 2870 |  | Medtronic Australasia Pty Ltd | StrataMR Valve | Adjustable CSF Valve with five symmetric performance level steps | Small, Regular | 129681 | February 2016 |  | New Listing
04 - Neurosurgical | 04.03 - HYDROCEPHALUS DEVICES | 04.03.01 - Valves | 04.03.01.01 - Valve, Externally Adjustable | Antisyphon function, Reservoir/Priming function | MN109 | 2870 |  | Johnson & Johnson Medical Pty Ltd | Codman Certas Programmable Valve - with Reservoir and Siphonguard | Programmable valve with Reservoir and Siphonguard | 30-210mmH2O | 190248 | February 2012 |  | New Listing
04 - Neurosurgical | 04.03 - HYDROCEPHALUS DEVICES | 04.03.01 - Valves | 04.03.01.01 - Valve, Externally Adjustable | Antisyphon, Distal catheter, Reservoir/Priming function | MN110 | 3055 |  | Johnson & Johnson Medical Pty Ltd | Codman Certas Programmable Valve - with Reservoir, Siphonguard and catheter | Programmable valve with reservoir, siphonguard and catheters | 30-210mmH2O | 186233, 186235 | February 2012 |  | New Listing
04 - Neurosurgical | 04.03 - HYDROCEPHALUS DEVICES | 04.03.01 - Valves | 04.03.01.01 - Valve, Externally Adjustable | Distal catheter, Lumboperitoneal, Proximal catheter, Reservoir/Priming function | MI080 | 3030 |  | Medtronic Australasia Pty Ltd | Strata NSC LP Shunt Kit | Strata NSC LP Shunt Kit with Lumbar Catheter and Peritoneal Catheter, Small Lumen | One size only | 165018 | February 2013 |  | Compressed from MC961, MC965, MC971
04 - Neurosurgical | 04.03 - HYDROCEPHALUS DEVICES | 04.03.01 - Valves | 04.03.01.01 - Valve, Externally Adjustable | Distal catheter, Proximal catheter, Reservoir/Priming function | JJ159 | 2700 |  | Johnson & Johnson Medical Pty Ltd | Hakim Programmable Valve System | Standard system. Silicone casing with catheter; stainless steel ruby ball in cone mechanism with variable pressure | Peritoneal Catheter length 80 cm, Ventricular catheter length 14 cm | 149291 | February 2012 |  | Changed Product Group, Product Sub Group, Suffix, Benefit.
04 - Neurosurgical | 04.03 - HYDROCEPHALUS DEVICES | 04.03.01 - Valves | 04.03.01.01 - Valve, Externally Adjustable | Distal catheter, Proximal catheter, Reservoir/Priming function | MC645 | 2700 |  | Medtronic Australasia Pty Ltd | Strata Valve Unitised NSC (non siphon control) PSM range | Adjustable CSF valve with five symmetric performance level steps. Includes a strata valve, pre-attached ventricular catheter, and a pre-attached peritoneal catheter. Right Angle Clip. Disposable Quick Release Ventricular Catheter Introducer. | 8-120cm | 145337 | February 2012 |  | Changed Product Group, Product Sub Group, Suffix, Benefit.
04 - Neurosurgical | 04.03 - HYDROCEPHALUS DEVICES | 04.03.01 - Valves | 04.03.01.01 - Valve, Externally Adjustable | Distal catheter, Proximal catheter, Reservoir/Priming function | NK029 | 2700 |  | National Surgical Pty Ltd | Sterile Hydrocephalic Shunts | Plastic/magnetic. Programmable valve. Programmer kit and shunts kit. | 3, 8 settings | 143218 | August 2013 |  | Transferred from MS003
04 - Neurosurgical | 04.03 - HYDROCEPHALUS DEVICES | 04.03.01 - Valves | 04.03.01.01 - Valve, Externally Adjustable | Distal catheter, Reservoir/Priming function | MC646 | 2555 |  | Medtronic Australasia Pty Ltd | Strata Valve Assembly NSC (non siphon control) PSM range | Adjustable CSF valve with five symmetrical performance level steps. Includes a strata valve, an integral distal peritoneal catheter and catheter passer, and a female leur adaptor and prefill tubing. | One size | 134740 | February 2013 |  | Changed Description, Suffix, Benefit.
04 - Neurosurgical | 04.03 - HYDROCEPHALUS DEVICES | 04.03.01 - Valves | 04.03.01.01 - Valve, Externally Adjustable | Distal catheter, Reservoir/Priming function | MC963 | 2555 |  | Medtronic Australasia Pty Ltd | Strata NSC Burr Hole Shunt Assembly | Adjustable cerebrospinal fluid (CSF) flow valve. Polypropylene and acetal plastic base. Silicone elastomer dome. With integral catheter. | One size only | 169061 | February 2012 |  | Changed Product Group, Product Sub Group, Suffix, Benefit.
04 - Neurosurgical | 04.03 - HYDROCEPHALUS DEVICES | 04.03.01 - Valves | 04.03.01.01 - Valve, Externally Adjustable | Distal catheter, Reservoir/Priming function | MN108 | 2555 |  | Johnson & Johnson Medical Pty Ltd | Codman Certas Programmable Valve - with reservoir and catheter | Programmable valve with reservoir and catheters | 30-210mmH2O | 186232, 186234 | February 2012 |  | New Listing
04 - Neurosurgical | 04.03 - HYDROCEPHALUS DEVICES | 04.03.01 - Valves | 04.03.01.01 - Valve, Externally Adjustable | Lumboperitoneal, Reservoir/Priming function | MC928 | 2700 |  | Medtronic Australasia Pty Ltd | Strata NSC L-P Shunt | Lumboperitoneal Shunt | 44mm x 23mm x 12mm | 129681 | February 2012 |  | Changed Product Group, Product Sub Group, Suffix, Benefit.
04 - Neurosurgical | 04.03 - HYDROCEPHALUS DEVICES | 04.03.01 - Valves | 04.03.01.01 - Valve, Externally Adjustable | Reservoir | MN111 | 2370 |  | Johnson & Johnson Medical Pty Ltd | Codman Certas Programmable Valve - with reservoir | Programmable valve with reservoir | 30-210mmH2O | 190248 | February 2012 |  | New Listing
04 - Neurosurgical | 04.03 - HYDROCEPHALUS DEVICES | 04.03.01 - Valves | 04.03.01.01 - Valve, Externally Adjustable | Reservoir/Priming function | JJ436 | 2370 |  | Johnson & Johnson Medical Pty Ltd | Codman Hakim Programmable Valves | Programmable valve with reservoir | One Size Only | 140904, 149291 | February 2012 |  | Changed Description, Product Group, Product Sub Group, Suffix, Benefit.
04 - Neurosurgical | 04.03 - HYDROCEPHALUS DEVICES | 04.03.01 - Valves | 04.03.01.01 - Valve, Externally Adjustable | Reservoir/Priming function | MI082 | 2370 |  | Medtronic Australasia Pty Ltd | Strata Valve NSC PSM Range | Strata NSC, Strata NSC Burr Hole Valve. Adjustable cerebrospinal fluid (CSF) flow valve. Polypropylene and acetal plastic base. Silicone elastomer dome. | 13-20mm x 23-35mm | 129681, 169054 | February 2013 |  | Compressed from MC644, MC949
04 - Neurosurgical | 04.03 - HYDROCEPHALUS DEVICES | 04.03.01 - Valves | 04.03.01.02 - Valve, Non-externally adjustable |  | BB325 | 1110 |  | B Braun Australia Pty Ltd | Aesculap-Miethke DualSwitch shunt | Non-adjustable valve with preset values for treatment of patients susceptible to complication due to tumour cells or high protein levels. Treats patients in both supine and upright position. Titanium construction MRI compatible to 3 tesla | 28mm diameter, 5.7mm profile, 510-50cmH2O pressure setting | 181718 | February 2012 |  | New Listing
04 - Neurosurgical | 04.03 - HYDROCEPHALUS DEVICES | 04.03.01 - Valves | 04.03.01.02 - Valve, Non-externally adjustable |  | IG019 | 1110 |  | Integra Neurosciences Pty Ltd | Precision Flow-OSV II Valve System | Ventricular/Peritoneal OSV11- Ventricular/Peritoneal Hydrocephalus Shunt | Drainage Cath 110 cm, F7. Ventricular Catheters 7,9,13 & 15 cm | 151647 | February 2012 |  | Changed Description, Product Group, Product Sub Group, Benefit.
04 - Neurosurgical | 04.03 - HYDROCEPHALUS DEVICES | 04.03.01 - Valves | 04.03.01.02 - Valve, Non-externally adjustable |  | IG026 | 1110 |  | Integra Neurosciences Pty Ltd | Contour-Flex Valves | Silicone encased CSF Valve | Small (24mm Length) or Regular (28mm Length), low medium or high pressure | 151645 | February 2012 |  | Changed Size, Product Group, Product Sub Group, Benefit.
04 - Neurosurgical | 04.03 - HYDROCEPHALUS DEVICES | 04.03.01 - Valves | 04.03.01.02 - Valve, Non-externally adjustable |  | IG027 | 1110 |  | Integra Neurosciences Pty Ltd | Contour Flex Valve Shunt Assemblies | Shunt Assembly: silicone encased valve, silicone ventricular and peritoneal catheters | Small (24mm Length) or regular (28mm Length); low, low/medium and medium pressure; various catheter and valve configurations | 151645 | February 2012 |  | Changed Product Group, Product Sub Group, Benefit.
04 - Neurosurgical | 04.03 - HYDROCEPHALUS DEVICES | 04.03.01 - Valves | 04.03.01.02 - Valve, Non-externally adjustable |  | IG032 | 1110 |  | Integra Neurosciences Pty Ltd | Burr Hole Valve Shunt Assemblies | Shunt Assembly: silicone encased valve, silicone ventricular and peritoneal catheters | 16mm or 12mm base; low, medium or high pressure, various kit configurations | 152728 | February 2012 |  | Changed Product Group, Product Sub Group, Benefit.
04 - Neurosurgical | 04.03 - HYDROCEPHALUS DEVICES | 04.03.01 - Valves | 04.03.01.02 - Valve, Non-externally adjustable | Antibiotics, Antisyphon function, Distal catheter, Proximal catheter, Reservoir/Priming function | JJ861 | 2180 |  | Johnson & Johnson Medical Pty Ltd | Codman Hakim Precision Fixed Pressure Valve | Fixed Pressure Valve with Bactiseal ventricular and peritoneal catheters, reservoir and siphonguard: Opening pressures: 10-130mmH2O | Standard and Micro | 164772 | February 2012 |  | Expanded from JJ822
04 - Neurosurgical | 04.03 - HYDROCEPHALUS DEVICES | 04.03.01 - Valves | 04.03.01.02 - Valve, Non-externally adjustable | Antibiotics, Distal catheter, Proximal catheter | JJ863 | 1740 |  | Johnson & Johnson Medical Pty Ltd | Codman Hakim Precision Fixed Pressure Valve | Fixed Pressure Valve with Bactiseal ventricular and peritoneal catheters and reservoir: Opening pressures: 10-130mmH2O | Standard and Micro | 164772 | February 2012 |  | Expanded from JJ822
04 - Neurosurgical | 04.03 - HYDROCEPHALUS DEVICES | 04.03.01 - Valves | 04.03.01.02 - Valve, Non-externally adjustable | Antibiotics, Distal catheter, Proximal catheter, Reservoir/Priming function | JJ862 | 2090 |  | Johnson & Johnson Medical Pty Ltd | Codman Hakim Precision Fixed Pressure Valve | Fixed Pressure Valve with Bactiseal ventricular and peritoneal catheters and reservoir: Opening pressures: 10-130mmH2O | Standard and Micro | 164772 | February 2012 |  | Expanded from JJ822
04 - Neurosurgical | 04.03 - HYDROCEPHALUS DEVICES | 04.03.01 - Valves | 04.03.01.02 - Valve, Non-externally adjustable | Antisyphon function, Coating, Distal catheter, Proximal catheter, Reservoir/Priming function | MC648 | 1990 |  | Medtronic Australasia Pty Ltd | Delta Valve Unitised with Bioglide PSM range | CSF Flow Valves. Polypropylene and acetal plastic base. Silicone elastomer dome. Unitised system includes the valve, integral ventricular and peritoneal catheter (all components connected). Surface of valve bonded with hydrogel (Bioglide surface modificat | 8-13.5cm x 90-120cm (0.5-2.0) | 129681 | February 2012 |  | Changed Product Group, Product Sub Group, Suffix, Benefit.
04 - Neurosurgical | 04.03 - HYDROCEPHALUS DEVICES | 04.03.01 - Valves | 04.03.01.02 - Valve, Non-externally adjustable | Antisyphon function, Coating, Distal catheter, Reservoir/Priming function | MC651 | 1845 |  | Medtronic Australasia Pty Ltd | Delta Valve Assembly with Bioglide PSM range | CSF Flow Valves. Polypropylene and acetal plastic base. Silicone elastomer dome. Assembly system includes the valve, integral peritoneal catheter, female luer adapter and prefill tubing. Surface of the valve bonded with hydrogel (Bioglide surface modifica | 90-120cm (0.5, 1.0, 1.5, 2.0) | 134740 | February 2012 |  | Changed Product Group, Product Sub Group, Suffix, Benefit.
04 - Neurosurgical | 04.03 - HYDROCEPHALUS DEVICES | 04.03.01 - Valves | 04.03.01.02 - Valve, Non-externally adjustable | Antisyphon function, Coating, Reservoir/Priming function | MC647 | 1660 |  | Medtronic Australasia Pty Ltd | Delta Valve with Bioglide PSM range | CSF Flow Valve. Polypropylene and acetal plastic base. Silicone elastomer dome. Surface of valve bonded with hydrogel (Bioglide surface modification). | 36-40mm x 9-20mm (0.5-2.0) | 129681 | February 2012 |  | Changed Product Group, Product Sub Group, Suffix, Benefit.
04 - Neurosurgical | 04.03 - HYDROCEPHALUS DEVICES | 04.03.01 - Valves | 04.03.01.02 - Valve, Non-externally adjustable | Antisyphon function, Distal catheter, Proximal catheter, Reservoir/Priming function | JJ220 | 1880 |  | Johnson & Johnson Medical Pty Ltd | Hakim Precision Valve System | Fixed pressure valve with reservoir, siphonguard, ventricular and peritoneal catheters | Very low to very high including micro | 149290 | February 2012 |  | Changed Description, Size, Product Group, Product Sub Group, Suffix, Benefit.
04 - Neurosurgical | 04.03 - HYDROCEPHALUS DEVICES | 04.03.01 - Valves | 04.03.01.02 - Valve, Non-externally adjustable | Antisyphon function, Distal catheter, Proximal catheter, Reservoir/Priming function | MC649 | 1880 |  | Medtronic Australasia Pty Ltd | Delta Shunt Unitised | Delta valve is a fixed pressure CSF valve, available in four performance levels. Delta Unitised shunt includes a delta valve, pre-attached ventricular catheter, and a pre-attached peritoneal catheter. Right Angle Clip. Disposable Quick Release Ventricular | Delta Unitised Shunt small (Distal 65cm-90cm, ventricular 11cm) - 0.5, 1.0, 1.5 and 2.0. Delta Unitised Shunt regular (Distal 90cm, ventricular catheter 13cm) - 0.5, 1.0, 1.5 and 2.0 | 139696 | February 2012 |  | Changed Product Group, Product Sub Group, Suffix, Benefit.
04 - Neurosurgical | 04.03 - HYDROCEPHALUS DEVICES | 04.03.01 - Valves | 04.03.01.02 - Valve, Non-externally adjustable | Antisyphon function, Distal catheter, Reservoir/Priming function | MC650 | 1735 |  | Medtronic Australasia Pty Ltd | Delta Shunt Assembly | Delta valve is a fixed CSF pressure valve, available in four performance levels. Includes an Integral (distal) Peritoneal Catheter, Disposable Peritoneal Catheter Passer, Female Luer Adapter and Prefill Tubing. | 90-120cm (0.5 - 2.0) | 134740 | February 2012 |  | Changed Product Group, Product Sub Group, Suffix, Benefit.
04 - Neurosurgical | 04.03 - HYDROCEPHALUS DEVICES | 04.03.01 - Valves | 04.03.01.02 - Valve, Non-externally adjustable | Antisyphon function, Lumboperitoneal | IG001 | 1530 |  | Integra Neurosciences Pty Ltd | Horizontal-Vertical (H-V) Lumbar valve system | The H-V Lumbar Valve adjusts to changes in posture to maintain pressure appropriate levels in both standing and recumbent positions. Has a unique anti-gravity mechanism automatically increasing flow resistance when the patient resumes a standing or sitting position. | 903-325A 85-125 205-285 small children, 903-335A 85-125 265-365 tall children, adults, 903-345A 85-125 325-445 tall adults, 903-320A 50-80 170-240 small children, 903-330A 50-80 230-320 tall children, adults, 903-340A 50-80, 290-400 tall adults | 151648 | February 2012 |  | Changed Description, Product Group, Product Sub Group, Suffix, Benefit.
04 - Neurosurgical | 04.03 - HYDROCEPHALUS DEVICES | 04.03.01 - Valves | 04.03.01.02 - Valve, Non-externally adjustable | Antisyphon function, Reservoir/Priming function | JJ858 | 1550 |  | Johnson & Johnson Medical Pty Ltd | Codman Hakim Precision Valves | Valves with Siphonguard and Reservoir | 10-130mm H2O including micro | 140904 | February 2012 |  | Compressed from JJ438, JJ439
04 - Neurosurgical | 04.03 - HYDROCEPHALUS DEVICES | 04.03.01 - Valves | 04.03.01.02 - Valve, Non-externally adjustable | Antisyphon function, Reservoir/Priming function | MC532 | 1550 |  | Medtronic Australasia Pty Ltd | Hydrocephalus Shunt | With Hydrostatic Valve, Delta Valves/Shunts/BioGlide, Vent Catheters | 12mm-90cm | 129681 | February 2012 |  | Changed Product Group, Product Sub Group, Suffix, Benefit.
04 - Neurosurgical | 04.03 - HYDROCEPHALUS DEVICES | 04.03.01 - Valves | 04.03.01.02 - Valve, Non-externally adjustable | Distal catheter, Lumboperitoneal | IG017 | 1625 |  | Integra Neurosciences Pty Ltd | Precision Flow-OSV II Valve System | Lumbar peritoneal OSV11-Lumboperitoneal System Hydrocephalus Shunt | Lumber Catheter 80cm, F5 Peritoneal Catheter 110cm, F7 | 151647 | February 2012 |  | Changed Product Group, Product Sub Group, Suffix, Benefit.
04 - Neurosurgical | 04.03 - HYDROCEPHALUS DEVICES | 04.03.01 - Valves | 04.03.01.02 - Valve, Non-externally adjustable | Distal catheter, Proximal catheter | IG015 | 1440 |  | Integra Neurosciences Pty Ltd | Cordis Omnishunt System, Hakim Valve Series | Hakim Valve System | Drainage Cath 110 cm, F7. Vent. Cath 15cm, F8. | 151643 | February 2012 |  | Changed Product Group, Product Sub Group, Suffix, Benefit.
04 - Neurosurgical | 04.03 - HYDROCEPHALUS DEVICES | 04.03.01 - Valves | 04.03.01.02 - Valve, Non-externally adjustable | Distal catheter, Proximal catheter | IG018 | 1440 |  | Integra Neurosciences Pty Ltd | Precision Flow-OSV II Valve System | Ventricular/Atrial OSV11-Ventricular /Atrial Hydrocephalus Shunt | Drainage Cath 110 cm, F7. Ventricular Catheters 7,9,13 & 15 cm | 151647 | February 2012 |  | Changed Product Group, Product Sub Group, Suffix, Benefit.
04 - Neurosurgical | 04.03 - HYDROCEPHALUS DEVICES | 04.03.01 - Valves | 04.03.01.02 - Valve, Non-externally adjustable | Distal catheter, Proximal catheter, Reservoir/Priming function | JJ157 | 1790 |  | Johnson & Johnson Medical Pty Ltd | Hakim Precision Valve System | Precision valve standard with reservoir, peritoneal and ventricular catheters | Very low to very high including micro | 149290 | February 2012 |  | Changed Description, Size, Product Group, Product Sub Group, Suffix, Benefit.
04 - Neurosurgical | 04.03 - HYDROCEPHALUS DEVICES | 04.03.01 - Valves | 04.03.01.02 - Valve, Non-externally adjustable | Distal catheter, Proximal catheter, Reservoir/Priming function | JJ221 | 1790 |  | Johnson & Johnson Medical Pty Ltd | Hakim Precision Valve System | Fixed pressure hydrocephalus shunt, packaged sterile, stainless steel and ruby valve mechanism, silicone rubber ventricular and peritoneal catheters. In line or right angled with reservoir. Opening pressure H20; Very high 130mm, high 100mm, medium 70mm | One size only | 149290 | February 2012 |  | Changed Product Group, Product Sub Group, Suffix, Benefit.
04 - Neurosurgical | 04.03 - HYDROCEPHALUS DEVICES | 04.03.01 - Valves | 04.03.01.02 - Valve, Non-externally adjustable | Distal catheter, Reservoir/Priming function | MC531 | 1645 |  | Medtronic Australasia Pty Ltd | Hydrocephalus Shunt | Ventricular/Peritoneal. CSF Flow Control Valves, BioGlide Contoured, Ventriculostomy Kit-E, Neonatal Delta Snap Shunt | 12mm-90cm | 129681 | February 2012 |  | Changed Product Group, Product Sub Group, Suffix, Benefit.
04 - Neurosurgical | 04.03 - HYDROCEPHALUS DEVICES | 04.03.01 - Valves | 04.03.01.02 - Valve, Non-externally adjustable | Lumboperitoneal | IG004 | 1440 |  | Integra Neurosciences Pty Ltd | Spetzler Lumbar-Peritoneal Shunt System | Shunt, CSF Reservoir, In-line valve | Catheter length 80 - 105cm, Reservoir small & large, Valve pressure range low - high | 163274 | February 2012 |  | Changed Product Group, Product Sub Group, Suffix, Benefit.
04 - Neurosurgical | 04.03 - HYDROCEPHALUS DEVICES | 04.03.01 - Valves | 04.03.01.02 - Valve, Non-externally adjustable | Reservoir/Priming function | JJ156 | 1460 |  | Johnson & Johnson Medical Pty Ltd | Hakim Precision Valve System | Precision valve standard with reservoir | Very low to very high including micro | 140904, 149290 | February 2012 |  | Changed Description, Size, Product Group, Product Sub Group, Suffix, Benefit.
04 - Neurosurgical | 04.03 - HYDROCEPHALUS DEVICES | 04.03.01 - Valves | 04.03.01.02 - Valve, Non-externally adjustable | Reservoir/Priming function | JJ440 | 1460 |  | Johnson & Johnson Medical Pty Ltd | Codman Hakim Precision Valve, Right Angle Reservoir | features 5 operating pressures | 10, 40, 70, 100, and 130mmH2O | 140904 | February 2012 |  | Changed Product Group, Product Sub Group, Suffix, Benefit.
04 - Neurosurgical | 04.03 - HYDROCEPHALUS DEVICES | 04.03.01 - Valves | 04.03.01.02 - Valve, Non-externally adjustable | Reservoir/Priming function | MC530 | 1460 |  | Medtronic Australasia Pty Ltd | Hydrocephalus Shunt | Ventricular/Atrial, CSF Flow Control Shunts, Cont Small Valve | 38cm-90cm | 129681 | February 2012 |  | Changed Product Group, Product Sub Group, Suffix, Benefit.
04 - Neurosurgical | 04.03 - HYDROCEPHALUS DEVICES | 04.03.01 - Valves | 04.03.01.02 - Valve, Non-externally adjustable | with Antisyphon function | BB324 | 1200 |  | B Braun Australia Pty Ltd | Aesculap-Miethke GAV/paediGAV gravitational shunt | Single valve, anti-siphon gravitational shunt, titanium construction (MRI safe to 3 tesla) | 24mm and 27mm long, 4.0mm and 4.6mm diameter, 4cmH2O and 5cmH2O-40cmH2O | 181718 | August 2013 |  | Changed Product Name, Description, Suffix, Benefit.
04 - Neurosurgical | 04.03 - HYDROCEPHALUS DEVICES | 04.03.01 - Valves | 04.03.01.03 - Valve and gravitational unit, externally adjustable |  | BB342 | 4040 |  | B Braun Australia Pty Ltd | Miethke proSA with proGAV | proSA is an adjustable gravitational unit. proGAV is an adjustable differential pressure unit. They are combined to treat pediatric and adult hydrocephalus. The valves are made from titanium and are MR safe up to 3 tesla. They are connected by a distal catheter, which is made of silicone. | Adjustable gravatational unit (proSA): diameter 18mm Adjustable differential pressure unit (proGAV): diameter 18mm Distal catheter: inside diameter 1.2mm, outside diameter 2.5mm FV782T: proSA adjustable between 0-40 cmH2O proGAV adjustable between 0-20 cmH2O | 181718 | August 2014 |  | New Listing
04 - Neurosurgical | 04.03 - HYDROCEPHALUS DEVICES | 04.03.01 - Valves | 04.03.01.03 - Valve and gravitational unit, externally adjustable | Distal Catheter | BB341 | 4225 |  | B Braun Australia Pty Ltd | Miethke proSA with proGAV and distal catheter | proSA is an adjustable gravitational unit. proGAV is an adjustable differential pressure unit. They are combined to treat pediatric and adult hydrocephalus. The valves are made from titanium and are MR safe up to 3 tesla. The distal catheters are made of silicone. | Adjustable gravitational unit (proSA): diameter 18mm Adjustable differential pressure unit (proGAV): diameter 18mm Distal catheter: length 1200mm, inside diameter 1.2mm, outside diameter 2.5mm Distal catheter (connection between both valves): inside diameter 1.2mm, outside diameter 2.5mm FV783T: proSA adjustable between 0-40 cmH2O, proGAV adjustablebetween 0-20 cmH2O | 181718 | August 2014 |  | New Listing
04 - Neurosurgical | 04.03 - HYDROCEPHALUS DEVICES | 04.03.01 - Valves | 04.03.01.03 - Valve and gravitational unit, externally adjustable | Distal Catheter, Reservoir/Priming Function | BB343 | 4575 |  | B Braun Australia Pty Ltd | Miethke proSA with proGAV with reservoir and distal catheter | Shunt system containing an adjustable gravitational unit and an adjustable differential pressure unit (proGAV) with distal catheters and a ventircular catheter, combined with a deflector, a pediatric prechamber or a reservoir. There are two types of reservoirs: Control reservoir and pediatric Burrhole reservoir. The shunt system is used for the treatment of pediatric and adult hydrocephalus. The valves, the prechamber, the deflector and the reservoirs are made from titanium. The catheters are made from silicone. The shunt system is MR safe up to 3 tesla. | Adjustable gravitational unit (proSA): height 4.5mm, diameter 18mm Adjustable differential pressure unit (proGAV): diameter 18mm Distal catherter: length 1200mm, inside diameter 1.2mm, outside diameter 2.5mm Distal catheter for connections: inside diameter 1.2mm, outside diameter 2.5mm 1) FV784T proSA with proGAV and pediatric burrhole reservoir and distal catheter: proSA adjustable between 0-40 cmH2O, proGAV adjustable between 0-20 cmH2O, Pediatric burrhole reservoir: Diameter 14mm 2) FV785T proSA with proGAV and pediatric prechamber and distal catheter: proSA adjustable between 0-40 cmH2O, proGAV adjustable between 0-20 cmH2O, Pediatric prechamber: diameter 14mm | 181718 | August 2014 |  | New Listing
04 - Neurosurgical | 04.03 - HYDROCEPHALUS DEVICES | 04.03.02 - Unitised shunt assembly, with proximal/distal catheter |  |  | IG023 | 450 |  | Integra Neurosciences Pty Ltd | Cordis Omnishunt System | Silicone and Synthetic ruby | Very low to very high pressures | 151644 | February 2012 |  | Changed Product Group, Product Sub Group, Benefit.
04 - Neurosurgical | 04.03 - HYDROCEPHALUS DEVICES | 04.03.02 - Unitised shunt assembly, with proximal/distal catheter |  |  | JJ855 | 450 |  | Johnson & Johnson Medical Pty Ltd | Codman-Medos Non-programmable Valve System | Lumbar/peritoneal catheter, James and Holter designs | 25-80cm | 149300, 150123 | February 2012 |  | Compressed from JJ161, JJ162
04 - Neurosurgical | 04.03 - HYDROCEPHALUS DEVICES | 04.03.02 - Unitised shunt assembly, with proximal/distal catheter |  |  | MC529 | 450 |  | Medtronic Australasia Pty Ltd | Hydrocephalus Shunt | Lumbar peritoneal | 84cm | 130410, 140357, 140358, 140359, 140360 | February 2012 |  | Changed Product Group, Benefit.
04 - Neurosurgical | 04.03 - HYDROCEPHALUS DEVICES | 04.03.02 - Unitised shunt assembly, with proximal/distal catheter |  | Antisyphon function | BB322 | 1650 |  | B Braun Australia Pty Ltd | Aesculap-Miethke PaediGAV/GAV gravitational shunt (with catheter) | Single valve, (anti-siphon) gravitational shunt, titanium construction (MRI safe to 3 tesla), with incorporated distal catheter, supplied sterile | 23mm long , 4.6mm diameter, 5cmH2O - 40cmH2O, Catheter - di=1.2mm, do=2.5cm, 1200mm long | 181718 | August 2013 |  | Changed Product Name, Description, Benefit.
04 - Neurosurgical | 04.03 - HYDROCEPHALUS DEVICES | 04.03.03 - Catheter |  | Antibiotics | JJ883 | 469 |  | Johnson & Johnson Medical Pty Ltd | Hakim Ventricular Catheter Set with Bactiseal | Silicone ventricular catheter, antibiotic impregnated | 15cm | 156961 | February 2012 |  | Expanded from JJ163
04 - Neurosurgical | 04.03 - HYDROCEPHALUS DEVICES | 04.03.03 - Catheter |  | Antibiotics | JJ884 | 469 |  | Johnson & Johnson Medical Pty Ltd | Hakim Peritoneal Catheter Set with Bactiseal | Silicone peritoneal catheter, antibiotic impregnated | 80cm | 156961 | February 2012 |  | Expanded from JJ163
04 - Neurosurgical | 04.03 - HYDROCEPHALUS DEVICES | 04.03.03 - Catheter |  | Distal | BB329 | 185 |  | B Braun Australia Pty Ltd | Miethke Peritoneal Catheter | Peritoneal catheter, barium impregnated, radio-opaque silicon 2) Peritoneal catheter with integrated barium strip | d 1.2mm od =2.5mm; 600,900 1200mm long | 181747 | February 2013 |  | Changed Product Name, Description, Size.
04 - Neurosurgical | 04.03 - HYDROCEPHALUS DEVICES | 04.03.03 - Catheter |  | Distal | IG010 | 185 |  | Integra Neurosciences Pty Ltd | Shunt | Components - catheter: Atrial | 55cm - 60cm, Low - High pressure range | 151659 | February 2012 |  | Changed Product Group, Product Sub Group, Suffix, Benefit.
04 - Neurosurgical | 04.03 - HYDROCEPHALUS DEVICES | 04.03.03 - Catheter |  | Distal | IG011 | 185 |  | Integra Neurosciences Pty Ltd | Shunt | Peritoneal | 90 - 120cm | 151659 | February 2012 |  | Changed Product Group, Product Sub Group, Suffix, Benefit.
04 - Neurosurgical | 04.03 - HYDROCEPHALUS DEVICES | 04.03.03 - Catheter |  | Distal | IG020 | 185 |  | Integra Neurosciences Pty Ltd | Atrial Catheter | Components - catheter: Atrial Atrial Catheters Hydrocephalux Valve Accessories | Length: 46cm, F7. OD: 2.1mm; ID:1.1mm | 151659 | February 2012 |  | Changed Product Group, Product Sub Group, Suffix, Benefit.
04 - Neurosurgical | 04.03 - HYDROCEPHALUS DEVICES | 04.03.03 - Catheter |  | Distal | IG021 | 185 |  | Integra Neurosciences Pty Ltd | Peritoneal Catheter | Peritoneal Catheters | Length: 91cm, F7. OD: 2.1mm; ID:1.1mm | 151659 | February 2012 |  | Changed Product Group, Product Sub Group, Suffix, Benefit.
04 - Neurosurgical | 04.03 - HYDROCEPHALUS DEVICES | 04.03.03 - Catheter |  | Distal | IG030 | 185 |  | Integra Neurosciences Pty Ltd | Cardiac/Peritoneal Catheters | SiliconDistal Catheter, ID 1.3mm, OD 2.5mm | 90cm, barium impregnated silicone catheter, closed or open ended, with or without slits | 150579 | February 2012 |  | Changed Product Group, Product Sub Group, Suffix, Benefit.
04 - Neurosurgical | 04.03 - HYDROCEPHALUS DEVICES | 04.03.03 - Catheter |  | Distal | JJ229 | 185 |  | Johnson & Johnson Medical Pty Ltd | Codman Medos Peritoneal Catheter | 85cm, packaged sterile, silicone rubber | 85cm | 149295 | February 2012 |  | Changed Product Group, Product Sub Group, Suffix, Benefit.
04 - Neurosurgical | 04.03 - HYDROCEPHALUS DEVICES | 04.03.03 - Catheter |  | Distal | JJ261 | 185 |  | Johnson & Johnson Medical Pty Ltd | ACCU-FLO Intracranial Pressure shunt | ACCU-FLO catheter, packaged sterile, silicone rubber | 91cm in length | 150089 | February 2012 |  | Changed Product Group, Product Sub Group, Suffix, Benefit.
04 - Neurosurgical | 04.03 - HYDROCEPHALUS DEVICES | 04.03.03 - Catheter |  | Distal | JJ857 | 185 |  | Johnson & Johnson Medical Pty Ltd | HOLTER Intracranial Pressure Shunt | HOLTER distal peritoneal catheter/Salmon, packaged sterile, silicone | 90cm | 149299 | February 2012 |  | Compressed from JJ225, JJ226
04 - Neurosurgical | 04.03 - HYDROCEPHALUS DEVICES | 04.03.03 - Catheter |  | Distal | MC584 | 185 |  | Medtronic Australasia Pty Ltd | CSF - Distal Catheters | Non metallic and latex free, Models 43418,43103,43111,43209,43522,43551,27211 | Distal cardiac/peritoneal catheters ID 1.3mm OD 2.5mm Length 90cm, 96cm, 110cm, 120cm, ID 1.2mm, OD 2.1mm, Length 90cm, 75cm, 58cm | 140357 | February 2012 |  | Changed Product Group, Product Sub Group, Suffix, Benefit.
04 - Neurosurgical | 04.03 - HYDROCEPHALUS DEVICES | 04.03.03 - Catheter |  | Distal | MC857 | 185 |  | Medtronic Australasia Pty Ltd | Small Lumen Peritoneal Catheter | CSF Distal Catheter | ID - 0.7mm OD - 2.5mm Length - 120cm | 130410 | February 2012 |  | Changed Product Group, Suffix, Benefit.
04 - Neurosurgical | 04.03 - HYDROCEPHALUS DEVICES | 04.03.03 - Catheter |  | Distal, Coating | MC638 | 255 |  | Medtronic Australasia Pty Ltd | Peritoneal Catheter PSM range with Bioglide | Translucent silicone elastomer with Barium impregnated stripe. Catheter surface bonded with Hydrogel. | 60-90cm | 130410 | February 2012 |  | Changed Product Group, Product Sub Group, Suffix, Benefit.
04 - Neurosurgical | 04.03 - HYDROCEPHALUS DEVICES | 04.03.03 - Catheter |  | Distal, Proximal, Antibiotics | JJ160 | 675 |  | Johnson & Johnson Medical Pty Ltd | Hakim Catheter Kit with Bactiseal Silicone | Silicone antibiotic impregnated catheter kit | Kit | 156961 | February 2012 |  | Changed Product Name, Description, Size, Product Group, Product Sub Group, Suffix, Benefit.
04 - Neurosurgical | 04.03 - HYDROCEPHALUS DEVICES | 04.03.03 - Catheter |  | Proximal | BB331 | 185 |  | B Braun Australia Pty Ltd | Miethke Ventricular catheter with deflector | Ventricular catheters (with deflector) are used to drain CSF out of the ventricle. All catheters are made of radiopaque silicone. The deflectors allow 90 degree deflection of the ventricular catheter in the burrhole without kinking the catheter. All deflectors are made of titanium. The deflectors are adjustable on the catheter, have suture fixation holes and are radiopaque. | Ventricular catheter with deflector: Inside diameter 1.2mm, Outside diameter 2.5mm. FV075P: Ventricular catheter 180mm, graduated. Deflector: Large. FV078P: Ventricular catheter 250mm, graduated. Deflector: Large. Ventricular catheter with deflector (for pediatric application): Inside diameter 1.2mm, Outside diameter 2.5mm. FV076P: Ventricular catheter 180mm, graduated. Deflector: Small. | 196110 | February 2013 |  | New Listing
04 - Neurosurgical | 04.03 - HYDROCEPHALUS DEVICES | 04.03.03 - Catheter |  | Proximal | BB336 | 185 |  | B Braun Australia Pty Ltd | Miethke Ventricular Catheter with stylet | Ventricluar catheters (with stylet) are used to drain CSF out of the ventricle. All catheters are made of radiopaque silicone. | Inside diameter 1.2mm, Outside diameter 2.5mm. FV074P: 180mm, graduated. FV077P: 250mm, graduated. | 196110 | February 2013 |  | New Listing
04 - Neurosurgical | 04.03 - HYDROCEPHALUS DEVICES | 04.03.03 - Catheter |  | Proximal | IG009 | 185 |  | Integra Neurosciences Pty Ltd | Heyer-Schulte Pudenz Ventricular Catheter | - | small, standard, right-angled | 163268 | February 2012 |  | Changed Product Group, Product Sub Group, Suffix, Benefit.
04 - Neurosurgical | 04.03 - HYDROCEPHALUS DEVICES | 04.03.03 - Catheter |  | Proximal | IG012 | 185 |  | Integra Neurosciences Pty Ltd | Shunt | Ventricular | 14.5cm - 23cm | 163262 | February 2012 |  | Changed Product Group, Product Sub Group, Suffix, Benefit.
04 - Neurosurgical | 04.03 - HYDROCEPHALUS DEVICES | 04.03.03 - Catheter |  | Proximal | IG014 | 185 |  | Integra Neurosciences Pty Ltd | Heyer Schulte Portnoy Flanged Ventricular Catheter | Composition - silicone with tantalum markings | Length 18cm, outer diameter 8mm | 163262 | February 2012 |  | Changed Product Group, Product Sub Group, Suffix, Benefit.
04 - Neurosurgical | 04.03 - HYDROCEPHALUS DEVICES | 04.03.03 - Catheter |  | Proximal | IG025 | 185 |  | Integra Neurosciences Pty Ltd | Right Angle Ventricular Catheter | Silicone, integral right angle | 3-11cm | 151660 | February 2012 |  | Changed Product Group, Suffix, Benefit.
04 - Neurosurgical | 04.03 - HYDROCEPHALUS DEVICES | 04.03.03 - Catheter |  | Proximal | IG031 | 185 |  | Integra Neurosciences Pty Ltd | Ventricular Catheters | Silicon Ventricular Catheter | 15cm - 25cm, optional flanges or right angle or endoscopic tip. ID 1.3mm, OD 2.5mm | 150579 | February 2012 |  | Changed Product Group, Product Sub Group, Suffix, Benefit.
04 - Neurosurgical | 04.03 - HYDROCEPHALUS DEVICES | 04.03.03 - Catheter |  | Proximal | JJ218 | 185 |  | Johnson & Johnson Medical Pty Ltd | HOLTER Intracranial Pressure Shunt | HOLTER Ventricular Catheter, packaged sterile, silicone rubber | 3 - 7cm and 15cm | 150090 | February 2012 |  | Changed Product Group, Product Sub Group, Suffix, Benefit.
04 - Neurosurgical | 04.03 - HYDROCEPHALUS DEVICES | 04.03.03 - Catheter |  | Proximal | JJ227 | 185 |  | Johnson & Johnson Medical Pty Ltd | Codman Medos Straight Ventricular Catheter | 14cm, packaged sterile, silicone rubber | 14cm | 150085 | February 2012 |  | Changed Product Group, Product Sub Group, Suffix, Benefit.
04 - Neurosurgical | 04.03 - HYDROCEPHALUS DEVICES | 04.03.03 - Catheter |  | Proximal | JJ263 | 185 |  | Johnson & Johnson Medical Pty Ltd | ACCU-FLO Intracranial Pressure shunt | ACCU-FLO barium ventricular catheter, packaged sterile, silicone rubber | One size only | 150088 | February 2012 |  | Changed Product Group, Product Sub Group, Suffix, Benefit.
04 - Neurosurgical | 04.03 - HYDROCEPHALUS DEVICES | 04.03.03 - Catheter |  | Proximal | MC735 | 185 |  | Medtronic Australasia Pty Ltd | Rivulet | Ventricular Catheter | 4cm - 23cm | 164728 | February 2012 |  | Changed Product Group, Product Sub Group, Suffix, Benefit.
04 - Neurosurgical | 04.03 - HYDROCEPHALUS DEVICES | 04.03.03 - Catheter |  | Proximal | MI122 | 185 |  | Medtronic Australasia Pty Ltd | CSF Ventricular Catheter PSM range | Ventricular catheter, non metallic latex free. Barium impregnated, include stainless steel stylet. | 1.3 - 35cm | 141099, 141100, 141101 | August 2013 |  | Expanded from MI095
04 - Neurosurgical | 04.03 - HYDROCEPHALUS DEVICES | 04.03.03 - Catheter |  | Proximal, Coating | MC639 | 249 |  | Medtronic Australasia Pty Ltd | Ventricular Catheter PSM range with Bioglide | Translucent silicone elastomer with Barium impregnated stripe. Catheter surface bonded with Hydrogel. | 15-23cm | 141102 | February 2012 |  | Changed Product Group, Suffix, Benefit.
04 - Neurosurgical | 04.03 - HYDROCEPHALUS DEVICES | 04.03.03 - Catheter |  | Antibiotics | MI165 | 469 |  | Medtronic Australasia Pty Ltd | ARES Antibiotic-Impregnated Catheter | ARES antibiotic-impregnated ventricular catheter | 23cm | 245273 | August 2015 |  | New Listing
04 - Neurosurgical | 04.03 - HYDROCEPHALUS DEVICES | 04.03.03 - Catheter |  | Antibiotics | MI166 | 469 |  | Medtronic Australasia Pty Ltd | ARES antibiotic -impregnated catheter | ARES antibiotic-impregnated peritoneal catheter | 120cm | 245274 | August 2015 |  | New Listing
04 - Neurosurgical | 04.03 - HYDROCEPHALUS DEVICES | 04.03.03 - Catheter |  | Antibiotics Distal Proximal | MI167 | 675 |  | Medtronic Australasia Pty Ltd | ARES antibiotic-impregnated catheter kit | ARES antibiotic catheter kit includes ventricular and peritoneal catheter | 23 - 120cm | 245275 | August 2015 |  | New Listing
04 - Neurosurgical | 04.03 - HYDROCEPHALUS DEVICES | 04.03.04 - Antisyphon Device |  |  | BB323 | 880 |  | B Braun Australia Pty Ltd | Aesculap-Miethke SHUNTASSISTANT/PAEDI - SHUNTASSISTANTgravitational unit | Single valve, anti-siphon gravitational unit to treat standing pressure over drainage in conjunction with existing shunts in children and adults, titanium construction (MRI safe to 3 tesla). | 19.5mm long and 23.7mm long , 4.0mm diameter and 4.6mm diameter , 10cmH2O and 15-35cmH2O | 181718 | August 2013 |  | Changed Product Name, Description, Benefit.
04 - Neurosurgical | 04.03 - HYDROCEPHALUS DEVICES | 04.03.04 - Antisyphon Device |  |  | IG024 | 880 |  | Integra Neurosciences Pty Ltd | Gravity Compensating Accessory | Silicone/Stainless steel | low, medium & high pressures | 151649 | February 2012 |  | Changed Product Group, Product Sub Group, Benefit.
04 - Neurosurgical | 04.03 - HYDROCEPHALUS DEVICES | 04.03.04 - Antisyphon Device |  |  | JJ164 | 880 |  | Johnson & Johnson Medical Pty Ltd | Siphonguard CSF Control Device | PET shell anti-siphon device for shunt | One size only | 165962 | February 2012 |  | Changed Product Group, Benefit.
04 - Neurosurgical | 04.03 - HYDROCEPHALUS DEVICES | 04.03.05 - Reservoir/Priming Device |  |  | BB326 | 375 |  | B Braun Australia Pty Ltd | Aesculap-Miethke Shunt inline Flushing reservoir | Titanium, (MRI safe 3 tesla), radio- opaque with low overall height for easy and safe positioning of ventricular catheter. Allows CSF extraction and drug injection by syringe through silicone dome. Solid Titanium base ensures syringes will not penetrate. | Radio-opaque titanium. 14mm diameter,4.8mmheight; 20mm diameter, 5.65mm height. For catheters - id = 1.2mm,od = 2.5mm | 181719 | February 2012 |  | New Listing
04 - Neurosurgical | 04.03 - HYDROCEPHALUS DEVICES | 04.03.05 - Reservoir/Priming Device |  |  | BB327 | 375 |  | B Braun Australia Pty Ltd | Aesculap-Miethke Shunt Burr hole port | Titanium, (MRI safe 3 tesla), radio-opaque with low overall height for easy and safe positioning of ventricular catheter. Allows CSF extraction and drug injection by syringe through silicone dome. Solid Titanium base ensures syringes will not penetrate, supplied sterile. | Radio- opaque titanium. 14mm diameter, 4.8mm height; 20/9.5mm diameter, 5.65mm height. For catheters - id =1.2mm, od =2.5mm | 181719 | February 2012 |  | New Listing
04 - Neurosurgical | 04.03 - HYDROCEPHALUS DEVICES | 04.03.05 - Reservoir/Priming Device |  |  | BB333 | 375 |  | B Braun Australia Pty Ltd | Miethke Port / Reservoir | The ports / reservoirs are all made of titanium and are radiopaque. They have a low overall height for easy and safe positioning and fixation of the ventricular catheter. They allow CSF extraction and drug injection by inserting a syringe through the silicone dome. The solid titanium base prevents penetration with a syringe needle. There are 6 different types: Burrhole port, CSF port, Burrhole reservoir, Sprung reservoir, Flushing reservoir, Control reservoir. | Burrhole port: FV030T: Diameter 20mm, Height 5.65mm. FV040T: Diameter 14mm, Height 4.8mm (for pediatric application). CSF port: FV060T: Diameter 20mm, Height 5.65mm. Burrhole reservoir: FV028T: Diameter 20mm, Height 5.65mm. FV029T: Diameter 20mm, Height 5.65mm with adjustable connector. FV039T: Diameter 14mm, Height 4.8mm (for pediatric application). Sprung reservoir: FV043T: Diameter 20mm, Height 5.65mm. Flushing reservoir: FV033T: Diameter 20mm, Height 5.65mm. FV035T: Diameter 14mm, Height 4.8mm (for pediatric application). Control reservoir: FV047T: Diameter 20mm, Height 5.65mm. | 181719 | February 2013 |  | New Listing
04 - Neurosurgical | 04.03 - HYDROCEPHALUS DEVICES | 04.03.05 - Reservoir/Priming Device |  |  | IG006 | 375 |  | Integra Neurosciences Pty Ltd | Heyer-Schulte Spetzler Lumbar-Peritoneal Low Pressure Flushing Reservoir | - | Small, large | 151646 | February 2012 |  | Changed Product Group, Benefit.
04 - Neurosurgical | 04.03 - HYDROCEPHALUS DEVICES | 04.03.05 - Reservoir/Priming Device |  |  | IG008 | 375 |  | Integra Neurosciences Pty Ltd | Heyer-Schulte Ommaya CSF Reservoir | Standard, side-inlet, convertible, mini | 1.5 - 2.5cm and mini | 161176 | February 2012 |  | Changed Product Group, Benefit.
04 - Neurosurgical | 04.03 - HYDROCEPHALUS DEVICES | 04.03.05 - Reservoir/Priming Device |  |  | IG013 | 375 |  | Integra Neurosciences Pty Ltd | Shunt | Reservoir | Standard, Large | 151646 | February 2012 |  | Changed Product Group, Benefit.
04 - Neurosurgical | 04.03 - HYDROCEPHALUS DEVICES | 04.03.05 - Reservoir/Priming Device |  |  | IG033 | 375 |  | Integra Neurosciences Pty Ltd | Reservoirs | Shunt component | 9mm to 25mm, with or without convertible outlet port, burr hole or flat bottom style | 163539 | February 2012 |  | Changed Product Group, Benefit.
04 - Neurosurgical | 04.03 - HYDROCEPHALUS DEVICES | 04.03.05 - Reservoir/Priming Device |  |  | JJ856 | 375 |  | Johnson & Johnson Medical Pty Ltd | Burr Hole Button Reservoirs | Various ventriculostomy reservoirs | Standard, dome, flat profile and large | 140900, 149297, 149298 | February 2012 |  | Compressed from JJ165, JJ166, JJ167, JJ168, JJ169, JJ170, JJ171
04 - Neurosurgical | 04.03 - HYDROCEPHALUS DEVICES | 04.03.05 - Reservoir/Priming Device |  |  | MC534 | 375 |  | Medtronic Australasia Pty Ltd | Pressure valve (anti-siphon device or flushing valve or flush pump) | Neonatal Reservior, CSF Lumbo Peritoneal | 2 - 90cm | 129650 | February 2012 |  | Changed Product Group, Benefit.
04 - Neurosurgical | 04.03 - HYDROCEPHALUS DEVICES | 04.03.05 - Reservoir/Priming Device |  |  | MI018 | 375 |  | Medtronic Australasia Pty Ltd | Reservoir | CSF Reservoir, Port, Neonatal, Snap assembly | Various | 129650, 145332, 145336 | February 2012 |  | Changed Product Group, Benefit.
04 - Neurosurgical | 04.03 - HYDROCEPHALUS DEVICES | 04.03.05 - Reservoir/Priming Device |  | Integrated catheter | BB330 | 500 |  | B Braun Australia Pty Ltd | Miethke Reservoir with integrated catheter | The reservoirs are all made of titanium and are radiopaque. They have a low overall height for easy and safe positioning and fixation of the ventricular catheter. They allow CSF extraction and drug injection by inserting a syringe through the silicone dome. The solid titanium base prevents penetration with a syringe needle. The reservoirs come with integrated catheters. There are 4 different types of reservoirs with integrated catheters: Burrhole reservoir, sprung reservoir, flushing reservoir and control reservoir. | Burrhole reservoir: FV027T - Diameter 20mm, Height 5.65mm, with integrated catheter 600mm. FV054T - Diameter 14mm, Height 4.8mm, with integrated catheter 200mm (pediatric). Sprung reservoir: FV044T - Diameter 20mm, Height 5.65mm, with integrated catheter 600mm. Flushing reservoir: FV034T - Diameter 20mm, Height 5.65mm, with integrated 600mm. FV081T - Diameter 14mm, Height 4.8mm, with integrated catheter 600mm (pediatric). Control reservoir: FV048T - Diameter 20mm, Height 5.65mm, with integrated catheter 600mm. | 181719 | February 2013 |  | New Listing
04 - Neurosurgical | 04.03 - HYDROCEPHALUS DEVICES | 04.03.06 - Shunt Attachment | 04.03.06.01 - Connector |  | BB328 | 200 |  | B Braun Australia Pty Ltd | Miethke Titanium connectors & deflectors | Titanium, (MRI safe 3 tesla), deflector allows 90 degree deflection of the ventricular catheter in the burr hole without kinking, adjustable on length of catheter, suture fixture hole | Radio-opaque titanium, connector diameter: 1,9mm for use with catheters of id = 1.2mm; of id 1.2mm; od = 2.5mm | 181719 | February 2013 |  | Changed Product Name, Size, Product Sub Group.
04 - Neurosurgical | 04.03 - HYDROCEPHALUS DEVICES | 04.03.06 - Shunt Attachment | 04.03.06.01 - Connector |  | IG007 | 38 |  | Integra Neurosciences Pty Ltd | Heyer-Schulte Connectors for Neurosurgical Use | Pudenz straight, Pudenz right angled, Pudenz three-way (Y) Threaded straight, Threaded right angled, Double threaded straight | Each in one size | 151592 | February 2012 |  | Changed Product Group, Product Sub Group, Benefit.
04 - Neurosurgical | 04.03 - HYDROCEPHALUS DEVICES | 04.03.06 - Shunt Attachment | 04.03.06.01 - Connector |  | IG022 | 38 |  | Integra Neurosciences Pty Ltd | Connectors | Silicone and Stainless Steel | Straight, right angle, Y, T | 151592 | February 2012 |  | Changed Product Group, Product Sub Group, Benefit.
04 - Neurosurgical | 04.03 - HYDROCEPHALUS DEVICES | 04.03.06 - Shunt Attachment | 04.03.06.01 - Connector |  | JJ934 | 38 |  | Johnson & Johnson Medical Pty Ltd | Codman Hydrocephalus Connectors | Metal and plastic connectors | 8mm to 20mm length | 140901, 150104 | August 2013 |  | Compressed from JJ228, JJ262, JJ264
04 - Neurosurgical | 04.03 - HYDROCEPHALUS DEVICES | 04.03.06 - Shunt Attachment | 04.03.06.01 - Connector |  | MI022 | 38 |  | Medtronic Australasia Pty Ltd | Shunt Component Connector | Connectors, fixation tabs | Various | 128403, 128523, 134760, 95539 | February 2012 |  | Changed Product Group, Product Sub Group, Benefit.
04 - Neurosurgical | 04.03 - HYDROCEPHALUS DEVICES | 04.03.06 - Shunt Attachment | 04.03.06.02 - Right Angled Guide |  | BB334 | 200 |  | B Braun Australia Pty Ltd | Miethke Titanium connectors - right angled / shaped | In general, titanium connectors are preferably used with catheters of internal diameter 1.2m and external diameter 2.5mm. Step-down connectors are designed for connecting standard catheters to lumbar catheters. L-P connectors are designed for connecting two lumbar catheters to each other. | Titanium connector: Connector diameter, 1.9mm. L-shape: FV051T: 1pc Y-shape: FV015T: 1 pc, FV016T: 5 pcs, FV017T: 10 pcs. T-shape: FV018T: 1 pc, FV019T: 5 pcs, FV020T: 10 pcs. X-shape: FV021T: 1 pc, FV022T: 5 pcs, FV023T: 10 pcs. Y-shape: FV056T: 1 pc. U-shape: FV057T: 1 pc. F-shape: FV058T: 1 pc. L-shape: FV059T: 1 pc. Titanium connector, step-down: Connector diameters: 1.9mm to 1.4mm: L-shape: FV052T: 1 pc. Titanium connector, L-P drainage: Connector diameters 1.4mm to 1.4mm: L-shape: FV053T: 1 pc. | 194850 | February 2013 |  | New Listing
04 - Neurosurgical | 04.03 - HYDROCEPHALUS DEVICES | 04.03.06 - Shunt Attachment | 04.03.06.02 - Right Angled Guide |  | IG052 | 200 |  | Integra Neurosciences Pty Ltd | Electa right angle guide | Silicone | One Size Only | 151661 | February 2012 |  | Changed Product Group, Product Sub Group, Benefit.
04 - Neurosurgical | 04.04 - DEEP BRAIN STIMULATION (DBS) | 04.04.01 - Implantable Pulse Generator | 04.04.01.01 - Primary Cell Pulse Generator (non-rechargeable) |  | MI031 | 9050 |  | Medtronic Australasia Pty Ltd | Medtronic Activa SC Neurostimulator for Deep Brain Stimulation | Single channel neurostimulator for Deep Brain stimulation | New or Old Header choice | 188034, 188274 | February 2012 |  | New Listing
04 - Neurosurgical | 04.04 - DEEP BRAIN STIMULATION (DBS) | 04.04.01 - Implantable Pulse Generator | 04.04.01.01 - Primary Cell Pulse Generator (non-rechargeable) |  | SJ197 | 9050 |  | St Jude Medical Australia Pty Ltd | Libra Deep Brain Stimulation System - Libra IPG - 6608 | Implantable pulse generator for deep brain stimulation - 8 channel | 50mm x 54mm x 14mm | 161008 | February 2012 |  | Changed Product Group, Product Sub Group, Benefit.
04 - Neurosurgical | 04.04 - DEEP BRAIN STIMULATION (DBS) | 04.04.01 - Implantable Pulse Generator | 04.04.01.01 - Primary Cell Pulse Generator (non-rechargeable) | Dual Channel | BS318 | 15060 |  | Boston Scientific Australia Pty Ltd | Vercise PC | Dual channel primary cell deep brain stimulation system | One size only | 279185 | February 2017 |  | New Listing
04 - Neurosurgical | 04.04 - DEEP BRAIN STIMULATION (DBS) | 04.04.01 - Implantable Pulse Generator | 04.04.01.01 - Primary Cell Pulse Generator (non-rechargeable) | Dual channel | MC838 | 15060 |  | Medtronic Australasia Pty Ltd | Medtronic ACTIVA PC Neurostimulator for Deep Brain Stimulation | ACTIVA PC Dual channel primary cell neuro stimulator for Deep Brain Stimulation (37601) | One size only | 160118 | February 2012 |  | Changed Product Group, Product Sub Group, Suffix, Benefit.
04 - Neurosurgical | 04.04 - DEEP BRAIN STIMULATION (DBS) | 04.04.01 - Implantable Pulse Generator | 04.04.01.01 - Primary Cell Pulse Generator (non-rechargeable) | Dual channel | SJ206 | 15060 |  | St Jude Medical Australia Pty Ltd | Libra XP DBS IPG 6644 | Implantable pulse generation for deep brain stimulation - Dual 4 Channel | 76mm x 58mm x 14mm | 161009 | February 2012 |  | Changed Product Group, Product Sub Group, Suffix, Benefit.
04 - Neurosurgical | 04.04 - DEEP BRAIN STIMULATION (DBS) | 04.04.01 - Implantable Pulse Generator | 04.04.01.01 - Primary Cell Pulse Generator (non-rechargeable) | Dual Channel | SJ376 | 15060 |  | St Jude Medical Australia Pty Ltd | Infinity IPG | Implantable Pulse Generator | 55mm, 68mm | 278846, 278847, 278849, 278850 | August 2016 |  | New Listing
04 - Neurosurgical | 04.04 - DEEP BRAIN STIMULATION (DBS) | 04.04.01 - Implantable Pulse Generator | 04.04.01.02 - Rechargeable Pulse Generator | Dual channel | MC946 | 19150 |  | Medtronic Australasia Pty Ltd | Medtronic ACTIVA RC Neurostimulator for Deep Brain Stimulation | ACTIVA RC Dual channel rechargeable neurostimulator for Deep Brain Stimulation (37612) | One size only | 121279 | February 2012 |  | Changed Product Group, Product Sub Group, Suffix, Benefit.
04 - Neurosurgical | 04.04 - DEEP BRAIN STIMULATION (DBS) | 04.04.01 - Implantable Pulse Generator | 04.04.01.02 - Rechargeable Pulse Generator | Dual channel | SJ202 | 19150 |  | St Jude Medical Australia Pty Ltd | Brio DBS Implantable Pulse Generator 6788 | Dual Channel 16 Contact rechargeable IPG | 29g, 17cc | 164510 | February 2012 |  | Changed Product Group, Product Sub Group, Suffix, Benefit.
04 - Neurosurgical | 04.04 - DEEP BRAIN STIMULATION (DBS) | 04.04.01 - Implantable Pulse Generator | 04.04.01.02 - Rechargeable Pulse Generator | Unlimited Deep Discharge Battery | BS237 | 22000 |  | Boston Scientific Australia Pty Ltd | Vercise IPG Kit | Dual Channel, 16 Contact, Zero Volt Rechargeable Deep Brain Stimulation IPG | One size only | 201944 | February 2015 |  | Changed Suffix.
04 - Neurosurgical | 04.04 - DEEP BRAIN STIMULATION (DBS) | 04.04.02 - External Components | 04.04.02.01 - Patient Programmer |  | BS243 | 1400 |  | Boston Scientific Australia Pty Ltd | Vercise Remote Control, Vercise Remote Control 2 | Remote patient control for DBS | One size only | 202019, 279188 | February 2017 |  | Changed Product Name.
04 - Neurosurgical | 04.04 - DEEP BRAIN STIMULATION (DBS) | 04.04.02 - External Components | 04.04.02.01 - Patient Programmer |  | MC837 | 1400 |  | Medtronic Australasia Pty Ltd | Medtronic Activa Patient Programmer | Medtronic Activa Patient Programmer (Model 37642) | One size only | 160115 | February 2012 |  | Changed Product Group, Product Sub Group, Benefit.
04 - Neurosurgical | 04.04 - DEEP BRAIN STIMULATION (DBS) | 04.04.02 - External Components | 04.04.02.01 - Patient Programmer |  | SJ204 | 1400 |  | St Jude Medical Australia Pty Ltd | Brio DBS Patient Controller 6856 | Patient Controller for DBS | One size only | 164509 | February 2012 |  | Changed Product Group, Product Sub Group, Benefit.
04 - Neurosurgical | 04.04 - DEEP BRAIN STIMULATION (DBS) | 04.04.02 - External Components | 04.04.02.01 - Patient Programmer | Bluetooth | SJ387 | 700 |  | St Jude Medical Australia Pty Ltd | Infinity Patient Programmer | Patient Programmer | iPod Touch | 277756 | February 2017 |  | New Listing
04 - Neurosurgical | 04.04 - DEEP BRAIN STIMULATION (DBS) | 04.04.02 - External Components | 04.04.02.02 - Recharger |  | BS245 | 1975 |  | Boston Scientific Australia Pty Ltd | Vercise Charging System | Recharging system for DBS | N/A | 202018, 203085 | February 2013 |  | New Listing
04 - Neurosurgical | 04.04 - DEEP BRAIN STIMULATION (DBS) | 04.04.02 - External Components | 04.04.02.02 - Recharger |  | MC945 | 1975 |  | Medtronic Australasia Pty Ltd | Medtronic ACTIVA Recharging System for Deep Brain Stimulation | Recharging System for Deep Brain Stimulation | One size only | 121279 | February 2012 |  | Changed Product Group, Product Sub Group, Benefit.
04 - Neurosurgical | 04.04 - DEEP BRAIN STIMULATION (DBS) | 04.04.02 - External Components | 04.04.02.02 - Recharger |  | SJ351 | 1975 |  | St Jude Medical Australia Pty Ltd | Brio LE Charging System 6722 | Charging system for Brio Deep Brain Stimualtion Device | One size only | 231655 | August 2015 |  | New Listing
04 - Neurosurgical | 04.04 - DEEP BRAIN STIMULATION (DBS) | 04.04.03 - Leads | 04.04.03.01 - Permanent Lead |  | BS238 | 4150 |  | Boston Scientific Australia Pty Ltd | Boston Scientific DBS Lead Kit | Deep brain stimulation lead with 8 in-line contact electrodes. Independent 19-filar platinum-core. | 30cm - 45cm | 202017 | February 2013 |  | New Listing
04 - Neurosurgical | 04.04 - DEEP BRAIN STIMULATION (DBS) | 04.04.03 - Leads | 04.04.03.01 - Permanent Lead |  | MC244 | 4150 |  | Medtronic Australasia Pty Ltd | Medtronic Australasia DBS Lead Model 3389, Medtronic quadripolar Itrel II- 7424DBS, Active Implantable Stimulator & Ancillary Equipment | Deep brain stimulation lead with four platinum iridium electrodes Models 3387 and 3389. Electrode spacing is 1.5mm apart for Model 3387 and 0.5mm apart for Model 3389. PTFE, polyurethane, platinum/iridium, nickel alloy, tungsten | 28 - 40cm | 137138 | February 2012 |  | Changed Product Group, Product Sub Group, Suffix, Benefit.
04 - Neurosurgical | 04.04 - DEEP BRAIN STIMULATION (DBS) | 04.04.03 - Leads | 04.04.03.01 - Permanent Lead |  | SJ148 | 4150 |  | St Jude Medical Australia Pty Ltd | Libra Deep Brain Stimulation System - Leads 6142 - 6149 | DBS Leads 6142-6145 1.5mm electrode and space 1.5mm; 6146-6149 1.5mm electrode and 0.5mm space | 25-40cm | 160826 | February 2012 |  | Changed Product Group, Product Sub Group, Benefit.
04 - Neurosurgical | 04.04 - DEEP BRAIN STIMULATION (DBS) | 04.04.03 - Leads | 04.04.03.01 - Permanent Lead |  | SJ377 | 4150 |  | St Jude Medical Australia Pty Ltd | Infinity Lead | Lead with 4 electrodes | 30-90cm | 278555 | August 2016 |  | New Listing
04 - Neurosurgical | 04.04 - DEEP BRAIN STIMULATION (DBS) | 04.04.03 - Leads | 04.04.03.01 - Permanent Lead | Current steering | BS319 | 4565 |  | Boston Scientific Australia Pty Ltd | Cartesia Directional Lead | Deep brain stimulation lead with 8 in-line contact electrodes. Independent 19-filar platinum-core. Contacts are separated circumferentially allowing for both axial and rotational stimulation selectivity. | 30cm - 45cm | 279186 | February 2017 |  | New Listing
04 - Neurosurgical | 04.04 - DEEP BRAIN STIMULATION (DBS) | 04.04.03 - Leads | 04.04.03.01 - Permanent Lead | Current steering | SJ378 | 4565 |  | St Jude Medical Australia Pty Ltd | Infinity directional lead | Lead with 8 electrode segmented contacts. Steerable and directional current. | 30-90cm | 279015, 279016 | February 2017 |  | Changed Suffix, Benefit.
04 - Neurosurgical | 04.04 - DEEP BRAIN STIMULATION (DBS) | 04.04.03 - Leads | 04.04.03.02 - Lead Extension |  | BS239 | 2100 |  | Boston Scientific Australia Pty Ltd | Boston Scientific DBS Extension Kit | Deep brain stimulation extension kit | 55cm | 202034 | February 2013 |  | New Listing
04 - Neurosurgical | 04.04 - DEEP BRAIN STIMULATION (DBS) | 04.04.03 - Leads | 04.04.03.02 - Lead Extension |  | BS293 | 2100 |  | Boston Scientific Australia Pty Ltd | B26 Pocket Adaptor | Pocket Adaptor for Deep Brain Stimulation IPG | 15cm | 231754 | August 2015 |  | New Listing
04 - Neurosurgical | 04.04 - DEEP BRAIN STIMULATION (DBS) | 04.04.03 - Leads | 04.04.03.02 - Lead Extension |  | BS324 | 2100 |  | Boston Scientific Australia Pty Ltd | Vercise M8 Adapter | 1 x 8 in-line connector designed to connect another manufacturer's previously implanted lead extensions to the Vercise Stimulator | 15 - 55cm | 281579 | February 2017 |  | New Listing
04 - Neurosurgical | 04.04 - DEEP BRAIN STIMULATION (DBS) | 04.04.03 - Leads | 04.04.03.02 - Lead Extension |  | MC305 | 2100 |  | Medtronic Australasia Pty Ltd | Low Profile Impedance Extension Kit for DBS Model 7482 | Silicone Rubber | 25, 40, 51, 66, 95cm | 156265, 96927 | February 2012 |  | Changed Product Group, Product Sub Group, Benefit.
04 - Neurosurgical | 04.04 - DEEP BRAIN STIMULATION (DBS) | 04.04.03 - Leads | 04.04.03.02 - Lead Extension |  | MC852 | 2100 |  | Medtronic Australasia Pty Ltd | Medtronic Extension for Deep Brain Stimulation | Medtronic ACTIVA Stretch Coil Extension for use with ACTIVA RC and PC | 40cm, 60cm, 95cm | 160116 | February 2012 |  | Changed Product Group, Product Sub Group, Benefit.
04 - Neurosurgical | 04.04 - DEEP BRAIN STIMULATION (DBS) | 04.04.03 - Leads | 04.04.03.02 - Lead Extension |  | MC940 | 2100 |  | Medtronic Australasia Pty Ltd | Pocket Adaptors for Deep Brain Stimulation | Pocket Adaptors for Deep Brain Stimulation (Single and Dual Channel) | 25.5cm and 27.4cm | 165114 | February 2012 |  | Changed Product Group, Product Sub Group, Benefit.
04 - Neurosurgical | 04.04 - DEEP BRAIN STIMULATION (DBS) | 04.04.03 - Leads | 04.04.03.02 - Lead Extension |  | MI032 | 2100 |  | Medtronic Australasia Pty Ltd | Medtronic Extension for Deep Brain Stimulation | Extension for Deep Brain Stimulation | 40cm, 60cm, 95cm | 160116 | February 2012 |  | New Listing
04 - Neurosurgical | 04.04 - DEEP BRAIN STIMULATION (DBS) | 04.04.03 - Leads | 04.04.03.02 - Lead Extension |  | SJ234 | 2100 |  | St Jude Medical Australia Pty Ltd | Pocket Adaptor | IS-1 Pocket Adaptor | 25cm and 50cm | 170021 | February 2012 |  | Changed Product Group, Product Sub Group, Benefit.
04 - Neurosurgical | 04.04 - DEEP BRAIN STIMULATION (DBS) | 04.04.03 - Leads | 04.04.03.02 - Lead Extension |  | SJ350 | 2100 |  | St Jude Medical Australia Pty Ltd | 8-Channel Adapter | 8-Channel Adapter | 10cm and 60cm | 233169 | August 2015 |  | Changed Benefit.
04 - Neurosurgical | 04.04 - DEEP BRAIN STIMULATION (DBS) | 04.04.03 - Leads | 04.04.03.02 - Lead Extension |  | SJ373 | 2100 |  | St Jude Medical Australia Pty Ltd | St Jude Deep Brain Stimulation System | Extension Lead for DBS | 50-90cm | 160827, 183454 | February 2016 |  | Compressed from SJ149, SJ273
04 - Neurosurgical | 04.04 - DEEP BRAIN STIMULATION (DBS) | 04.04.04 - Microtargetting Electrodes |  |  | MI073 | 1500 |  | Medtronic Australasia Pty Ltd | Medtronic MicroTargeting Electrodes | Microelectrodes used for intra-operative recording of neuronal activity for DBS | Various | 133616 | February 2013 |  | Compressed from MC766, MC841
04 - Neurosurgical | 04.04 - DEEP BRAIN STIMULATION (DBS) | 04.04.04 - Microtargetting Electrodes |  |  | SJ198 | 1500 |  | St Jude Medical Australia Pty Ltd | MicroTargeting Electrodes | Microtargeting mono- and bipolar- electrodes | 100-300mm | 161735 | February 2012 |  | Changed Product Group, Benefit.
04 - Neurosurgical | 04.04 - DEEP BRAIN STIMULATION (DBS) | 04.04.05 - Accessories | 04.04.05.01 - Burr Hole Cover |  | BS244 | 550 |  | Boston Scientific Australia Pty Ltd | SureTek Burr Hole Cover | Burr hole cover | 14mm compatability | 203999 | February 2013 |  | New Listing
04 - Neurosurgical | 04.04 - DEEP BRAIN STIMULATION (DBS) | 04.04.05 - Accessories | 04.04.05.01 - Burr Hole Cover |  | MC767 | 550 |  | Medtronic Australasia Pty Ltd | Stimloc | Burr Hole Cover | 14mm | 151095 | February 2012 |  | Changed Product Group, Product Sub Group, Suffix, Benefit.
04 - Neurosurgical | 04.04 - DEEP BRAIN STIMULATION (DBS) | 04.04.05 - Accessories | 04.04.05.01 - Burr Hole Cover |  | SJ199 | 550 |  | St Jude Medical Australia Pty Ltd | Guardian Burr Hole Cover System | Cranial Burr Hole Cover | 14 - 17mm outer diameter | 163234 | February 2012 |  | Changed Product Group, Product Sub Group, Benefit.
04 - Neurosurgical | 04.04 - DEEP BRAIN STIMULATION (DBS) | 04.04.05 - Accessories | 04.04.05.02 - Connectors and cables |  | BS242 | 200 |  | Boston Scientific Australia Pty Ltd | Boston Scientific DBS OR Cable & Extension | OR cable and extension for DBS | One size only | 157994 | February 2013 |  | New Listing
04 - Neurosurgical | 04.04 - DEEP BRAIN STIMULATION (DBS) | 04.04.05 - Accessories | 04.04.05.02 - Connectors and cables |  | MC764 | 200 |  | Medtronic Australasia Pty Ltd | Microelectrode Cable | Cable used for intracranial recording of neural activity prior to DBS | One size | 138186 | February 2012 |  | Changed Product Group, Product Sub Group, Suffix, Benefit.
04 - Neurosurgical | 04.04 - DEEP BRAIN STIMULATION (DBS) | 04.04.05 - Accessories | 04.04.05.02 - Connectors and cables |  | MC770 | 200 |  | Medtronic Australasia Pty Ltd | Snap Lid Connector | Connector for implanted lead to external Implantable Pulse Generator | 2.5" x 5.0" | 119991 | February 2012 |  | Changed Product Group, Product Sub Group, Suffix, Benefit.
04 - Neurosurgical | 04.04 - DEEP BRAIN STIMULATION (DBS) | 04.04.05 - Accessories | 04.04.05.02 - Connectors and cables |  | MC842 | 200 |  | Medtronic Australasia Pty Ltd | Medtronic Screening Cable (Twist Lock) | Screening Cable with Twist Lock for Intraoperative testing | One size only | 119991 | February 2012 |  | Changed Product Group, Product Sub Group, Benefit.
04 - Neurosurgical | 04.04 - DEEP BRAIN STIMULATION (DBS) | 04.04.05 - Accessories | 04.04.05.02 - Connectors and cables |  | MC843 | 200 |  | Medtronic Australasia Pty Ltd | Medtronic Screening Cable (Alligator Clip) | Screening Cable with Alligator Clip for Intraoperative testing | One size only | 119991 | February 2012 |  | Changed Product Group, Product Sub Group, Benefit.
04 - Neurosurgical | 04.04 - DEEP BRAIN STIMULATION (DBS) | 04.04.05 - Accessories | 04.04.05.03 - Intraoperative accessories |  | BS240 | 175 |  | Boston Scientific Australia Pty Ltd | Vercise Physician's Spare Kit | Boots accessory kit for DBS | N/A | 203998 | February 2013 |  | New Listing
04 - Neurosurgical | 04.04 - DEEP BRAIN STIMULATION (DBS) | 04.04.05 - Accessories | 04.04.05.03 - Intraoperative accessories |  | BS241 | 175 |  | Boston Scientific Australia Pty Ltd | Boston Scientific DBS Tunneling Tool | Tunneling tool for DBS - straw, long | N/A | 156757 | February 2013 |  | New Listing
04 - Neurosurgical | 04.04 - DEEP BRAIN STIMULATION (DBS) | 04.04.05 - Accessories | 04.04.05.03 - Intraoperative accessories |  | MC826 | 175 |  | Medtronic Australasia Pty Ltd | Medtronic Accessory Kit for Deep Brain Stimulation | Boots accessory kit for DBS (3550-25) | N/A | 240576 | February 2012 |  | Changed Product Group, Product Sub Group, Benefit.
04 - Neurosurgical | 04.04 - DEEP BRAIN STIMULATION (DBS) | 04.04.05 - Accessories | 04.04.05.03 - Intraoperative accessories |  | MI003 | 175 |  | Medtronic Australasia Pty Ltd | Medtronic DBS Tunneling Tool Accessory Kit | DBS Tunneling Tool Accessory Kit | One size only | 121281 | February 2012 |  | Changed Product Group, Product Sub Group, Benefit.
04 - Neurosurgical | 04.04 - DEEP BRAIN STIMULATION (DBS) | 04.04.05 - Accessories | 04.04.05.03 - Intraoperative accessories |  | MI119 | 175 |  | Medtronic Australasia Pty Ltd | Electrode Insertion Tube set | Electrode Insertion Tube Set for DBS | One size only | 212222 | August 2013 |  | New Listing
04 - Neurosurgical | 04.05 - NEUROSTIMULATION THERAPIES FOR PAIN MANAGEMENT | 04.05.01 - Pulse Generators | 04.05.01.01 - Primary Cell Pulse Generator (non-rechargeable) |  | MC137 | 19150 |  | Medtronic Australasia Pty Ltd | Medtronic A/Asia, Synergy Dual Channel Implantable Pulse Generator Model 7427, Active Implantable Stimulators. | DCI - Pulse Generator: Synergy Dual Channel Implantable Pulse Generator Model 7427. Materials - Titanium | One size only | 134477 | February 2012 |  | Changed Product Group, Product Sub Group, Benefit.
04 - Neurosurgical | 04.05 - NEUROSTIMULATION THERAPIES FOR PAIN MANAGEMENT | 04.05.01 - Pulse Generators | 04.05.01.01 - Primary Cell Pulse Generator (non-rechargeable) |  | MC742 | 19150 |  | Medtronic Australasia Pty Ltd | Prime Advanced | Implantable Neurostimulator | Dimensions: 65 x 49 x 15mm | 141860 | February 2012 |  | Changed Product Group, Product Sub Group, Suffix, Benefit.
04 - Neurosurgical | 04.05 - NEUROSTIMULATION THERAPIES FOR PAIN MANAGEMENT | 04.05.01 - Pulse Generators | 04.05.01.01 - Primary Cell Pulse Generator (non-rechargeable) |  | MI135 | 19150 |  | Medtronic Australasia Pty Ltd | PrimeAdvanced Surescan MRI Neurostimulator | 16 electrode non-rechargeable implantable neurostimulator for pain management with Surescan MRI technology Model 97702 | One size only | 215751 | February 2014 |  | New Listing
04 - Neurosurgical | 04.05 - NEUROSTIMULATION THERAPIES FOR PAIN MANAGEMENT | 04.05.01 - Pulse Generators | 04.05.01.01 - Primary Cell Pulse Generator (non-rechargeable) |  | SJ362 | 19150 |  | St Jude Medical Australia Pty Ltd | Axium Neurostimulator System - Implantable Neurostimulator | Spinal modulation implantable neurostimulator. | 1 size; 31cc (1 presentation) | 202323 | August 2015 |  | Transferred from OD015
04 - Neurosurgical | 04.05 - NEUROSTIMULATION THERAPIES FOR PAIN MANAGEMENT | 04.05.01 - Pulse Generators | 04.05.01.01 - Primary Cell Pulse Generator (non-rechargeable) | Adaptive Stimulation | BS322 | 21150 |  | Boston Scientific Australia Pty Ltd | Precision Novi IPG | 16-output, multi-channel, neurostimulation system IPG with 3D algorythmic programming | One Size Only | 283692, 283693, 283694 | February 2017 |  | New Listing
04 - Neurosurgical | 04.05 - NEUROSTIMULATION THERAPIES FOR PAIN MANAGEMENT | 04.05.01 - Pulse Generators | 04.05.01.01 - Primary Cell Pulse Generator (non-rechargeable) | Multi waveforms | SJ379 | 24000 |  | St Jude Medical Australia Pty Ltd | Proclaim IPG | Implantable pulse generator | 55mm, 68mm | 279017 | August 2016 |  | New Listing
04 - Neurosurgical | 04.05 - NEUROSTIMULATION THERAPIES FOR PAIN MANAGEMENT | 04.05.01 - Pulse Generators | 04.05.01.01 - Primary Cell Pulse Generator (non-rechargeable) | Multi waveforms | SJ389 | 24000 |  | St Jude Medical Australia Pty Ltd | Proclaim DRG | Implantable Pulse Generator | one size only | 289235 | August 2017 |  | New Listing
04 - Neurosurgical | 04.05 - NEUROSTIMULATION THERAPIES FOR PAIN MANAGEMENT | 04.05.01 - Pulse Generators | 04.05.01.02 - Rechargeable Pulse Generator |  | ER428 | 19150 |  | Emergo Asia Pacific Pty Ltd | Freedom-4A Receiver Stimulator Kit | Freedom Rechargeable Pulse Generator System with integral 4 electrode lead array | one size only | 287159 | August 2017 |  | New Listing
04 - Neurosurgical | 04.05 - NEUROSTIMULATION THERAPIES FOR PAIN MANAGEMENT | 04.05.01 - Pulse Generators | 04.05.01.02 - Rechargeable Pulse Generator |  | MC746 | 19150 |  | Medtronic Australasia Pty Ltd | Restore Advanced INS | Implantable Neurostimulator | Dimensions: 65 x 49 x 15mm | 141861 | February 2012 |  | Changed Product Group, Product Sub Group, Benefit.
04 - Neurosurgical | 04.05 - NEUROSTIMULATION THERAPIES FOR PAIN MANAGEMENT | 04.05.01 - Pulse Generators | 04.05.01.02 - Rechargeable Pulse Generator |  | MC929 | 19150 |  | Medtronic Australasia Pty Ltd | Medtronic RestoreULTRA Neurostimulator | 16 Electrode Rechargeable implantable Neurostimulator for pain management (37712) | 22cc | 154866 | February 2012 |  | Changed Product Group, Product Sub Group, Benefit.
04 - Neurosurgical | 04.05 - NEUROSTIMULATION THERAPIES FOR PAIN MANAGEMENT | 04.05.01 - Pulse Generators | 04.05.01.02 - Rechargeable Pulse Generator |  | MI133 | 19150 |  | Medtronic Australasia Pty Ltd | RestoreUltra Surescan MRI Neurostimulator | 16 Electrode rechargeable implantable neurostimulator for pain management with Surescan MRI technology Model 97712 | One size only | 215748 | February 2014 |  | New Listing
04 - Neurosurgical | 04.05 - NEUROSTIMULATION THERAPIES FOR PAIN MANAGEMENT | 04.05.01 - Pulse Generators | 04.05.01.02 - Rechargeable Pulse Generator |  | MI134 | 19150 |  | Medtronic Australasia Pty Ltd | RestoreAdvanced Surescan MRI Neurostimulator | 16 electrode rechargeable implantable neurostimulator for pain management with Surescan MRI technology Model 97713 | One size only | 215749 | February 2014 |  | New Listing
04 - Neurosurgical | 04.05 - NEUROSTIMULATION THERAPIES FOR PAIN MANAGEMENT | 04.05.01 - Pulse Generators | 04.05.01.02 - Rechargeable Pulse Generator | Adaptive Stimulation | MI004 | 24000 |  | Medtronic Australasia Pty Ltd | Medtronic RestoreSensor Implantable Neurostimulator | 16 Electrode Rechargeable implantable neurostimulator for pain management with AdaptiveStim | 22cm3 | 177594 | February 2012 |  | Changed Product Group, Product Sub Group, Suffix, Benefit.
04 - Neurosurgical | 04.05 - NEUROSTIMULATION THERAPIES FOR PAIN MANAGEMENT | 04.05.01 - Pulse Generators | 04.05.01.02 - Rechargeable Pulse Generator | Adaptive Stimulation | MI132 | 24000 |  | Medtronic Australasia Pty Ltd | RestoreSensor Surescan MRI Neurostimulator | 16 electrode rechargeable implantable neurostimulator for pain management with AdaptiveStim and Surescan MRI technology | One size only | 215750 | February 2014 |  | New Listing
04 - Neurosurgical | 04.05 - NEUROSTIMULATION THERAPIES FOR PAIN MANAGEMENT | 04.05.01 - Pulse Generators | 04.05.01.02 - Rechargeable Pulse Generator | Adaptive Stimulation, Unlimited Deep Discharge Battery, 32 Electrode IPG | BS254 | 26000 |  | Boston Scientific Australia Pty Ltd | Precision Spectra IPG | 32-output, multi-channel, zero-volt rechargeable neurostimulation system IPG with 3D alogrythmic programming | One Size Only | 205793 | February 2015 |  | Changed Suffix.
04 - Neurosurgical | 04.05 - NEUROSTIMULATION THERAPIES FOR PAIN MANAGEMENT | 04.05.01 - Pulse Generators | 04.05.01.02 - Rechargeable Pulse Generator | Integrated Leads | ER429 | 19980 |  | Emergo Asia Pacific Pty Ltd | Freedom-8A Receiver Stimulator Kit | Freedom Rechargeable Pulse Generator system with integral 8 electrode lead array | one size only | 287158 | August 2017 |  | New Listing
04 - Neurosurgical | 04.05 - NEUROSTIMULATION THERAPIES FOR PAIN MANAGEMENT | 04.05.01 - Pulse Generators | 04.05.01.02 - Rechargeable Pulse Generator | Multi waveform, Recharge protection | BS330 | 26000 |  | Boston Scientific Australia Pty Ltd | Precision Montage MRI IPG | MRI Conditional, 16-output, multi-channel, zero-volt rechargeable neurostimulation system IPG with 3D algorythmic programming | One Size Only | 286709 | August 2017 |  | New Listing
04 - Neurosurgical | 04.05 - NEUROSTIMULATION THERAPIES FOR PAIN MANAGEMENT | 04.05.01 - Pulse Generators | 04.05.01.02 - Rechargeable Pulse Generator | Multi waveform, Recharge protection | SJ374 | 26000 |  | St Jude Medical Australia Pty Ltd | Prodigy IPG | Implantable Pulse Generator | 26g | 230721 | August 2016 |  | New Listing
04 - Neurosurgical | 04.05 - NEUROSTIMULATION THERAPIES FOR PAIN MANAGEMENT | 04.05.01 - Pulse Generators | 04.05.01.02 - Rechargeable Pulse Generator | Unlimited Deep Discharge Battery | BS104 | 22000 |  | Boston Scientific Australia Pty Ltd | Precision Plus IPG; Precision Plus IPG with Multiwave Technology | Rechargeable Neurostimulation System Implantable Pulse Generator. | One Size Only | 128679, 128681, 128682, 128775, 128776, 129091, 231197 | February 2015 |  | Changed Product Name, Suffix, Benefit.
04 - Neurosurgical | 04.05 - NEUROSTIMULATION THERAPIES FOR PAIN MANAGEMENT | 04.05.01 - Pulse Generators | 04.05.01.02 - Rechargeable Pulse Generator | Unlimited Deep Discharge Battery, 10kHz Stimulation | ER005 | 26000 |  | Emergo Asia Pacific Pty Ltd | Nevro Spinal Cord Stimulation System (SCSS) - IPG Kit | The Implantable Pulse Generator (IPG) is a rechargeable implantable device. It is capable of stimulating the spinal cord nerves through the electrodes of the leads connected to any combination of the output terminals, using one programmable current source. | N/A | 186043 | February 2016 |  | Changed Suffix, Benefit.
04 - Neurosurgical | 04.05 - NEUROSTIMULATION THERAPIES FOR PAIN MANAGEMENT | 04.05.02 - External Components | 04.05.02.01 - Patient Programmer |  | BS106 | 1500 |  | Boston Scientific Australia Pty Ltd | Precision Plus Remote Patient Programmer; Precision Plus with Multiwave Technology Remote Patient Programmer | Hand held remote control External Patient Programmer | One Size Only | 128681, 156025, 166929, 231187 | February 2015 |  | Changed Product Name, Benefit.
04 - Neurosurgical | 04.05 - NEUROSTIMULATION THERAPIES FOR PAIN MANAGEMENT | 04.05.02 - External Components | 04.05.02.01 - Patient Programmer |  | BS253 | 1500 |  | Boston Scientific Australia Pty Ltd | Precision Spectra Patient Remote Programmer | Hand held remote control External Patient Programmer | One size only | 206306 | August 2013 |  | New Listing
04 - Neurosurgical | 04.05 - NEUROSTIMULATION THERAPIES FOR PAIN MANAGEMENT | 04.05.02 - External Components | 04.05.02.01 - Patient Programmer |  | BS325 | 1500 |  | Boston Scientific Australia Pty Ltd | FreeLink Remote Control Kit | Hand held remote control/external patient programmer | One size only | 283693, 283694, 287237, 287738 | February 2017 |  | New Listing
04 - Neurosurgical | 04.05 - NEUROSTIMULATION THERAPIES FOR PAIN MANAGEMENT | 04.05.02 - External Components | 04.05.02.01 - Patient Programmer |  | ER432 | 1500 |  | Emergo Asia Pacific Pty Ltd | Wearable Antenna Assembly Kit | Freedom wearable antenna and patient programmer assembly kit (WAA programmer) | one size only | 287235 | August 2017 |  | New Listing
04 - Neurosurgical | 04.05 - NEUROSTIMULATION THERAPIES FOR PAIN MANAGEMENT | 04.05.02 - External Components | 04.05.02.01 - Patient Programmer |  | MC247 | 1500 |  | Medtronic Australasia Pty Ltd | Patient Activators | Hand held device Models 7434 & 7435 to be used with Itrel III and Synergy Implantable Pulse Generators | One size only | 137439 | February 2012 |  | Changed Product Group, Product Sub Group, Benefit.
04 - Neurosurgical | 04.05 - NEUROSTIMULATION THERAPIES FOR PAIN MANAGEMENT | 04.05.02 - External Components | 04.05.02.01 - Patient Programmer |  | MC943 | 1500 |  | Medtronic Australasia Pty Ltd | Medtronic myStim Patient Programmer | Patient programmer for Restore and Prime Neurostimulation systems (Model 37743) | One size only | 154867 | February 2012 |  | Changed Product Group, Product Sub Group, Benefit.
04 - Neurosurgical | 04.05 - NEUROSTIMULATION THERAPIES FOR PAIN MANAGEMENT | 04.05.02 - External Components | 04.05.02.01 - Patient Programmer |  | MI005 | 1500 |  | Medtronic Australasia Pty Ltd | Medtronic myStim Patient Programmer (Model 37744) | Patient programmer for implantable neurostimulator | One size only | 177036 | February 2012 |  | Changed Product Group, Product Sub Group, Benefit.
04 - Neurosurgical | 04.05 - NEUROSTIMULATION THERAPIES FOR PAIN MANAGEMENT | 04.05.02 - External Components | 04.05.02.01 - Patient Programmer |  | MI138 | 1500 |  | Medtronic Australasia Pty Ltd | Surescan MRI Patient programmer | Patient controller for Surescan MRI Neurostimulators | One size only | 214421 | February 2014 |  | New Listing
04 - Neurosurgical | 04.05 - NEUROSTIMULATION THERAPIES FOR PAIN MANAGEMENT | 04.05.02 - External Components | 04.05.02.01 - Patient Programmer |  | SJ177 | 1500 |  | St Jude Medical Australia Pty Ltd | ANS Spinal Cord Stimulation System (SCS) GENESIS | QuikLink Patient Programmer Model 3860 | One Size Only | 106669 | February 2012 |  | Changed Product Group, Product Sub Group, Benefit.
04 - Neurosurgical | 04.05 - NEUROSTIMULATION THERAPIES FOR PAIN MANAGEMENT | 04.05.02 - External Components | 04.05.02.01 - Patient Programmer |  | SJ183 | 1500 |  | St Jude Medical Australia Pty Ltd | Eon Neurostimulation System | Eon Programmer #3851 | . | 127127 | February 2012 |  | Changed Product Group, Product Sub Group, Benefit.
04 - Neurosurgical | 04.05 - NEUROSTIMULATION THERAPIES FOR PAIN MANAGEMENT | 04.05.02 - External Components | 04.05.02.01 - Patient Programmer |  | SJ348 | 1500 |  | St Jude Medical Australia Pty Ltd | Prodigy Patient Programmer | Prodigy Patient Programmer for use with Prodigy Neurostimulator. | One size. | 230778 | February 2015 |  | New Listing
04 - Neurosurgical | 04.05 - NEUROSTIMULATION THERAPIES FOR PAIN MANAGEMENT | 04.05.02 - External Components | 04.05.02.01 - Patient Programmer |  | SJ355 | 1500 |  | St Jude Medical Australia Pty Ltd | Axium Neurostimulator System - Programmer - Patient | Programmer - patient | 1 size (1 presentation) | 202322 | August 2015 |  | Transferred from OD017
04 - Neurosurgical | 04.05 - NEUROSTIMULATION THERAPIES FOR PAIN MANAGEMENT | 04.05.02 - External Components | 04.05.02.01 - Patient Programmer | Bluetooth | SJ388 | 700 |  | St Jude Medical Australia Pty Ltd | Proclaim Patient Programmer | Patient Programmer | iPod Touch | 277756 | February 2017 |  | New Listing
04 - Neurosurgical | 04.05 - NEUROSTIMULATION THERAPIES FOR PAIN MANAGEMENT | 04.05.02 - External Components | 04.05.02.02 - Patient Programmer Antenna |  | MC694 | 178 |  | Medtronic Australasia Pty Ltd | Restore Rechargeable Neurostimulation System | External Patient Programmer Antenna Model 37092 | One size only | 121279 | February 2012 |  | Changed Product Group, Product Sub Group, Benefit.
04 - Neurosurgical | 04.05 - NEUROSTIMULATION THERAPIES FOR PAIN MANAGEMENT | 04.05.02 - External Components | 04.05.02.03 - On/Off switching device |  | ER009 | 1400 |  | Emergo Asia Pacific Pty Ltd | Nevro Spinal Cord Stimulation System (SCSS) - Patient Remote Kit | The patient remote control is a handheld, battery operated unit able to communicate via radiofrequency (RF) with the Implantable Pulse Generator and trial stimulator | N/A | 185994 | February 2012 |  | Changed Product Group, Product Sub Group, Benefit.
04 - Neurosurgical | 04.05 - NEUROSTIMULATION THERAPIES FOR PAIN MANAGEMENT | 04.05.02 - External Components | 04.05.02.03 - On/Off switching device |  | SJ173 | 1400 |  | St Jude Medical Australia Pty Ltd | ANS Spinal Cord Stimulation System (SCS) GENESIS | Communication Magnet Model 1210 | One type only | 131543 | February 2012 |  | Changed Product Group, Product Sub Group, Benefit.
04 - Neurosurgical | 04.05 - NEUROSTIMULATION THERAPIES FOR PAIN MANAGEMENT | 04.05.02 - External Components | 04.05.02.04 - Recharger |  | BS105 | 1346 |  | Boston Scientific Australia Pty Ltd | Precision SCS External Patient Recharger | External Patient Recharging System: Base Station, charger, Cradle power supply, charger base station | One Size Only | 149462, 155857, 155858, 155859, 155924 | February 2012 |  | Changed Product Group, Product Sub Group, Benefit.
04 - Neurosurgical | 04.05 - NEUROSTIMULATION THERAPIES FOR PAIN MANAGEMENT | 04.05.02 - External Components | 04.05.02.04 - Recharger |  | BS143 | 1346 |  | Boston Scientific Australia Pty Ltd | Precision SCS External Patient Recharger System | External Patient Recharging System: Base Station, Charger, Cradle power supply, charger base station. | One size only | 149462 | February 2012 |  | Changed Product Group, Product Sub Group, Benefit.
04 - Neurosurgical | 04.05 - NEUROSTIMULATION THERAPIES FOR PAIN MANAGEMENT | 04.05.02 - External Components | 04.05.02.04 - Recharger |  | ER008 | 1346 |  | Emergo Asia Pacific Pty Ltd | Nevro Spinal Cord Stimulation System (SCSS) - Charger Kit | The Charger is a battery powered rechargeable device intended to recharge the Implantable Pulse Generator (IPG) battery transcutaneously | N/A | 181182 | February 2012 |  | Changed Description, Product Group, Product Sub Group, Benefit.
04 - Neurosurgical | 04.05 - NEUROSTIMULATION THERAPIES FOR PAIN MANAGEMENT | 04.05.02 - External Components | 04.05.02.04 - Recharger |  | MC692 | 1346 |  | Medtronic Australasia Pty Ltd | Restore Rechargeable Neurostimulation System | External Patient Recharger System Model 37752 | one size only | 121279 | February 2012 |  | Changed Product Group, Product Sub Group, Benefit.
04 - Neurosurgical | 04.05 - NEUROSTIMULATION THERAPIES FOR PAIN MANAGEMENT | 04.05.02 - External Components | 04.05.02.04 - Recharger |  | MI006 | 1346 |  | Medtronic Australasia Pty Ltd | Medtronic External Patient Recharger System Model 37754 | Patient recharger system for implantable neurostimulator | One size only | 121279 | February 2012 |  | Changed Product Group, Product Sub Group, Benefit.
04 - Neurosurgical | 04.05 - NEUROSTIMULATION THERAPIES FOR PAIN MANAGEMENT | 04.05.02 - External Components | 04.05.02.04 - Recharger |  | MI139 | 1346 |  | Medtronic Australasia Pty Ltd | Medtronic Patient Recharger System | Recharging system for Surescan MRI Neurostimulators Model 97754 | One size only | 121279 | February 2014 |  | New Listing
04 - Neurosurgical | 04.05 - NEUROSTIMULATION THERAPIES FOR PAIN MANAGEMENT | 04.05.02 - External Components | 04.05.02.04 - Recharger |  | SJ342 | 1346 |  | St Jude Medical Australia Pty Ltd | Eon Mini Charger | Charger to recharge Implantable Pulse Generator | One size | 221544 | August 2014 |  | New Listing
04 - Neurosurgical | 04.05 - NEUROSTIMULATION THERAPIES FOR PAIN MANAGEMENT | 04.05.02 - External Components | 04.05.02.04 - Recharger |  | SJ349 | 1346 |  | St Jude Medical Australia Pty Ltd | Prodigy Charging System | Prodigy Charging System for use with Prodigy Neurostimulator. | One size | 230779 | February 2015 |  | New Listing
04 - Neurosurgical | 04.05 - NEUROSTIMULATION THERAPIES FOR PAIN MANAGEMENT | 04.05.02 - External Components | 04.05.02.04 - Recharger |  | SJ352 | 1346 |  | St Jude Medical Australia Pty Ltd | Eon Charging System 3726 | Eon Charging System | One size | 233616 | August 2015 |  | New Listing
04 - Neurosurgical | 04.05 - NEUROSTIMULATION THERAPIES FOR PAIN MANAGEMENT | 04.05.03 - Leads | 04.05.03.01 - Permanent Lead | greater than 8 and less than 32 electrodes, Bifurcated proximal tail | ER388 | 9000 |  | Emergo Asia Pacific Pty Ltd | Surpass Surgical Lead | 16 Contact Lead with two bifurcating 8 contact tails with embedded differentiating colour pigment in tail | Length: 30 - 90 cm | 284256 | August 2017 |  | New Listing
04 - Neurosurgical | 04.05 - NEUROSTIMULATION THERAPIES FOR PAIN MANAGEMENT | 04.05.03 - Leads | 04.05.03.01 - Permanent Lead | ≥32 electrodes | BS255 | 12200 |  | Boston Scientific Australia Pty Ltd | CoverEdge 32 Contact Surgical Leads | CoverEdge 32 has 4x8 tightly-spaced electrodes and CoverEdge 32 X has 4x8 widely-spaced electrodes. | Up to 70cm in length | 218230 | February 2014 |  | New Listing
04 - Neurosurgical | 04.05 - NEUROSTIMULATION THERAPIES FOR PAIN MANAGEMENT | 04.05.03 - Leads | 04.05.03.01 - Permanent Lead | >8 and <32 electrodes, Bifurcated proximal tail | BS312 | 9000 |  | Boston Scientific Australia Pty Ltd | Infinion CX Lead | 1 x 16 lead with two 8 contact tails | 50 - 70cm | 275241 | August 2016 |  | New Listing
04 - Neurosurgical | 04.05 - NEUROSTIMULATION THERAPIES FOR PAIN MANAGEMENT | 04.05.03 - Leads | 04.05.03.01 - Permanent Lead | 4 electrodes | ER430 | 3400 |  | Emergo Asia Pacific Pty Ltd | Freedom-4A Spare Lead Kit | Freedom quadripolar spare lead with accessories (stylets, anchor, needle, guide wire) | 1.35 mm dia, length 45 cm | 290986 | August 2017 |  | New Listing
04 - Neurosurgical | 04.05 - NEUROSTIMULATION THERAPIES FOR PAIN MANAGEMENT | 04.05.03 - Leads | 04.05.03.01 - Permanent Lead | 4 electrodes | MC827 | 3400 |  | Medtronic Australasia Pty Ltd | Medtronic Pisces Quad Leads | Pisces Quad Lead (3487A), Pisces Quad Compact Lead (3887), Pisces Quad Plus Lead (3888) | Various | 137348, 143034, 143035 | February 2012 |  | Changed Product Group, Product Sub Group, Suffix, Benefit.
04 - Neurosurgical | 04.05 - NEUROSTIMULATION THERAPIES FOR PAIN MANAGEMENT | 04.05.03 - Leads | 04.05.03.01 - Permanent Lead | 4 electrodes | MC828 | 3400 |  | Medtronic Australasia Pty Ltd | Medtronic Resume Surgical Leads | Surgical Leads - Resume II (3587A), Resume TL (3986A) | 25cm | 141857, 141858 | February 2012 |  | Changed Product Group, Product Sub Group, Suffix, Benefit.
04 - Neurosurgical | 04.05 - NEUROSTIMULATION THERAPIES FOR PAIN MANAGEMENT | 04.05.03 - Leads | 04.05.03.01 - Permanent Lead | 4 electrodes | MC829 | 3400 |  | Medtronic Australasia Pty Ltd | Medtronic On Point Lead | On point peripheral nerve lead kit (3987A) | 25cm | 141859 | February 2012 |  | Changed Product Group, Product Sub Group, Suffix, Benefit.
04 - Neurosurgical | 04.05 - NEUROSTIMULATION THERAPIES FOR PAIN MANAGEMENT | 04.05.03 - Leads | 04.05.03.01 - Permanent Lead | 4 electrodes | SJ162 | 3400 |  | St Jude Medical Australia Pty Ltd | ANS Spinal Cord Stimulation System (SCS) | Quattrode Lead. 4 Electrode. | 30cm, 60cm, 90cm 110cm | 131944 | February 2012 |  | Changed Product Group, Product Sub Group, Suffix, Benefit.
04 - Neurosurgical | 04.05 - NEUROSTIMULATION THERAPIES FOR PAIN MANAGEMENT | 04.05.03 - Leads | 04.05.03.01 - Permanent Lead | 4 electrodes | SJ186 | 3400 |  | St Jude Medical Australia Pty Ltd | Lamitrode S Series Leads | Lamitrode S Series, 4 Channel, Model # 3243 | Length = 30cm | 126076 | February 2012 |  | Changed Product Group, Product Sub Group, Suffix, Benefit.
04 - Neurosurgical | 04.05 - NEUROSTIMULATION THERAPIES FOR PAIN MANAGEMENT | 04.05.03 - Leads | 04.05.03.01 - Permanent Lead | 4 electrodes | SJ187 | 3400 |  | St Jude Medical Australia Pty Ltd | Lamitrode S Series Leads | Lamitrode S Series, 4 Channel, Model # 3246 | Length = 60cm, 90cm, 110cm | 126076 | February 2012 |  | Changed Product Group, Product Sub Group, Suffix, Benefit.
04 - Neurosurgical | 04.05 - NEUROSTIMULATION THERAPIES FOR PAIN MANAGEMENT | 04.05.03 - Leads | 04.05.03.01 - Permanent Lead | 4 electrodes | SJ359 | 3400 |  | St Jude Medical Australia Pty Ltd | Axium Neurostimulator System - Implant Lead Kit | Implant lead kit and Implant lead kit, slim tip | Package containing either 50cm or 90cm lead | 202325 | August 2015 |  | Transferred from OD021
04 - Neurosurgical | 04.05 - NEUROSTIMULATION THERAPIES FOR PAIN MANAGEMENT | 04.05.03 - Leads | 04.05.03.01 - Permanent Lead | 8 electrodes | BS109 | 4230 |  | Boston Scientific Australia Pty Ltd | Precision SCS Eight Contact Leads | Eight contact percutaneous leads. | 30cm to 70cm | 128775 | February 2012 |  | Changed Product Group, Product Sub Group, Suffix, Benefit.
04 - Neurosurgical | 04.05 - NEUROSTIMULATION THERAPIES FOR PAIN MANAGEMENT | 04.05.03 - Leads | 04.05.03.01 - Permanent Lead | 8 electrodes | BS331 | 4230 |  | Boston Scientific Australia Pty Ltd | Avista MRI 8 Contact Lead | Eight contact percutaneous leads, MRI Conditional | 56cm - 74cm | 287236 | August 2017 |  | New Listing
04 - Neurosurgical | 04.05 - NEUROSTIMULATION THERAPIES FOR PAIN MANAGEMENT | 04.05.03 - Leads | 04.05.03.01 - Permanent Lead | 8 electrodes | ER006 | 4230 |  | Emergo Asia Pacific Pty Ltd | Nevro Spinal Cord Stimulation System (SCSS) - Lead Kit | The percutaneous lead is intended to be single use and interfaces with the Implantable Pulse Generator, lead extender OR cable, and lead accessories. | Spacing: 1-9mm spacing, 1-9mm in 1mm increments; Length: 30-90cm in 5cm increments | 185992 | February 2012 |  | Changed Product Group, Product Sub Group, Suffix, Benefit.
04 - Neurosurgical | 04.05 - NEUROSTIMULATION THERAPIES FOR PAIN MANAGEMENT | 04.05.03 - Leads | 04.05.03.01 - Permanent Lead | 8 electrodes | ER431 | 4230 |  | Emergo Asia Pacific Pty Ltd | Freedom-8A Spare Lead Kit | Freedom octapolar spare lead with accessories (stylets, anchor, needle, guide wire) | 1.35 mm dia, length 45 cm | 290987 | August 2017 |  | New Listing
04 - Neurosurgical | 04.05 - NEUROSTIMULATION THERAPIES FOR PAIN MANAGEMENT | 04.05.03 - Leads | 04.05.03.01 - Permanent Lead | 8 electrodes | MC135 | 4230 |  | Medtronic Australasia Pty Ltd | Medtronic Specify Lead | 8 electrode surgical lead kit | One size only | 114947 | February 2012 |  | Changed Product Name, Description, Size, Product Group, Product Sub Group, Suffix, Benefit.
04 - Neurosurgical | 04.05 - NEUROSTIMULATION THERAPIES FOR PAIN MANAGEMENT | 04.05.03 - Leads | 04.05.03.01 - Permanent Lead | 8 electrodes | MC361 | 4230 |  | Medtronic Australasia Pty Ltd | 2X4 Hinged Surgical Lead model 3999 | Materials: silicone rubber, platinum-iridium, polyurethane | 30, 45 & 60cm | 119320 | February 2012 |  | Changed Product Group, Product Sub Group, Suffix, Benefit.
04 - Neurosurgical | 04.05 - NEUROSTIMULATION THERAPIES FOR PAIN MANAGEMENT | 04.05.03 - Leads | 04.05.03.01 - Permanent Lead | 8 electrodes | MC690 | 4230 |  | Medtronic Australasia Pty Ltd | Neurostimulation System - Octad Leads | Octad Standard Lead Kit without Percutaneous Extension Model 3777, | 45, 60 & 75cm | 123243 | February 2012 |  | Changed Product Group, Product Sub Group, Suffix, Benefit.
04 - Neurosurgical | 04.05 - NEUROSTIMULATION THERAPIES FOR PAIN MANAGEMENT | 04.05.03 - Leads | 04.05.03.01 - Permanent Lead | 8 electrodes | MC710 | 4230 |  | Medtronic Australasia Pty Ltd | Neurostimulation System - Octad Leads | Octad Standard Lead Kit with Percutaneous extension model 3877 | 45, 60 & 75cm | 123243 | February 2012 |  | Changed Product Group, Product Sub Group, Suffix, Benefit.
04 - Neurosurgical | 04.05 - NEUROSTIMULATION THERAPIES FOR PAIN MANAGEMENT | 04.05.03 - Leads | 04.05.03.01 - Permanent Lead | 8 electrodes | MC711 | 4230 |  | Medtronic Australasia Pty Ltd | Neurostimulation System - Octad Leads | Octad Compact Lead Kit without Percutaneous Extension Model 3778 | 45, 60 & 75cm | 123243 | February 2012 |  | Changed Product Group, Product Sub Group, Suffix, Benefit.
04 - Neurosurgical | 04.05 - NEUROSTIMULATION THERAPIES FOR PAIN MANAGEMENT | 04.05.03 - Leads | 04.05.03.01 - Permanent Lead | 8 electrodes | MC712 | 4230 |  | Medtronic Australasia Pty Ltd | Neurostimulation System - Octad Leads | Octad Compact Lead Kit with Percutaneous Extension Model 3878 | 45, 60 & 75cm | 123243 | February 2012 |  | Changed Product Group, Product Sub Group, Suffix, Benefit.
04 - Neurosurgical | 04.05 - NEUROSTIMULATION THERAPIES FOR PAIN MANAGEMENT | 04.05.03 - Leads | 04.05.03.01 - Permanent Lead | 8 electrodes | MC740 | 4230 |  | Medtronic Australasia Pty Ltd | SCS Sub Compact Lead | Octad Sub Compact Lead Kit without Percutaneous Extension Model 3776 | 45, 60 and 75cm | 137079 | February 2012 |  | Changed Product Group, Product Sub Group, Suffix, Benefit.
04 - Neurosurgical | 04.05 - NEUROSTIMULATION THERAPIES FOR PAIN MANAGEMENT | 04.05.03 - Leads | 04.05.03.01 - Permanent Lead | 8 electrodes | MC759 | 4230 |  | Medtronic Australasia Pty Ltd | SCS Sub Compact Lead | Ocatd Sub Compact Lead Kit with Percutaneous Extension Model 3876 | 45, 60 and 75cm | 137080 | February 2012 |  | Changed Product Group, Product Sub Group, Suffix, Benefit.
04 - Neurosurgical | 04.05 - NEUROSTIMULATION THERAPIES FOR PAIN MANAGEMENT | 04.05.03 - Leads | 04.05.03.01 - Permanent Lead | 8 electrodes | MI136 | 4230 |  | Medtronic Australasia Pty Ltd | Vectris Surescan MRI Neurostimulation Leads | Octad Compact Lead Kit Model 977A2, Subcompact lead Kit Model 977A1 | 60cm, 75cm, 90cm | 214838, 214839 | February 2014 |  | New Listing
04 - Neurosurgical | 04.05 - NEUROSTIMULATION THERAPIES FOR PAIN MANAGEMENT | 04.05.03 - Leads | 04.05.03.01 - Permanent Lead | 8 electrodes | SJ161 | 4230 |  | St Jude Medical Australia Pty Ltd | ANS Spinal Cord Stimulation System (SCS) | Octrode Lead. 8 Electrode (thoracic or cervical placement). | 30cm, 60cm, 90cm 110cm | 132097 | February 2012 |  | Changed Product Group, Product Sub Group, Suffix, Benefit.
04 - Neurosurgical | 04.05 - NEUROSTIMULATION THERAPIES FOR PAIN MANAGEMENT | 04.05.03 - Leads | 04.05.03.01 - Permanent Lead | 8 electrodes | SJ168 | 4230 |  | St Jude Medical Australia Pty Ltd | ANS Spinal Cord Stimulation System (SCS) | Lamitrode Plate Electrode | 60cm, 90cm, 110cm | 125910, 126005, 126079 | February 2012 |  | Changed Product Group, Product Sub Group, Suffix, Benefit.
04 - Neurosurgical | 04.05 - NEUROSTIMULATION THERAPIES FOR PAIN MANAGEMENT | 04.05.03 - Leads | 04.05.03.01 - Permanent Lead | 8 electrodes | SJ184 | 4230 |  | St Jude Medical Australia Pty Ltd | Lamitrode S Series Leads | Lamitrode S Series, 8 Channel, Model # 3283 | Length = 30cm | 126002 | February 2012 |  | Changed Product Group, Product Sub Group, Suffix, Benefit.
04 - Neurosurgical | 04.05 - NEUROSTIMULATION THERAPIES FOR PAIN MANAGEMENT | 04.05.03 - Leads | 04.05.03.01 - Permanent Lead | 8 electrodes | SJ185 | 4230 |  | St Jude Medical Australia Pty Ltd | Lamitrode S Series | Lamitrode S Series, 8 Channel, Model # 3286 | Length = 60cm, 90cm, 110cm | 126002 | February 2012 |  | Changed Product Group, Product Sub Group, Suffix, Benefit.
04 - Neurosurgical | 04.05 - NEUROSTIMULATION THERAPIES FOR PAIN MANAGEMENT | 04.05.03 - Leads | 04.05.03.01 - Permanent Lead | 8 electrodes | SJ188 | 4230 |  | St Jude Medical Australia Pty Ltd | Lamitrode C Series Leads | Lamitrode C Series, 8 Channel, Model # 3245 | Length = 60cm, 90cm, 110cmm | 126142 | February 2012 |  | Changed Product Group, Product Sub Group, Suffix, Benefit.
04 - Neurosurgical | 04.05 - NEUROSTIMULATION THERAPIES FOR PAIN MANAGEMENT | 04.05.03 - Leads | 04.05.03.01 - Permanent Lead | Greater than 8 and Less than 32 electrodes | BS110 | 7640 |  | Boston Scientific Australia Pty Ltd | Precision SCS 16 Point Leads | 16 contact point leads with independent current controlled. | 50cm - 70cm | 163471, 197909 | February 2017 |  | Changed Suffix.
04 - Neurosurgical | 04.05 - NEUROSTIMULATION THERAPIES FOR PAIN MANAGEMENT | 04.05.03 - Leads | 04.05.03.01 - Permanent Lead | Greater than 8 and Less than 32 electrodes | MC776 | 7640 |  | Medtronic Australasia Pty Ltd | Specify 5-6-5 Surgical Lead | Triple Array 16 Electrode Surgical Lead with Duraloc Technology | 30, 65cm | 148397 | February 2017 |  | Changed Suffix.
04 - Neurosurgical | 04.05 - NEUROSTIMULATION THERAPIES FOR PAIN MANAGEMENT | 04.05.03 - Leads | 04.05.03.01 - Permanent Lead | Greater than 8 and Less than 32 electrodes | MC942 | 7640 |  | Medtronic Australasia Pty Ltd | Specify 2x8 Surgical Lead | Surgical Lead | 30cm and 65cm | 163895 | February 2017 |  | Changed Suffix.
04 - Neurosurgical | 04.05 - NEUROSTIMULATION THERAPIES FOR PAIN MANAGEMENT | 04.05.03 - Leads | 04.05.03.01 - Permanent Lead | Greater than 8 and Less than 32 electrodes | MI199 | 7640 |  | Medtronic Australasia Pty Ltd | Specify SureScan MRI 5-6-5 Lead Kit | Triple Array 16 Electrode Surgical Lead MRICS | 65 - 90 cms | 280179 | February 2017 |  | New Listing
04 - Neurosurgical | 04.05 - NEUROSTIMULATION THERAPIES FOR PAIN MANAGEMENT | 04.05.03 - Leads | 04.05.03.01 - Permanent Lead | Greater than 8 and Less than 32 electrodes | MI209 | 7640 |  | Medtronic Australasia Pty Ltd | Specify SureScan MRI 2x8 Surgical Lead Kit | MRI conditional surgical lead | 65-90cms | 280180 | February 2017 |  | New Listing
04 - Neurosurgical | 04.05 - NEUROSTIMULATION THERAPIES FOR PAIN MANAGEMENT | 04.05.03 - Leads | 04.05.03.01 - Permanent Lead | Greater than 8 and Less than 32 electrodes | SJ138 | 7640 |  | St Jude Medical Australia Pty Ltd | Lamitrode Lead - Tripole 16C | Tripole 16C - 3214, 3128, 3219, 3220, 3221 | 30-110cm | 155013 | February 2017 |  | Changed Suffix.
04 - Neurosurgical | 04.05 - NEUROSTIMULATION THERAPIES FOR PAIN MANAGEMENT | 04.05.03 - Leads | 04.05.03.01 - Permanent Lead | Greater than 8 and Less than 32 electrodes | SJ169 | 7640 |  | St Jude Medical Australia Pty Ltd | ANS Spinal Cord Stimulation System (SCS) | Lamitrode Dual 8 Plate Electrode Lead | One size only | 126004 | February 2017 |  | Changed Suffix.
04 - Neurosurgical | 04.05 - NEUROSTIMULATION THERAPIES FOR PAIN MANAGEMENT | 04.05.03 - Leads | 04.05.03.01 - Permanent Lead | Greater than 8 and Less than 32 electrodes | SJ191 | 7640 |  | St Jude Medical Australia Pty Ltd | Lamitrode C Series Leads | Lamitrode C Series, 16 Channel, Model # 3289 | Length = 60cm | 126003 | February 2017 |  | Changed Suffix.
04 - Neurosurgical | 04.05 - NEUROSTIMULATION THERAPIES FOR PAIN MANAGEMENT | 04.05.03 - Leads | 04.05.03.01 - Permanent Lead | Greater than 8 and Less than 32 electrodes | SJ231 | 7640 |  | St Jude Medical Australia Pty Ltd | Penta Leads | Paddle leads (Penta Leads have a curved paddle instead of a conventional flat paddle) | 2-3mm, 30cm-110cm | 170450 | February 2017 |  | Changed Suffix.
04 - Neurosurgical | 04.05 - NEUROSTIMULATION THERAPIES FOR PAIN MANAGEMENT | 04.05.03 - Leads | 04.05.03.02 - Trial Lead |  | BS118 | 485 |  | Boston Scientific Australia Pty Ltd | Precision SCS Lead Blanks | Lead Blank | One Size Only | 157994 | February 2012 |  | Changed Product Group, Product Sub Group, Suffix, Benefit.
04 - Neurosurgical | 04.05 - NEUROSTIMULATION THERAPIES FOR PAIN MANAGEMENT | 04.05.03 - Leads | 04.05.03.02 - Trial Lead |  | BS119 | 485 |  | Boston Scientific Australia Pty Ltd | Precision SCS Trial Leads | Trial Leads | 30cm - 70cm | 128775, 163471 | February 2012 |  | Changed Product Group, Product Sub Group, Suffix, Benefit.
04 - Neurosurgical | 04.05 - NEUROSTIMULATION THERAPIES FOR PAIN MANAGEMENT | 04.05.03 - Leads | 04.05.03.02 - Trial Lead |  | ER434 | 485 |  | Emergo Asia Pacific Pty Ltd | Freedom-4A Trial Lead Kit; Freedom-8A Trial Lead Kit | Freedom Trial Lead Kit | 1.35 mm dia, length 45 cm | 287157, 287160 | August 2017 |  | New Listing
04 - Neurosurgical | 04.05 - NEUROSTIMULATION THERAPIES FOR PAIN MANAGEMENT | 04.05.03 - Leads | 04.05.03.02 - Trial Lead |  | MI137 | 485 |  | Medtronic Australasia Pty Ltd | Medtronic Vectris Neurostimulation Trial Lead | Octad Compact Trial lead Kit Model 977D2 and Subcompact Model 977D1 | 60cm | 219258, 219259 | February 2014 |  | New Listing
04 - Neurosurgical | 04.05 - NEUROSTIMULATION THERAPIES FOR PAIN MANAGEMENT | 04.05.04 - Lead Extension |  |  | BS111 | 1510 |  | Boston Scientific Australia Pty Ltd | Precision SCS Lead Extensions | Lead Extensions | 25cm to 55cm | 128679 | February 2012 |  | Changed Product Group, Product Sub Group, Benefit.
04 - Neurosurgical | 04.05 - NEUROSTIMULATION THERAPIES FOR PAIN MANAGEMENT | 04.05.04 - Lead Extension |  |  | BS158 | 1510 |  | Boston Scientific Australia Pty Ltd | Precision Connector M1 | Lead extension for Precision SCS System | 35. 55. 70 cm length | 162422 | February 2012 |  | Changed Product Group, Benefit.
04 - Neurosurgical | 04.05 - NEUROSTIMULATION THERAPIES FOR PAIN MANAGEMENT | 04.05.04 - Lead Extension |  |  | BS169 | 1510 |  | Boston Scientific Australia Pty Ltd | Precision SCS Splitter | Lead extension for connection of multiple leads | Multiple Configurations | 167101, 167102, 197908 | August 2012 |  | Changed Product Name, Size.
04 - Neurosurgical | 04.05 - NEUROSTIMULATION THERAPIES FOR PAIN MANAGEMENT | 04.05.04 - Lead Extension |  |  | ER007 | 1510 |  | Emergo Asia Pacific Pty Ltd | Nevro Spinal Cord Stimulation System (SCSS) - Lead Extension Kit | The lead extender is intended to be used when the implant site for the Implantable Pulse Generator is too far from the stimulation site to directly connect the stimulation lead. | Length: 15cm-60cm, in increments of 5cm | 185993 | February 2012 |  | Changed Product Group, Benefit.
04 - Neurosurgical | 04.05 - NEUROSTIMULATION THERAPIES FOR PAIN MANAGEMENT | 04.05.04 - Lead Extension |  |  | ER102 | 1510 |  | Emergo Asia Pacific Pty Ltd | Nevro Spinal Cord Stimulation System (SCSS) - Pocket Adaptor Kit - S8 | The Pocket Adaptor is intended to be used when replacing a previously implanted Pulse Generator with the Nevro Implantable Pulse Generator. The Pocket Adaptor interfaces the Nevro Implantable Pulse Generator to another manufacturer's previously implanted compatible lead or lead extension. | Length of 10cm to 60cm, in increments of 1cm. | 199081 | February 2013 |  | Changed Product Name.
04 - Neurosurgical | 04.05 - NEUROSTIMULATION THERAPIES FOR PAIN MANAGEMENT | 04.05.04 - Lead Extension |  |  | ER130 | 1510 |  | Emergo Asia Pacific Pty Ltd | Nevro Spinal Cord Stimulation System (SCSS) - Pocket Adaptor Kit - M8 | The Pocket Adaptor is intended to be used when replacing a previously implanted Pulse Generator with the Nevro Implantable Pulse Generator. The Pocket Adaptor interfaces the Nevro Implantable Pulse Generator to another manufacturer's previously implanted compatible lead or lead extension | Length of 10cm to 60cm, in increments of 1cm | 204062 | February 2013 |  | New Listing
04 - Neurosurgical | 04.05 - NEUROSTIMULATION THERAPIES FOR PAIN MANAGEMENT | 04.05.04 - Lead Extension |  |  | MC315 | 1510 |  | Medtronic Australasia Pty Ltd | Low Profile Impedance Extension Kit for SCS Model 7489 | Silicone rubber | 10, 25, 40, 51, 66cm | 96926 | February 2012 |  | Changed Product Group, Product Sub Group, Suffix, Benefit.
04 - Neurosurgical | 04.05 - NEUROSTIMULATION THERAPIES FOR PAIN MANAGEMENT | 04.05.04 - Lead Extension |  |  | MC688 | 1510 |  | Medtronic Australasia Pty Ltd | Neurostimulation System - Extensions | 1 x 8 Synergy Extension Kit Model 7472; 1 x 8 Extension Kit Model 37081 | 20, 40 & 60cm | 123244 | February 2012 |  | Changed Product Group, Product Sub Group, Suffix, Benefit.
04 - Neurosurgical | 04.05 - NEUROSTIMULATION THERAPIES FOR PAIN MANAGEMENT | 04.05.04 - Lead Extension |  |  | MC733 | 1510 |  | Medtronic Australasia Pty Ltd | Quadripolar Stretch-Coil Extensions | Model 37083 Single, Silver and Silicone Rubber | 20cm - 60cm | 132587 | February 2012 |  | Changed Product Group, Product Sub Group, Suffix, Benefit.
04 - Neurosurgical | 04.05 - NEUROSTIMULATION THERAPIES FOR PAIN MANAGEMENT | 04.05.04 - Lead Extension |  |  | MC734 | 1510 |  | Medtronic Australasia Pty Ltd | Quadripolar Stretch-Coil Extensions | Model 37082 Bifurcated, Silver and Silicone Rubber | 20cm - 60cm | 132588 | February 2012 |  | Changed Product Group, Product Sub Group, Benefit.
04 - Neurosurgical | 04.05 - NEUROSTIMULATION THERAPIES FOR PAIN MANAGEMENT | 04.05.04 - Lead Extension |  |  | SJ160 | 1510 |  | St Jude Medical Australia Pty Ltd | ANS Spinal Cord Stimulation System (SCS) | Lead Extensions - in addition to 3341, 3342, 3343, 3382 and 3383, additional model 3346 - Dual Quad Extension and 3386 - single octrode extension | 60cm length | 126001, 126078 | February 2012 |  | Changed Product Group, Product Sub Group, Suffix, Benefit.
04 - Neurosurgical | 04.05 - NEUROSTIMULATION THERAPIES FOR PAIN MANAGEMENT | 04.05.04 - Lead Extension |  |  | SJ178 | 1510 |  | St Jude Medical Australia Pty Ltd | A127 Lead Extension | A127 Lead Extension | 15cm, 40cm, 60cm, 90cm | 119863 | February 2012 |  | Changed Product Group, Product Sub Group, Suffix, Benefit.
04 - Neurosurgical | 04.05 - NEUROSTIMULATION THERAPIES FOR PAIN MANAGEMENT | 04.05.04 - Lead Extension |  |  | SJ358 | 1510 |  | St Jude Medical Australia Pty Ltd | Axium Neurostimulator System - Lead Extension Kit | Lead extension kit. | 1 size (1 presentation) | 203096 | August 2015 |  | Transferred from OD020
04 - Neurosurgical | 04.05 - NEUROSTIMULATION THERAPIES FOR PAIN MANAGEMENT | 04.05.04 - Lead Extension |  |  | BS323 | 1510 |  | Boston Scientific Australia Pty Ltd | Precision M8 Adaptor | Designed to connect a Precision IPG or Precision Spectra IPG to another manufacturer's previously implanted compatible lead or lead extension | 15cm - 55cm | 281250 | February 2017 |  | New Listing
04 - Neurosurgical | 04.05 - NEUROSTIMULATION THERAPIES FOR PAIN MANAGEMENT | 04.05.04 - Lead Extension |  |  | MC941 | 1510 |  | Medtronic Australasia Pty Ltd | Pocket Adaptors for Spinal Cord Stimulation | Pocket Adaptors for Spinal Cord Stimulation (Single and Dual Channel) | 12.9cm, 25.5cm and 27.4cm | 165114 | August 2017 |  | Changed Size, Product Sub Group.
04 - Neurosurgical | 04.05 - NEUROSTIMULATION THERAPIES FOR PAIN MANAGEMENT | 04.05.05 - Accessories | 04.05.05.01 - Revision Kits |  | ER433 | 545 |  | Emergo Asia Pacific Pty Ltd | Sterile Revision Kit | Freedom sterile revision kit (stylets, needles, anchor) | one size only | 288088 | August 2017 |  | New Listing
04 - Neurosurgical | 04.05 - NEUROSTIMULATION THERAPIES FOR PAIN MANAGEMENT | 04.05.05 - Accessories | 04.05.05.01 - Revision Kits |  | MC094 | 545 |  | Medtronic Australasia Pty Ltd | Stimulator Accessory Kit - Pisces Quad; Pisces Z Lead Revision Kit; Pisces Quad Revision Kit; Octad Revision Kit | Model 3550-10 revision kit. 1 x boot, 1 x twistlock anchor, 2 x silicone anchors, 1 x hex wrench, 1 x epidural needle 15 gauge, 1 x percutaneous extension (inline) with set screws, 1 x ball-tipped (bent) 28cm stylet for Pisces-Quad lead, 1 x ball-tipped ( | One size only | 239412 | February 2012 |  | Changed Product Group, Product Sub Group, Suffix, Benefit.
04 - Neurosurgical | 04.05 - NEUROSTIMULATION THERAPIES FOR PAIN MANAGEMENT | 04.05.05 - Accessories | 04.05.05.01 - Revision Kits |  | MC689 | 545 |  | Medtronic Australasia Pty Ltd | Lead Revision Kits | Sterile Revision Kit for Octad leads 45cm (3550-26), Sterile Revision Kit for Octad leads 60-75cm (3550-27) | 30 & 45cm; 60 & 75cm | 240576 | February 2012 |  | Changed Product Name, Description, Product Group, Product Sub Group, Suffix, Benefit.
04 - Neurosurgical | 04.05 - NEUROSTIMULATION THERAPIES FOR PAIN MANAGEMENT | 04.05.05 - Accessories | 04.05.05.01 - Revision Kits |  | MI140 | 545 |  | Medtronic Australasia Pty Ltd | Revision kit Surescan MRI leads | Sterile Revision Kit for Surescan MRI leads | 60cm, 75cm, 90cm | 240576 | February 2014 |  | New Listing
04 - Neurosurgical | 04.05 - NEUROSTIMULATION THERAPIES FOR PAIN MANAGEMENT | 04.05.05 - Accessories | 04.05.05.01 - Revision Kits |  | SJ356 | 545 |  | St Jude Medical Australia Pty Ltd | Axium Neurostimulator System - Lead accessories kit | Lead accessories kit. | 1 size (1 presentation) | 197024 | August 2015 |  | Transferred from OD018
04 - Neurosurgical | 04.05 - NEUROSTIMULATION THERAPIES FOR PAIN MANAGEMENT | 04.05.05 - Accessories | 04.05.05.02 - Plug |  | BS121 | 168 |  | Boston Scientific Australia Pty Ltd | Precision SCS IPG Port | IPG Port Plug | One Size Only | 128679, 128680, 128681, 128682, 128775, 128776, 129091 | February 2012 |  | Changed Product Group, Product Sub Group, Suffix, Benefit.
04 - Neurosurgical | 04.05 - NEUROSTIMULATION THERAPIES FOR PAIN MANAGEMENT | 04.05.05 - Accessories | 04.05.05.02 - Plug |  | ER042 | 168 |  | Emergo Asia Pacific Pty Ltd | Nevro Spinal Cord Stimulation System (SCSS) - IPG Port Plug Kit | The Implantable Pulse Generator (IPG) Port Plug is provided to seal the port of the IPG that is not is use. | N/A | 190837 | February 2012 |  | New Listing
04 - Neurosurgical | 04.05 - NEUROSTIMULATION THERAPIES FOR PAIN MANAGEMENT | 04.05.05 - Accessories | 04.05.05.02 - Plug |  | MC687 | 168 |  | Medtronic Australasia Pty Ltd | Neurostimulation System - Accessory Kits | Lead Accessory Plug and Closed Boot Kit Model 3550-29 | . | 121280 | February 2012 |  | Changed Product Group, Product Sub Group, Suffix, Benefit.
04 - Neurosurgical | 04.05 - NEUROSTIMULATION THERAPIES FOR PAIN MANAGEMENT | 04.05.05 - Accessories | 04.05.05.02 - Plug |  | MC825 | 168 |  | Medtronic Australasia Pty Ltd | Medtronic Percutaneous Quad extension | Percutaneous extension (in line connector for quadripolar leads only) | One size only | 138711 | February 2012 |  | Changed Product Group, Product Sub Group, Benefit.
04 - Neurosurgical | 04.05 - NEUROSTIMULATION THERAPIES FOR PAIN MANAGEMENT | 04.05.05 - Accessories | 04.05.05.02 - Plug |  | MI050 | 168 |  | Medtronic Australasia Pty Ltd | Synergy IPG Connector Plug | Synergy IPG Connector Plug | Various | 240576 | February 2012 |  | Expanded from MC824
04 - Neurosurgical | 04.05 - NEUROSTIMULATION THERAPIES FOR PAIN MANAGEMENT | 04.05.05 - Accessories | 04.05.05.02 - Plug |  | SJ290 | 168 |  | St Jude Medical Australia Pty Ltd | Port Plug | Port Plug | One size only | 134306 | February 2012 |  | Expanded from SJ170
04 - Neurosurgical | 04.05 - NEUROSTIMULATION THERAPIES FOR PAIN MANAGEMENT | 04.05.05 - Accessories | 04.05.05.02 - Plug |  | SJ291 | 168 |  | St Jude Medical Australia Pty Ltd | Port Plug, Eon IPG | Port Plug, Eon IPG | One size only | 134306 | February 2012 |  | Expanded from SJ170
04 - Neurosurgical | 04.05 - NEUROSTIMULATION THERAPIES FOR PAIN MANAGEMENT | 04.05.05 - Accessories | 04.05.05.03 - Intraoperative Accessories |  | BS120 | 336 |  | Boston Scientific Australia Pty Ltd | Clik Anchor Kit | Clik, Clik X, Clik X MRI Anchors | Two anchors | 156760 | August 2017 |  | Changed Description, Size.
04 - Neurosurgical | 04.05 - NEUROSTIMULATION THERAPIES FOR PAIN MANAGEMENT | 04.05.05 - Accessories | 04.05.05.03 - Intraoperative Accessories |  | BS246 | 168 |  | Boston Scientific Australia Pty Ltd | Introducer Kit | Introducer intended for the percutaneous introduction and placement of leads. | Length: 13cm; 23cm. | 166195 | February 2013 |  | New Listing
04 - Neurosurgical | 04.05 - NEUROSTIMULATION THERAPIES FOR PAIN MANAGEMENT | 04.05.05 - Accessories | 04.05.05.03 - Intraoperative Accessories |  | BS247 | 168 |  | Boston Scientific Australia Pty Ltd | Stylet Kit | Stylet Kit with steering cap and stiffer stylet | Stiffer stylet length: Up to 70cm | 156759 | February 2013 |  | New Listing
04 - Neurosurgical | 04.05 - NEUROSTIMULATION THERAPIES FOR PAIN MANAGEMENT | 04.05.05 - Accessories | 04.05.05.03 - Intraoperative Accessories |  | BS249 | 168 |  | Boston Scientific Australia Pty Ltd | Medical Adhesive | Medical adhesive is used to assist in fixing the lead to the suture sleeve. | One size | 156755 | February 2013 |  | New Listing
04 - Neurosurgical | 04.05 - NEUROSTIMULATION THERAPIES FOR PAIN MANAGEMENT | 04.05.05 - Accessories | 04.05.05.03 - Intraoperative Accessories |  | BS256 | 168 |  | Boston Scientific Australia Pty Ltd | Tunnelling Tools | Aid in placement of leads. | Various | 156757 | February 2014 |  | New Listing
04 - Neurosurgical | 04.05 - NEUROSTIMULATION THERAPIES FOR PAIN MANAGEMENT | 04.05.05 - Accessories | 04.05.05.03 - Intraoperative Accessories |  | BS257 | 168 |  | Boston Scientific Australia Pty Ltd | Wrenches | Used to secure leads and anchors. | One size only | 157487 | February 2014 |  | New Listing
04 - Neurosurgical | 04.05 - NEUROSTIMULATION THERAPIES FOR PAIN MANAGEMENT | 04.05.05 - Accessories | 04.05.05.03 - Intraoperative Accessories |  | BS258 | 168 |  | Boston Scientific Australia Pty Ltd | Insertion Needles | Aid in placement of leads. | Various | 156758, 254954 | February 2014 |  | New Listing
04 - Neurosurgical | 04.05 - NEUROSTIMULATION THERAPIES FOR PAIN MANAGEMENT | 04.05.05 - Accessories | 04.05.05.03 - Intraoperative Accessories |  | BS259 | 168 |  | Boston Scientific Australia Pty Ltd | Passing Elevators and Paddle Blanks | Aid in placement of leads, helps verify that the epidural space is cleared. | Various | 156762, 218730 | February 2014 |  | New Listing
04 - Neurosurgical | 04.05 - NEUROSTIMULATION THERAPIES FOR PAIN MANAGEMENT | 04.05.05 - Accessories | 04.05.05.03 - Intraoperative Accessories |  | ER036 | 168 |  | Emergo Asia Pacific Pty Ltd | Nevro Spinal Cord Stimulation System (SCSS) - Coiled Lead Blank Kit | The Coiled Lead Blank made out of stainless steel is optionally used during surgery to clear a path for the introduction of the SCS Lead into the epidural space. The coiled lead blank is a tool used to help clear obstructions within the cannula of the insertion needle and may be used by the physician to verify access to the epidural space. | N/A | 181179 | February 2012 |  | New Listing
04 - Neurosurgical | 04.05 - NEUROSTIMULATION THERAPIES FOR PAIN MANAGEMENT | 04.05.05 - Accessories | 04.05.05.03 - Intraoperative Accessories |  | ER037 | 168 |  | Emergo Asia Pacific Pty Ltd | Nevro Spinal Cord Stimulation System (SCSS) - Insertion Needle Kit | The Insertion Needle is used during implant surgery to introduce the Lead between the vetebra into the epidural space. The insertion needle is a two part needle that contains a cannula and stylet to facilitate access to the spinal canal for lead placement | Length: 5-15cm, in increments of 1cm | 180426 | February 2012 |  | New Listing
04 - Neurosurgical | 04.05 - NEUROSTIMULATION THERAPIES FOR PAIN MANAGEMENT | 04.05.05 - Accessories | 04.05.05.03 - Intraoperative Accessories |  | ER038 | 168 |  | Emergo Asia Pacific Pty Ltd | Nevro Spinal Cord Stimulation System (SCSS) - Tunneling Tool Kit | The Tunneling Tool creates a subcutaneous tunnel from the Implantable Pulse Generator (IPG) site to the midline incision. The tunneling tool is passed subcutanously to deliver the leads from needle insertion site to the IPG site | Length: 20-50cm, in increments of 1cm | 180556 | February 2012 |  | New Listing
04 - Neurosurgical | 04.05 - NEUROSTIMULATION THERAPIES FOR PAIN MANAGEMENT | 04.05.05 - Accessories | 04.05.05.03 - Intraoperative Accessories |  | ER039 | 168 |  | Emergo Asia Pacific Pty Ltd | Nevro Spinal Cord Stimulation System (SCSS) - Cable Kit | The cables are used during the Lead implant procedure and patient trial to make electrical and mechanical connections between the Trial Stimulator and the Lead or Lead extension. There is a separate adaptor cable that allows the use of the Medtronic lead with the Nevro Senza System | N/A | 181180 | February 2012 |  | New Listing
04 - Neurosurgical | 04.05 - NEUROSTIMULATION THERAPIES FOR PAIN MANAGEMENT | 04.05.05 - Accessories | 04.05.05.03 - Intraoperative Accessories |  | ER040 | 168 |  | Emergo Asia Pacific Pty Ltd | Nevro Spinal Cord Stimulation System (SCSS) - Lead Anchor Kit | The Lead Anchors are used to anchor the lead to the fascia or supraspinous ligament. Lead Anchors are designed to slide freely over the lead length to the required fixation position and sutures are then tied around the anchor clamping the sleeve in place on the lead. | N/A | 180541 | February 2012 |  | New Listing
04 - Neurosurgical | 04.05 - NEUROSTIMULATION THERAPIES FOR PAIN MANAGEMENT | 04.05.05 - Accessories | 04.05.05.03 - Intraoperative Accessories |  | ER041 | 168 |  | Emergo Asia Pacific Pty Ltd | Nevro Spinal Cord Stimulation System (SCSS) - Torque Wrench Kit | The Torque Wrench is used to tighten the set screws that lock the lead into the Implantable Pulse Generator or to lock the lead into a lead extension | N/A | 181181 | February 2012 |  | New Listing
04 - Neurosurgical | 04.05 - NEUROSTIMULATION THERAPIES FOR PAIN MANAGEMENT | 04.05.05 - Accessories | 04.05.05.03 - Intraoperative Accessories |  | ER043 | 168 |  | Emergo Asia Pacific Pty Ltd | Nevro Spinal Cord Stimulation System (SCSS) - IPG Template Kit | The Implantable Pulse Generator (IPG) Template is an aid for the physician to assist in the proper sizing of the IPG pocket. | N/A | 185414 | February 2012 |  | New Listing
04 - Neurosurgical | 04.05 - NEUROSTIMULATION THERAPIES FOR PAIN MANAGEMENT | 04.05.05 - Accessories | 04.05.05.03 - Intraoperative Accessories |  | ER044 | 168 |  | Emergo Asia Pacific Pty Ltd | Nevro Spinal Cord Stimulation System (SCSS) - Stylet Kit | The Stylets are used to push and "steer" the stimulation Lead into place. These are standard configurations offered across industry offering the implanter the flexibility to maneuver the leads through the epidural space to the desired implant location. | Offered in Straight, Curved or Tapered versions. Diameter: 0.3mm or 0.35, Length:30-90cm in 5cm increments, Angle: 15-30 degrees in 5 degree increments | 180653 | February 2012 |  | New Listing
04 - Neurosurgical | 04.05 - NEUROSTIMULATION THERAPIES FOR PAIN MANAGEMENT | 04.05.05 - Accessories | 04.05.05.03 - Intraoperative Accessories |  | MC731 | 168 |  | Medtronic Australasia Pty Ltd | Titan Anchor | Silicone with titanium insert | One size only | 133358 | February 2012 |  | Changed Product Group, Product Sub Group, Suffix, Benefit.
04 - Neurosurgical | 04.05 - NEUROSTIMULATION THERAPIES FOR PAIN MANAGEMENT | 04.05.05 - Accessories | 04.05.05.03 - Intraoperative Accessories |  | MC930 | 168 |  | Medtronic Australasia Pty Ltd | 3550-P4 Passing Elevator Accessory Kit | Kit Contents: 4 Passing Elevators compatible with various leads | One size | 121280 | February 2012 |  | Changed Description, Product Group, Product Sub Group, Benefit.
04 - Neurosurgical | 04.05 - NEUROSTIMULATION THERAPIES FOR PAIN MANAGEMENT | 04.05.05 - Accessories | 04.05.05.03 - Intraoperative Accessories |  | MC931 | 168 |  | Medtronic Australasia Pty Ltd | 3550-63 Percutaneous Lead Introducer Accessory Kit | Percutaneous Lead Introducer Accessory Kit | One size only | 121280 | February 2012 |  | Changed Product Group, Product Sub Group, Benefit.
04 - Neurosurgical | 04.05 - NEUROSTIMULATION THERAPIES FOR PAIN MANAGEMENT | 04.05.05 - Accessories | 04.05.05.03 - Intraoperative Accessories |  | MC951 | 168 |  | Medtronic Australasia Pty Ltd | Multi-Lead Trialing Cable | Connector for implanted lead to External Neurostimulator | One size only | 119991 | February 2012 |  | Changed Product Group, Product Sub Group, Benefit.
04 - Neurosurgical | 04.05 - NEUROSTIMULATION THERAPIES FOR PAIN MANAGEMENT | 04.05.05 - Accessories | 04.05.05.03 - Intraoperative Accessories |  | MI038 | 168 |  | Medtronic Australasia Pty Ltd | Medtronic Neurostimulation Accessories (Wrenches and screws) | Accessories for implant of neurostimulation lead | One size only | 121280 | February 2012 |  | New Listing
04 - Neurosurgical | 04.05 - NEUROSTIMULATION THERAPIES FOR PAIN MANAGEMENT | 04.05.05 - Accessories | 04.05.05.03 - Intraoperative Accessories |  | MI039 | 168 |  | Medtronic Australasia Pty Ltd | Medtronic Neurostimulation Accessories (Needles) | Accessories for implant of neurostimulation lead | Various | 121280 | February 2012 |  | New Listing
04 - Neurosurgical | 04.05 - NEUROSTIMULATION THERAPIES FOR PAIN MANAGEMENT | 04.05.05 - Accessories | 04.05.05.03 - Intraoperative Accessories |  | MI051 | 168 |  | Medtronic Australasia Pty Ltd | Medtronic Neurostimulation Tunnelling Tools | Tunnelling Tools | Various | 121281 | February 2012 |  | Expanded from MC824
04 - Neurosurgical | 04.05 - NEUROSTIMULATION THERAPIES FOR PAIN MANAGEMENT | 04.05.05 - Accessories | 04.05.05.03 - Intraoperative Accessories |  | MI052 | 168 |  | Medtronic Australasia Pty Ltd | Medtronic Neurostimulation Accessory Kits | EZ Anchor, Boot and Anchor Kit | Various | 240576 | February 2012 |  | Expanded from MC824
04 - Neurosurgical | 04.05 - NEUROSTIMULATION THERAPIES FOR PAIN MANAGEMENT | 04.05.05 - Accessories | 04.05.05.03 - Intraoperative Accessories |  | MI055 | 168 |  | Medtronic Australasia Pty Ltd | Medtronic Pocket Sizer | Implant accessory designed to aid in the creation of a pocket for Medtronic implantable neurostimulators. | One size only | 194276 | August 2012 |  | New Listing
04 - Neurosurgical | 04.05 - NEUROSTIMULATION THERAPIES FOR PAIN MANAGEMENT | 04.05.05 - Accessories | 04.05.05.03 - Intraoperative Accessories |  | MI067 | 168 |  | Medtronic Australasia Pty Ltd | Injex Anchor Kit | Neurostimulation Anchor Kit | One Size | 133358 | February 2013 |  | New Listing
04 - Neurosurgical | 04.05 - NEUROSTIMULATION THERAPIES FOR PAIN MANAGEMENT | 04.05.05 - Accessories | 04.05.05.03 - Intraoperative Accessories |  | SJ285 | 168 |  | St Jude Medical Australia Pty Ltd | Strain Relief | Strain Relief | One size only | 134307 | February 2012 |  | Expanded from SJ170
04 - Neurosurgical | 04.05 - NEUROSTIMULATION THERAPIES FOR PAIN MANAGEMENT | 04.05.05 - Accessories | 04.05.05.03 - Intraoperative Accessories |  | SJ286 | 168 |  | St Jude Medical Australia Pty Ltd | Anchor (Swift Lock) | Swift Lock Anchor | One size only | 129858 | February 2012 |  | Expanded from SJ170
04 - Neurosurgical | 04.05 - NEUROSTIMULATION THERAPIES FOR PAIN MANAGEMENT | 04.05.05 - Accessories | 04.05.05.03 - Intraoperative Accessories |  | SJ287 | 168 |  | St Jude Medical Australia Pty Ltd | Anchor (Cinch) | Cinch Anchor | One size only | 129858 | February 2012 |  | Expanded from SJ170
04 - Neurosurgical | 04.05 - NEUROSTIMULATION THERAPIES FOR PAIN MANAGEMENT | 04.05.05 - Accessories | 04.05.05.03 - Intraoperative Accessories |  | SJ288 | 168 |  | St Jude Medical Australia Pty Ltd | Anchor (Butterfly) | Lead Anchor (Butterfly) | One size only | 129858 | February 2012 |  | Expanded from SJ170
04 - Neurosurgical | 04.05 - NEUROSTIMULATION THERAPIES FOR PAIN MANAGEMENT | 04.05.05 - Accessories | 04.05.05.03 - Intraoperative Accessories |  | SJ289 | 168 |  | St Jude Medical Australia Pty Ltd | Anchor (long) | Lead Anchor (Long) | One size only | 129858 | February 2012 |  | Expanded from SJ170
04 - Neurosurgical | 04.05 - NEUROSTIMULATION THERAPIES FOR PAIN MANAGEMENT | 04.05.05 - Accessories | 04.05.05.03 - Intraoperative Accessories |  | SJ302 | 168 |  | St Jude Medical Australia Pty Ltd | Epidural Needle | A tool used to introduce a lead percutaneously. | 14-15 Gauge, 4-6 inch | 13309 | August 2012 |  | New Listing
04 - Neurosurgical | 04.05 - NEUROSTIMULATION THERAPIES FOR PAIN MANAGEMENT | 04.05.05 - Accessories | 04.05.05.03 - Intraoperative Accessories |  | SJ304 | 168 |  | St Jude Medical Australia Pty Ltd | Introde-AK Lead Introducer | A flexible tool passed over a partially-implanted lead or guide wire in order to establish the appropriate pathway for a lead to follow in the epidural space despite obstructions. | 4" and 9" | 133910 | August 2012 |  | New Listing
04 - Neurosurgical | 04.05 - NEUROSTIMULATION THERAPIES FOR PAIN MANAGEMENT | 04.05.05 - Accessories | 04.05.05.03 - Intraoperative Accessories |  | SJ305 | 168 |  | St Jude Medical Australia Pty Ltd | Tunneling Tool | A tool used to creat a subcutaneous passage to pass the lead from the lead implant site to the IPG pocket site. | 12", 20" | 134305 | August 2012 |  | New Listing
04 - Neurosurgical | 04.05 - NEUROSTIMULATION THERAPIES FOR PAIN MANAGEMENT | 04.05.05 - Accessories | 04.05.05.03 - Intraoperative Accessories |  | SJ306 | 168 |  | St Jude Medical Australia Pty Ltd | Guide Wire for Percutaneous Leads | A tool used to establish and/or access the appropriate pathway in the epidural space before implanting the lead. | One size | 134303 | August 2012 |  | New Listing
04 - Neurosurgical | 04.05 - NEUROSTIMULATION THERAPIES FOR PAIN MANAGEMENT | 04.05.05 - Accessories | 04.05.05.03 - Intraoperative Accessories |  | SJ307 | 168 |  | St Jude Medical Australia Pty Ltd | Straight and Curved Stylet | A tool used to aid in positioning and repositioning the lead intra-operatively to ensure accurate placement. | 30cm - 90cm | 124057 | August 2012 |  | New Listing
04 - Neurosurgical | 04.05 - NEUROSTIMULATION THERAPIES FOR PAIN MANAGEMENT | 04.05.05 - Accessories | 04.05.05.03 - Intraoperative Accessories |  | SJ308 | 168 |  | St Jude Medical Australia Pty Ltd | Torque Wrench | A tool to set or release the IPG setscrew that connects an implanted lead to the IPG header. | One size | 133911 | August 2012 |  | New Listing
04 - Neurosurgical | 04.05 - NEUROSTIMULATION THERAPIES FOR PAIN MANAGEMENT | 04.05.05 - Accessories | 04.05.05.03 - Intraoperative Accessories |  | SJ315 | 168 |  | St Jude Medical Australia Pty Ltd | Standard Trial Cable Octrode and Quattrode | Connector which connects implanted lead to external stimulator | One size | 133958 | February 2013 |  | New Listing
04 - Neurosurgical | 04.05 - NEUROSTIMULATION THERAPIES FOR PAIN MANAGEMENT | 04.05.05 - Accessories | 04.05.05.03 - Intraoperative Accessories |  | SJ357 | 168 |  | St Jude Medical Australia Pty Ltd | Axium Neurostimulator System - Connector Cable Kit | Connector cable kit. | 1 size (1 presentation) | 197025 | August 2015 |  | Transferred from OD019
04 - Neurosurgical | 04.05 - NEUROSTIMULATION THERAPIES FOR PAIN MANAGEMENT | 04.05.05 - Accessories | 04.05.05.03 - Intraoperative Accessories |  | SJ360 | 168 |  | St Jude Medical Australia Pty Ltd | Axium Neurostimulator System - Tunneling Tool | Tunneling tool. | 30cm or 51cm | 197024 | August 2015 |  | Transferred from OD022
04 - Neurosurgical | 04.05 - NEUROSTIMULATION THERAPIES FOR PAIN MANAGEMENT | 04.05.05 - Accessories | 04.05.05.03 - Intraoperative Accessories |  | SJ361 | 168 |  | St Jude Medical Australia Pty Ltd | Axium Neurostimulator System - Curved Needle | A curved needle (one size 14G,4.5in), a single use accessory, providing access to the epidural space during the surgical procedure of inserting a Neurostimulation System. | One Size - (14G, 4.5in) | 218671 | August 2015 |  | Transferred from OD024
04 - Neurosurgical | 04.05 - NEUROSTIMULATION THERAPIES FOR PAIN MANAGEMENT | 04.05.05 - Accessories | 04.05.05.04 - Lead Delivery System |  | SJ283 | 730 |  | St Jude Medical Australia Pty Ltd | Epiducer - Lead Delivery System | Lead Delivery System | 13cm, 19cm | 133910 | February 2012 |  | New Listing
04 - Neurosurgical | 04.05 - NEUROSTIMULATION THERAPIES FOR PAIN MANAGEMENT | 04.05.05 - Accessories | 04.05.05.04 - Lead Delivery System |  | SJ354 | 730 |  | St Jude Medical Australia Pty Ltd | Axium Neurostimulator System - 22cm Delivery Sheath Kit - small curve and big curve | 22cm delivery sheath kit - small curve and big curve. | 2 sizes (2 presentations) 1 x Big Curve -MN23950AU 1 x Small Curve - MN23850AU | 197024 | August 2015 |  | Transferred from OD016
04 - Neurosurgical | 04.05 - NEUROSTIMULATION THERAPIES FOR PAIN MANAGEMENT | 04.05.05 - Accessories | 04.05.05.05 - Connectors and Cables |  | BS248 | 200 |  | Boston Scientific Australia Pty Ltd | OR Cable | OR Cable | Lengths up to 65cm | 157994 | August 2013 |  | Changed Size, Benefit.
04 - Neurosurgical | 04.05 - NEUROSTIMULATION THERAPIES FOR PAIN MANAGEMENT | 04.05.05 - Accessories | 04.05.05.05 - Connectors and Cables |  | MI049 | 200 |  | Medtronic Australasia Pty Ltd | Medtronic Neurostimulation Screening Cable | Screening Cable | One size only | 119991 | August 2012 |  | Changed Product Group, Product Sub Group, Benefit.
04 - Neurosurgical | 04.05 - NEUROSTIMULATION THERAPIES FOR PAIN MANAGEMENT | 04.05.05 - Accessories | 04.05.05.05 - Connectors and Cables |  | SJ371 | 200 |  | St Jude Medical Australia Pty Ltd | St Jude neurostimulation screening cable | MultiLead screening cable | one size only | 133958 | February 2016 |  | New Listing
04 - Neurosurgical | 04.05 - NEUROSTIMULATION THERAPIES FOR PAIN MANAGEMENT | 04.05.05 - Accessories | 04.05.05.05 - Connectors and Cables |  | SJ372 | 200 |  | St Jude Medical Australia Pty Ltd | St Jude neurostimulation trial header connector | Trial System Header Connector | one size only | 238692 | February 2016 |  | New Listing
04 - Neurosurgical | 04.06 - INTRATHECAL DRUG DELIVERY SYSTEM | 04.06.01 - Implantable Infusion Pump |  | Variable flow rate | MC313 | 16250 |  | Medtronic Australasia Pty Ltd | Synchro Med II Pump | Model No's 8637-20 & 8637-40, Composition - Titanium | 20 ml & 40 ml | 97770 | February 2012 |  | Changed Product Group, Suffix, Benefit.
04 - Neurosurgical | 04.06 - INTRATHECAL DRUG DELIVERY SYSTEM | 04.06.02 - Patient Programmer |  |  | MC944 | 1500 |  | Medtronic Australasia Pty Ltd | 8835 Personal Therapy Manager for Synchromed Pumps | Personal Therapy Manager for SynchroMed II implantable infusion pumps | One size only | 151719 | February 2012 |  | Changed Product Group, Product Sub Group, Benefit.
04 - Neurosurgical | 04.06 - INTRATHECAL DRUG DELIVERY SYSTEM | 04.06.03 - Intrathecal Catheter | 04.06.03.02 - Two piece |  | MC741 | 1100 |  | Medtronic Australasia Pty Ltd | Indura Intrathecal Catheter | Sutureless pump connector, Silicone, Titanium and Nylon | One size only | 137796 | February 2012 |  | Changed Product Group, Product Sub Group, Benefit.
04 - Neurosurgical | 04.06 - INTRATHECAL DRUG DELIVERY SYSTEM | 04.06.03 - Intrathecal Catheter | 04.06.03.02 - Two piece | Reinforced | MI027 | 1100 |  | Medtronic Australasia Pty Ltd | Medtronic Ascenda Intrathecal Catheter | Intrathecal Catheter | 114cm, 140cm | 192057, 192058 | February 2012 |  | New Listing
04 - Neurosurgical | 04.06 - INTRATHECAL DRUG DELIVERY SYSTEM | 04.06.04 - Accessories |  |  | MI028 | 163 |  | Medtronic Australasia Pty Ltd | Medtronic Ascenda Component Accessory Kits | Accessories for implantable drug pumps The Ascenda Kit consists of single-use aids integral for implanting the Intrathecal Catheter (App 028), which are only suitable for use with the patient in whom the intrathecal catheter is implanted. Kit includes: - Anchor with anchor dispenser - Anchor removal tool - Catheter connector with 2 attached coils. The Ascenda provides better stabilization and reduced catheter dislodgement due to a newly designed anchor and dispensing tool. | One size | 133523, 133763 | February 2012 |  | New Listing
04 - Neurosurgical | 04.06 - INTRATHECAL DRUG DELIVERY SYSTEM | 04.06.04 - Accessories |  |  | MI048 | 163 |  | Medtronic Australasia Pty Ltd | Intrathecal catheter accessory | Tunnelling rods - Stainless steel | 38-60cm | 121281 | February 2012 |  | Expanded from MC064
04 - Neurosurgical | 04.06 - INTRATHECAL DRUG DELIVERY SYSTEM | 04.06.04 - Accessories | 04.06.04.01 - Revision Kit |  | MC774 | 600 |  | Medtronic Australasia Pty Ltd | 8578 Sutureless Pump Connector | Sutureless Pump Connector: Material radiopaque silicon titanium, nylon | One size only | 113523 | August 2012 |  | Changed Product Group, Product Sub Group, Benefit.
04 - Neurosurgical | 04.06 - INTRATHECAL DRUG DELIVERY SYSTEM | 04.06.04 - Accessories | 04.06.04.01 - Revision Kit |  | MC817 | 600 |  | Medtronic Australasia Pty Ltd | Medtronic Intrathecal Catheter Revision Kit (Proximal) | Revision kit to repair proximal end of intrathecal catheter (8596SC) | 66cm | 153487 | August 2012 |  | Changed Product Group, Product Sub Group, Benefit.
04 - Neurosurgical | 04.06 - INTRATHECAL DRUG DELIVERY SYSTEM | 04.06.04 - Accessories | 04.06.04.01 - Revision Kit |  | MC818 | 600 |  | Medtronic Australasia Pty Ltd | Medtronic Intrathecal Catheter Revision Kit (Distal) | Revision kit to repair distal end of intrathecal catheter (8598A) | 38.1cm | 153486 | August 2012 |  | Changed Product Group, Product Sub Group, Benefit.
04 - Neurosurgical | 04.06 - INTRATHECAL DRUG DELIVERY SYSTEM | 04.06.04 - Accessories | 04.06.04.01 - Revision Kit |  | MI029 | 600 |  | Medtronic Australasia Pty Ltd | Medtronic Ascenda Spinal Segment Revision Kit | Intrathecal Catheter Spinal Segment Revision Kit | One Size | 192043 | February 2012 |  | New Listing
04 - Neurosurgical | 04.06 - INTRATHECAL DRUG DELIVERY SYSTEM | 04.06.04 - Accessories | 04.06.04.01 - Revision Kit |  | MI030 | 600 |  | Medtronic Australasia Pty Ltd | Medtronic Ascenda Pump Segment Revision Kit | Intrathecal Catheter Pump Segment Revision Kit | One Size | 192044 | February 2012 |  | New Listing
04 - Neurosurgical | 04.06 - INTRATHECAL DRUG DELIVERY SYSTEM | 04.06.04 - Accessories | 04.06.04.02 - Refill/Catheter Access Kits |  | MI040 | 40 |  | Medtronic Australasia Pty Ltd | Medtronic Infusion Pump Accessories | Accessories for refill/catheter access of infusion pumps | Various | 133764 | August 2012 |  | Changed Product Sub Group, Benefit.
04 - Neurosurgical | 04.06 - INTRATHECAL DRUG DELIVERY SYSTEM | 04.06.04 - Accessories | 04.06.04.02 - Refill/Catheter Access Kits |  | MI164 | 163 |  | Medtronic Australasia Pty Ltd | Medtronic Infusion Pump Refill Kit | Bulk Refill Kit containing 8 refill packs | One size only | 133764 | February 2016 |  | Changed Benefit.
04 - Neurosurgical | 04.07 - NEUROSTIMULATION THERAPIES FOR SEIZURE CONTROL | 04.07.01 - Vagal nerve stimulators | 04.07.01.01 - Implantable pulse generator |  | SA174 | 12670 |  | Livanova Australia Pty Limited | VNS Therapy Pulse/Pulse Duo | Model 102/102R Generator | One size only | 130202, 130203, 131044, 131045, 131046, 131047, 168817, 169837, 192080, 192081 | August 2016 |  | Transferred from RA001
04 - Neurosurgical | 04.07 - NEUROSTIMULATION THERAPIES FOR SEIZURE CONTROL | 04.07.01 - Vagal nerve stimulators | 04.07.01.02 - Lead |  | SA175 | 3400 |  | Livanova Australia Pty Limited | VNS Therapy Lead | Model 302 | One size only | 131047 | August 2016 |  | Transferred from RA002
04 - Neurosurgical | 04.08 - NEURO INTERVENTION | 04.08.01 - Stent |  |  | AS196 | 7500 |  | Medtronic Australasia Pty Ltd | Solitaire | Solitaire Neurovascular Remodelling Device is a self-expanding, fully retrievable device which can be delivered and deployed by a single operator. | Diameter: 3-6mm Length: 15-40mm | 155038 | August 2013 |  | Transferred from EE026
04 - Neurosurgical | 04.08 - NEURO INTERVENTION | 04.08.01 - Stent |  |  | HW464 | 7500 |  | Stryker Australia Pty Ltd | Neuroform Microdelivery Stent System | Nitinol Self-Expanding Stent, 3fr delivery catheter, peelable sheath, 2fr stabilising catheter, rotating haemostasis valve (x2) | Diameter 2.5 - 4.5 mm Length 10 - 30 mm | 125382 | August 2012 |  | Transferred from BS098
04 - Neurosurgical | 04.08 - NEURO INTERVENTION | 04.08.01 - Stent |  |  | HW469 | 7500 |  | Stryker Australia Pty Ltd | Neuroform EZ Stent System | Self expanding Nitinol stent with delivery system | 2.5-4.5mm | 172281 | August 2012 |  | Transferred from BS190
04 - Neurosurgical | 04.08 - NEURO INTERVENTION | 04.08.01 - Stent |  |  | HW470 | 7500 |  | Stryker Australia Pty Ltd | Wingspan Stent System | Wingspan Self Expanding Nitonol Stent and delivery catheter | Stent diameters: 2.5mm to 4.5mm; Stent lengths: 9.0mm to 20.0mm | 128926, 130061 | August 2012 |  | Transferred from BS122
04 - Neurosurgical | 04.08 - NEURO INTERVENTION | 04.08.01 - Stent |  |  | JJ650 | 7500 |  | Johnson & Johnson Medical Pty Ltd | Cordis Enterprise Vascular Reconstruction Device and Delivery System | Closed Cell Design Nitinol Neurovascular | 4.5 mm in diameter and 4 different lengths: 14mm, 22mm, 28mm and 37mm | 140555 | February 2012 |  | Changed Product Group, Benefit.
04 - Neurosurgical | 04.08 - NEURO INTERVENTION | 04.08.01 - Stent |  |  | CB012 | 7500 |  | Culpan Medical Pty | LVIS Intraluminal Support Device | Self-expanding intracranial vascular stent | Diameters: 2.5, 3.5, 4.5, 5.5mm Lengths: 9-30mm | 194409 | February 2016 |  | Changed Size, Product Sub Group.
04 - Neurosurgical | 04.08 - NEURO INTERVENTION | 04.08.01 - Stent |  |  | HW567 | 7500 |  | Stryker Australia Pty Ltd | Neuroform ATLAS Stent System | The Neuroform Atlas (Atlas) Stent System is intended to be used for stent assisted embolization for intracranial aneurysm therapy. The purpose of the stent is to retain the occlusive devices within the aneurysm. Occlusive devices can be delivered prior to stent placement or after stent placement. The Atlas Stent System consists of a self-expanding, sterile, nitinol stent preloaded over a delivery wire inside an introducer sheath. The sheath and delivery wire are used to transfer the stent into a 0.0165 to 0.017 inch internal diameter microcatheter. After transferring the stent, the sheath is removed from the proximal end of the delivery wire. The delivery wire is then used to advance the stent to the distal end of the microcatheter. The microcatheter and stent system are repositioned as a unit to ensure the stent is located across the aneurysm. The stent is deployed by stabilizing the delivery wire and withdrawing the microcatheter. The Neuroform Atlas stent cannot be repositioned or captured once deployed. | Stent Diameter (mm): 3.0, 4.0, 4.5 Stent Length (mm): 15, 21, 24, 30 | 278675 | August 2016 |  | New Listing
04 - Neurosurgical | 04.08 - NEURO INTERVENTION | 04.08.01 - Stent |  |  | ME209 | 7500 |  | Getz Healthcare Pty Ltd | Leo+ | Leo+ Stent | D 2.0mm L 12mm, 18mm, 25mm. D 2.5mm L 12mm, 18mm, 25mm, 30mm, 35mm. D 3.0mm L 12mm, 18mm, 25mm, 35mm D 3.5mm L 12mm, 18mm, 25mm, 30mm, 35mm, 50mm. D 4.5mm L 15mm, 20mm, 25mm, 30mm, 40mm, 50mm, 75mm. D 5.5mm L 25mm, 30mm, 35mm, 50mm, 60mm, 75mm. | 197947 | August 2017 |  | Transferred from NG053
04 - Neurosurgical | 04.08 - NEURO INTERVENTION | 04.08.02 - Coils |  |  | AS193 | 1505 |  | Medtronic Australasia Pty Ltd | Axium Detachable Coil System | Platinum alloy coils (including coils enlaced with PGLA filaments and Nylon Fibers) attached to a composite implant delivery pusher with a radiopaque positioning marker. The proximal end of the pusher is loaded into the Actuator which detaches the coil. | Diameter: 1.5 - 25mm; Length: 1 - 50cm | 149398, 162494, 162495, 194132, 194407, 194408 | August 2013 |  | Transferred from EE023
04 - Neurosurgical | 04.08 - NEURO INTERVENTION | 04.08.02 - Coils |  |  | CB010 | 1505 |  | Culpan Medical Pty | Hydrocoils | Framing and filling coils with Hydrogel. | Diam: 1-24mm Length: 1-50cm | 137933 | August 2012 |  | Compressed from CB002, CB004, CB005, CB006, CB008
04 - Neurosurgical | 04.08 - NEURO INTERVENTION | 04.08.02 - Coils |  |  | EE034 | 1505 |  | Medtronic Australasia Pty Ltd | Concerto Detachable Coil System | Platinum alloy coils (including coils enlaced with PGLA filaments and Nylon Fibers) attached to a composite implant delivery pusher with a radiopaque positioning marker. The proximal end of the pusher is loaded into the Actuator which detaches the coil. | Diameter: 1.5 - 25mm; Length: 1 - 50cm | 202623, 205313 | February 2014 |  | Duplicated from AS193
04 - Neurosurgical | 04.08 - NEURO INTERVENTION | 04.08.02 - Coils |  |  | HW465 | 1505 |  | Stryker Australia Pty Ltd | GDC 360 Shaped Detachable Coil | Stretch-Resistant Bare Platinum Coil, 360 Shape | Length: 5cm to 40cm; Diameter: 2mm to 24mm | 143792 | August 2012 |  | Transferred from BS081
04 - Neurosurgical | 04.08 - NEURO INTERVENTION | 04.08.02 - Coils |  |  | HW471 | 1505 |  | Stryker Australia Pty Ltd | Guglielmi Detachable Coil (GDC) | Stretch-Resistant Bare Platinum Coil | 2-20mm x 4-30cm | 159479, 159480 | August 2012 |  | Transferred from BS027
04 - Neurosurgical | 04.08 - NEURO INTERVENTION | 04.08.02 - Coils |  |  | HW472 | 1505 |  | Stryker Australia Pty Ltd | Matrix Detachable Coils | PGLA-Coated, Stretch-Resistant, Platinum Coils | Length: 2cm to 40cm, Diameter: 2mm to 24mm | 166927, 166928 | August 2012 |  | Transferred from BS100
04 - Neurosurgical | 04.08 - NEURO INTERVENTION | 04.08.02 - Coils |  |  | MN137 | 1505 |  | Johnson & Johnson Medical Pty Ltd | Ultipaq Microcoil System | Platinum Coil | 2 to 4mm loop diameter | 201672 | February 2013 |  | Changed Product Name, Size.
04 - Neurosurgical | 04.08 - NEURO INTERVENTION | 04.08.02 - Coils |  |  | MN139 | 1505 |  | Johnson & Johnson Medical Pty Ltd | Helipaq Microcoil System | Platinum Coil | 2 to 20mm coil diameter | 201605, 201607 | February 2013 |  | Changed Product Name, Size.
04 - Neurosurgical | 04.08 - NEURO INTERVENTION | 04.08.02 - Coils |  |  | MN140 | 1505 |  | Johnson & Johnson Medical Pty Ltd | Micrusphere Microcoil System | Platinum Coil | 2 to 18mm loop diameter | 201612, 201635 | February 2013 |  | Changed Product Name, Size.
04 - Neurosurgical | 04.08 - NEURO INTERVENTION | 04.08.02 - Coils |  |  | MN142 | 1505 |  | Johnson & Johnson Medical Pty Ltd | Helipaq Microcoil System | Cerecyte coils | 2 to 20mm loop diameter | 202314 | February 2013 |  | Changed Product Name, Description, Size.
04 - Neurosurgical | 04.08 - NEURO INTERVENTION | 04.08.02 - Coils |  |  | MN143 | 1505 |  | Johnson & Johnson Medical Pty Ltd | Ultipaq Microcoil System | Cerecyte coils | 2 to 4mm loop diameter | 201674 | February 2013 |  | Changed Product Name, Description, Size.
04 - Neurosurgical | 04.08 - NEURO INTERVENTION | 04.08.02 - Coils |  |  | MN144 | 1505 |  | Johnson & Johnson Medical Pty Ltd | Micrusphere Microcoil System | Cerecyte coils | 2 to 18mm loop diameter | 201606 | February 2013 |  | Changed Product Name, Description, Size.
04 - Neurosurgical | 04.08 - NEURO INTERVENTION | 04.08.02 - Coils |  |  | MN145 | 1505 |  | Johnson & Johnson Medical Pty Ltd | Presidio Microcoil System | Cerecyte coils | 4 to 20mm loop diameter | 201922 | February 2013 |  | Changed Product Name, Description, Size.
04 - Neurosurgical | 04.08 - NEURO INTERVENTION | 04.08.02 - Coils |  |  | MN146 | 1505 |  | Johnson & Johnson Medical Pty Ltd | Cashmere Microcoil System | Platinum and Cerecyte coils | 2 to 12mm loop diameter | 201636 | February 2013 |  | Changed Product Name, Description, Size.
04 - Neurosurgical | 04.08 - NEURO INTERVENTION | 04.08.02 - Coils |  |  | MN165 | 1505 |  | Johnson & Johnson Medical Pty Ltd | Delta Coiling Systems | Triangular (Delta) wind endovascular coils | 1.5 to 24mm diameter | 201609, 201610, 201634, 202313, 203283, 203414 | February 2013 |  | New Listing
04 - Neurosurgical | 04.08 - NEURO INTERVENTION | 04.08.02 - Coils |  |  | PN003 | 1505 |  | Penumbra Neuro Australia Pty Ltd | Penumbra Coil System / Penumbra Complex Standard Coil 400 | Frame configuration coil, three-dimensional complex shape, stiffest coil within the system, first coil to be placed, frames area of embolisation and holds subsequent coils within this zone. | Diameters: 3-24mm Lengths: 6-57cm | 182354 | February 2012 |  | Changed Product Group, Benefit.
04 - Neurosurgical | 04.08 - NEURO INTERVENTION | 04.08.02 - Coils |  |  | PN004 | 1505 |  | Penumbra Neuro Australia Pty Ltd | Penumbra Coil System / Penumbra Complex Soft Coil 400 | Fill configuration coil is used to fill empty space within the frame coil. The stiffness allows for a traumatic interaction with the aneurysm wall and primary packing of the occlusion site (aneurysm). | Diameters: 3-24mm Lengths: 6-57cm | 182354 | February 2012 |  | Changed Product Group, Benefit.
04 - Neurosurgical | 04.08 - NEURO INTERVENTION | 04.08.02 - Coils |  |  | PN005 | 1505 |  | Penumbra Neuro Australia Pty Ltd | Penumbra Coil System / Penumbra J Soft Coil 400 | Finish Coil Implant (J Soft) fills small empty pockets remaining within the occlusion site. The J shaped tip and stiffness allows the coils to manoeuvre and fill the remaining pockets after use of the primary Fill Coils. | Lengths: 1-15cm | 182354 | February 2012 |  | Changed Product Group, Benefit.
04 - Neurosurgical | 04.08 - NEURO INTERVENTION | 04.08.02 - Coils |  |  | PN006 | 1505 |  | Penumbra Neuro Australia Pty Ltd | Penumbra Coil System / Penumbra Curve Extra Soft 400 | The Soft Finish Coil Implant (Curve Extra Soft) is used for final packing of the aneurysm. The serpentine shape and the lowest stiffness allow the coils to manoeuvre and fill any remaining pockets after use of the other coil types. | Diameters: 2-4mm Lengths: 1-20cm | 182354 | February 2012 |  | Changed Product Group, Benefit.
04 - Neurosurgical | 04.08 - NEURO INTERVENTION | 04.08.02 - Coils |  |  | PN009 | 1505 |  | Penumbra Neuro Australia Pty Ltd | Penumbra Complex Extra Soft Coil 400 | The Soft Finish Coil Implants (Complex Extra Soft) are used for final packing of the aneurysm. The coil combines the shape of the complex standard coil, with the lowest stiffness of the Curve Extra Soft coil. The Soft Finish Coil Implants are available in varying diameters and lengths to accommodate physician need. | Secondary diameters: 2-4mm; Lengths: 2-10mm | 182354 | August 2013 |  | New Listing
04 - Neurosurgical | 04.08 - NEURO INTERVENTION | 04.08.02 - Coils |  |  | WC061 | 1505 |  | WILLIAM A COOK AUSTRALIA PTY LTD | Detachable Coil System | Microembolisation Coils - Platinum | 011/018 2-20mm diameter, 2 - 50cm length | 154899 | February 2012 |  | Changed Product Group, Benefit.
04 - Neurosurgical | 04.08 - NEURO INTERVENTION | 04.08.02 - Coils |  |  | CB011 | 1505 |  | Culpan Medical Pty | Microplex Coils | Framing and filling coils | Diam: 1-24mm Length: 1-68cm | 137934 | August 2016 |  | Changed Product Sub Group.
04 - Neurosurgical | 04.08 - NEURO INTERVENTION | 04.08.02 - Coils |  |  | HW467 | 1505 |  | Stryker Australia Pty Ltd | Target Detachable Coils | Detachable Platinum coils | Coil Diameter: 1mm to 24mm Coil Length: 1cm to 50cm | 170214 | August 2015 |  | Changed Description, Size, Product Sub Group, Benefit.
04 - Neurosurgical | 04.08 - NEURO INTERVENTION | 04.08.02 - Coils |  |  | JJ960 | 1505 |  | Johnson & Johnson Medical Pty Ltd | Orbit Galaxy | Microcoil | Length 1.5 to 30cm | 219194, 219195 | August 2014 |  | New Listing
04 - Neurosurgical | 04.08 - NEURO INTERVENTION | 04.08.02 - Coils |  |  | MI240 | 1505 |  | Medtronic Australasia Pty Ltd | Axium Prime Detachable Coil - Extra Soft | Platinum alloy embolization coil attached to a composite implant delivery pusher with a radiopaque positioning marker and hand-held Instant Detacher, which when activated, mechanically detaches the coil from the delivery pusher tip. | 3D Shape: diameter 1 to 3.5 mm; length 2 to 10 cm; Volume 1.34 to 6.70 mm3 Helical Shape: diameter 1 to 3 mm; length 1 to 10 cm; Volume 0.67 to 6.70 mm3 | 287418 | August 2017 |  | New Listing
04 - Neurosurgical | 04.08 - NEURO INTERVENTION | 04.08.02 - Coils |  |  | PN014 | 1505 |  | Penumbra Neuro Australia Pty Ltd | Penumbra Smart Coil | The Penumbra Smart Coil System is comprised of the The Penumbra Smart Coil, a platinum embolization coil attached to a composite delivery pusher with a radiopaque positioning marker and the Penumbra Smart Coil Detachment Handle. | Standard: Diameter 3-18mm, Length 3-60cm; Soft: Diameter 1-14mm, Length 2-45cm; Extra Soft: Diameter 1-6mm, Length 1-20cm; Helical Extra Soft: Diameter 1-6mm, Length 1-20cm. | 242752 | February 2016 |  | New Listing
04 - Neurosurgical | 04.08 - NEURO INTERVENTION | 04.08.03 - Assist Devices | 04.08.03.01 - Catheters |  | AS198 | 700 |  | Medtronic Australasia Pty Ltd | ev3 Occlusion Balloon Catheters | Single lumen balloon catheter to temporarily occlude the central lumen allowing inflation of the balloon during neurosurgical and vascular procedures. | 3-7mm diameter; 7-30mm length | 152746 | August 2013 |  | Transferred from EE030
04 - Neurosurgical | 04.08 - NEURO INTERVENTION | 04.08.03 - Assist Devices | 04.08.03.01 - Catheters |  | AS201 | 700 |  | Medtronic Australasia Pty Ltd | Marksman Microcatheters | The MARKSMAN Microcatheter is a variable stiffness, single lumen catheter designed to access small, tortuous vascular areas. The outer surface of the catheter's distal segment is coated with a hydrophilic material to provide lubricity during use. The catheter also incorporates a PTFE liner to facilitate movement of delivery devices passed through its lumen and has a radiopaque marker at the distal tip to facilitate fluoroscopic visualization. The distal tip of the catheter is shapeable. | Outer Diameter: 2.8F Inner Diameter: 0.027" Length: 105-160 cm | 193795 | February 2017 |  | Changed Size.
04 - Neurosurgical | 04.08 - NEURO INTERVENTION | 04.08.03 - Assist Devices | 04.08.03.01 - Catheters |  | AS202 | 700 |  | Medtronic Australasia Pty Ltd | Apollo Micro Catheters | For the delivery of therapeutic agents (e.g. embolisation coils and liquid embolics); and diagnostic agents such as contrast media. | Proximal outer diameter 2.7F; distal outer diameter 1.5F; inner diameter 0.013 inch; total length 165 cm; tip length 1.5, 3 or 5 cm. | 215658 | February 2017 |  | Changed Product Name, Description, Size.
04 - Neurosurgical | 04.08 - NEURO INTERVENTION | 04.08.03 - Assist Devices | 04.08.03.01 - Catheters |  | AS208 | 700 |  | Medtronic Australasia Pty Ltd | Navien Intracranial Catheter | The Navien Intracranial Support Catheter is a single lumen, flexible, variable stiffness composite catheter. The catheter shaft has a hydrophilic coating to reduce friction during use. The Navien Intracranial Support Catheter is visible under fluoroscopy. | 105 - 130cm length; 5.0 - 6.3 Fr gauge | 218532 | February 2015 |  | New Listing
04 - Neurosurgical | 04.08 - NEURO INTERVENTION | 04.08.03 - Assist Devices | 04.08.03.01 - Catheters |  | CB014 | 700 |  | Culpan Medical Pty | Headway Microcatheter | Single lumen microcatheter | Internal diameter: 0.42mm - 0.69mm Outside diameter - distal: 1.6 - 2.6 Fr Outside diameter - proximal 2.1 -3.1 Fr Length: 150cm to 167cm | 162633 | February 2013 |  | New Listing
04 - Neurosurgical | 04.08 - NEURO INTERVENTION | 04.08.03 - Assist Devices | 04.08.03.01 - Catheters |  | HW468 | 700 |  | Stryker Australia Pty Ltd | Neuro Renegade Hi-Flo Microcatheter | Microcatheter for deployment of neuroform stent system | 2.5-4.5mm | 171934 | August 2012 |  | Transferred from BS191
04 - Neurosurgical | 04.08 - NEURO INTERVENTION | 04.08.03 - Assist Devices | 04.08.03.01 - Catheters |  | HW488 | 700 |  | Stryker Australia Pty Ltd | Excelsior SL-10 & Excelsior 1018 | Excelsior SL-10 & the Excelsior 1018 Microcatheter is indicated to assist in the delivery of diagnostic agents, such as contrast media, and therapeutic agents, such as occlusion coils, into the peripheral, coronary and neurovasculature. | Length: 150cm Outer Diameter: 2.4F - 2.6F Inner Diameter: 0.165" - 0.019" | 149440, 174576, 177031 | February 2013 |  | New Listing
04 - Neurosurgical | 04.08 - NEURO INTERVENTION | 04.08.03 - Assist Devices | 04.08.03.01 - Catheters |  | HW530 | 700 |  | Stryker Australia Pty Ltd | Excelsior XT27 | Stryker Neurovascular Excelsior XT-27 Microcatheter is intended to assist in the delivery of diagnostic agents, such as contrast media, therapeutic agents and interventional devices, into the neurovasculature | Length: 150cm / 135cm Distal Lengths: 6cm / 18cm Outer Diameter: 2.7F - 2.9F Inner Diameter: 0.027" | 202911 | February 2014 |  | New Listing
04 - Neurosurgical | 04.08 - NEURO INTERVENTION | 04.08.03 - Assist Devices | 04.08.03.01 - Catheters |  | HW558 | 700 |  | Stryker Australia Pty Ltd | TransForm Occlusion Balloon Catheters | The TransForm Occlusion Balloon Catheter consists of a single lumen catheter shaft with a balloon attached at the distal end. The balloon is available in a compliant version and a super compliant version. Radiopaque markers are located at the proximal and distal ends of the balloon to facilitate fluoroscopic visualization. The balloon catheter is recommended for use with a Stryker Neurovascular 0.014 in (0.36 mm) guidewire to seal the distal segment of the catheter lumen allowing inflation of the balloon. The guidewire can be moved distally or proximally once beyond the distal tip (seal portion) of the catheter and still maintain a positive seal for inflating the balloon. The distal outer segment of the catheter shaft is coated with a hydrophilic material that reduces friction during manipulation in the vessel. A luer fitting hub at the proximal end of the catheter is used for the attachment of accessories. | Effective Length: 150 cm Balloon Outer Diameter: 3 mm - 7 mm Balloon Nominal Length: 5 mm - 30 mm Maximum Catheter Shaft Outer Diameter: 2.8 F | 223661 | August 2015 |  | New Listing
04 - Neurosurgical | 04.08 - NEURO INTERVENTION | 04.08.03 - Assist Devices | 04.08.03.01 - Catheters |  | HW585 | 700 |  | Stryker Australia Pty Ltd | Excelsior XT-17 Microcatheter | Excelsior XT-17 Microcatheter - single lumen devices | Outer Diameter: 2.4F (Proximal) & 1.7F (Distal) Inner Diameter: 0.017 inches Length: 150cm Shapes: Straight 45, 90 & J | 285509 | August 2017 |  | New Listing
04 - Neurosurgical | 04.08 - NEURO INTERVENTION | 04.08.03 - Assist Devices | 04.08.03.01 - Catheters |  | JJ488 | 700 |  | Johnson & Johnson Medical Pty Ltd | Prowler Infusion Catheters | Braid/coil catheter | Size: 50cm - 170cm. | 138704, 138705, 138706, 138708 | February 2012 |  | Changed Product Group, Product Sub Group, Suffix, Benefit.
04 - Neurosurgical | 04.08 - NEURO INTERVENTION | 04.08.03 - Assist Devices | 04.08.03.01 - Catheters |  | LH499 | 700 |  | Lifehealthcare Pty Ltd | Sequent VIA Microcatheter | A sterile single lumen device with one distal tip marker | Lengths: 133-161cm Diameters: 0.53-0.84mm; 0.91-1.27mm; 0.84-1.14mm | 207388 | August 2015 |  | Changed Size, Benefit.
04 - Neurosurgical | 04.08 - NEURO INTERVENTION | 04.08.03 - Assist Devices | 04.08.03.01 - Catheters |  | ME210 | 700 |  | Getz Healthcare Pty Ltd | SONIC Microcatheter | Micro catheter DMSO compatible | Dia: 1.2fr or 1.5fr Length: 165cm or 190cm | 155392 | August 2017 |  | Transferred from NG056
04 - Neurosurgical | 04.08 - NEURO INTERVENTION | 04.08.03 - Assist Devices | 04.08.03.01 - Catheters |  | ME211 | 700 |  | Getz Healthcare Pty Ltd | Balt Remodelling Balloon | Remodelling Balloon Kit, includes a 200cm tapered Hybrid Guidewire. | SCOPERNIC10: 10mm balloon length, max fill volume 0.30ml; SCOPERNIC15: 15mm balloon length, max fill volume 0.35ml; SCOPERNIC20: 20mm balloon length, max fill volume 0.40ml; SCOPERNIC30: 30mm balloon length, max fill volume 0.50ml; SECLIPSE7: Balloon length 7mm, balloon dia 4 to 6mm, max fill vol 0.20ml; SECLIPSE9: Balloon length 9mm, balloon dia 4 to 6mm, max fill vol 0.25ml; SECLIPSE12: Balloon length 12mm, balloon dia 4 to 6mm, max fill vol 0.30ml; SECLIPSE15: Balloon length 15mm, balloon dia 4 to 6mm, max fill vol 0.40ml; SECLIPSE20 Balloon length 20mm, balloon dia 4 to 6mm, max fill vol 0.50ml. Packaging includes one HYBRID1214D guidewire, 200cm long, with Proximal Stainless Steel and distal nitinol. | 170159, 170160 | August 2017 |  | Transferred from NG057
04 - Neurosurgical | 04.08 - NEURO INTERVENTION | 04.08.03 - Assist Devices | 04.08.03.01 - Catheters |  | ME212 | 700 |  | Getz Healthcare Pty Ltd | VASCO+ | A progressive step braided micro-catheter with radio-opaque markers on the distal tip used to assist in the treatment of aneurysms and other neurological disorders. | Distal outer Diameter: 1.5 - 5F Proximal Outer Diameter: 2.4F - 5F Length: 135 - 155mm | 155391 | August 2017 |  | Transferred from NG066
04 - Neurosurgical | 04.08 - NEURO INTERVENTION | 04.08.03 - Assist Devices | 04.08.03.01 - Catheters |  | ME213 | 700 |  | Getz Healthcare Pty Ltd | Fargo | Guiding Catheters | Outer Ø Proximal . 4.2F - 6.0F Outer Ø Distal : 3.9F - 6.0F Inner Ø: 1.02mm (.040") - 1.78mm (.070") Total Length: 95cm - 135cm Distall tip Length: 2.5cm -15cm | 161937 | August 2017 |  | Transferred from NG072
04 - Neurosurgical | 04.08 - NEURO INTERVENTION | 04.08.03 - Assist Devices | 04.08.03.01 - Catheters |  | ME214 | 700 |  | Getz Healthcare Pty Ltd | Double Lumen Occlusion Balloon | Double lumen occlusion balloon | DIAMETER: 6mm; LENGTHS: 7mm - 30mm | 263592, 263593 | August 2017 |  | Transferred from NG074
04 - Neurosurgical | 04.08 - NEURO INTERVENTION | 04.08.03 - Assist Devices | 04.08.03.01 - Catheters |  | MI198 | 700 |  | Medtronic Australasia Pty Ltd | Rebar microcatheter (Rebar-10; Rebar-14; Rebar-18; Rebar-27) | For the delivery of therapeutic agents (e.g. embolisation coils and liquid embolics) and diagnostic agents such as contrast media. | Proximal OD/Distal OD (F): 2.3, 2.4, 2.8/1.7, 1.9, 2.7, 2.8; distal ID (in) 0.015, 0.017, 0.021, 0.027; total length (cm): 158, 135, 115. | 274593 | February 2017 |  | New Listing
04 - Neurosurgical | 04.08 - NEURO INTERVENTION | 04.08.03 - Assist Devices | 04.08.03.01 - Catheters |  | MI207 | 700 |  | Medtronic Australasia Pty Ltd | Marathon Flow Directed Micro Catheter (with or without stylet) | For the delivery of therapeutic agents (e.g. embolisation coils and liquid embolics) and diagnostic agents such as contrast media. | OD 2.7-1.5 Fr; Distal ID 0.013 in; total length 170 cm; usable Length 165 cm; distal length 25 cm; max. guidewire 0.010 in. | 274595, 274596 | February 2017 |  | New Listing
04 - Neurosurgical | 04.08 - NEURO INTERVENTION | 04.08.03 - Assist Devices | 04.08.03.01 - Catheters |  | MI211 | 700 |  | Medtronic Australasia Pty Ltd | Echelon Microcatheter (Echelon-10; Echelon-14) | For the delivery of therapeutic agents (e.g. embolisation coils and liquid embolics) and diagnostic agents such as contrast media | Tip configuration: straight; 450, 900; tip length: 3 mm, 5 mm; total length/usable length: 155 cm/150 cm; proximal OD/distal OD: 2.1F/1.7F; proximal ID/distal ID: 0.017”/0.017” | 274594 | February 2017 |  | New Listing
04 - Neurosurgical | 04.08 - NEURO INTERVENTION | 04.08.03 - Assist Devices | 04.08.03.01 - Catheters |  | MN136 | 700 |  | Johnson & Johnson Medical Pty Ltd | Envoy Guiding Catheters | Guiding Catheters | 90 to 105cm length | 141866, 204770 | February 2013 |  | Changed Size.
04 - Neurosurgical | 04.08 - NEURO INTERVENTION | 04.08.03 - Assist Devices | 04.08.03.01 - Catheters |  | MN166 | 700 |  | Johnson & Johnson Medical Pty Ltd | Transit Microcatheter System | Transit and Rapidtransit Microcatheters | 75 to 175cm | 162995, 162996 | February 2013 |  | New Listing
04 - Neurosurgical | 04.08 - NEURO INTERVENTION | 04.08.03 - Assist Devices | 04.08.03.01 - Catheters |  | MN167 | 700 |  | Johnson & Johnson Medical Pty Ltd | Ascent Balloon Catheter System | Coaxial dual lumen balloon catheter | 4-6mm diameter | 173989 | February 2013 |  | New Listing
04 - Neurosurgical | 04.08 - NEURO INTERVENTION | 04.08.03 - Assist Devices | 04.08.03.01 - Catheters |  | PN007 | 700 |  | Penumbra Neuro Australia Pty Ltd | Penumbra Coil System / Penumbra PX 400 Microcatheter | A variable stiffness catheter reinforced with nitinol provides access to target site, reinforcing conduit for other intravascular devices. Includes rotating hemeostasis valve, tip shaping mandrel, introducer sheath. | Length: 150cm | 185762 | February 2012 |  | Changed Product Group, Product Sub Group, Suffix, Benefit.
04 - Neurosurgical | 04.08 - NEURO INTERVENTION | 04.08.03 - Assist Devices | 04.08.03.01 - Catheters |  | PN010 | 700 |  | Penumbra Neuro Australia Pty Ltd | Penumbra Coil System / Penumbra PX Slim Microcatheter | The PX SLIM Microcatheter is a variable stiffness catheter with a maximum distal outer diameter of 0.034in, 2.6 F and a maximum proximal outer diameter of 0.0387in, 2.95 F. The catheter shaft is reinforced with a nitinol coil, and has a two radiopaque markerbands on the distal end. It is available with an inner diameter of 0.025in. The microcatheter has a PTFE-lined lumen, which is coil re-enforced, flexible, and hydrophilically coated. It is inserted through a guide catheter or vascular sheath, provides access to the target site and once in place, provides a reinforcing conduit for other intravascular devices. The device is provided sterile and includes a rotating hemostasis valve, a tip shaping mandrel and an introducer sheath. Available in various tip configurations including straight, 45º, 90º and 130º. | PXSLIMSTR: Tip – straight; Inner Diameter – 0.025in; Length – 150cm PXSLIM045: Tip – 45°; Inner Diameter – 0.025in; Length – 150cm PXSLIM090: Tip – 90°; Inner Diameter – 0.025in; Length – 150cm PXSLIM130: Tip – 130°; Inner Diameter – 0.025in; Length – 150cm | 216039 | February 2014 |  | New Listing
04 - Neurosurgical | 04.08 - NEURO INTERVENTION | 04.08.03 - Assist Devices | 04.08.03.01 - Catheters |  | PN011 | 700 |  | Penumbra Neuro Australia Pty Ltd | Penumbra Neuron Delivery Catheter 053 & 070 System | Neuron Intracranial Access System is a two-catheter system comprising of the Neuron Delivery Catheter. The Neuron Delivery Catheter can be used individually with a 0.038in guide wire to access the desired anatomy. The Catheter is a single lumen, coil-reinforced, variable stiffness catheter with a radiopaque marker band on the distal end and a Luer hub on the proximal end. The Catheter dimensions are included on the individual device label. The Neuron Delivery Catheter is compatible with introducer sheaths having an inner diameter of 6F or greater. | Neuron 053 System - Proximal OD: 6F (0.079in - 0.084in), Proximal ID: 0.053in Max, Useable Length: 105cm-115cm, Distal OD: 5F (0.065in - 0.072in), Distal ID: 0.053in Max, Tip Shape: Straight or Shaped, Distal Flexible Length: 6cm-12cm. Neuron 070 System - Proximal OD: 6F (0.081 in - 0.084 in), Proximal ID: 0.070 in Max, Useable Length: 95cm-105cm, Distal OD: 6F (0.081 in -0.084 in), Distal ID: 0.070 in Max, Tip Shape: Straight or Curved, Distal Flexible Length: 6cm-8cm. | 209524 | February 2014 |  | New Listing
04 - Neurosurgical | 04.08 - NEURO INTERVENTION | 04.08.03 - Assist Devices | 04.08.03.01 - Catheters |  | PN013 | 700 |  | Penumbra Neuro Australia Pty Ltd | Penumbra Neuron Max Intracranial Access System | The Neuron MAX System is a three-component system comprised of the Neuron MAX Delivery Catheter, Neuron 6F Select Catheter, and a Dilator. The Neuron MAX Delivery Catheter can be used individually with a 0.038in guidewire or together with the Neuron 6F Select Catheter to access the desired anatomy. Neuron MAX Delivery Catheter: The Neuron MAX Delivery Catheter is a single lumen, braid-reinforced, variable stiffness catheter with a radiopaque zone on the distal end and a Luerhub on the proximal end. The Neuron MAX Delivery Catheter dimensions are included on the individual device label. The Neuron MAX Delivery Catheter is compatible with introducer sheaths appropriately sized for the outer diameter of Neuron MAX. | Delivery Catheter: Length 80 & 90cm, Outer Diameter Proximal 8F, Distal 8F. Select Catheter: Length 105 & 125cm, Outer Diameter 5.6F, Proximal 6F, Distal 5F. Long Sheath: Length 80 & 90cm, Outer Diameter Proximal 8F, Distal 8F. | 202250, 202251, 216374 | February 2016 |  | New Listing
04 - Neurosurgical | 04.08 - NEURO INTERVENTION | 04.08.03 - Assist Devices | 04.08.03.02 - Coil detachment device |  | AS197 | 350 |  | Medtronic Australasia Pty Ltd | LRS Actuator | LRS Actuator is a sterile, hand held mechanical unit with a thumb slide that detaches the coil. When the slider is retracted while the pusher is loaded, it releases the coil into the targeted vaculature. Coils cannot be deployed without the use of the actuator. | Length 5.75", Diameter 1", Weight 28 grams | 150013 | August 2013 |  | Transferred from EE028
04 - Neurosurgical | 04.08 - NEURO INTERVENTION | 04.08.03 - Assist Devices | 04.08.03.02 - Coil detachment device |  | CB015 | 350 |  | Culpan Medical Pty | V-Grip Detachment Controller | A battery powered device used to control detachment of an implantable embolisation coil from a delivery pusher. | One size only | 148674 | February 2014 |  | Changed Description, Benefit.
04 - Neurosurgical | 04.08 - NEURO INTERVENTION | 04.08.03 - Assist Devices | 04.08.03.02 - Coil detachment device |  | HW466 | 350 |  | Stryker Australia Pty Ltd | InZone Detachment System | InZone Detachment System is specifically designed for use with the Target Detachable Coils | One size | 208838 | February 2014 |  | Changed Benefit.
04 - Neurosurgical | 04.08 - NEURO INTERVENTION | 04.08.03 - Assist Devices | 04.08.03.02 - Coil detachment device |  | MN168 | 350 |  | Johnson & Johnson Medical Pty Ltd | EnPOWER Detachment Control System | Sterile Field Coil Detachment Control | Single unit | 132921 | February 2013 |  | New Listing
04 - Neurosurgical | 04.08 - NEURO INTERVENTION | 04.08.03 - Assist Devices | 04.08.03.02 - Coil detachment device |  | PN008 | 350 |  | Penumbra Neuro Australia Pty Ltd | Penumbra Coil System / Penumbra Coil Detachment Handle | A single detachment handle which is compatible with all Penumbra Coil configurations and can be used to detach all coils needed for a single patient. | One size only | 193558 | February 2012 |  | Changed Product Group, Product Sub Group, Benefit.
04 - Neurosurgical | 04.08 - NEURO INTERVENTION | 04.08.03 - Assist Devices | 04.08.03.02 - Coil detachment device |  | PN015 | 250 |  | Penumbra Neuro Australia Pty Ltd | Penumbra Smart Coil Detachment Handle | The Penumbra Smart Coil System is comprised of the Penumbra Smart Coil and the Penumbra Smart Coil Detachment Handle. The SMART Coil Detachment Handle is a plastic handle used to mechanically detach the Penumbra SMART Coil Implant. The Detachment Handle is a sterile, single patient device | One size only | 233479 | February 2016 |  | New Listing
04 - Neurosurgical | 04.08 - NEURO INTERVENTION | 04.08.03 - Assist Devices | 04.08.03.04 - Vascular embolisation balloon |  | CB013 | 1727 |  | Culpan Medical Pty | Scepter Occlusion Balloon Catheter | Intravascular occlusion balloon catheter | Balloon diameter: 4mm Balloon lengths: 10 - 20mm | 194400 | February 2016 |  | Changed Product Sub Group, Benefit.
04 - Neurosurgical | 04.08 - NEURO INTERVENTION | 04.08.03 - Assist Devices | 04.08.03.04 - Vascular embolisation balloon |  | ME215 | 1727 |  | Getz Healthcare Pty Ltd | Copernic RC | Venous remodelling balloon | Diameter: 8.0 - 10mm Balloon Length: 80mm Catheter Length: 160mm | 170159 | August 2017 |  | Transferred from NG071
04 - Neurosurgical | 04.09 - Intracranial Pressure (ICP) Monitoring | 04.09.01 - Transducer |  | Catheter | JJ906 | 1300 |  | Johnson & Johnson Medical Pty Ltd | MicroSensor Monitoring System | Ventricular catheter with transducer | Catheter length 38cm | 150087 | February 2013 |  | New Listing
04 - Neurosurgical | 04.09 - Intracranial Pressure (ICP) Monitoring | 04.09.01 - Transducer |  | Skull Bolt | MN158 | 1050 |  | Johnson & Johnson Medical Pty Ltd | MicroSensor Monitoring System | Skull bolt with ICP transducer | 0.7mm sensor lead diameter | 149558 | February 2013 |  | New Listing
04 - Neurosurgical | 04.09 - Intracranial Pressure (ICP) Monitoring | 04.09.01 - Transducer |  | Catheter | AT086 | 1300 |  | Anatomics Pty Ltd | NEUROVENT-P catheter | RAUMEDIC NEUROVENT-P catheter for the continuous measurement of ICP (intracranial pressure) within the parenchyma. | 5F | 282695 | August 2017 |  | New Listing
04 - Neurosurgical | 04.10 - Cerebrospinal Fluid (CSF) Diversion | 04.10.01 - External Ventricular Drain |  |  | JJ907 | 185 |  | Johnson & Johnson Medical Pty Ltd | Codman External Ventricular Drain (EVD) Catheter | External Ventricular Drain | 1.5mm & 1.9mm diameter | 123031 | February 2013 |  | New Listing
04 - Neurosurgical | 04.10 - Cerebrospinal Fluid (CSF) Diversion | 04.10.01 - External Ventricular Drain |  |  | MI123 | 185 |  | Medtronic Australasia Pty Ltd | EDM Ventricular Catheter | External drainage ventricular catheter, non metallic latex free. Barium impregnated, includes stainless steel stylet. | 35cm | 141103 | August 2013 |  | Expanded from MI095
04 - Neurosurgical | 04.10 - Cerebrospinal Fluid (CSF) Diversion | 04.10.01 - External Ventricular Drain |  | Antibiotics | JJ908 | 469 |  | Johnson & Johnson Medical Pty Ltd | Codman Bactiseal External Ventricular Drain (EVD) Catheter | Antibiotic impregated External Ventricular Drain | 1.5mm & 1.9mm lumen diameter | 132024 | February 2013 |  | New Listing
05 - Urogenital | 05.01 - Incontinence Prostheses | 05.01.01 - Inflatable | 05.01.01.01 - Pump |  | AM029 | 4947 |  | Boston Scientific Australia Pty Ltd | AMS 800 Artificial Urinary Sphincter Pump | Control Pump | One size | 131706 | February 2012 |  | Changed Product Group, Product Sub Group, Suffix, Benefit.
05 - Urogenital | 05.01 - Incontinence Prostheses | 05.01.01 - Inflatable | 05.01.01.01 - Pump | A | AM050 | 5343 |  | Boston Scientific Australia Pty Ltd | Urinary Control System Pump | Pump with InhiboZone Antibiotic Surface Treatment | One size only. | 165326 | February 2012 |  | Changed Product Group, Product Sub Group, Suffix, Benefit.
05 - Urogenital | 05.01 - Incontinence Prostheses | 05.01.01 - Inflatable | 05.01.01.02 - Occlusive cuff |  | AM001 | 2614 |  | Boston Scientific Australia Pty Ltd | AMS 800 Artificial Urinary Sphincter Cuff | Occlusive Cuff | 13 Cuff sizes from 3.5 to 11.0 cm: Size: 3.5, 4, 4.5, 5, 5.5, 6, 6.5, 7, 7.5, 8, 9, 10, 11cm | 131706 | February 2012 |  | Changed Product Group, Product Sub Group, Suffix, Benefit.
05 - Urogenital | 05.01 - Incontinence Prostheses | 05.01.01 - Inflatable | 05.01.01.02 - Occlusive cuff |  | AM021 | 2614 |  | Boston Scientific Australia Pty Ltd | AMS 800 Artificial Urinary Sphincter Cuff | Silicone cuff for artificial urinary sphincter. For the implantation of the second cuff for the AMS 800 | 13 Cuff sizes from 3.5 to 11.0 cm: Size: 3.5, 4, 4.5, 5, 5.5, 6, 6.5, 7, 7.5, 8, 9, 10, 11cm | 131706 | February 2012 |  | Changed Product Group, Product Sub Group, Suffix, Benefit.
05 - Urogenital | 05.01 - Incontinence Prostheses | 05.01.01 - Inflatable | 05.01.01.02 - Occlusive cuff | A | AM051 | 2850 |  | Boston Scientific Australia Pty Ltd | AMS 800 Urinary Control System with InhibiZone - cuff | Occlusive Cuff with InhibiZone Antibiotic Surface Treatment | 13 Cuff sizes from 3.5 to 11.0 cm | 165326 | February 2012 |  | Changed Product Group, Product Sub Group, Suffix, Benefit.
05 - Urogenital | 05.01 - Incontinence Prostheses | 05.01.01 - Inflatable | 05.01.01.03 - Regulating Balloon |  | AM028 | 2057 |  | Boston Scientific Australia Pty Ltd | AMS 800 Artificial urinary sphincter Pressure Regulating Balloon | Pressure Regulating Balloon | 51 - 60cm, 61 -70cm, 71 - 80cm | 131706 | February 2012 |  | Changed Product Name, Product Group, Product Sub Group, Suffix, Benefit.
05 - Urogenital | 05.01 - Incontinence Prostheses | 05.01.01 - Inflatable | 05.01.01.05 - Accessory kit |  | AM030 | 689 |  | Boston Scientific Australia Pty Ltd | AMS 800 Artificial Urinary Sphincter Accessory Kit | Accessory Kit | One Size | 131706 | February 2012 |  | Changed Product Group, Product Sub Group, Suffix, Benefit.
05 - Urogenital | 05.01 - Incontinence Prostheses | 05.01.01 - Inflatable | 05.01.01.06 - System |  | ET057 | 10000 |  | Endotherapeutics Pty Ltd | VICTO Artificial Urinary Sphincter | VICTO Artificial Urinary Sphincter with conditional occlusion, inflatable hydraulic device. | Four cuff sizes: 3.7cm, 4.0cm, 4.5cm, and 5.0cm. | 203685 | August 2017 |  | Changed Product Name, Description, Size.
05 - Urogenital | 05.01 - Incontinence Prostheses | 05.01.02 - Permanently Adjustable | 05.01.02.01 - Single |  | MB003 | 4145 |  | MD Solutions Australasia Pty Ltd | Adjustable Continence Therapy for Women | ACT Device: Prosthesis designed for the treatment of female SUI comprising of a single silicone balloon attached via a conduit to titanium and rubber ports allowing for post operative adjustment. | 6 - 14cm | 163939 | August 2012 |  | Changed Product Group, Product Sub Group.
05 - Urogenital | 05.01 - Incontinence Prostheses | 05.01.02 - Permanently Adjustable | 05.01.02.01 - Single |  | MB006 | 4145 |  | MD Solutions Australasia Pty Ltd | Adjustable Continence Therapy for Men | ProACT Device: Prosthesis designed for the treatment of male SUI comprising of a single silicone balloon attached via a conduit to titanium and rubber ports allowing for post operative adjustment. | 6 - 14cm | 163939 | August 2012 |  | Changed Product Group, Product Sub Group.
05 - Urogenital | 05.01 - Incontinence Prostheses | 05.01.02 - Permanently Adjustable | 05.01.02.02 - Double |  | ET074 | 8290 |  | Endotherapeutics Pty Ltd | ATOMS System | The ATOMS System is a long term, adjustable prostheses that substitutes urinary sphincter function in incontinent males. It is a hydraulic system comprising of a suburethral sphincter cushion/cuff which can be adjusted hydraulically intra-operatively or post-operatively through an implanted titanium port. Fixation arms and attachment sutures hold the implant in situ. | 1 size only - ATS 5011 (Length of Implant 560mm, width of tape 12mm, dimensions of cushion 40x45mm, max. filling volume of cushion 25mL). Titanium port-reservoir with hydraulic tubing, one size. | 154803 | February 2014 |  | Expanded from ET071
05 - Urogenital | 05.01 - Incontinence Prostheses | 05.01.02 - Permanently Adjustable | 05.01.02.02 - Double |  | MB004 | 8290 |  | MD Solutions Australasia Pty Ltd | Adjustable Continence Therapy device for women | ACT Device: prosthesis designed for the treatment of female SUI comprising of silicone balloons x 2 attached via a conduit to titanium and rubber ports allowing for post operative adjustment. | 6 - 14cm | 163939 | February 2013 |  | Changed Product Group, Product Sub Group.
05 - Urogenital | 05.01 - Incontinence Prostheses | 05.01.02 - Permanently Adjustable | 05.01.02.02 - Double |  | MB005 | 8290 |  | MD Solutions Australasia Pty Ltd | Adjustable Continence Therapy for Men | ProACT Device: prosthesis designed for the treatment of male SUI comprising of silicone balloons x2 attached via a conduit to titanium and rubber ports allowing for post operative adjustment. | 6 - 14cm | 163939 | February 2013 |  | Changed Product Group, Product Sub Group.
05 - Urogenital | 05.01 - Incontinence Prostheses | 05.01.02 - Permanently Adjustable | 05.01.02.03 - Port |  | ET075 | 1000 |  | Endotherapeutics Pty Ltd | AMI ATOMS Infusion Port | Hydraulic Infusion port for use with AMI ATOMS System - seperate | 22mm Diameter, 9.8mm High | 148776 | August 2014 |  | Changed Product Sub Group.
05 - Urogenital | 05.01 - Incontinence Prostheses | 05.01.03 - Sling | 05.01.03.01 - Male |  | AM048 | 5718 |  | Boston Scientific Australia Pty Ltd | AMS AdVance XP Male Sling System | Sub-urethral sling implant for treatment of male stress urinary incontinence. Made from polypropylene monofilament mesh | Arm width: 1.2cm, Centre width: 3.55cm, Total Length: 35.5cm, 43.5cm | 126765 | February 2012 |  | Changed Product Group, Product Sub Group, Benefit.
05 - Urogenital | 05.01 - Incontinence Prostheses | 05.01.03 - Sling | 05.01.03.01 - Male |  | CT015 | 5718 |  | Coloplast Pty Ltd | Virtue Male Sling System | Male sling system with quadratic fixation | One Size | 187095 | February 2012 |  | New Listing
05 - Urogenital | 05.01 - Incontinence Prostheses | 05.01.03 - Sling | 05.01.03.01 - Male |  | ET050 | 5718 |  | Endotherapeutics Pty Ltd | ARGUS | Adjustable Male Sling made of silicone adjustable self fixating columns and urethral cushion | One size only | 118082 | February 2012 |  | Changed Product Group, Product Sub Group, Benefit.
05 - Urogenital | 05.01 - Incontinence Prostheses | 05.01.03 - Sling | 05.01.03.02 - Female |  | AM014 | 865 |  | Boston Scientific Australia Pty Ltd | Sparc Sling System | Polypropylene mesh sling, two needles with rotating handles, two cystoscopy aids | One size only | 132191 | February 2012 |  | Changed Product Group, Product Sub Group, Benefit.
05 - Urogenital | 05.01 - Incontinence Prostheses | 05.01.03 - Sling | 05.01.03.02 - Female |  | AM019 | 865 |  | Boston Scientific Australia Pty Ltd | MONARC Sling System | Product includes - mesh and two needles with handles attached | One Size Only | 92718 | February 2012 |  | Changed Product Group, Product Sub Group, Benefit.
05 - Urogenital | 05.01 - Incontinence Prostheses | 05.01.03 - Sling | 05.01.03.02 - Female |  | AM049 | 865 |  | Boston Scientific Australia Pty Ltd | MiniArcTM Single-Incision Sling System | The MiniArcTM Single Incision Sling System is intended for the placement of a suburethral sling for the treatment of female stress urinary incontinence (SUI) resulting from urethral hypermobility and/or intrinsic sphincter deficiency. | 8.5cm | 144354 | August 2013 |  | Changed Product Name, Description, Benefit.
05 - Urogenital | 05.01 - Incontinence Prostheses | 05.01.03 - Sling | 05.01.03.02 - Female |  | AM055 | 865 |  | Boston Scientific Australia Pty Ltd | MiniArc Precise Single-Incision Sling System | The MiniArc Precise and MiniArc Pro Single-Incision Sling System (MiniArc System) is intended for the placement of a suburethral sling for the treatment of female stress urinary incontinence (SUI) resulting from urethral hypermobility and/or intrinsic sphincter deficiency | Short Centre-Length Sling Total: 8.5cm Centre (mid section): 2.0cm Long Centre-Length Sling Total: 8.5cm Centre (mid section): 5.5cm | 144354 | August 2013 |  | Changed Description.
05 - Urogenital | 05.01 - Incontinence Prostheses | 05.01.03 - Sling | 05.01.03.02 - Female |  | AM056 | 865 |  | Boston Scientific Australia Pty Ltd | RetroArc™ Retropubic Sling System | Female sling system for SUI | 1.1 cm x 50 cm | 132191 | August 2013 |  | New Listing
05 - Urogenital | 05.01 - Incontinence Prostheses | 05.01.03 - Sling | 05.01.03.02 - Female |  | BS078 | 865 |  | Boston Scientific Australia Pty Ltd | Advantage Transvaginal Mid-Urethral Sling System | Polypropylene mesh sling | One size only | 104326 | February 2012 |  | Changed Product Group, Product Sub Group, Benefit.
05 - Urogenital | 05.01 - Incontinence Prostheses | 05.01.03 - Sling | 05.01.03.02 - Female |  | BS096 | 865 |  | Boston Scientific Australia Pty Ltd | Lynx Suprapubic Mid-Urethral Sling System | Polypropylene mesh Sling | One size only | 104326 | February 2012 |  | Changed Product Group, Product Sub Group, Benefit.
05 - Urogenital | 05.01 - Incontinence Prostheses | 05.01.03 - Sling | 05.01.03.02 - Female |  | BS097 | 865 |  | Boston Scientific Australia Pty Ltd | Obtryx Transoburator Mid-Urethral Sling System | Polypropylene mesh sling | One size only | 104326 | February 2012 |  | Changed Product Group, Product Sub Group, Benefit.
05 - Urogenital | 05.01 - Incontinence Prostheses | 05.01.03 - Sling | 05.01.03.02 - Female |  | BS140 | 865 |  | Boston Scientific Australia Pty Ltd | Advantage Fit Transvaginal Mid-Urethral Sling System | Polypropylene mesh sling | One size only | 104326 | February 2012 |  | Changed Product Group, Product Sub Group, Benefit.
05 - Urogenital | 05.01 - Incontinence Prostheses | 05.01.03 - Sling | 05.01.03.02 - Female |  | BS154 | 865 |  | Boston Scientific Australia Pty Ltd | Solyx SIS System | Polypropylene mesh sling | One size only | 104326 | February 2012 |  | Changed Product Group, Product Sub Group, Benefit.
05 - Urogenital | 05.01 - Incontinence Prostheses | 05.01.03 - Sling | 05.01.03.02 - Female |  | BS226 | 865 |  | Boston Scientific Australia Pty Ltd | Obtryx II Transobturator Mid-Urethral Sling System | Polypropylene mesh sling | One size only | 104326 | February 2013 |  | New Listing
05 - Urogenital | 05.01 - Incontinence Prostheses | 05.01.03 - Sling | 05.01.03.02 - Female |  | CT013 | 865 |  | Coloplast Pty Ltd | Aris Transobturator Sling System | Sling System for female stress urinary incontinence | One Size | 157074, 160738 | February 2012 |  | Changed Product Group, Product Sub Group, Benefit.
05 - Urogenital | 05.01 - Incontinence Prostheses | 05.01.03 - Sling | 05.01.03.02 - Female |  | CT018 | 865 |  | Coloplast Pty Ltd | Altis Single Incision Sling System | Single Incision Sling System for female SUI | One size | 190173 | February 2013 |  | New Listing
05 - Urogenital | 05.01 - Incontinence Prostheses | 05.01.03 - Sling | 05.01.03.02 - Female |  | CT021 | 865 |  | Coloplast Pty Ltd | Supris Retropubic Sling | Supris Retropubic Sling System for female urinary incontinence | One size | 160738 | August 2016 |  | New Listing
05 - Urogenital | 05.01 - Incontinence Prostheses | 05.01.03 - Sling | 05.01.03.02 - Female |  | ET043 | 865 |  | Endotherapeutics Pty Ltd | Safyre Autofixation System | Urinary incontenence sling made of polydimethysiloxane and polyproplene | One size only | 118082 | February 2012 |  | Changed Product Group, Product Sub Group, Benefit.
05 - Urogenital | 05.01 - Incontinence Prostheses | 05.01.03 - Sling | 05.01.03.02 - Female |  | ET060 | 865 |  | Endotherapeutics Pty Ltd | Ophira Minisling System | Mini sling system made from monofilament mesh, held between self anchoring polypropylene columns in a fishbone design. Supplied with a retractable insertion guide for sling placement. Ophira sling has a blue loosening suture inserted in the base of one | One size. | 165126 | February 2012 |  | Changed Description, Product Group, Product Sub Group, Benefit.
05 - Urogenital | 05.01 - Incontinence Prostheses | 05.01.03 - Sling | 05.01.03.02 - Female |  | JJ070 | 865 |  | Johnson & Johnson Medical Pty Ltd | TVT (Tension-Free Vaginal Tape) Single use device | Undyed Prolene (polypropylene) nonabsorbable tape | 11 x 450mm | 99193 | February 2012 |  | Changed Product Group, Product Sub Group, Benefit.
05 - Urogenital | 05.01 - Incontinence Prostheses | 05.01.03 - Sling | 05.01.03.02 - Female |  | JJ442 | 865 |  | Johnson & Johnson Medical Pty Ltd | Gynecare TVT-O | Items included are: Gynecare TVT Obturator device, Two Gynecare TVT Helical Passers and a Gynecare TVT Atraumatic Winged Guide. The device component of the system consists of undyed or blue Prolene Polypropylene Mesh | 1.1x45 cm | 99193 | February 2012 |  | Changed Product Group, Product Sub Group, Benefit.
05 - Urogenital | 05.01 - Incontinence Prostheses | 05.01.03 - Sling | 05.01.03.02 - Female |  | MN039 | 865 |  | Johnson & Johnson Medical Pty Ltd | Gynecare TVT ABBREVO™ Continence System | Implant assembly consisting of mesh sling and sterile, single-patient use helical passer sheaths. | 1.1cm x 12cm | 99193 | February 2012 |  | Changed Product Group, Product Sub Group, Benefit.
05 - Urogenital | 05.01 - Incontinence Prostheses | 05.01.03 - Sling | 05.01.03.02 - Female |  | TF001 | 865 |  | TFS Manufacturing Pty Ltd | TFS Tissue Fixation System | TFS Tissue Fixation System | One Size Only | 132657 | February 2012 |  | Changed Product Group, Product Sub Group, Benefit.
05 - Urogenital | 05.01 - Incontinence Prostheses | 05.01.04 - Injectable, Synthetic | 05.01.04.01 - 1 ml |  | GN001 | 531 |  | NEOGENIX PTY LTD | Opsys Injectable SUI | Opsys is a manually injectable, non-absorbable, permanent, synthetic tissue bulking agent used in the endoscopic treatment of female Stress Urinary Incontinence. | Opsys Kit contains 5 x 1ml syringes. | 169958 | February 2012 |  | New Listing
05 - Urogenital | 05.01 - Incontinence Prostheses | 05.01.04 - Injectable, Synthetic | 05.01.04.01 - 1 ml |  | GN002 | 531 |  | NEOGENIX PTY LTD | Opsys Injectable SUI | Opsys is a manually injectable, non-absorbable, permanent, synthetic tissue bulking agent used in the endoscopic treatment of female Stress Urinary Incontinence. | 1 x 1ml syringe. | 169958 | February 2012 |  | New Listing
05 - Urogenital | 05.01 - Incontinence Prostheses | 05.01.04 - Injectable, Synthetic | 05.01.04.01 - 1 ml |  | LH376 | 531 |  | Lifehealthcare Pty Ltd | Durasphere SUI | Injectable Bulking agent for Stress Urinary Incontinence | 1ml | 151023, 151323 | February 2012 |  | Changed Product Group, Product Sub Group, Benefit.
05 - Urogenital | 05.01 - Incontinence Prostheses | 05.01.04 - Injectable, Synthetic | 05.01.04.03 - 2 ml |  | SC001 | 1062 |  | Specialist Medical Supplies | BULKAMID Urethral Bulking System | Transparent polyacrylamide gel for female urinary incontinence. Kit comprises 2 syringe, 2 needles, 1 applicator | 2 x 1ml syringes, 2 x BULKAMID 23G needles, 1 x disposable sheath | 152085 | August 2014 |  | Transferred from JJ802
05 - Urogenital | 05.01 - Incontinence Prostheses | 05.01.04 - Injectable, Synthetic | 05.01.04.04 - 2.5 ml |  | ET053 | 1328 |  | Endotherapeutics Pty Ltd | Macroplastique | Sterile, textured, highly cross linked polydimethylsiloxane elastomer implants suspended in a bio-excretable carrier gel. | 2.5ml Implants | 146732 | February 2012 |  | Changed Product Group, Product Sub Group, Benefit.
05 - Urogenital | 05.01 - Incontinence Prostheses | 05.01.04 - Injectable, Synthetic | 05.01.04.05 - 3 ml |  | LH379 | 1593 |  | Lifehealthcare Pty Ltd | Durasphere SUI | Injectable Bulking agent for Stress Urinary Incontinence | 3ml | 151023, 151323 | February 2012 |  | Changed Product Group, Product Sub Group, Benefit.
05 - Urogenital | 05.02 - Ureteric Stents | 05.02.01 - Fixed length | 05.02.01.01 - Polyurethane |  | CT024 | 140 |  | Coloplast Pty Ltd | PU-R Double Loop Ureteral Stents | Double Loop Ureteral Stents in Rigid Polyurethane, with pusher. With or without guidewire depending on the model. | Various in 4.8, 6, 7, 8Fr. Various in 24, 26, 28, 30cm lengths. Various in O/O or O/C. Various with or without guidewire. With either streerable or simple pusher | 142907 | August 2016 |  | New Listing
05 - Urogenital | 05.02 - Ureteric Stents | 05.02.01 - Fixed length | 05.02.01.01 - Polyurethane |  | CT034 | 140 |  | Coloplast Pty Ltd | PU-S Double Loop Ureteral Stents | Double Loop Ureteral Stents in Soft Polyurethane, with pusher and guidewire. | Various in 6 and 7Fr. Various in 24, 26, 28 cm lengths. Various in O/O or O/C. With either Steerable or simple pusher. | 142907 | August 2016 |  | New Listing
05 - Urogenital | 05.02 - Ureteric Stents | 05.02.01 - Fixed length | 05.02.01.01 - Polyurethane |  | MH010 | 140 |  | Applied Medical Australia Pty Ltd | Silhouette Ureteral Stent | The Silhouette Ureteric Stent is manufactured with a soft material that provides superior comfort. It has superior column strength through a coil-reinforced body providing effortless placement. The tight coils prevent migration. The smaller outside dia | Multiple French Sizes & Lengths | 116728 | February 2012 |  | Changed Description, Product Group, Product Sub Group, Benefit.
05 - Urogenital | 05.02 - Ureteric Stents | 05.02.01 - Fixed length | 05.02.01.01 - Polyurethane |  | PP001 | 140 |  | Promis Medical (Australia) Pty ltd | White Star Double-J Ureteral Stent Set, Yellow Star Double-J Ureteral Stent Set, Green Star Double-J Ureteral Stent Set, White Star Intraoperative Double-J Ureteral Stent Set, White Star ESWL Double-J Ureteral Stent Set, White Star Stenosis Stent Set | The stent consists of a stable tube, the ends of which are formed into loops. These serve to stabilise the position of the ureteral sent. The purpose of the endoprosthesis is to restore or improve the drainage from the kidney to the bladder, to ensure ureteral drainage over and endangered segment of the ureter, to prevent development of a urine fistula into the retroperitoneum, to serve as a growth stent for the uroepithelium if there is a defect, and to prevent a stricture. When implanted, one loop is located in the renal pelvis and the other in the bladder to prevent migration. | Fr 04 - 08, length - 10 - 30cm | 35645 | August 2013 |  | New Listing
05 - Urogenital | 05.02 - Ureteric Stents | 05.02.01 - Fixed length | 05.02.01.01 - Polyurethane |  | PP002 | 140 |  | Promis Medical (Australia) Pty ltd | Yellow Star Tumor-Stent Double J Ureteral Stent Set PC-Coated | The stent consists of a stable tube, the ends of which are formed into loops. These serve to stabilise the position of the ureteral stent. The phosphorylcholie coating of the tumor stent reduces the risk of infections and encrustations, which results in a prolongation of indwelling time. Phosphorylcholine is a biocompatible and durable material for sealing implant surfaces that prevents biofilm formation and subsequent encrustation. The purpose of the endoprosthesis is to restore or improve the drainage from the kidney to the bladder to ensure ureteral drainage over an endangered segment of the ureter, to prevent development of a urine fistula into the retroperitoneum, to serve as a growth stent for the uroepithelium if there is a defect, and to prevent a stricture. When implanted, one loop is located in the renal pelvis and the other in the bladder to prevent migration | Fr 06 -08, length -22 - 32cm | 35645 | August 2013 |  | New Listing
05 - Urogenital | 05.02 - Ureteric Stents | 05.02.01 - Fixed length | 05.02.01.01 - Polyurethane |  | PP003 | 140 |  | Promis Medical (Australia) Pty ltd | White Star Mono Mono-J Ureteral Stent Set, Green Star Mono Mono-J Ureteral Stent Set | The stent consists of a stable tube, one end of the endoprosthesis is to restore or improve the drainage from the kidney to the bladder, to ensure ureteral drainage over an endangered segment of the ureter, to prevent development of a urine fistula into the retroperitoneum, to serve as a growth stent for the uroepithelium if there is a defect, and to prevent a stricture. When implanted, one loop is located in the renal pelvis to prevent migration. | Fr 04 - 12, length - 70cm | 35645 | August 2013 |  | New Listing
05 - Urogenital | 05.02 - Ureteric Stents | 05.02.01 - Fixed length | 05.02.01.01 - Polyurethane |  | PY011 | 140 |  | Pyramed Pty Limited | Optimed Opti-J Stents | Dual Use directional Double J stent and delivery system. Can also be used as urinary diversion stent. | 4.5Fr to 8Fr Length: 22cm to 36cm | 171564 | August 2017 |  | Changed Size.
05 - Urogenital | 05.02 - Ureteric Stents | 05.02.01 - Fixed length | 05.02.01.01 - Polyurethane |  | WC281 | 140 |  | WILLIAM A COOK AUSTRALIA PTY LTD | Universa Soft Ureteral Stent Set | Universa Soft Ureteral Stent Set, with or without the TFE WireGuide, fixed length | 5, 6, 7 and 8FR in fixed lengths (18 - 30CM) | 174924, 216072 | February 2012 |  | Changed Product Group, Product Sub Group, Benefit.
05 - Urogenital | 05.02 - Ureteric Stents | 05.02.01 - Fixed length | 05.02.01.01 - Polyurethane | P | WC022 | 180 |  | WILLIAM A COOK AUSTRALIA PTY LTD | C-Flex Double Pigtail Ureteric Stent Set | Set includes: Stent, Wire, Positioner | Multiple French Sizes, Multi-length | 216072 | February 2012 |  | Changed Product Group, Product Sub Group, Benefit.
05 - Urogenital | 05.02 - Ureteric Stents | 05.02.01 - Fixed length | 05.02.01.01 - Polyurethane | SP | WC018 | 241 |  | WILLIAM A COOK AUSTRALIA PTY LTD | C-Flex Endoureteratomy Stent Set | C-Flex Endoureteratomy Stent Set | 6.0/10.0 Fr, & 7.0/14.0 Fr, Multiple Length | 216072 | February 2012 |  | Changed Description, Product Group, Product Sub Group, Benefit.
05 - Urogenital | 05.02 - Ureteric Stents | 05.02.01 - Fixed length | 05.02.01.01 - Polyurethane | SP | WC236 | 241 |  | WILLIAM A COOK AUSTRALIA PTY LTD | Paterson-Forrester Subcutaneous Urinary Diversion Stent | Subcutaneous Urinary Diversion Stent | Stent 8.5 French, 65cm long | 218155 | February 2012 |  | Changed Product Group, Product Sub Group, Benefit.
05 - Urogenital | 05.02 - Ureteric Stents | 05.02.01 - Fixed length | 05.02.01.01 - Polyurethane | T | PY012 | 197 |  | Pyramed Pty Limited | Ex-Stent Tumour Ureteral Stent Set | Open end stent with guide wire and pusher | Diameter: 6Fr-8Fr. Length: 26cm-32cm | 171564 | February 2017 |  | Changed Size.
05 - Urogenital | 05.02 - Ureteric Stents | 05.02.01 - Fixed length | 05.02.01.01 - Polyurethane | T | TX004 | 197 |  | Teleflex Medical Australia | Paediatric Ureteric Valve Stent Set | Open end with introducer and guidewire, Polyurethane | 12 - 22cm | 136657 | August 2015 |  | Transferred from NG030
05 - Urogenital | 05.02 - Ureteric Stents | 05.02.01 - Fixed length | 05.02.01.01 - Polyurethane | T | TX005 | 197 |  | Teleflex Medical Australia | Paediatric Ureteric Valve Stent Set | Fixed length wirthan stent | 12 - 22cm | 136657 | August 2015 |  | Transferred from NG046
05 - Urogenital | 05.02 - Ureteric Stents | 05.02.01 - Fixed length | 05.02.01.01 - Polyurethane | T | WC214 | 197 |  | WILLIAM A COOK AUSTRALIA PTY LTD | Cook Ureteral Stents | Amplatz Ureteral Stent Set, Ultrathane RB Design Radioplaque Band and AQ Hydrophilic Coating Set includes one stent positioner with flexible stent introducer catheter | 8.5Fr - 12,20,22,24,26,28cm and 10.2Fr - 22,24,26,28cm | 137913 | February 2012 |  | Changed Product Group, Product Sub Group, Benefit.
05 - Urogenital | 05.02 - Ureteric Stents | 05.02.01 - Fixed length | 05.02.01.02 - Other synthetic |  | CT026 | 198 |  | Coloplast Pty Ltd | Biosoft Duo Double Loop Ureteral Stents | Biosoft Duo double loop ureteral stents supplied with simple or steerable pusher, with or without guidewire and with or without flush catheter depending on the model. Duration of Implantation: 12 months | 6 - 9 Fr 20 - 30 cm Either O/O or O/C | 142925, 224254 | August 2016 |  | New Listing
05 - Urogenital | 05.02 - Ureteric Stents | 05.02.01 - Fixed length | 05.02.01.02 - Other synthetic |  | CT027 | 198 |  | Coloplast Pty Ltd | Vortek Single Loop Ureteral Stents | Vortek Single Loop Ureteral Stents for drainage and urine collection | 6, 7, 8 Fr 90cm length | 142924, 224254 | August 2016 |  | New Listing
05 - Urogenital | 05.02 - Ureteric Stents | 05.02.01 - Fixed length | 05.02.01.02 - Other synthetic |  | CT029 | 198 |  | Coloplast Pty Ltd | Vortek Double Loop Ureteral Stents | Vortek Double Loop Ureteral Stents have a double layered structure which make them easy to insert over guidewire, the stiffness of each size has been adapted in order to keep the mechanical properties. | 4.8, 6, 7 & 8 Fr with steerable or simple pusher with or without guidewire O/O or O/C | 142924, 224254 | August 2016 |  | New Listing
05 - Urogenital | 05.02 - Ureteric Stents | 05.02.01 - Fixed length | 05.02.01.02 - Other synthetic |  | CT030 | 198 |  | Coloplast Pty Ltd | Biosoft Minute Stent | Biosoft minute double loop ureteral stent. Ready to use; the stent is in place over the guidewire and connected to the steerable pusher. Duration of implantation: 6 months. | 6 - 8 Fr 24 - 30 cm length | 142925, 224219 | August 2016 |  | New Listing
05 - Urogenital | 05.02 - Ureteric Stents | 05.02.01 - Fixed length | 05.02.01.02 - Other synthetic |  | CT031 | 198 |  | Coloplast Pty Ltd | Vortek TUMOR STENT Double loop ureteral stent | Vortek Tumor Stent is reinforced with stiffness of material offering excellent resistance to compression. | 7-8Fr 26-30cm in length | 224254 | August 2016 |  | New Listing
05 - Urogenital | 05.02 - Ureteric Stents | 05.02.01 - Fixed length | 05.02.01.02 - Other synthetic |  | CT032 | 198 |  | Coloplast Pty Ltd | Silicone Double Loop Ureteral Stent | Silicone Double Loop Ureteral Stent with guidewire and pusher | 6 - 8Fr 16cm - 30cm | 142923 | August 2016 |  | New Listing
05 - Urogenital | 05.02 - Ureteric Stents | 05.02.01 - Fixed length | 05.02.01.02 - Other synthetic |  | CT035 | 198 |  | Coloplast Pty Ltd | Vortek Hydro-Coated Double Loop Ureteral Stents | Vortek Hydro-Coated Double Loop Ureteral Stents with simple or steerable pusher and with or without guidewire | 4.8 - 7Fr 22 - 30cm lengths | 224254 | August 2016 |  | New Listing
05 - Urogenital | 05.02 - Ureteric Stents | 05.02.01 - Fixed length | 05.02.01.02 - Other synthetic |  | MH012 | 198 |  | Applied Medical Australia Pty Ltd | Silhouette System Ureteral Stent Set | Coil reinforced body. SL-6 hydrophilic coating. UroWire 0.035" 3-in-1 guidewire with kink resistant nitinol core. Design divided into 3 sections: silver section (front end) floppy SL - 6 hydrophilic coating; Blue section (mid) super stiff PTFE (not hydrophicaly coated); and Green section (back) flexible | Mulitple French Sizes & Lengths | 116727, 116728 | February 2014 |  | Changed Benefit.
05 - Urogenital | 05.02 - Ureteric Stents | 05.02.01 - Fixed length | 05.02.01.02 - Other synthetic |  | OL078 | 198 |  | Olympus Australia | Ureteral Stents | Diversion Stent, silicone | 7 - 8.5 F x 90cm | 130442, 136671 | February 2012 |  | Changed Product Group, Product Sub Group, Benefit.
05 - Urogenital | 05.02 - Ureteric Stents | 05.02.01 - Fixed length | 05.02.01.02 - Other synthetic |  | TX003 | 198 |  | Teleflex Medical Australia | DD Ureteric Tumor Stent Set | Open/Closed end with introducer and guide wire, Polyurethane | 20 - 28cm | 136657 | August 2015 |  | Transferred from NG028
05 - Urogenital | 05.02 - Ureteric Stents | 05.02.01 - Fixed length | 05.02.01.02 - Other synthetic |  | WC273 | 198 |  | WILLIAM A COOK AUSTRALIA PTY LTD | Ureteric Stent Set | Set includes soft Aqueous Coated (AQ) ureteric stent, positioner, with or without wire guide | Multiple French Sizes and Lengths | 216072 | February 2012 |  | Changed Product Group, Product Sub Group, Benefit.
05 - Urogenital | 05.02 - Ureteric Stents | 05.02.01 - Fixed length | 05.02.01.02 - Other synthetic | P | MH013 | 245 |  | Applied Medical Australia Pty Ltd | Paediatric Silhouette System Set | Coil reinforced body. SL-6 hydrophilic coating. UroWire 0.035" 3-in-1 guidewire with kink resistant nitinol core. Design divided into 3 sections: silver section (front end) floppy SL - 6 hydrophilic coating; Blue section (mid) super stiff PTFE (not hydrophilicaly coated); and Green section (back) flexible | 4F, 8 - 12cm | 116727, 116728 | February 2012 |  | Changed Description, Product Group, Product Sub Group, Benefit.
05 - Urogenital | 05.02 - Ureteric Stents | 05.02.01 - Fixed length | 05.02.01.02 - Other synthetic | SP | CT025 | 234 |  | Coloplast Pty Ltd | Stenostent Double Loop Ureteral Stents | STENOSTENT® Double loop ureteral stent in silicone open/open, total reinforcement with connectable pusher and fixed core guidewire | 16 - 30cm | 142923 | August 2016 |  | New Listing
05 - Urogenital | 05.02 - Ureteric Stents | 05.02.01 - Fixed length | 05.02.01.02 - Other synthetic | SP | CT028 | 234 |  | Coloplast Pty Ltd | Pyelostent Double Loop Ureteral Stent | Pyelostent, Silicone stent for long-term implantation (up to 12 months) | 26 - 30cm | 142923 | August 2016 |  | New Listing
05 - Urogenital | 05.02 - Ureteric Stents | 05.02.01 - Fixed length | 05.02.01.02 - Other synthetic | SP | PY001 | 234 |  | Pyramed Pty Limited | Optimed Ureteral Stents | Soft-Polyurethane. Ureteral. Paediatric Ureteral. Renal Transplantation. Urinary Diversion. | Ureteral - Diameter: 4.5Fr-8Fr Length: 22cm-36cm Paediatric Ureteral - Diameter: 3Fr-4Fr Length: 10cm-16cm Renal Transplantation - Diameter: 6Fr-8Fr Length:8cm-18cm Urinary Diversion - Diameter: 4.5Fr-9Fr Length: 70cm | 171564 | February 2017 |  | Changed Size.
05 - Urogenital | 05.02 - Ureteric Stents | 05.02.01 - Fixed length | 05.02.01.02 - Other synthetic | SP | WC024 | 234 |  | WILLIAM A COOK AUSTRALIA PTY LTD | Ultrathane Endoureteratomy Stent Set | Ultrathane Endoureteratomy Stent Set | 6/9.5 Fr & 7/14.0Fr , Multiple Length | 216072 | February 2012 |  | Changed Description, Product Group, Product Sub Group, Benefit.
05 - Urogenital | 05.02 - Ureteric Stents | 05.02.01 - Fixed length | 05.02.01.02 - Other synthetic | Therm | BS086 | 214 |  | Boston Scientific Australia Pty Ltd | Polaris Ultra Ureteral Stent | Dual durometer ureteral stent with attached suture | Diameters up to 14Fr & lengths up to 40cm | 104324, 129379 | February 2012 |  | Changed Product Group, Product Sub Group, Suffix, Benefit.
05 - Urogenital | 05.02 - Ureteric Stents | 05.02.01 - Fixed length | 05.02.01.02 - Other synthetic | Therm | BS091 | 214 |  | Boston Scientific Australia Pty Ltd | Percuflex; Percuflex Plus; Percuflex Plus SureDrive | Ureteral stent with attached suture | Diameters up to 14Fr & lengths up to 40cm | 104324, 132306 | September 2016 |  | Changed Product Name.
05 - Urogenital | 05.02 - Ureteric Stents | 05.02.01 - Fixed length | 05.02.01.02 - Other synthetic | Therm | BS092 | 214 |  | Boston Scientific Australia Pty Ltd | Contour Ureteral Stent, Contour SureDrive Ureteral Stent | Ureteral stent with attached suture | Diameters up to 14Fr & lengths up to 40cm | 104324 | August 2016 |  | Changed Product Name.
05 - Urogenital | 05.02 - Ureteric Stents | 05.02.01 - Fixed length | 05.02.01.02 - Other synthetic | Therm | BS093 | 214 |  | Boston Scientific Australia Pty Ltd | Retromax Plus Ureteral Stent | Ureteral stent | Diameters up to 14Fr & lengths up to 40cm | 104324, 129379 | February 2012 |  | Changed Product Group, Product Sub Group, Suffix, Benefit.
05 - Urogenital | 05.02 - Ureteric Stents | 05.02.01 - Fixed length | 05.02.01.02 - Other synthetic | Therm | BS116 | 214 |  | Boston Scientific Australia Pty Ltd | Polaris Loop Ureteral Stent | Dual durometer ureteral stent with attached suture | Diameters up to 14Fr & lengths up to 40cm | 104324, 129376 | February 2012 |  | Changed Product Group, Product Sub Group, Suffix, Benefit.
05 - Urogenital | 05.02 - Ureteric Stents | 05.02.01 - Fixed length | 05.02.01.02 - Other synthetic | Therm | BS192 | 214 |  | Boston Scientific Australia Pty Ltd | Percuflex® Helical | Ureteral Stent with Hydro Plus™ Coating | 6fr to 8fr and 10cm to 30cm | 129376 | February 2012 |  | Changed Product Group, Product Sub Group, Suffix, Benefit.
05 - Urogenital | 05.02 - Ureteric Stents | 05.02.01 - Fixed length | 05.02.01.02 - Other synthetic | Therm | WC130 | 214 |  | WILLIAM A COOK AUSTRALIA PTY LTD | Ureteric Stent Set | Set includes Aqueous Coated (AQ) firm fixed length ureteric stent, positioner, with or without wire guide | Multiple French Sizes, and Lengths | 216072 | February 2012 |  | Changed Product Group, Product Sub Group, Suffix, Benefit.
05 - Urogenital | 05.02 - Ureteric Stents | 05.02.01 - Fixed length | 05.02.01.02 - Other synthetic | Therm | WC170 | 214 |  | WILLIAM A COOK AUSTRALIA PTY LTD | Universa Firm | Universa Firm Double Pigtail Stent and Positioner only | Multiple French Sizes and Lengths | 174924 | February 2012 |  | Changed Product Group, Product Sub Group, Suffix, Benefit.
05 - Urogenital | 05.02 - Ureteric Stents | 05.02.01 - Fixed length | 05.02.01.03 - Metal | T | WC226 | 1720 |  | WILLIAM A COOK AUSTRALIA PTY LTD | RESONANCE Metallic Ureteral Stent Set | Metallic Double Pigtail Stent | 6 Fr, lengths 12-30cm | 118616 | February 2013 |  | Changed Size.
05 - Urogenital | 05.02 - Ureteric Stents | 05.02.01 - Fixed length | 05.02.01.03 - Metal | Therm | ET055 | 3778 |  | Endotherapeutics Pty Ltd | Memokath Ureteric Stent | Memokath Model 051CW. | 30mm - 200mm | 141654 | February 2012 |  | Changed Product Group, Product Sub Group, Suffix, Benefit.
05 - Urogenital | 05.02 - Ureteric Stents | 05.02.01 - Fixed length | 05.02.01.03 - Metal | Therm | MB016 | 3778 |  | MD Solutions Australasia Pty Ltd | Allium Ureteral Stent | Round Nitinol stent with copolymer covering and supplied premounted on a delivery tool. Intended to be inserted into the lower ureter to allow free flow of urine from the kidney to the bladder. | 8mm x 100mm, 8mm x 120mm, 10mm x 100mm, 10mm x 120mm | 205005 | August 2013 |  | New Listing
05 - Urogenital | 05.02 - Ureteric Stents | 05.02.01 - Fixed length | 05.02.01.03 - Metal | Therm | PY030 | 3778 |  | Pyramed Pty Limited | Taewoong ePTFE covered dual nitinol ureteric stent | Taewoong ePTFE covered dual nitinol ureteric stent | Diameter: 7 - 9mm; Length: 6 - 20cm; Delivery Device: 9 Fr; Length 70cm | 130532, 220258 | August 2013 |  | Changed Suffix, Benefit.
05 - Urogenital | 05.02 - Ureteric Stents | 05.02.02 - Multi-length | 05.02.02.01 - Polyurethane |  | BA044 | 199 |  | Bard Australia Pty Ltd | Ureteral Stent | Hydrophilic coated ureteral stent | Fr 4.7 – 8.0, Length 22-32cm | 235658 | August 2016 |  | Changed Description, Size.
05 - Urogenital | 05.02 - Ureteric Stents | 05.02.02 - Multi-length | 05.02.02.01 - Polyurethane |  | PP004 | 199 |  | Promis Medical (Australia) Pty ltd | White Star Double-J Ureteral Stent Sets Flexible length, Yellow star Double-J Ureteral Stent set flexible length, Green Start Double-J Ureteral Stent Set Flexible length | The stent consists of a stable tube, the ends of which are formed into loops. These serve to stabilise the position of the ureteral stent. The length can be adjusted to the desired length. The purpose of the endoprosthesis is to restore or improve the drainage from the kidney to the bladder, to ensure ureteral drainage over an endangered segment of the ureter, to prevent development of a urine fistula into the retroperitoneum, to serve as a growth stent for the uroepithelium if there is a defect, and to prevent a stricture. When implanted, one loop is located in the renal pelvis and the other in the bladder to prevent migration. | Fr 4.7 - 08, length - 22-30cm | 35645 | August 2013 |  | New Listing
05 - Urogenital | 05.02 - Ureteric Stents | 05.02.02 - Multi-length | 05.02.02.01 - Polyurethane |  | WC282 | 199 |  | WILLIAM A COOK AUSTRALIA PTY LTD | Universa Soft Ureteral Stent Set | Universa Soft Ureteral Stent Set, with or without the TFE WireGuide, multi-length | 5, 6, 7 and 8FR in multi-length (21-31CM) | 174924, 216072 | February 2012 |  | Changed Product Group, Product Sub Group, Benefit.
05 - Urogenital | 05.02 - Ureteric Stents | 05.02.02 - Multi-length | 05.02.02.01 - Polyurethane | P | WC218 | 254 |  | WILLIAM A COOK AUSTRALIA PTY LTD | C-Flex Multilength Ureteric Stent Set | Set includes: Paediatric Stent, Wire, Positioner | 3.7 Fr, Multiple Lengths | 216072 | February 2012 |  | Changed Product Group, Product Sub Group, Benefit.
05 - Urogenital | 05.02 - Ureteric Stents | 05.02.02 - Multi-length | 05.02.02.01 - Polyurethane | P | WC219 | 254 |  | WILLIAM A COOK AUSTRALIA PTY LTD | C-Flex Double Pigtail Ureteric Stent Set | Set includes: Paediatric Stent, Wire and Positioner | 3.7 Fr, Multilple Lengths | 216072 | February 2012 |  | Changed Product Group, Product Sub Group, Benefit.
05 - Urogenital | 05.02 - Ureteric Stents | 05.02.02 - Multi-length | 05.02.02.01 - Polyurethane | SP | WC237 | 261 |  | WILLIAM A COOK AUSTRALIA PTY LTD | Radiance Ureteric Stent Set | Synthetic Thermosensitive Ureteral Stent Set with Heparin Coating | Multiple French Sizes and Lengths | 143001 | February 2012 |  | Changed Product Group, Product Sub Group, Benefit.
05 - Urogenital | 05.02 - Ureteric Stents | 05.02.02 - Multi-length | 05.02.02.02 - Other synthetic |  | CT023 | 198 |  | Coloplast Pty Ltd | Biosoft Duo Multi Length Hydro-Coated Ureteral Stents | Biosoft Duo Multi Length Hydro-Coated Stents for drainage of upper urinary tract. | 4.8, 6. 7 Fr | 142925 | August 2016 |  | New Listing
05 - Urogenital | 05.02 - Ureteric Stents | 05.02.02 - Multi-length | 05.02.02.02 - Other synthetic |  | OL076 | 198 |  | Olympus Australia | Ureteral Stents | Single J Ureteric Stent, silicone | 7 - 8.5 F x 90cm | 130442, 136671 | February 2012 |  | Changed Product Group, Product Sub Group, Benefit.
05 - Urogenital | 05.02 - Ureteric Stents | 05.02.02 - Multi-length | 05.02.02.02 - Other synthetic |  | OL077 | 198 |  | Olympus Australia | Ureteral Stents | Double J Ureteric stent, silicone | 6-8.5 F, 12 - 30 cm | 130442 | February 2017 |  | Changed Size.
05 - Urogenital | 05.02 - Ureteric Stents | 05.02.02 - Multi-length | 05.02.02.02 - Other synthetic |  | OL080 | 198 |  | Olympus Australia | Ureteral Stents | Tecoflex polymer, hydrophilic coating/PTFE coating | 4.5F-8.5F x length 8 - 32cm | 130442 | February 2017 |  | Changed Product Name, Size.
05 - Urogenital | 05.02 - Ureteric Stents | 05.02.02 - Multi-length | 05.02.02.02 - Other synthetic |  | WC002 | 198 |  | WILLIAM A COOK AUSTRALIA PTY LTD | Sof-Flex Multi-length Ureteric Stent Set | Set includes Stent, Wire, Positioner | Multiple French Sizes, Multi-length | 216072 | February 2012 |  | Changed Product Group, Product Sub Group, Benefit.
05 - Urogenital | 05.02 - Ureteric Stents | 05.02.02 - Multi-length | 05.02.02.02 - Other synthetic |  | WC003 | 198 |  | WILLIAM A COOK AUSTRALIA PTY LTD | Sof-Flex Multi-length Ureteric Stent Set | Stent and Positioner only | Multiple French Sizes, Multi-length | 216072 | February 2012 |  | Changed Product Group, Product Sub Group, Benefit.
05 - Urogenital | 05.02 - Ureteric Stents | 05.02.02 - Multi-length | 05.02.02.02 - Other synthetic |  | WC104 | 198 |  | WILLIAM A COOK AUSTRALIA PTY LTD | Cook Ureteral Stent - Sof-Flex Double Pigtail Stent Set - Special | Radiopaque Sof-Flex Stent, Stainless Steel Wire Guide, Radiopaque Polyurethane Catheter and Radiolucent Vinyl Positioner | Multiple French Sizes and Lengths | 216072 | February 2012 |  | Changed Product Group, Product Sub Group, Benefit.
05 - Urogenital | 05.02 - Ureteric Stents | 05.02.02 - Multi-length | 05.02.02.02 - Other synthetic |  | WC140 | 198 |  | WILLIAM A COOK AUSTRALIA PTY LTD | Filiform Multi-Length Silicone Stent Set | Stent, Wire, Positioner | Multiple French Sizes and Lengths | 216072 | February 2012 |  | Changed Product Group, Product Sub Group, Benefit.
05 - Urogenital | 05.02 - Ureteric Stents | 05.02.02 - Multi-length | 05.02.02.02 - Other synthetic |  | WC147 | 198 |  | WILLIAM A COOK AUSTRALIA PTY LTD | Kwart Retro-Inject Stent Set | Stent, Wire, Inserter, Release Sleeve | Multiple French Sizes and Lengths | 216049 | February 2012 |  | Changed Product Group, Product Sub Group, Benefit.
05 - Urogenital | 05.02 - Ureteric Stents | 05.02.02 - Multi-length | 05.02.02.02 - Other synthetic |  | WC150 | 198 |  | WILLIAM A COOK AUSTRALIA PTY LTD | Sof-Flex Double Pigtail Ureteric Stent Set | Set includes: Stent, Wire, Positioner | Multiple French Sizes and Lengths | 216072 | February 2012 |  | Changed Product Group, Product Sub Group, Benefit.
05 - Urogenital | 05.02 - Ureteric Stents | 05.02.02 - Multi-length | 05.02.02.02 - Other synthetic |  | WC272 | 198 |  | WILLIAM A COOK AUSTRALIA PTY LTD | Ureteric Stent Set | Set includes soft Aqueous Coated (AQ) ureteric stent, positioner, with or without wire guide | Multiple French Sizes, multi-length | 216072 | February 2012 |  | Changed Product Group, Product Sub Group, Benefit.
05 - Urogenital | 05.02 - Ureteric Stents | 05.02.02 - Multi-length | 05.02.02.02 - Other synthetic | P | WC217 | 259 |  | WILLIAM A COOK AUSTRALIA PTY LTD | Sof-Flex Multilength Ureteric Stent Set | Set includes: Paediatric Stent, Wire, Positioner | 3 Fr, Multiple Lengths | 216072 | February 2012 |  | Changed Product Group, Product Sub Group, Benefit.
05 - Urogenital | 05.02 - Ureteric Stents | 05.02.02 - Multi-length | 05.02.02.02 - Other synthetic | P | WC220 | 259 |  | WILLIAM A COOK AUSTRALIA PTY LTD | Sof-Flex Double Pigtail Ureteric Stent Set | Set includes: Paediatric Stent, Wire, Positioner | 3 Fr, Multiple Lengths | 216072 | February 2012 |  | Changed Product Group, Product Sub Group, Benefit.
05 - Urogenital | 05.02 - Ureteric Stents | 05.02.02 - Multi-length | 05.02.02.02 - Other synthetic | SP | WC023 | 243 |  | WILLIAM A COOK AUSTRALIA PTY LTD | Greene Renal Transplant Stent Set | Transplant stent set | Multiple French Sizes, Multi-length | 216072 | February 2012 |  | Changed Product Group, Product Sub Group, Benefit.
05 - Urogenital | 05.02 - Ureteric Stents | 05.02.02 - Multi-length | 05.02.02.02 - Other synthetic | T | WC138 | 265 |  | WILLIAM A COOK AUSTRALIA PTY LTD | Filiform Double Pugtail Silicone Stent Set | Stent, Wire, Positioner | Multiple French Sizes and Lengths | 216072 | February 2012 |  | Changed Product Group, Product Sub Group, Benefit.
05 - Urogenital | 05.02 - Ureteric Stents | 05.02.02 - Multi-length | 05.02.02.02 - Other synthetic | Therm | BS094 | 212 |  | Boston Scientific Australia Pty Ltd | Contour VL; Stretch VL Flexima; Ureteral Stents | Ureteral stent with attached suture | Diameters up to 14Fr & lengths up to 40cm | 129376 | February 2017 |  | Changed Product Name.
05 - Urogenital | 05.02 - Ureteric Stents | 05.02.02 - Multi-length | 05.02.02.02 - Other synthetic | Therm | WC035 | 212 |  | WILLIAM A COOK AUSTRALIA PTY LTD | Ureteric Stent Set | Set includes Aqueous Coated (AQ) firm multilength ureteric stent, positioner, with or without wire guide | Multiple French Sizes, Multi-Length | 216072 | February 2012 |  | Changed Product Group, Product Sub Group, Suffix, Benefit.
05 - Urogenital | 05.02 - Ureteric Stents | 05.02.02 - Multi-length | 05.02.02.02 - Other synthetic | Therm | WC169 | 212 |  | WILLIAM A COOK AUSTRALIA PTY LTD | Universa Firm | Universa Firm Multi-length stent set | Multiple French Sizes and Lengths | 174924 | February 2012 |  | Changed Product Group, Product Sub Group, Suffix, Benefit.
05 - Urogenital | 05.02 - Ureteric Stents | 05.02.02 - Multi-length | 05.02.02.02 - Other synthetic | Therm | WC171 | 212 |  | WILLIAM A COOK AUSTRALIA PTY LTD | Universa Firm | Universa Firm Multi-length Stent and Positioner only | Multiple French Sizes and Lengths | 174924 | February 2012 |  | Changed Product Group, Product Sub Group, Suffix, Benefit.
05 - Urogenital | 05.02 - Ureteric Stents | 05.02.03 - Urinary diversion |  |  | BS095 | 132 |  | Boston Scientific Australia Pty Ltd | Urinary Diversion Stents | Percuflex urinary diversion stent | Diameters up to 14Fr & lengths up to 95cm | 104324, 129379 | February 2012 |  | Changed Product Group, Product Sub Group, Benefit.
05 - Urogenital | 05.02 - Ureteric Stents | 05.02.03 - Urinary diversion |  |  | WC031 | 132 |  | WILLIAM A COOK AUSTRALIA PTY LTD | Bander Ureteral Diversion Stent Set | Left or right stent | Multiple French Sizes and Lengths | 216072 | August 2014 |  | Changed Product Sub Group, Benefit.
05 - Urogenital | 05.02 - Ureteric Stents | 05.02.03 - Urinary diversion |  | D | WC128 | 212 |  | WILLIAM A COOK AUSTRALIA PTY LTD | Bander Ureteral Diversion Stent Set | Left and Right Stents | Multiple French Sizes and Lengths | 216072 | February 2016 |  | Changed Product Sub Group.
05 - Urogenital | 05.03 - Voiding Dysfunction Prostheses | 05.03.01 - Urethral Stents | 05.03.01.01 - Metal |  | ET054 | 2475 |  | Endotherapeutics Pty Ltd | Memokath Prostatic - Urethral Stents | Memokath Models: 028S, 028SW, 028T, 028TW, 044T, 044TW, 045T, 045TW, 045TTW | 5mm - 90mm | 141653 | February 2013 |  | Changed Product Group, Product Sub Group.
05 - Urogenital | 05.03 - Voiding Dysfunction Prostheses | 05.03.01 - Urethral Stents | 05.03.01.01 - Metal |  | MB013 | 2475 |  | MD Solutions Australasia Pty Ltd | Allium Bulbar Urethral Stent | Round Nitinol stent with co-polymer covering and supplied premounted on a delivery tool. | 50, 55, 60, 80 mm | 205004 | February 2015 |  | Changed Description, Size, Benefit.
05 - Urogenital | 05.03 - Voiding Dysfunction Prostheses | 05.03.01 - Urethral Stents | 05.03.01.01 - Metal |  | MB014 | 2475 |  | MD Solutions Australasia Pty Ltd | Allium Round Posterior Urethral Stent | Round Nitinol stent with copolymer covering and supplied premounted on a delivery tool. For longer term temporary treatment of bladder outlet obstruction caused by male stenotic posterior urethra or stenotic bladder-neck. | The RPS has a body length of 40mm and a main body calibre of 45Fr | 205004 | August 2013 |  | New Listing
05 - Urogenital | 05.03 - Voiding Dysfunction Prostheses | 05.03.01 - Urethral Stents | 05.03.01.01 - Metal |  | MB015 | 2475 |  | MD Solutions Australasia Pty Ltd | Allium Triangle Prostatic Urethral Stent | Round Nitinol stent with copolymer covering and supplied premounted on a delivery tool. For longer term temporary treatment of bladder outlet obstruction caused by enlarged prostate. | Body lengths 30, 40, 50, 60, 65mm main body calibre 45Fr | 205004 | August 2013 |  | New Listing
05 - Urogenital | 05.03 - Voiding Dysfunction Prostheses | 05.03.01 - Urethral Stents | 05.03.01.02 - Paediatric |  | WC126 | 58 |  | WILLIAM A COOK AUSTRALIA PTY LTD | Firlit-Kluge Uretheral Stent | Firlit-Kluge uretheral stent | Multiple French Sizes, Length 30cm | 214821 | February 2013 |  | Changed Product Group, Product Sub Group.
05 - Urogenital | 05.03 - Voiding Dysfunction Prostheses | 05.03.01 - Urethral Stents | 05.03.01.02 - Paediatric |  | WC136 | 58 |  | WILLIAM A COOK AUSTRALIA PTY LTD | Kaontz Urethral Stent | Kaontz Urethral Stent | Multiple French Sizes, Length 12cm | 214821 | February 2013 |  | Changed Product Group, Product Sub Group.
05 - Urogenital | 05.03 - Voiding Dysfunction Prostheses | 05.03.01 - Urethral Stents | 05.03.01.02 - Paediatric |  | WC162 | 58 |  | WILLIAM A COOK AUSTRALIA PTY LTD | Tarkington Urethral Stent Set | Stent, Wire | 8 Fr | 214821 | February 2013 |  | Changed Product Group, Product Sub Group.
05 - Urogenital | 05.03 - Voiding Dysfunction Prostheses | 05.03.02 - Prostatic Retractor |  |  | NZ001 | 750 |  | Neotract Australia Pty Ltd | UroLift® System | Prostatic urethral tissue-retaining retractor with adjustable retraction. | One system | 200361 | August 2017 |  | Changed Size, Product Sub Group, Benefit.
05 - Urogenital | 05.03 - Voiding Dysfunction Prostheses | 05.03.03 - Assisted Bladder Drainage | 05.03.03.01 - In Flow Device |  | MB012 | 141 |  | MD Solutions Australasia Pty Ltd | In-Flow | The In-Flow is a urethral prosthesis designed to enable normal bladder drainage and toilet habits in women with chronic voiding dysfunction. The In-Flow system consists of an implantable silicone catheter containing a miniature valve-pump and a remote controlled magnet or "Activator" which causes a spinning mechanism to "draw" urine from the bladder. | 3.0cm to 7.0cm in .5cm increments | 174521 | August 2013 |  | New Listing
05 - Urogenital | 05.03 - Voiding Dysfunction Prostheses | 05.03.03 - Assisted Bladder Drainage | 05.03.03.02 - Activator |  | MB020 | 118 |  | MD Solutions Australasia Pty Ltd | In-Flow - Activator | Activator (Remote Control) | One size only | 174521 | August 2013 |  | New Listing
05 - Urogenital | 05.03 - Voiding Dysfunction Prostheses | 05.03.03 - Assisted Bladder Drainage | 05.03.03.03 - Sizing Catheter |  | MB021 | 71 |  | MD Solutions Australasia Pty Ltd | In-Flow - Sizing Catheter | Sizing Catheter | One size only | 174521 | August 2013 |  | New Listing
05 - Urogenital | 05.04 - Reconstructive Material | 05.04.01 - Synthetic | 05.04.01.01 - <500 sq cm |  | CT016 | 310 |  | Coloplast Pty Ltd | Restorelle M Smartmesh | Smartmesh, Type 1, macroporous, soft, knitted, monofilament polypropylene mesh. | 15cm x 10cm | 190172 | February 2012 | The provision of the prosthesis is only to be funded when used in conjunction with MBS Item No. 35597. See rule 5B for effect of Condition. | New Listing
05 - Urogenital | 05.04 - Reconstructive Material | 05.04.01 - Synthetic | 05.04.01.01 - <500 sq cm |  | CT019 | 310 |  | Coloplast Pty Ltd | Restorelle L Smartmesh | Smartmesh, Type 1, macroprous, soft, knitted, monofilament polypropylene mesh | 24cm x 8cm | 190172 | February 2013 |  | New Listing
05 - Urogenital | 05.04 - Reconstructive Material | 05.04.01 - Synthetic | 05.04.01.01 - <500 sq cm | ap | AM023 | 677 |  | Boston Scientific Australia Pty Ltd | IntePro Large Pore Polypropylene Y-Sling | Large pore polypropylene mesh | One size | 108407 | February 2012 |  | Changed Product Group, Product Sub Group, Suffix, Benefit.
05 - Urogenital | 05.04 - Reconstructive Material | 05.04.01 - Synthetic | 05.04.01.01 - <500 sq cm | ap | BS252 | 677 |  | Boston Scientific Australia Pty Ltd | Upsylon Y-Mesh Kit | Y-Mesh with single use instrument for mesh placement | Graft Dimensions: 24 x 4 cm | 150342 | August 2013 |  | New Listing
05 - Urogenital | 05.04 - Reconstructive Material | 05.04.01 - Synthetic | 05.04.01.01 - <500 sq cm | ap | CT017 | 677 |  | Coloplast Pty Ltd | Restorelle Y Smartmesh | Smartmesh for vaginal vault prolapse repair for abdominal, laproscopic or robotic sacrocolpopexy. | 24cm x 4cm and 27cm x 4cm. | 190172 | August 2012 |  | Changed Suffix, Benefit.
05 - Urogenital | 05.04 - Reconstructive Material | 05.04.01 - Synthetic | 05.04.01.01 - <500 sq cm | k | AM026 | 1322 |  | Boston Scientific Australia Pty Ltd | Perigee Transobturator Anterior Prolapse Repair System | 4 helical shaped needles with handles, 4 synthetic graft arms enclosed in plastic with a centre "cape" mesh. | One size | 108395 | February 2012 |  | Changed Product Group, Product Sub Group, Suffix, Benefit.
05 - Urogenital | 05.04 - Reconstructive Material | 05.04.01 - Synthetic | 05.04.01.01 - <500 sq cm | k | AM027 | 1322 |  | Boston Scientific Australia Pty Ltd | Apogee Vault Suspension System | 2 stainless steel curved needles with handles, a large pore polypropylene mesh attached in the centre of a polypropylene mesh enclosed in plastic sheaths and two dilating conectors. | One size | 106520 | February 2012 |  | Changed Product Group, Product Sub Group, Benefit.
05 - Urogenital | 05.04 - Reconstructive Material | 05.04.01 - Synthetic | 05.04.01.01 - <500 sq cm | k | AM052 | 1322 |  | Boston Scientific Australia Pty Ltd | Elevate Anterior & Apical Prolapse Repair System | IntePro Lite Mesh and single use instuments for mesh placement. | One size only. | 108395 | February 2012 |  | Changed Product Group, Product Sub Group, Benefit.
05 - Urogenital | 05.04 - Reconstructive Material | 05.04.01 - Synthetic | 05.04.01.01 - <500 sq cm | k | AM053 | 1322 |  | Boston Scientific Australia Pty Ltd | Elevate Apical & Posterior Prolapse Repair System | IntePro Lite mesh and single use instruments for mesh placement | one size only | 106520 | February 2012 |  | Changed Product Group, Product Sub Group, Benefit.
05 - Urogenital | 05.04 - Reconstructive Material | 05.04.01 - Synthetic | 05.04.01.01 - <500 sq cm | k | BS194 | 1322 |  | Boston Scientific Australia Pty Ltd | Pinnacle™ Lite - PFR Kit Posterior | Synthetic polypropylene mesh assemblies and fixation device | One configuration | 150342 | February 2012 |  | Changed Product Group, Product Sub Group, Benefit.
05 - Urogenital | 05.04 - Reconstructive Material | 05.04.01 - Synthetic | 05.04.01.01 - <500 sq cm | k | BS198 | 1322 |  | Boston Scientific Australia Pty Ltd | Uphold™ LITE Vaginal Support System | Synthetic polypropylene mesh assemblies and fixation device | One configuration | 150342 | February 2012 |  | Changed Product Group, Product Sub Group, Benefit.
05 - Urogenital | 05.04 - Reconstructive Material | 05.04.01 - Synthetic | 05.04.01.01 - <500 sq cm | ps | CT022 | 865 |  | Coloplast Pty Ltd | Restorelle Direct Fix Anterior | Restorelle Direct Fix A is designed specifically for anatomical fixation and restoration of pelvic organ prolapse by transvaginal approach | one size | 190172 | August 2016 |  | New Listing
05 - Urogenital | 05.04 - Reconstructive Material | 05.04.01 - Synthetic | 05.04.01.01 - <500 sq cm | ps | CT033 | 865 |  | Coloplast Pty Ltd | Restorelle Direct Fix Posterior | Restorelle Direct Fix P is designed specifically for anatomical fixation and restoration of posterior pelvic organ prolapse by transvaginal approach | One size | 190172 | August 2016 |  | New Listing
05 - Urogenital | 05.04 - Reconstructive Material | 05.04.01 - Synthetic | 05.04.01.02 - ≥500 sq cm |  | CT020 | 677 |  | Coloplast Pty Ltd | Restorelle XL Smartmesh | Smartmesh, Type 1, macroporous, soft, knitted, monofilament polypropylene mesh | 30cm x 30cm | 190172 | February 2013 |  | New Listing
05 - Urogenital | 05.04 - Reconstructive Material | 05.04.02 - Biological | 05.04.02.01 - <70 sq cm |  | BS185 | 786 |  | Boston Scientific Australia Pty Ltd | Xenform Soft Tissue Repair Matrix 2x7cm | Graft derived from fetal dermal bovine tissues | 2x7cm | 174878 | February 2012 |  | Changed Product Group, Product Sub Group, Benefit.
05 - Urogenital | 05.04 - Reconstructive Material | 05.04.02 - Biological | 05.04.02.01 - <70 sq cm |  | BS186 | 786 |  | Boston Scientific Australia Pty Ltd | Xenform Soft Tissue Repair Matrix 4x7cm | Graft derived from fetal dermal bovine tissues | 4x7cm | 174878 | February 2012 |  | Changed Product Group, Product Sub Group, Benefit.
05 - Urogenital | 05.04 - Reconstructive Material | 05.04.02 - Biological | 05.04.02.01 - <70 sq cm |  | BS187 | 786 |  | Boston Scientific Australia Pty Ltd | Xenform Soft Tissue Repair Matrix 6x10cm | Graft derived from fetal dermal bovine tissues | 6x10cm | 174878 | February 2012 |  | Changed Product Group, Product Sub Group, Benefit.
05 - Urogenital | 05.04 - Reconstructive Material | 05.04.02 - Biological | 05.04.02.02 - ≥70 sq cm |  | BS188 | 1200 |  | Boston Scientific Australia Pty Ltd | Xenform Soft Tissue Repair Matrix 8x12cm | Graft derived from fetal dermal bovine tissues | 8x12cm | 174878 | February 2012 |  | Changed Product Group, Product Sub Group, Benefit.
05 - Urogenital | 05.04 - Reconstructive Material | 05.04.03 - Bone and ligament fixation |  |  | AM010 | 700 |  | Boston Scientific Australia Pty Ltd | Influence Bone Screw | Bone screw with pre-attached polypropylene monofilament suture. For incinsionless tranvaginal sling procedure. Loop Screw Bone Screw | 5.5 x 1.7 mm | 97185 | February 2012 |  | Changed Product Group, Product Sub Group, Benefit.
05 - Urogenital | 05.05 - Penile Prostheses | 05.05.01 - Malleable |  |  | AM054 | 817 |  | Boston Scientific Australia Pty Ltd | AMS Spectra Concealable Penile Prosthesis | AMS Spectra Concealable Penile Prosthesis | 9.5 mm x 12cm AMS Spectra 9.5 mm x 16cm AMS Spectra 9.5 mm x 20cm AMS Spectra 12 mm x 12cm AMS Spectra 12 mm x 16cm AMS Spectra 12 mm x 20cm AMS Spectra 14 mm x 12cm AMS Spectra 14 mm x 16cm AMS Spectra 14 mm x 20cm AMS Spectra 9.5mm Spectra Rear | 165751 | August 2014 |  | Changed Product Group, Product Sub Group, Benefit.
05 - Urogenital | 05.05 - Penile Prostheses | 05.05.01 - Malleable |  | A | CT007 | 900 |  | Coloplast Pty Ltd | Genesis Penile Prosthesis (Resist Coated) | Malleable Penile Prosthesis (Resist Coated) | Dia: 9.5 mm (14 - 23cm lengths), Dia: 11mm (16 - 25cm lengths), Dia: 13mm (18 - 27cm lengths) | 140302 | September 2016 |  | Changed Size.
05 - Urogenital | 05.05 - Penile Prostheses | 05.05.02 - Inflatable - Two component |  | A | AM041 | 10414 |  | Boston Scientific Australia Pty Ltd | AMS Ambicor | AMS Ambicor Inflatable Penile Prostheses | AMS Ambicor Inflatable Penile Prostheses 12.5mm in 14, 16 & 18cm length, 14mm in 16, 18 & 20cm length, 15.5mm in 18, 20 & 22cm length | 131717 | February 2012 |  | Changed Product Group, Product Sub Group, Benefit.
05 - Urogenital | 05.05 - Penile Prostheses | 05.05.02 - Inflatable - Two component |  | A | CT001 | 10414 |  | Coloplast Pty Ltd | Excel Inflatable Penile Prosthesis (Resist Coated) | Two-piece inflatable penile prosthesis (Resist Coated) | Cylinder lengths 10,12,14,16,18,20,22cm & six rear-tip extenders (two each 1, 2 & 3cm) | 140110 | February 2012 |  | Changed Product Group, Product Sub Group, Benefit.
05 - Urogenital | 05.05 - Penile Prostheses | 05.05.02 - Inflatable - Two component |  | A | MB022 | 10414 |  | MD Solutions Australasia Pty Ltd | Zephyr Hydraulic Penile Implant | This hydraulic penile implant is made from silicone elastomer and comprises of two inflatable cylinders. a reservoir and a pump. | All sizes contained in one system pack. (13, 16, 19 cm) | 216415 | February 2014 |  | New Listing
05 - Urogenital | 05.05 - Penile Prostheses | 05.05.02 - Inflatable - Two component |  | A | MB027 | 10414 |  | MD Solutions Australasia Pty Ltd | Zephyr Hydraulic Phalloplasty Penile Implant | Hydraulic phalloplasty penile implant | 120-210 mm | 216415 | August 2017 |  | New Listing
05 - Urogenital | 05.05 - Penile Prostheses | 05.05.03 - Inflatable - Three component | 05.05.03.01 - Cylinder |  | AM022 | 3520 |  | Boston Scientific Australia Pty Ltd | AMS 700 Series Inflatable Penile Prostheses Cylinders | 700 Series (Non InhibiZone) | 12, 14, 15, 16, 18, 21cm | 106606 | February 2012 |  | Changed Product Group, Product Sub Group, Suffix, Benefit.
05 - Urogenital | 05.05 - Penile Prostheses | 05.05.03 - Inflatable - Three component | 05.05.03.01 - Cylinder | A | AM004 | 3830 |  | Boston Scientific Australia Pty Ltd | AMS 700 Series Inflatable Penile Prostheses with Inhibizone Cylinders | 700 Series with InhibiZone | 12, 14, 15, 16, 18, 21cm | 125444 | February 2012 |  | Changed Product Group, Product Sub Group, Suffix, Benefit.
05 - Urogenital | 05.05 - Penile Prostheses | 05.05.03 - Inflatable - Three component | 05.05.03.01 - Cylinder | A | CT008 | 3830 |  | Coloplast Pty Ltd | Titan Inflatable Penile Prosthesis (Resist Coated) - Cylinders | Cylinders for three component penile prosthesis (Resist Coated) | 10, 12, 14, 16, 18, 20, 22cm | 140111 | February 2012 |  | Changed Product Group, Product Sub Group, Suffix, Benefit.
05 - Urogenital | 05.05 - Penile Prostheses | 05.05.03 - Inflatable - Three component | 05.05.03.02 - Reservoir |  | AM044 | 1795 |  | Boston Scientific Australia Pty Ltd | AMS 700 Series Inflatable Penile Prostheses Reservoir non Inhibizone | 700 Series (Non InhibiZone) | 50, 65, 100ml | 106606 | February 2012 |  | Changed Product Group, Product Sub Group, Suffix, Benefit.
05 - Urogenital | 05.05 - Penile Prostheses | 05.05.03 - Inflatable - Three component | 05.05.03.02 - Reservoir | A | AM038 | 1980 |  | Boston Scientific Australia Pty Ltd | AMS 700 Series Inflatable Penile Prostheses InhibiZone Reservoir | 700 Series InhibiZone | 50, 65, 100ml | 125444 | February 2012 |  | Changed Product Group, Product Sub Group, Suffix, Benefit.
05 - Urogenital | 05.05 - Penile Prostheses | 05.05.03 - Inflatable - Three component | 05.05.03.02 - Reservoir | A | CT010 | 1980 |  | Coloplast Pty Ltd | Titan Inflatable Penile Prosthesis (Resist Coated) - Lock-out Valve Reservoir | Reservoir for three component penile prosthesis (Resist Coated) | 60, 75, 100ml | 140111 | February 2012 |  | Changed Product Group, Product Sub Group, Suffix, Benefit.
05 - Urogenital | 05.05 - Penile Prostheses | 05.05.03 - Inflatable - Three component | 05.05.03.03 - Pump |  | AM042 | 4290 |  | Boston Scientific Australia Pty Ltd | AMS 700 Series Inflatable Penile Prostheses Pump | 700 Series (Non InhibiZone) | One Size | 106606 | February 2012 |  | Changed Product Group, Product Sub Group, Suffix, Benefit.
05 - Urogenital | 05.05 - Penile Prostheses | 05.05.03 - Inflatable - Three component | 05.05.03.03 - Pump | A | AM036 | 4665 |  | Boston Scientific Australia Pty Ltd | AMS 700 Series Inflatable Penile Prostheses with InhibiZone Pump | 700 Series with InhibiZone | One Size | 125444 | February 2012 |  | Changed Product Group, Product Sub Group, Suffix, Benefit.
05 - Urogenital | 05.05 - Penile Prostheses | 05.05.03 - Inflatable - Three component | 05.05.03.03 - Pump | A | CT011 | 4665 |  | Coloplast Pty Ltd | Titan Inflatable Penile Prosthesis (Resist Coated) - Pump | Pump for three component penile prosthesis (Resist Coated) | One Size | 140111 | February 2012 |  | Changed Product Group, Product Sub Group, Suffix, Benefit.
05 - Urogenital | 05.05 - Penile Prostheses | 05.05.03 - Inflatable - Three component | 05.05.03.04 - Deactivation set |  | AM040 | 135 |  | Boston Scientific Australia Pty Ltd | AMS 700 Series Inflatable Penile Prostheses with InhibiZone Deactivation Package | 700 Series with InhibiZone | One Size | 125444 | February 2012 |  | Changed Product Group, Product Sub Group, Suffix, Benefit.
05 - Urogenital | 05.05 - Penile Prostheses | 05.05.03 - Inflatable - Three component | 05.05.03.04 - Deactivation set |  | AM046 | 135 |  | Boston Scientific Australia Pty Ltd | AMS 700 Series Inflatable Penile Prostheses Deactivation Package | 700 Series (Non InhibiZone) | One Size | 106606 | February 2012 |  | Changed Product Group, Product Sub Group, Suffix, Benefit.
05 - Urogenital | 05.05 - Penile Prostheses | 05.05.03 - Inflatable - Three component | 05.05.03.04 - Deactivation set |  | CT012 | 135 |  | Coloplast Pty Ltd | Titan Inflatable Penile Prosthesis (Resist Coated) - True-lock Plug | True Lock Plug for deactivation of three component penile prosthesis (Resist Coated) | One Size | 140111 | February 2012 |  | Changed Product Group, Product Sub Group, Suffix, Benefit.
05 - Urogenital | 05.05 - Penile Prostheses | 05.05.03 - Inflatable - Three component | 05.05.03.05 - Accessory kit |  | AM045 | 689 |  | Boston Scientific Australia Pty Ltd | AMS 700 Series Inflatable Penile Prostheses Accessory Kit | 700 Series (Non InhibiZone) | One Size | 106606 | February 2012 |  | Changed Product Group, Product Sub Group, Suffix, Benefit.
05 - Urogenital | 05.05 - Penile Prostheses | 05.05.03 - Inflatable - Three component | 05.05.03.05 - Accessory kit | A | CT005 | 689 |  | Coloplast Pty Ltd | Titan Inflatable Penile Prosthesis (Resist Coated) - Assembly Kit | Assembly kit for three component penile prosthesis (Resist Coated) | Standard & Narrow -base | 140111 | February 2012 |  | Changed Product Group, Product Sub Group, Suffix, Benefit.
05 - Urogenital | 05.05 - Penile Prostheses | 05.05.03 - Inflatable - Three component | 05.05.03.06 - Pump and cylinder |  | AM043 | 7810 |  | Boston Scientific Australia Pty Ltd | AMS 700 Series Inflatable Penile Prostheses Pump & Cylinders Preconnected | 700 Series (Non InhibiZone) | 12, 14, 15, 16, 18, 21cm | 106606 | February 2012 |  | Changed Product Group, Product Sub Group, Suffix, Benefit.
05 - Urogenital | 05.05 - Penile Prostheses | 05.05.03 - Inflatable - Three component | 05.05.03.06 - Pump and cylinder | A | AM037 | 8495 |  | Boston Scientific Australia Pty Ltd | AMS 700 Series Inflatable Penile Prostheses with InhibiZone Pump & Cylinders Preconnected | 700 Series with InhibiZone | 12, 14, 15, 16, 18, 21cm | 125444 | February 2012 |  | Changed Product Group, Product Sub Group, Suffix, Benefit.
05 - Urogenital | 05.05 - Penile Prostheses | 05.05.03 - Inflatable - Three component | 05.05.03.06 - Pump and cylinder | A | CT009 | 8495 |  | Coloplast Pty Ltd | Titan Inflatable Penile Prosthesis (Resist Coated) - Cylinders & Pump Preconnected | Preconnected Cylinders & pump for three component penile prosthesis (Resist Coated) | 10, 12, 14, 16, 18, 20, 22cm (in both infrapubic & scrotal models) | 140111 | February 2012 |  | Changed Product Group, Product Sub Group, Suffix, Benefit.
05 - Urogenital | 05.06 - Testicular Prostheses | 05.06.01 - Testicular prostheses |  |  | CT003 | 653 |  | Coloplast Pty Ltd | Saline Filled Testicular Prosthesis | Testicular Prosthesis | Extra Small, Small, Medium, Large | 140205 | February 2012 |  | Changed Product Group, Benefit.
05 - Urogenital | 05.06 - Testicular Prostheses | 05.06.01 - Testicular prostheses |  |  | CT004 | 653 |  | Coloplast Pty Ltd | Soft Solid Testicular Prosthesis | Gel filled Testicular Prosthesis | Small, Medium, Large & Extra Large | 179463 | February 2012 |  | Changed Product Group, Benefit.
05 - Urogenital | 05.06 - Testicular Prostheses | 05.06.01 - Testicular prostheses |  |  | ET028 | 653 |  | Endotherapeutics Pty Ltd | Promedon Testicular Prosthesis | Silicone Elastomer | Small - 31 x 23 mm, Medium - 37 x 28 mm, Large - 42 x 32 mm, Xlarge | 136709 | February 2012 |  | Changed Product Group, Benefit.
05 - Urogenital | 05.06 - Testicular Prostheses | 05.06.01 - Testicular prostheses |  |  | SP002 | 653 |  | Surgiplas Medical | Testicular Implant | Silicone Elastomer | Small / Medium / Large | 137352 | February 2012 |  | Changed Product Group, Benefit.
05 - Urogenital | 05.06 - Testicular Prostheses | 05.06.01 - Testicular prostheses |  |  | JT008 | 653 |  | J T Medical Pty Ltd | Testicular Implants | Testicular Implants with needle guide or reinforced cap for fixation | The Testicular Implants with needle guide or reinforced cap are available in 5 different sizes ranging from 5, 12, 21, 27 and 36 grams. | 168141 | February 2015 |  | New Listing
05 - Urogenital | 05.07 - Sacral Neuromodulation | 05.07.01 - Primary Cell Pulse Generator (non-rechargeable) |  |  | MC719 | 9550 |  | Medtronic Australasia Pty Ltd | InterStim Neurostimulator Model 3023 | Titanium | 42g | 125909 | February 2012 |  | Changed Product Group, Benefit.
05 - Urogenital | 05.07 - Sacral Neuromodulation | 05.07.01 - Primary Cell Pulse Generator (non-rechargeable) |  |  | MC755 | 9550 |  | Medtronic Australasia Pty Ltd | InterStim II Neurostimulator | Titanium | Weight 22g | 136721 | February 2012 |  | Changed Product Group, Benefit.
05 - Urogenital | 05.07 - Sacral Neuromodulation | 05.07.02 - External Components | 05.07.02.01 - Programmer |  | MC756 | 1400 |  | Medtronic Australasia Pty Ltd | InterStim iCON Patient Programmer | Hand held device Model 3037 to be used with implantable neurostimulation devices | One size only | 137808 | February 2012 |  | Changed Product Group, Product Sub Group, Benefit.
05 - Urogenital | 05.07 - Sacral Neuromodulation | 05.07.02 - External Components | 05.07.02.02 - External Neurostimulator |  | MI126 | 1200 |  | Medtronic Australasia Pty Ltd | Verify External Neurostimulator | External Neurostimulator | One size only | 215635 | February 2014 |  | New Listing
05 - Urogenital | 05.07 - Sacral Neuromodulation | 05.07.02 - External Components | 05.07.02.02 - External Neurostimulator |  | MI128 | 1200 |  | Medtronic Australasia Pty Ltd | Medtronic Controller | Patient programmer | One size only | 207835 | February 2014 |  | New Listing
05 - Urogenital | 05.07 - Sacral Neuromodulation | 05.07.03 - Lead | 05.07.03.01 - Permanent | tined | MI074 | 4420 |  | Medtronic Australasia Pty Ltd | Sacral Nerve Stimulation Lead | 4 Electrode tined lead | 28 - 41cm | 98338 | February 2013 |  | Compressed from MC291, MC757
05 - Urogenital | 05.07 - Sacral Neuromodulation | 05.07.03 - Lead | 05.07.03.02 - Trial |  | MC185 | 393 |  | Medtronic Australasia Pty Ltd | Sacral Nerve Stimulation Unilateral | Interstim Temporary test stimulation lead | Various | 137441 | February 2013 |  | Changed Description, Size.
05 - Urogenital | 05.07 - Sacral Neuromodulation | 05.07.03 - Lead | 05.07.03.03 - Extension |  | MC777 | 1510 |  | Medtronic Australasia Pty Ltd | Interstim Extension Lead | Quadripolar Extension Kit | 10, 25, 51cm | 150165 | February 2012 |  | Changed Product Group, Product Sub Group, Benefit.
05 - Urogenital | 05.07 - Sacral Neuromodulation | 05.07.03 - Lead | 05.07.03.04 - Trial kit including leads |  | MI169 | 793 |  | Medtronic Australasia Pty Ltd | Interstim Trial Lead and Screener Kit | Trial lead and screener cables kit | One size only | 137441 | August 2015 |  | New Listing
05 - Urogenital | 05.07 - Sacral Neuromodulation | 05.07.04 - Accessories | 05.07.04.01 - Implant/Revision Kits |  | MC775 | 541 |  | Medtronic Australasia Pty Ltd | Interstim Lead Introducer Kit | Lead Introducer Kit for Sacral Nerve Stimulation | One size only | 133763 | February 2012 |  | Changed Product Group, Product Sub Group, Benefit.
05 - Urogenital | 05.07 - Sacral Neuromodulation | 05.07.04 - Accessories | 05.07.04.02 - Other Accessories |  | MC186 | 130 |  | Medtronic Australasia Pty Ltd | Sacral Nerve Stimulation Accessories | Foramen Needle. (box of 6) Sterile individual units. Stainless steel. | One size only; 9-12.5cm | 121280 | August 2014 |  | Changed Description, Benefit.
05 - Urogenital | 05.07 - Sacral Neuromodulation | 05.07.04 - Accessories | 05.07.04.03 - Connectors and Cables |  | MI127 | 200 |  | Medtronic Australasia Pty Ltd | Medtronic Cables | Stimulation Cables for Intraoperative testing | Various | 119991 | August 2014 |  | Changed Benefit.
05 - Urogenital | 05.08 - Tubal Obstruction Devices | 05.08.01 - Extraluminal | 05.08.01.01 - Clip |  | FE001 | 155 |  | Femcare Australia Pty Ltd | Filshie Clip | Titanium | One size only | 153023 | February 2012 |  | Changed Product Group, Product Sub Group, Benefit.
05 - Urogenital | 05.08 - Tubal Obstruction Devices | 05.08.01 - Extraluminal | 05.08.01.01 - Clip | with applicator | FE003 | 410 |  | Femcare Australia Pty Ltd | Filshie Clips - Sterishot | With Disposable Applicator | One Size | 47790 | February 2012 |  | Changed Product Group, Product Sub Group, Suffix, Benefit.
05 - Urogenital | 05.08 - Tubal Obstruction Devices | 05.08.01 - Extraluminal | 05.08.01.02 - Band |  | OL079 | 39 |  | Olympus Australia | Falope-Ring Bands | Fallopian Tube Clip (each) | 5mm - 12mm | 130442, 136671 | February 2012 |  | Changed Product Group, Product Sub Group, Benefit.
05 - Urogenital | 05.08 - Tubal Obstruction Devices | 05.08.02 - Intraluminal |  |  | AN013 | 1196 |  | Australasian Medical & Scientific Ltd | Essure System (ESS305) | Stainless steel, polyester fibre | One size only, 2 per pack | 174123 | February 2015 |  | Transferred from GP004
05 - Urogenital | 05.09 - Nephrostomy Catheters | 05.09.01 - Nephrostomy Catheters |  |  | BS228 | 120 |  | Boston Scientific Australia Pty Ltd | Flexima Nephrostomy Catheter | Urinary drainage catheters for internal and external drainage of the urinary tract. | Length up to 25cm | 132027 | February 2013 |  | New Listing
05 - Urogenital | 05.09 - Nephrostomy Catheters | 05.09.01 - Nephrostomy Catheters |  |  | ME216 | 120 |  | Getz Healthcare Pty Ltd | NEPHRO-CATH Nephrostomy Drainage Catheter | Nephrostomy Drainage Catheter | Diameters: 8fr to 14fr sizes; Lengths 27cm through to 29cm | 98030 | August 2017 |  | Transferred from NG058
05 - Urogenital | 05.09 - Nephrostomy Catheters | 05.09.01 - Nephrostomy Catheters |  |  | WC291 | 120 |  | WILLIAM A COOK AUSTRALIA PTY LTD | Dawson-Mueller Drainage Catheter | A drainage catheter intended for use for Nephrostomy applications either by direct stick or modified seldinger technique. | 5-14 Fr, Length: 15-25cm | 139357 | February 2012 |  | New Listing
05 - Urogenital | 05.09 - Nephrostomy Catheters | 05.09.01 - Nephrostomy Catheters |  |  | BA250 | 120 |  | Bard Australia Pty Ltd | Navarre Drainage Catheter | A drainage catheter intended for use for Nephrostomy applications either by direct stick or modified seldinger technique. | 6-12 French, Length: 15-40cm | 180316, 180317 | February 2014 |  | New Listing
05 - Urogenital | 05.09 - Nephrostomy Catheters | 05.09.01 - Nephrostomy Catheters |  |  | CB018 | 120 |  | Culpan Medical Pty | Skater Nephrostomy Drainage Catheter | A drainage catheter intended for use for Nephrostomy applications either by direct stick or modified seldinger technique. | 6 - 14 Fr | 223260 | August 2015 |  | New Listing
05 - Urogenital | 05.10 - Vesicoureteral Reflux Prostheses | 05.10.01 - Vesicoureteral Reflux Prostheses |  |  | GN003 | 1000 |  | NEOGENIX PTY LTD | Vantris | Bulking agent for the treatment of Vesicoureteric Reflux | 1ml Syringe | 169958 | February 2012 |  | Changed Product Group, Product Sub Group, Benefit. Transferred from ET063.
05 - Urogenital | 05.10 - Vesicoureteral Reflux Prostheses | 05.10.01 - Vesicoureteral Reflux Prostheses |  |  | LD001 | 1000 |  | LINK MEDICAL PRODUCTS PTY LTD | Deflux and Metal needle kit | Deflux is a sterile, highly viscous gel of dextranomer microspheres and non-animal stabilised hyaluronic acid constituting a biocompatible and biodegradable implant for the treatment of vesicoureteral reflux. The stabilised hyaluronic acid acts mainly as | 1 ml syringe and needle size 3.7FR x 23G x 350mm | 267148 | February 2016 |  | Transferred from GD002
05 - Urogenital | 05.10 - Vesicoureteral Reflux Prostheses | 05.10.01 - Vesicoureteral Reflux Prostheses |  |  | LD002 | 1000 |  | LINK MEDICAL PRODUCTS PTY LTD | Deflux | Deflux is a sterile, highly viscous gel of dextranomer microspheres and non-animal stabilised hyaluronic acid constituting a biocompatible and biodegradable implant for the treatment of vesicoureteral reflux. The stabilised hyaluronic acid acts mainly as | 1ml in syringe | 267148 | February 2016 |  | Transferred from GD001
06 - Specialist Orthopaedic | 06.01 - ANKLE AND FOOT | 06.01.01 - Ankle joint component | 06.01.01.01 - Liner - fixed bearing |  | TO094 | 660 |  | Tornier Pty Ltd | Salto Talaris Ankle Prosthesis - Tibial insert | Tibial insert, fixed, UHMWPE | Sizes 0,1,2,3, Left and Right, each size available in the following thicknesses, 8mm, 9mm,10mm,11mm, 13mm,15mm, 17mm, 19mm, 21mm. Sizes 00, Left and Right, available in the following thicknesses, 8mm,9mm,10mm,11mm. | 134055 | February 2016 |  | Changed Size.
06 - Specialist Orthopaedic | 06.01 - ANKLE AND FOOT | 06.01.01 - Ankle joint component | 06.01.01.01 - Liner - fixed bearing |  | WR272 | 660 |  | Wright Medical Australia | INBONE® Total Ankle System: Poly Insert | Poly Insert, Standard or Plus | Sizes 1-6, 6-20mm thick | 168052 | August 2015 |  | New Listing
06 - Specialist Orthopaedic | 06.01 - ANKLE AND FOOT | 06.01.01 - Ankle joint component | 06.01.01.02 - Liner - mobile bearing |  | CR219 | 622 |  | Corin Australia Pty Ltd | Zenith Total Ankle Replacement System – Meniscal Component | The Meniscal component the mobile bearing component of the Zenith total ankle replacement system. | size x thickness: Sizes 1-4, Thickness 5mm,6mm,7mm,8mm,10mm,12mm | 115739 | February 2015 |  | New Listing
06 - Specialist Orthopaedic | 06.01 - ANKLE AND FOOT | 06.01.01 - Ankle joint component | 06.01.01.02 - Liner - mobile bearing |  | DY408 | 622 |  | Johnson & Johnson Medical Pty Ltd | Mobility Ankle | Mobile Bearing | 1-6 from 3-11mm | 98045 | August 2011 |  | Changed Product Group, Product Sub Group, Benefit.
06 - Specialist Orthopaedic | 06.01 - ANKLE AND FOOT | 06.01.01 - Ankle joint component | 06.01.01.02 - Liner - mobile bearing |  | ER385 | 622 |  | Emergo Asia Pacific Pty Ltd | Hintermann Series H3™ Total Ankle Prosthesis-Inlay | Hintermann Series H3™ Total Ankle Prosthesis-Inlay, UHMW Polyethylene | 0-6, thickness 5-9 mm | 289319 | August 2017 |  | New Listing
06 - Specialist Orthopaedic | 06.01 - ANKLE AND FOOT | 06.01.01 - Ankle joint component | 06.01.01.02 - Liner - mobile bearing |  | IG079 | 622 |  | Integra Neurosciences Pty Ltd | Hintegra Total Ankle Prosthesis - PE Inlay | Sliding insert | Size 0 - 6, thickness 5 - 9mm | 173960 | August 2011 |  | Changed Product Name, Size, Product Group, Product Sub Group, Benefit.
06 - Specialist Orthopaedic | 06.01 - ANKLE AND FOOT | 06.01.01 - Ankle joint component | 06.01.01.02 - Liner - mobile bearing |  | MJ016 | 622 |  | MatOrtho Australia Pty Ltd | Box Ankle | Meniscal Insert, UHMWPE | Small 5-8mm, Medium 5-8mm and Large 5-8mm | 122926, 192629 | February 2013 |  | Transferred from FI032
06 - Specialist Orthopaedic | 06.01 - ANKLE AND FOOT | 06.01.01 - Ankle joint component | 06.01.01.02 - Liner - mobile bearing |  | SK626 | 622 |  | Stryker Australia Pty Ltd | STAR Ankle Prosthesis | UHMWPE Sliding Core | 6- 14mm | 237795 | August 2015 |  | Transferred from AE242
06 - Specialist Orthopaedic | 06.01 - ANKLE AND FOOT | 06.01.01 - Ankle joint component | 06.01.01.02 - Liner - mobile bearing |  | TO073 | 622 |  | Tornier Pty Ltd | Cheville Salto Ankle Prostheses | Mobile insert UHMWPE | Sizes 0,1,2,3. Each size has thickness 4,5,6 & 7mm | 134055 | August 2011 |  | Expanded from TO001
06 - Specialist Orthopaedic | 06.01 - ANKLE AND FOOT | 06.01.01 - Ankle joint component | 06.01.01.02 - Liner - mobile bearing |  | WR260 | 622 |  | Wright Medical Australia | CCI Evolution | CCI Evolution Bearing Component | Std/Std+/Large, 4-10mm | 133918 | August 2012 |  | Transferred from LM107
06 - Specialist Orthopaedic | 06.01 - ANKLE AND FOOT | 06.01.02 - Sinus Tarsi Implant | 06.01.02.01 - Metal |  | DE293 | 1390 |  | Device Technologies Australia Pty Ltd | Prostop | Arthroereisis Subtalar implant | 7x12mm 8x12mm 9x14mm 10x14mm 11x16mm 12x16mm | 98527 | August 2011 |  | Changed Product Group, Product Sub Group, Benefit.
06 - Specialist Orthopaedic | 06.01 - ANKLE AND FOOT | 06.01.02 - Sinus Tarsi Implant | 06.01.02.01 - Metal |  | IG053 | 1390 |  | Integra Neurosciences Pty Ltd | MBA Titanium Subtalar Implant | Implant for subtalar joint arthroereisis | 6, 8, 9, 10, 12mm and guide pin 2mm | 161000 | August 2011 |  | Changed Product Name, Description, Product Group, Product Sub Group, Benefit.
06 - Specialist Orthopaedic | 06.01 - ANKLE AND FOOT | 06.01.02 - Sinus Tarsi Implant | 06.01.02.01 - Metal |  | IT017 | 1390 |  | Integrant Pty Ltd | Arch It | Subtalar Arthroereisis Implant | 8mm, 9mm, 10mm, 11mm & 12mm | 266192 | February 2016 |  | New Listing
06 - Specialist Orthopaedic | 06.01 - ANKLE AND FOOT | 06.01.02 - Sinus Tarsi Implant | 06.01.02.01 - Metal |  | LH454 | 1390 |  | Lifehealthcare Pty Ltd | Horizon Subtalar Implant | Subtalar Screw | 6mm, 8mm, 10mm, 11mm, 12mm | 161507 | August 2011 |  | Changed Product Group, Product Sub Group, Benefit.
06 - Specialist Orthopaedic | 06.01 - ANKLE AND FOOT | 06.01.02 - Sinus Tarsi Implant | 06.01.02.01 - Metal |  | LM100 | 1390 |  | LMT Surgical Pty Ltd | Hyprocure | Sinus Tarsi Implant | 5-9mm | 142524 | August 2011 |  | Changed Suffix, Benefit.
06 - Specialist Orthopaedic | 06.01 - ANKLE AND FOOT | 06.01.02 - Sinus Tarsi Implant | 06.01.02.01 - Metal |  | PB045 | 1390 |  | Australian Pacific Medical Pty Ltd | Subtalar Implant | Conical tapered titanium implant to treat flat foot and stabilise subtalar joint | 7 – 12mm | 223188 | August 2016 |  | New Listing
06 - Specialist Orthopaedic | 06.01 - ANKLE AND FOOT | 06.01.02 - Sinus Tarsi Implant | 06.01.02.01 - Metal |  | SF090 | 1390 |  | Signature Orthopaedics | R2 Subtalar Implant | R2 Subtalar Implant | Size 7/13mm to 12/18mm | 184460 | August 2015 |  | Duplicated from LC126
06 - Specialist Orthopaedic | 06.01 - ANKLE AND FOOT | 06.01.02 - Sinus Tarsi Implant | 06.01.02.01 - Metal |  | TO116 | 1390 |  | Tornier Pty Ltd | Futura Conical Subtalar Implant | The Conical Subtalar Implant (CSI) is designed to treat hyperpronated foot and to stabilize the subtalar joint. It is intended to block forward, downward and medial displacement of the talus, allowing for normal subtalar joint motion while simultaneously | 7 - 12 | 13055 | February 2014 |  | Transferred from OE005
06 - Specialist Orthopaedic | 06.01 - ANKLE AND FOOT | 06.01.02 - Sinus Tarsi Implant | 06.01.02.01 - Metal |  | WR001 | 1390 |  | Wright Medical Australia | BioArch Subtalar Arthroereisis Implant | Conical, tapered, titanium implant with blunt thread design. | 8, 9, 10, 11, 12mm | 164928 | August 2011 |  | Changed Product Group, Product Sub Group, Benefit.
06 - Specialist Orthopaedic | 06.01 - ANKLE AND FOOT | 06.01.02 - Sinus Tarsi Implant | 06.01.02.01 - Metal |  | ZI975 | 1390 |  | Zimmer Biomet Pty Ltd | Vario Subtalar Screw System | Titanium screw system for the subtalar arthroereisis | 10-16mm diameter | 274567 | August 2017 |  | New Listing
06 - Specialist Orthopaedic | 06.01 - ANKLE AND FOOT | 06.01.02 - Sinus Tarsi Implant | 06.01.02.02 - Metal Poly |  | IG072 | 1165 |  | Integra Neurosciences Pty Ltd | Kalix | Flat foot implant titanium/UHMWP | 9 - 17mm diameter | 173931 | August 2011 |  | Changed Product Group, Product Sub Group, Benefit.
06 - Specialist Orthopaedic | 06.01 - ANKLE AND FOOT | 06.01.03 - Ankle joint | 06.01.03.01 - Talar component |  | DY419 | 2300 |  | Johnson & Johnson Medical Pty Ltd | Mobile Ankle | Uncemented Porocoat Talar component | Size 1-6 | 98045 | August 2011 |  | Changed Product Name, Description, Product Group, Product Sub Group, Suffix, Benefit.
06 - Specialist Orthopaedic | 06.01 - ANKLE AND FOOT | 06.01.03 - Ankle joint | 06.01.03.01 - Talar component |  | ER383 | 2300 |  | Emergo Asia Pacific Pty Ltd | Hintermann Series H3™ Total Ankle Prosthesis-Talar Component | Hintermann Series H3™ Total Ankle Prosthesis-Talar component, left or right, primary or revision, CoCr, plasma sprayed titanium coating and a hydroxyapatite coating | 0-6 | 289321 | August 2017 |  | New Listing
06 - Specialist Orthopaedic | 06.01 - ANKLE AND FOOT | 06.01.03 - Ankle joint | 06.01.03.01 - Talar component |  | IG094 | 2300 |  | Integra Neurosciences Pty Ltd | Hintegra Total Ankle Prosthesis | Talar Implant - Flat talar resection | Left - Size 1-5, Right - Size 1-5 | 173960 | August 2011 |  | Changed Product Group, Product Sub Group, Benefit.
06 - Specialist Orthopaedic | 06.01 - ANKLE AND FOOT | 06.01.03 - Ankle joint | 06.01.03.01 - Talar component |  | MJ017 | 2300 |  | MatOrtho Australia Pty Ltd | Box Ankle | Talar Component CoChr. Cementless | Small, Medium and Large | 122926, 192629 | February 2013 |  | Transferred from FI031
06 - Specialist Orthopaedic | 06.01 - ANKLE AND FOOT | 06.01.03 - Ankle joint | 06.01.03.01 - Talar component |  | SK624 | 2300 |  | Stryker Australia Pty Ltd | STAR Ankle Prosthesis | Talar Component, cemented | xx-Small - x- large | 237795 | August 2015 |  | Transferred from AE240
06 - Specialist Orthopaedic | 06.01 - ANKLE AND FOOT | 06.01.03 - Ankle joint | 06.01.03.01 - Talar component |  | SK627 | 2300 |  | Stryker Australia Pty Ltd | STAR Ankle Prosthesis | Talar Component, cementless | xx- small - x-large | 237795 | August 2015 |  | Transferred from AE243
06 - Specialist Orthopaedic | 06.01 - ANKLE AND FOOT | 06.01.03 - Ankle joint | 06.01.03.01 - Talar component |  | TO072 | 2300 |  | Tornier Pty Ltd | Salto Ankle Prostheses | Talar component mobile bearing CoCr, Ti, HA | Sizes 0,1,2,3 left and right | 134055 | August 2011 |  | Expanded from TO001
06 - Specialist Orthopaedic | 06.01 - ANKLE AND FOOT | 06.01.03 - Ankle joint | 06.01.03.01 - Talar component |  | TO092 | 2300 |  | Tornier Pty Ltd | Salto Talaris Ankle Prosthesis - Talar component | Talar compoment, CrCo + Ti | Sizes 0, 1, 2, 3, Left and Right | 134055 | August 2013 |  | New Listing
06 - Specialist Orthopaedic | 06.01 - ANKLE AND FOOT | 06.01.03 - Ankle joint | 06.01.03.01 - Talar component |  | WR259 | 2300 |  | Wright Medical Australia | CCI Evolution | CCI Evolution Talar Component | Std/Std+/Large | 133918 | August 2012 |  | Transferred from LM106
06 - Specialist Orthopaedic | 06.01 - ANKLE AND FOOT | 06.01.03 - Ankle joint | 06.01.03.01 - Talar component |  | WR273 | 2300 |  | Wright Medical Australia | INBONE® II Total Ankle System: Talar Component | Modular Talar Dome and Talar Stem | Sizes 1-6 | 168052 | August 2015 |  | New Listing
06 - Specialist Orthopaedic | 06.01 - ANKLE AND FOOT | 06.01.03 - Ankle joint | 06.01.03.01 - Talar component | CS | CR217 | 2300 |  | Corin Australia Pty Ltd | Zenith Total Ankle Replacement System - Talar Component | Talar Component is a components of the Zenith total ankle replacement system. | Sizes 1 - 4 | 115739 | February 2015 |  | New Listing
06 - Specialist Orthopaedic | 06.01 - ANKLE AND FOOT | 06.01.03 - Ankle joint | 06.01.03.01 - Talar component | CS | IG078 | 2300 |  | Integra Neurosciences Pty Ltd | Hintegra Total Ankle Prosthesis - Talar component with Pegs | Talar implant for primary surgery | Right and left, sizes 0 to 6 | 173960 | August 2016 |  | Changed Benefit.
06 - Specialist Orthopaedic | 06.01 - ANKLE AND FOOT | 06.01.03 - Ankle joint | 06.01.03.02 - Tibial component |  | CR218 | 2000 |  | Corin Australia Pty Ltd | Zenith Total Ankle Replacement System - Tibial Component | The Tibial Component a component of the Zenith total ankle replacement system. | Sizes 1 - 4 | 115739 | February 2015 |  | New Listing
06 - Specialist Orthopaedic | 06.01 - ANKLE AND FOOT | 06.01.03 - Ankle joint | 06.01.03.02 - Tibial component |  | DY418 | 2000 |  | Johnson & Johnson Medical Pty Ltd | Mobile Ankle | Uncemented Porocoat Tibial component | Size 1-6 | 98045 | August 2011 |  | Changed Product Name, Description, Product Group, Product Sub Group, Benefit.
06 - Specialist Orthopaedic | 06.01 - ANKLE AND FOOT | 06.01.03 - Ankle joint | 06.01.03.02 - Tibial component |  | ER384 | 2000 |  | Emergo Asia Pacific Pty Ltd | Hintermann Series H3™ Total Ankle Prosthesis-Tibial Component | Hintermann Series H3™ Total Ankle Prosthesis-Tibial Component, left or right, primary or revision, CoCr, plasma sprayed titanium coating and a hydroxyapatite coating | 0-6, 8 or 12mm thickness (revision) | 289424 | August 2017 |  | New Listing
06 - Specialist Orthopaedic | 06.01 - ANKLE AND FOOT | 06.01.03 - Ankle joint | 06.01.03.02 - Tibial component |  | IG077 | 2000 |  | Integra Neurosciences Pty Ltd | Hintegra Total Ankle Prosthesis | Tibial implant | Right and left, sizes 1 - 6 | 173960 | August 2011 |  | Changed Product Group, Product Sub Group, Benefit.
06 - Specialist Orthopaedic | 06.01 - ANKLE AND FOOT | 06.01.03 - Ankle joint | 06.01.03.02 - Tibial component |  | IG095 | 2000 |  | Integra Neurosciences Pty Ltd | Hintegra Total Ankle Prosthesis Flat Cut | Tibial Implant | Right & Left, Sizes 1 - 6, Thickness 8mm or 12mm | 173960 | August 2011 |  | Changed Product Name, Product Group, Product Sub Group, Benefit.
06 - Specialist Orthopaedic | 06.01 - ANKLE AND FOOT | 06.01.03 - Ankle joint | 06.01.03.02 - Tibial component |  | MJ018 | 2000 |  | MatOrtho Australia Pty Ltd | Box Ankle | Tibial Component CoChr. Cementless | Small, Medium and Large | 122926, 192629 | February 2013 |  | Transferred from FI030
06 - Specialist Orthopaedic | 06.01 - ANKLE AND FOOT | 06.01.03 - Ankle joint | 06.01.03.02 - Tibial component |  | SK625 | 2000 |  | Stryker Australia Pty Ltd | STAR Ankle Prosthesis | Tibial Component, cemented | xx-small - x-large | 237795 | August 2015 |  | Transferred from AE241
06 - Specialist Orthopaedic | 06.01 - ANKLE AND FOOT | 06.01.03 - Ankle joint | 06.01.03.02 - Tibial component |  | SK628 | 2000 |  | Stryker Australia Pty Ltd | STAR Ankle Prosthesis | Tibial Component, cementless | xx-small - x-large | 237795 | August 2015 |  | Transferred from AE244
06 - Specialist Orthopaedic | 06.01 - ANKLE AND FOOT | 06.01.03 - Ankle joint | 06.01.03.02 - Tibial component |  | SK629 | 2000 |  | Stryker Australia Pty Ltd | STAR Ankle Prosthesis | Revision Tibial Component, Cemented | Extra small - Extra large | 167057 | August 2015 |  | Transferred from AE245
06 - Specialist Orthopaedic | 06.01 - ANKLE AND FOOT | 06.01.03 - Ankle joint | 06.01.03.02 - Tibial component |  | TO071 | 2000 |  | Tornier Pty Ltd | Cheville Salto Ankle Prostheses | Tibial component mobile bearing CoCr, Ti, HA | Sizes 0,1,2,3 left and right | 134055 | August 2011 |  | Expanded from TO001
06 - Specialist Orthopaedic | 06.01 - ANKLE AND FOOT | 06.01.03 - Ankle joint | 06.01.03.02 - Tibial component |  | WR261 | 2000 |  | Wright Medical Australia | CCI Evolution | CCI Evolution Tibial Component | Std/Std+/Lge/Lge+ | 133918 | August 2012 |  | Transferred from LM108
06 - Specialist Orthopaedic | 06.01 - ANKLE AND FOOT | 06.01.03 - Ankle joint | 06.01.03.03 - Tibial component, cemented/uncemented, fixed bearing |  | TO093 | 1724 |  | Tornier Pty Ltd | Salto Talaris Ankle Prosthesis - Tibial component | Tibial component, fixed bearing, CrCo + Ti | Sizes 0, 1,2,3 | 134055 | August 2013 |  | New Listing
06 - Specialist Orthopaedic | 06.01 - ANKLE AND FOOT | 06.01.03 - Ankle joint | 06.01.03.03 - Tibial component, cemented/uncemented, fixed bearing |  | WR274 | 1724 |  | Wright Medical Australia | INBONE® II Total Ankle System: Tibial Component | Modular Tibial Tray, Tibial Base Stem, Tibial Top Stem | Sizes 2-5 | 168052 | August 2015 |  | New Listing
06 - Specialist Orthopaedic | 06.01 - ANKLE AND FOOT | 06.01.03 - Ankle joint | 06.01.03.04 - Stem extension |  | WR275 | 757 |  | Wright Medical Australia | INBONE II Total Ankle System: Tibial Stem Extender | Modular Tibial Segment – Mid Stem | 12mm, 14mm, 16mm, 18mm | 168052 | February 2016 |  | Changed Product Name, Benefit.
06 - Specialist Orthopaedic | 06.01 - ANKLE AND FOOT | 06.01.04 - Replacement of other joints of the foot including articulations | 06.01.04.01 - Great toe, MTP, total, metatarsal component |  | IG056 | 800 |  | Integra Neurosciences Pty Ltd | Kinetik Great Toe Implant | Metatarsal Component made of chrome cobalt 01-2002, 01-2004, 01-2006, 01-2003, 01-2005, 01-2007 | 1, 2, 3 Right & Left | 160518 | August 2011 |  | Changed Product Group, Product Sub Group, Benefit.
06 - Specialist Orthopaedic | 06.01 - ANKLE AND FOOT | 06.01.04 - Replacement of other joints of the foot including articulations | 06.01.04.01 - Great toe, MTP, total, metatarsal component |  | LM265 | 800 |  | LMT Surgical Pty Ltd | Reflexion 1st MPJ Implant System | Reflexion metatarsal stems, 3 part 1st MPJ reconstruction system, 2 part composition - titanium/cobalt chrome, 1 part composition - titanium/UHMWPE, | Small, medium, large | 202432 | August 2015 |  | Transferred from OH443
06 - Specialist Orthopaedic | 06.01 - ANKLE AND FOOT | 06.01.04 - Replacement of other joints of the foot including articulations | 06.01.04.01 - Great toe, MTP, total, metatarsal component |  | SM008 | 800 |  | Smith & Nephew Pty Ltd | Toefit - Plus | Titanium alloy | Metatarsal Component XS-L | 122863 | August 2011 |  | Changed Product Group, Product Sub Group, Benefit.
06 - Specialist Orthopaedic | 06.01 - ANKLE AND FOOT | 06.01.04 - Replacement of other joints of the foot including articulations | 06.01.04.01 - Great toe, MTP, total, metatarsal component |  | SM047 | 800 |  | Smith & Nephew Pty Ltd | Toefit - Plus | Modular cobalt chrome meta-tarsal head insert for proximal component of total Metatarsophalangeal arthroplasty | Proximal Insert 6, 7, 8 | 122863 | August 2011 |  | Changed Description, Product Group, Product Sub Group, Benefit.
06 - Specialist Orthopaedic | 06.01 - ANKLE AND FOOT | 06.01.04 - Replacement of other joints of the foot including articulations | 06.01.04.02 - Great toe, MTP, total, phalangeal component |  | IG055 | 790 |  | Integra Neurosciences Pty Ltd | Kinetik Great Toe Implant | Phalangeal Component made of titanium alloy 01-2010, 01-2012, 01-2014, 01-2016 | 0,1,2,3 | 160518 | August 2011 |  | Changed Product Group, Product Sub Group, Benefit.
06 - Specialist Orthopaedic | 06.01 - ANKLE AND FOOT | 06.01.04 - Replacement of other joints of the foot including articulations | 06.01.04.02 - Great toe, MTP, total, phalangeal component |  | LM267 | 790 |  | LMT Surgical Pty Ltd | Reflexion 1st MPJ Implant System | ReflexionPhalangeal Bases, 3 part 1st MPJ reconstruction system, 2 part composition - titanium/cobalt chrome, 1 part composition - titanium/UHMWPE, | Small, medium, large | 202432 | August 2015 |  | Transferred from OH445
06 - Specialist Orthopaedic | 06.01 - ANKLE AND FOOT | 06.01.04 - Replacement of other joints of the foot including articulations | 06.01.04.02 - Great toe, MTP, total, phalangeal component |  | SM009 | 790 |  | Smith & Nephew Pty Ltd | Toefit - Plus | Titanium Alloy | Phalangeal Component XS-L | 122863 | August 2011 |  | Changed Product Group, Product Sub Group, Benefit.
06 - Specialist Orthopaedic | 06.01 - ANKLE AND FOOT | 06.01.04 - Replacement of other joints of the foot including articulations | 06.01.04.03 - Great toe, MTP, total, articular insert or liner |  | LM266 | 530 |  | LMT Surgical Pty Ltd | Reflexion 1st MPJ Implant System | Reflexion metatarsal heads, 3 part 1st MPJ reconstruction system, 2 part composition - titanium/cobalt chrome, 1 part composition - titanium/UHMWPE, | Standard, long, extra-long | 202432 | August 2015 |  | Transferred from OH444
06 - Specialist Orthopaedic | 06.01 - ANKLE AND FOOT | 06.01.04 - Replacement of other joints of the foot including articulations | 06.01.04.03 - Great toe, MTP, total, articular insert or liner |  | SM046 | 530 |  | Smith & Nephew Pty Ltd | Toefit - Plus | Polyethylene | Polyethylene Distal Insert 11 - 15mm | 122863 | August 2011 |  | Changed Product Group, Product Sub Group, Benefit.
06 - Specialist Orthopaedic | 06.01 - ANKLE AND FOOT | 06.01.04 - Replacement of other joints of the foot including articulations | 06.01.04.04 - Great toe, resurfacing hemi articulation, metatarsal |  | AE138 | 740 |  | Allegra Orthopaedics Pty Ltd | Hemi CAP Articular Resurfacing Great Toe System | Articular Component | 12mm (1-2mm x 1.5-3mm offset), 15mm (1.5-2.5mm x 2.5-4.5mm offset) | 123538 | August 2011 |  | Changed Product Group, Product Sub Group, Benefit. Transferred from LH347.
06 - Specialist Orthopaedic | 06.01 - ANKLE AND FOOT | 06.01.04 - Replacement of other joints of the foot including articulations | 06.01.04.04 - Great toe, resurfacing hemi articulation, metatarsal |  | AE139 | 740 |  | Allegra Orthopaedics Pty Ltd | Hemi CAP Articular Resurfacing Great Toe System | Fixation Component | 8mm x 16mm, 9.5mm x 18mm | 123538 | August 2011 |  | Changed Product Group, Product Sub Group, Benefit. Transferred from LH348.
06 - Specialist Orthopaedic | 06.01 - ANKLE AND FOOT | 06.01.04 - Replacement of other joints of the foot including articulations | 06.01.04.04 - Great toe, resurfacing hemi articulation, metatarsal |  | SM045 | 740 |  | Smith & Nephew Pty Ltd | Toefit - Plus | Chromium Cobalt | Distal Insert 13 - 17mm | 122863 | August 2011 |  | Changed Product Group, Product Sub Group, Benefit.
06 - Specialist Orthopaedic | 06.01 - ANKLE AND FOOT | 06.01.04 - Replacement of other joints of the foot including articulations | 06.01.04.05 - Great toe, resurfacing hemi articulation, phalangeal |  | DE289 | 1205 |  | Device Technologies Australia Pty Ltd | AnaToemic | AnaToemic Phalangial Prosthesis | 17mm, 20mm, 21.5mm, 23mm | 141580 | August 2011 |  | Changed Product Group, Product Sub Group, Benefit.
06 - Specialist Orthopaedic | 06.01 - ANKLE AND FOOT | 06.01.04 - Replacement of other joints of the foot including articulations | 06.01.04.05 - Great toe, resurfacing hemi articulation, phalangeal |  | IG058 | 1205 |  | Integra Neurosciences Pty Ltd | K2 Hemi Toe Implant System | Surface replacement for base of hallux with titanium plasma coated stem for fixation and suture hole for FHL tendon transfer | 1-4 | 160518 | August 2011 |  | Changed Description, Product Group, Product Sub Group, Benefit.
06 - Specialist Orthopaedic | 06.01 - ANKLE AND FOOT | 06.01.04 - Replacement of other joints of the foot including articulations | 06.01.04.05 - Great toe, resurfacing hemi articulation, phalangeal |  | LH232 | 1205 |  | Lifehealthcare Pty Ltd | Toe Joint | Metallic Hemiarthroplasty resurfacing prosthesis for the Metatarsophalangeal Joint | 8mm - 23 mm | 141544 | August 2011 |  | Changed Product Group, Product Sub Group, Benefit.
06 - Specialist Orthopaedic | 06.01 - ANKLE AND FOOT | 06.01.04 - Replacement of other joints of the foot including articulations | 06.01.04.05 - Great toe, resurfacing hemi articulation, phalangeal |  | LM264 | 1205 |  | LMT Surgical Pty Ltd | Hemi-Great Toe Implant | Great Toe implant, Cobalt Chromium | XS, S, M, L | 202433 | August 2015 |  | Transferred from OH442
06 - Specialist Orthopaedic | 06.01 - ANKLE AND FOOT | 06.01.04 - Replacement of other joints of the foot including articulations | 06.01.04.05 - Great toe, resurfacing hemi articulation, phalangeal |  | WR045 | 1205 |  | Wright Medical Australia | Wright Titanium Great Toe | Great toe titanium | 0,1, 2, 3, 4 | 131003 | August 2011 |  | Changed Product Group, Product Sub Group, Benefit.
06 - Specialist Orthopaedic | 06.01 - ANKLE AND FOOT | 06.01.04 - Replacement of other joints of the foot including articulations | 06.01.04.05 - Great toe, resurfacing hemi articulation, phalangeal |  | WR047 | 1205 |  | Wright Medical Australia | LPT Great Toe Implant | Titanium LPT Metatarsal Component available in Regular and Angled Toe | Sizes 1, 2 & 3 Regular Great Toe Implants. Sizes 1 & 2 Angled Great Toe Implants | 131003 | August 2011 |  | Changed Product Group, Product Sub Group, Benefit.
06 - Specialist Orthopaedic | 06.01 - ANKLE AND FOOT | 06.01.04 - Replacement of other joints of the foot including articulations | 06.01.04.06 - Great toe, non articulating articulation (for silastic implant replacement) |  | TO117 | 577 |  | Tornier Pty Ltd | Stayfuse | Titanium inter-digital fusion device | Prox 2.8mm Blue; Mid 3.8mm x 6mm Blue; Mid 4.3mm x 6mm Blue; Prox 3.3mm Grey; Prox 3.8mm Grey; Mid 3.8 x 6mm Grey; Mid 4.3 x 6mm Grey; Mid 5.0 x 5mm Grey; Mid 5.0 x 6mm Grey; Prox 6.5mm Gold; Distal 5.5 x 10mm Gold; Distal 6.5 x 10mm Gold | 130856 | February 2014 |  | Transferred from OE006
06 - Specialist Orthopaedic | 06.01 - ANKLE AND FOOT | 06.01.04 - Replacement of other joints of the foot including articulations | 06.01.04.06 - Great toe, non articulating articulation (for silastic implant replacement) |  | WR044 | 577 |  | Wright Medical Australia | WMT Orthopaedics Implants Hinge Toe and Hammertoe Implant | Silastic flexible hinge toe with/without grommets | 0, 1, 2, 3, 4, 5, 6, 7 | 131003 | August 2011 |  | Changed Product Group, Product Sub Group, Benefit.
06 - Specialist Orthopaedic | 06.02 - UPPER LIMB | 06.02.01 - Wrist | 06.02.01.01 - Carpal component |  | IG110 | 1800 |  | Integra Neurosciences Pty Ltd | Universal2 Carpal Component | Carpal plate (titanium) with fixed central peg and porous coating | xs, small, med, large | 160521 | August 2011 |  | Expanded from IG054
06 - Specialist Orthopaedic | 06.02 - UPPER LIMB | 06.02.01 - Wrist | 06.02.01.01 - Carpal component |  | MO416 | 1800 |  | Medical & Optical Instruments Australia Pty Ltd | Motec Wrist Joint Prosthesis | Metacarpal Threaded Implant | 45-70mm lengths in 5mm increments, both in Small and Large sizes | 35727 | August 2014 |  | New Listing
06 - Specialist Orthopaedic | 06.02 - UPPER LIMB | 06.02.01 - Wrist | 06.02.01.01 - Carpal component |  | SK596 | 1800 |  | Stryker Australia Pty Ltd | Total Wrist Implant System | Carpal Component | Small, Medium, Large | 237799 | August 2015 |  | Transferred from AE210
06 - Specialist Orthopaedic | 06.02 - UPPER LIMB | 06.02.01 - Wrist | 06.02.01.02 - Radial component |  | IG112 | 3275 |  | Integra Neurosciences Pty Ltd | Universal2 Radial Component | Radial Implant (cobalt chrome) with integral stem and porous coating | x-small - left & right, small - left & right, medium - left & right, large - left & right | 160521 | August 2011 |  | Expanded from IG054
06 - Specialist Orthopaedic | 06.02 - UPPER LIMB | 06.02.01 - Wrist | 06.02.01.02 - Radial component |  | MO417 | 3275 |  | Medical & Optical Instruments Australia Pty Ltd | Motec Wrist Joint Prosthesis | Radius Threaded Implant | Radius threaded Implant, lengths 32mm; 38mm & 44mm | 35727 | August 2014 |  | New Listing
06 - Specialist Orthopaedic | 06.02 - UPPER LIMB | 06.02.01 - Wrist | 06.02.01.02 - Radial component |  | SK592 | 3275 |  | Stryker Australia Pty Ltd | Total Wrist Implant System | Left and Right Radial Components | Small, Medium, Large | 237794 | August 2015 |  | Transferred from AE207
06 - Specialist Orthopaedic | 06.02 - UPPER LIMB | 06.02.01 - Wrist | 06.02.01.02 - Radial component |  | SK623 | 3275 |  | Stryker Australia Pty Ltd | Stability Sigmoid Notch Total DRUJ system / Stability Sigmoid Notch Radial Stem and Insert. Total Wrist Implant System | Radial stem is made of Cobalt chromium with a CPTi plasma spray on the back for bone ongrowth. Radial Insert is made of UHMWP Polyethyelene | Small & Large | 239452, 240015, 252452 | August 2015 |  | Transferred from AE239
06 - Specialist Orthopaedic | 06.02 - UPPER LIMB | 06.02.01 - Wrist | 06.02.01.03 - Carpal spacer |  | IG111 | 2150 |  | Integra Neurosciences Pty Ltd | Universal2 Carpal Poly Component | Polyethylene carpal component to restore proper carpal height in Universal2 total wrist implant | xs-standard, xs +1, xs+2, small - standard, small +1, small +2, Med-standard, med+1, med+2; large-standard, large+1, large+2 | 160521 | August 2011 |  | Expanded from IG054
06 - Specialist Orthopaedic | 06.02 - UPPER LIMB | 06.02.01 - Wrist | 06.02.01.03 - Carpal spacer |  | LM297 | 2150 |  | LMT Surgical Pty Ltd | Pyrocarbon Lunate | Pyrocarbon Lunate replacement | Mulitple |  | February 2016 |  | Expanded from LM028
06 - Specialist Orthopaedic | 06.02 - UPPER LIMB | 06.02.01 - Wrist | 06.02.01.03 - Carpal spacer |  | MO418 | 2150 |  | Medical & Optical Instruments Australia Pty Ltd | Motec Wrist Joint Prosthesis | Modular Radius Cups available with 15mm PEEK insert bearing and Cobalt Chromium Molybdenum coated with Ceramic Chromium Nitride 15mm & 18mm. Modular Metacarpal Heads available with 4 neck lengths | Modular Radius Cup PEEK 15mm Ceramitised 15mm & 17mm. Modular Metacarpal Head 15mm short, med, long & Extra long Neck - 18mm short medium & long Neck | 35727 | August 2014 |  | New Listing
06 - Specialist Orthopaedic | 06.02 - UPPER LIMB | 06.02.01 - Wrist | 06.02.01.03 - Carpal spacer |  | SK594 | 2150 |  | Stryker Australia Pty Ltd | Total Wrist Implant System | Carpal Ball | Small, Medium, Large | 237794 | August 2015 |  | Transferred from AE209
06 - Specialist Orthopaedic | 06.02 - UPPER LIMB | 06.02.01 - Wrist | 06.02.01.03 - Carpal spacer |  | TO134 | 2150 |  | Tornier Pty Ltd | BioProfile Pyrocarbon Total Wrist Replacement (Capitate Resurfacing) | Low Temperature Isotropic Pyrolytic Carbon Implants for capitate resurfacing (reverse total wrist arthroplasty) | Medium, Large | 94262 | February 2014 |  | Transferred from OE027
06 - Specialist Orthopaedic | 06.02 - UPPER LIMB | 06.02.01 - Wrist | 06.02.01.03 - Carpal spacer |  | TO135 | 2150 |  | Tornier Pty Ltd | BioProfile Pyrocarbon Carpal Implants | Low temperature Isotropic Pyrolytic Carbon Implants for carpal replacement/interposition, includes Proximal Scaphoid, Scapho/Trapezio/Trapezoid & Trapezium | Small, Medium, Large & Extra Large | 94262 | February 2014 |  | Transferred from OE028
06 - Specialist Orthopaedic | 06.02 - UPPER LIMB | 06.02.01 - Wrist | 06.02.01.03 - Carpal spacer |  | WR041 | 2150 |  | Wright Medical Australia | Orthosphere | The Orthosphere is a spherical interpositional implant that may be used in both the carpometacarpal joint and tarsometatarsal joint as a spherical interpositional device. It is used to replace the sympotmatic joint - either between the trapezium and firs | 9mm - 14mm | 130998 | August 2011 |  | Changed Description, Product Group, Product Sub Group, Benefit.
06 - Specialist Orthopaedic | 06.02 - UPPER LIMB | 06.02.01 - Wrist | 06.02.01.04 - Distal ulnar stem |  | LM148 | 1120 |  | LMT Surgical Pty Ltd | Ascension DRUJ Ulna Head, Implant System | Cobalt chromium stem with PyroCarbon or Cobalt Chromium Articular Surface | 0, 1, 2, 3, 4 | 118638 | August 2012 |  | Expanded from LM056
06 - Specialist Orthopaedic | 06.02 - UPPER LIMB | 06.02.01 - Wrist | 06.02.01.04 - Distal ulnar stem |  | OH502 | 1120 |  | Orthotech Pty Ltd | Martin Ulna Head prosthesis | Ulnar Stem Titanium | Small, medium and large,2mm,4mm and 17mm collar | 225176 | February 2015 |  | Transferred from MO145
06 - Specialist Orthopaedic | 06.02 - UPPER LIMB | 06.02.01 - Wrist | 06.02.01.04 - Distal ulnar stem |  | SK605 | 1120 |  | Stryker Australia Pty Ltd | Ulnar Head Implants | UlnarHead CoCr | 1,2,3,4 | 237798 | August 2015 |  | Transferred from AE220
06 - Specialist Orthopaedic | 06.02 - UPPER LIMB | 06.02.01 - Wrist | 06.02.01.04 - Distal ulnar stem |  | TO137 | 1120 |  | Tornier Pty Ltd | Eclypse Modular Pyrocarbon Ulnar Head | A modular titanium stem for ulnar head prostheses | 6, 7.5, 9mm | 121874 | February 2014 |  | Transferred from OE031
06 - Specialist Orthopaedic | 06.02 - UPPER LIMB | 06.02.01 - Wrist | 06.02.01.04 - Distal ulnar stem |  | WR027 | 1120 |  | Wright Medical Australia | E-Centrix Ulnar Head Replacement | Ulnar Stem | 5.5 STD, 6.5 STD, 7.5 STD, 8.5 STD | 116252 | August 2011 |  | Changed Product Group, Product Sub Group, Benefit.
06 - Specialist Orthopaedic | 06.02 - UPPER LIMB | 06.02.01 - Wrist | 06.02.01.04 - Distal ulnar stem |  | WR028 | 1120 |  | Wright Medical Australia | E-Centrix Ulnar Head Replacement | Ulnar Stem Extender | 20mm | 198485 | August 2011 |  | Changed Product Group, Product Sub Group, Benefit.
06 - Specialist Orthopaedic | 06.02 - UPPER LIMB | 06.02.01 - Wrist | 06.02.01.05 - Distal ulnar head |  | LM149 | 1120 |  | LMT Surgical Pty Ltd | Ascension DRUJ Ulna Head, Implant System | Cobalt chromium stem with PyroCarbon or Cobalt Chromium Articular Surface | 0, 1, 2, 3, 4 | 118638 | August 2012 |  | Expanded from LM056
06 - Specialist Orthopaedic | 06.02 - UPPER LIMB | 06.02.01 - Wrist | 06.02.01.05 - Distal ulnar head |  | OH500 | 1120 |  | Orthotech Pty Ltd | Martin Ulna Head prosthesis | UHP Ceramic Head | Small, medium and large | 225176 | February 2015 |  | Transferred from MO324
06 - Specialist Orthopaedic | 06.02 - UPPER LIMB | 06.02.01 - Wrist | 06.02.01.05 - Distal ulnar head |  | OH501 | 1120 |  | Orthotech Pty Ltd | Martin Ulna Head prosthesis | UHP Cobalt Chrome Head | Small, medium and large | 225176 | February 2015 |  | Transferred from MO325
06 - Specialist Orthopaedic | 06.02 - UPPER LIMB | 06.02.01 - Wrist | 06.02.01.05 - Distal ulnar head |  | SK606 | 1120 |  | Stryker Australia Pty Ltd | Ulnar Head Implants | Ulnar Stem CoCr | 1,2,3,4 | 237798 | August 2015 |  | Transferred from AE221
06 - Specialist Orthopaedic | 06.02 - UPPER LIMB | 06.02.01 - Wrist | 06.02.01.05 - Distal ulnar head |  | TO136 | 1120 |  | Tornier Pty Ltd | Eclypse Modular Pyrocarbon Ulnar Head | A modular pyrocarbon ulnar head prosthesis | 14, 16, 18mm | 121874 | February 2014 |  | Transferred from OE030
06 - Specialist Orthopaedic | 06.02 - UPPER LIMB | 06.02.01 - Wrist | 06.02.01.05 - Distal ulnar head |  | WR026 | 1120 |  | Wright Medical Australia | E-Centrix Ulnar Head Replacement | Ulnar Head | 16 x 1.5mm Offset, 16 x 3.0mm Offset, 18 x 1.5mm Offset, 20 x 1.5Offset, 20 x 3.0mm Offset | 116252 | August 2011 |  | Changed Product Group, Product Sub Group, Suffix, Benefit.
06 - Specialist Orthopaedic | 06.02 - UPPER LIMB | 06.02.01 - Wrist | 06.02.01.06 - Tendon Spacer |  | LM245 | 310 |  | LMT Surgical Pty Ltd | Universal Tendon Spacer | Tendon Spacer | 1 size only | 235820 | August 2015 |  | New Listing
06 - Specialist Orthopaedic | 06.02 - UPPER LIMB | 06.02.01 - Wrist | 06.02.01.06 - Tendon Spacer |  | WR053 | 310 |  | Wright Medical Australia | WMT Orthopaedic Implants Hand | Silastic tendon spacer | 24in long, 3, 4, 5, 6mm wide | 141772 | August 2011 |  | Changed Product Group, Product Sub Group, Benefit.
06 - Specialist Orthopaedic | 06.02 - UPPER LIMB | 06.02.02 - Finger Joint Articulations | 06.02.02.02 - Thumb, interphalangeal |  | HW458 | 585 |  | Stryker Australia Pty Ltd | Memometal Ivory Trapezo - metacarpal cement less prosthesis | A cement less Trapezo- Metacarpal prosthesis. | Cup sizes 9-11 mm, Head Short medium and long, Stem size 1,2,3,4. | 149536 | August 2012 |  | Transferred from LM083
06 - Specialist Orthopaedic | 06.02 - UPPER LIMB | 06.02.02 - Finger Joint Articulations | 06.02.02.05 - Thumb, carpometacarpal - proximal component |  | LH577 | 442 |  | Lifehealthcare Pty Ltd | BioPro Modular Thumb | Modular Thumb: Stem or Head, CoCr, Ti | 7.5 - 15mm | 141544 | August 2017 |  | New Listing
06 - Specialist Orthopaedic | 06.02 - UPPER LIMB | 06.02.02 - Finger Joint Articulations | 06.02.02.05 - Thumb, carpometacarpal - proximal component |  | SK601 | 442 |  | Stryker Australia Pty Ltd | Elektra Neck | Cobalt Chromium | Extra Short, Short, Medium, Long | 167056 | February 2016 |  | Changed Product Sub Group, Benefit.
06 - Specialist Orthopaedic | 06.02 - UPPER LIMB | 06.02.02 - Finger Joint Articulations | 06.02.02.05 - Thumb, carpometacarpal - proximal component |  | SK602 | 442 |  | Stryker Australia Pty Ltd | Trapezio Metacarpal Prosthesis DLC | Cup, Polyethylene | One size only | 252453 | February 2016 |  | Changed Product Sub Group, Benefit.
06 - Specialist Orthopaedic | 06.02 - UPPER LIMB | 06.02.02 - Finger Joint Articulations | 06.02.02.05 - Thumb, carpometacarpal - proximal component |  | SK604 | 442 |  | Stryker Australia Pty Ltd | Elektra Cup | Cobalt Chromium and Hydroxyapatite coating | One size only | 167056 | February 2016 |  | Changed Product Sub Group, Benefit.
06 - Specialist Orthopaedic | 06.02 - UPPER LIMB | 06.02.02 - Finger Joint Articulations | 06.02.02.05 - Thumb, carpometacarpal - proximal component |  | ZI978 | 442 |  | Zimmer Biomet Pty Ltd | ARPE Cup | HA coated titanium cup with polyethylene insert | 9 and 10 mm diametre | 284215 | August 2017 |  | New Listing
06 - Specialist Orthopaedic | 06.02 - UPPER LIMB | 06.02.02 - Finger Joint Articulations | 06.02.02.05 - Thumb, carpometacarpal - proximal component |  | ZI979 | 442 |  | Zimmer Biomet Pty Ltd | ARPE Head | Straight and offset heads | medium, long or extra long | 284215 | August 2017 |  | New Listing
06 - Specialist Orthopaedic | 06.02 - UPPER LIMB | 06.02.02 - Finger Joint Articulations | 06.02.02.06 - Thumb, carpometacarpal - distal component |  | SK600 | 442 |  | Stryker Australia Pty Ltd | Elektra Stem | Cobalt Chromium/Hydroxyapatite coated | 6-8mm | 167056 | February 2016 |  | Changed Product Sub Group, Benefit.
06 - Specialist Orthopaedic | 06.02 - UPPER LIMB | 06.02.02 - Finger Joint Articulations | 06.02.02.06 - Thumb, carpometacarpal - distal component |  | WR043 | 442 |  | Wright Medical Australia | Wright Swanson Titanium Carpal Scaphoid, Carpal Lunate, Basal Thumb Implant | The Swanson Basal Thumb implant is a one-piece intramedullary-stemmed implant designed to be used as an adjunct to resection arthroplasty of the trapeziometacarpal joint. It acts as a spacer to preserve joint relationship and allow appropriate capsulolig | 1 to 5 - length 19.3 to 26.3mm, width 9.5 to 13.6mm | 130998 | February 2016 |  | Changed Product Sub Group, Benefit.
06 - Specialist Orthopaedic | 06.02 - UPPER LIMB | 06.02.02 - Finger Joint Articulations | 06.02.02.06 - Thumb, carpometacarpal - distal component |  | ZI977 | 442 |  | Zimmer Biomet Pty Ltd | ARPE Stem | Metacarpal stem HA | 4 sizes (7-10) | 284215 | August 2017 |  | New Listing
06 - Specialist Orthopaedic | 06.02 - UPPER LIMB | 06.02.02 - Finger Joint Articulations | 06.02.02.09 - Finger, metacarpophalangeal - proximal component |  | HW565 | 700 |  | Stryker Australia Pty Ltd | SR Hand Implant System | SR Hand MCP Proximal, CoCr - Titanium Alloy, UHMWPE | XS/S/M/L/XL | 167056 | February 2016 |  | Expanded from SK610
06 - Specialist Orthopaedic | 06.02 - UPPER LIMB | 06.02.02 - Finger Joint Articulations | 06.02.02.09 - Finger, metacarpophalangeal - proximal component |  | LM294 | 700 |  | LMT Surgical Pty Ltd | Ascension MCP Finger Joint Replacement | PyroCarbon MCP Proximal Component | 05P, 10P, 20P, 30P, 40P, 50P | 94980 | February 2016 |  | Expanded from LM011
06 - Specialist Orthopaedic | 06.02 - UPPER LIMB | 06.02.02 - Finger Joint Articulations | 06.02.02.09 - Finger, metacarpophalangeal - proximal component |  | MJ024 | 700 |  | MatOrtho Australia Pty Ltd | TMPR Metacarpal | CoCr Proximal Component | 9.5mm to 17mm (4 sizes) | 192787 | February 2017 |  | New Listing
06 - Specialist Orthopaedic | 06.02 - UPPER LIMB | 06.02.02 - Finger Joint Articulations | 06.02.02.09 - Finger, metacarpophalangeal - proximal component |  | SK598 | 700 |  | Stryker Australia Pty Ltd | MCP Finger Prosthesis "Ariadna" | Proximal part, Stainless Steel | 1,2,or 3 | 167056 | February 2016 |  | Changed Product Sub Group, Benefit.
06 - Specialist Orthopaedic | 06.02 - UPPER LIMB | 06.02.02 - Finger Joint Articulations | 06.02.02.10 - Finger, metacarpophalangeal - distal component |  | HW566 | 700 |  | Stryker Australia Pty Ltd | SR Hand Implant System | SR Hand MCP Distal CoCr - Titanium Alloy, UHMWPE | XS/S/M/L/XL | 167056 | February 2016 |  | Expanded from SK610
06 - Specialist Orthopaedic | 06.02 - UPPER LIMB | 06.02.02 - Finger Joint Articulations | 06.02.02.10 - Finger, metacarpophalangeal - distal component |  | LM293 | 700 |  | LMT Surgical Pty Ltd | Ascension MCP Finger Joint Replacement | PyroCarbon MCP Distal Component | 05D, 10D, 20D, 30D, 40D, 50D | 94980 | February 2016 |  | Expanded from LM011
06 - Specialist Orthopaedic | 06.02 - UPPER LIMB | 06.02.02 - Finger Joint Articulations | 06.02.02.10 - Finger, metacarpophalangeal - distal component |  | MJ025 | 700 |  | MatOrtho Australia Pty Ltd | TMPR Phalanx and MC Plug | UHMWPE Distal Component | 9.5mm to 17mm - Small and Standard | 192787 | February 2017 |  | New Listing
06 - Specialist Orthopaedic | 06.02 - UPPER LIMB | 06.02.02 - Finger Joint Articulations | 06.02.02.11 - Finger, interphalangeal - proximal component |  | LM296 | 800 |  | LMT Surgical Pty Ltd | Ascension PIP Finger Joint Replacement | PyroCarbon PIP Proximal Component. | 10P, 20P, 30P, 40P | 94980 | February 2016 |  | Expanded from LM011, Description
06 - Specialist Orthopaedic | 06.02 - UPPER LIMB | 06.02.02 - Finger Joint Articulations | 06.02.02.11 - Finger, interphalangeal - proximal component |  | MJ022 | 800 |  | MatOrtho Australia Pty Ltd | PIPR Finger Joint | Proximal Interphalangeal Replacement Joint: Proximal Component CoCr, HA | Sizes 7 through to 11 | 138339, 192787 | February 2016 |  | Expanded from MJ019
06 - Specialist Orthopaedic | 06.02 - UPPER LIMB | 06.02.02 - Finger Joint Articulations | 06.02.02.11 - Finger, interphalangeal - proximal component |  | SK597 | 800 |  | Stryker Australia Pty Ltd | PIP Finger Prosthesis | Proximal part PIP joint | 0-5 | 167056 | February 2016 |  | Changed Product Sub Group, Benefit.
06 - Specialist Orthopaedic | 06.02 - UPPER LIMB | 06.02.02 - Finger Joint Articulations | 06.02.02.12 - Finger, interphalangeal - distal component |  | LM295 | 800 |  | LMT Surgical Pty Ltd | Ascension PIP Finger Joint Replacement | PyroCarbon PIP Distal Component | 10D, 20D, 30D, 40D | 94980 | February 2016 |  | Expanded from LM011
06 - Specialist Orthopaedic | 06.02 - UPPER LIMB | 06.02.02 - Finger Joint Articulations | 06.02.02.12 - Finger, interphalangeal - distal component |  | MJ023 | 800 |  | MatOrtho Australia Pty Ltd | PIPR Finger Joint | Proximal Interphalangeal Replacement Joint: Middle Component and Insert CoCr, HA, UHMWPE | Sizes 7 through to 11 | 138339, 192787 | February 2016 |  | Expanded from MJ019
06 - Specialist Orthopaedic | 06.02 - UPPER LIMB | 06.02.02 - Finger Joint Articulations | 06.02.02.12 - Finger, interphalangeal - distal component |  | SK595 | 800 |  | Stryker Australia Pty Ltd | MCP Finger Prosthesis "Ariadna" | Distal part, Stainless Steel | 1,2 or3 | 167056 | February 2016 |  | Changed Product Sub Group, Benefit.
06 - Specialist Orthopaedic | 06.02 - UPPER LIMB | 06.02.02 - Finger Joint Articulations | 06.02.02.12 - Finger, interphalangeal - distal component |  | SK603 | 800 |  | Stryker Australia Pty Ltd | PIP Finger Prosthesis | Distal part PIP joint | 0-5 | 167056 | February 2016 |  | Changed Product Sub Group, Benefit.
06 - Specialist Orthopaedic | 06.02 - UPPER LIMB | 06.02.02 - Finger Joint Articulations | 06.02.02.13 - Interpositional Devices |  | LM298 | 700 |  | LMT Surgical Pty Ltd | Pyrocarbon carpal implants | Pyrocarbon carpal replacement implants | Multiple sizes |  | February 2016 |  | Expanded from LM028
06 - Specialist Orthopaedic | 06.02 - UPPER LIMB | 06.02.02 - Finger Joint Articulations | 06.02.02.13 - Interpositional Devices |  | TO149 | 700 |  | Tornier Pty Ltd | BIOProfile Pyrocarbon Carpometacarpal Implants | Low Temperature Isotropic Pyrolytic Carbon Implants for carpometacarpal resurfacing (arthroplasty) | Small, Medium, Large & Extra Large | 94262 | February 2016 |  | Changed Product Sub Group, Benefit.
06 - Specialist Orthopaedic | 06.02 - UPPER LIMB | 06.02.02 - Finger Joint Articulations | 06.02.02.13 - Interpositional Devices |  | WR042 | 700 |  | Wright Medical Australia | WMT Orthopaedic Implants Hand | The Swanson Trapezium Implant is a flexible, one-piece intramedullary-stemmed implant developed to restore function to thumbs disabled by degenerative arthritis or post-traumatic arthritis. | 1, 2, 3, 4, 5 | 131003 | February 2016 |  | Changed Product Sub Group, Benefit.
06 - Specialist Orthopaedic | 06.02 - UPPER LIMB | 06.02.02 - Finger Joint Articulations | 06.02.02.13 - Interpositional Devices | Total | LM053 | 1400 |  | LMT Surgical Pty Ltd | Osteotec Silicone PIP Joint Replacement | 2 component hinged joint replacement for the proximal interphalangeal joint | 5 - 50 | 118424 | February 2016 |  | Changed Product Sub Group, Suffix.
06 - Specialist Orthopaedic | 06.02 - UPPER LIMB | 06.02.02 - Finger Joint Articulations | 06.02.02.13 - Interpositional Devices | Total | LM102 | 1400 |  | LMT Surgical Pty Ltd | Ascension Silicone Finger joint replacement | MCP moulded silicone finger joint | Various | 92524 | February 2016 |  | Changed Product Sub Group, Suffix.
06 - Specialist Orthopaedic | 06.02 - UPPER LIMB | 06.02.02 - Finger Joint Articulations | 06.02.02.13 - Interpositional Devices | Total | LM103 | 1400 |  | LMT Surgical Pty Ltd | Ascension Silicone Finger joint replacement | PIP moulded silicone finger joint | 00-05 | 92524 | February 2016 |  | Changed Product Sub Group, Suffix, Benefit.
06 - Specialist Orthopaedic | 06.02 - UPPER LIMB | 06.02.02 - Finger Joint Articulations | 06.02.02.13 - Interpositional Devices | Total | MN187 | 1400 |  | Johnson & Johnson Medical Pty Ltd | Neuflex Finger | Silicon Interpositional device | 0-60 | 97976 | February 2016 |  | Compressed from DP573, DY400
06 - Specialist Orthopaedic | 06.02 - UPPER LIMB | 06.02.02 - Finger Joint Articulations | 06.02.02.13 - Interpositional Devices | Total | SK588 | 1400 |  | Stryker Australia Pty Ltd | Sbi PIP Silicone Implant System | Silicone finger joint | Various | 167056 | February 2016 |  | Changed Product Sub Group, Suffix, Benefit.
06 - Specialist Orthopaedic | 06.02 - UPPER LIMB | 06.02.02 - Finger Joint Articulations | 06.02.02.13 - Interpositional Devices | Total | SK589 | 1400 |  | Stryker Australia Pty Ltd | Sbi Silicone MCP Implant System | Silicon finger joint | Various | 167056 | February 2016 |  | Changed Product Sub Group, Suffix.
06 - Specialist Orthopaedic | 06.02 - UPPER LIMB | 06.02.02 - Finger Joint Articulations | 06.02.02.13 - Interpositional Devices | Total | WR046 | 1400 |  | Wright Medical Australia | WMT Orthopaedic Implants Finger/Thumb | Silastic finger joint with/without Ti grommets 470 series | 00, 0, 1, 2, 3, 4, 5, 6, 7, 8, 9 | 131003 | February 2016 |  | Changed Product Sub Group, Suffix, Benefit.
06 - Specialist Orthopaedic | 06.02 - UPPER LIMB | 06.02.03 - Elbow | 06.02.03.01 - Distal humeral component/s |  | BH060 | 4618 |  | Zimmer Biomet Pty Ltd | Discovery Elbow System | Humeral Component, Hydroxy Apatite + porous coated or cemented | (305)mm diam x (75-150)mm length | 126999 | August 2011 |  | Changed Size, Product Group, Product Sub Group, Benefit.
06 - Specialist Orthopaedic | 06.02 - UPPER LIMB | 06.02.03 - Elbow | 06.02.03.01 - Distal humeral component/s |  | BH338 | 4618 |  | Zimmer Biomet Pty Ltd | Comprehensive Segmental Revision System (SRS) | Comprehensive SRS Distal Humeral Body | 50mm to 70mm | 104347 | February 2014 |  | Changed Description, Product Group, Product Sub Group, Benefit.
06 - Specialist Orthopaedic | 06.02 - UPPER LIMB | 06.02.03 - Elbow | 06.02.03.01 - Distal humeral component/s |  | HW377 | 4618 |  | Stryker Australia Pty Ltd | Souter Strathclyde Elbow | Humeral - Long stem, left and right | Medium, Large | 16236, 166620 | August 2011 |  | Changed Product Group, Product Sub Group, Benefit.
06 - Specialist Orthopaedic | 06.02 - UPPER LIMB | 06.02.03 - Elbow | 06.02.03.01 - Distal humeral component/s |  | HW379 | 4618 |  | Stryker Australia Pty Ltd | Souter Strathclyde Elbow | Revision Humeral - Custom, Long Stem | A, B, C, D | 16236, 166620 | August 2011 |  | Changed Product Group, Product Sub Group, Benefit.
06 - Specialist Orthopaedic | 06.02 - UPPER LIMB | 06.02.03 - Elbow | 06.02.03.01 - Distal humeral component/s |  | HW562 | 4618 |  | Stryker Australia Pty Ltd | Uni-Elbow (Radio-Capitellar Replacement) | Uni-Compartmental Arthroplasty of the lateral radial humeral joint: Radio Capitellum Implant | Radio Capitellum Implant: Size S & L for Left; and S & L for Right | 240014 | February 2016 |  | New Listing
06 - Specialist Orthopaedic | 06.02 - UPPER LIMB | 06.02.03 - Elbow | 06.02.03.01 - Distal humeral component/s |  | OO123 | 4618 |  | Oceania Orthopaedics | MUTARS Distal Humerus | MUTARS Distal Humerus | 50mm, 30mm | 221739, 284227 | August 2017 |  | Changed Product Group, Product Sub Group, Benefit.
06 - Specialist Orthopaedic | 06.02 - UPPER LIMB | 06.02.03 - Elbow | 06.02.03.01 - Distal humeral component/s |  | ST818 | 4618 |  | Stryker Australia Pty Ltd | Osteonics Solar Elbow System - humeral assembly | Titanium alloy with polyethylene bushing | Standard, large | 12875, 166619 | August 2011 |  | Changed Product Group, Product Sub Group, Benefit.
06 - Specialist Orthopaedic | 06.02 - UPPER LIMB | 06.02.03 - Elbow | 06.02.03.01 - Distal humeral component/s |  | ST819 | 4618 |  | Stryker Australia Pty Ltd | Osteonics Solar Elbow System - long humeral assembly | Titanium alloy with polyethylene bushing | Standard, large | 12875, 166620 | August 2011 |  | Changed Product Group, Product Sub Group, Benefit.
06 - Specialist Orthopaedic | 06.02 - UPPER LIMB | 06.02.03 - Elbow | 06.02.03.01 - Distal humeral component/s |  | TO068 | 4618 |  | Tornier Pty Ltd | Latitude Elbow Prosthesis | Latitude Humeral Stem component, CoCr | Small, Medium, Large for both left and right | 149232, 200974 | August 2011 |  | Expanded from TO012
06 - Specialist Orthopaedic | 06.02 - UPPER LIMB | 06.02.03 - Elbow | 06.02.03.01 - Distal humeral component/s |  | TO070 | 4618 |  | Tornier Pty Ltd | Latitude Elbow Prosthesis | Latitude Ulnar Stem CoCr + UMHWPE | Small , Medium, Large Left and Right specific for both long and short stem option | 174707, 201352 | August 2011 |  | Expanded from TO012
06 - Specialist Orthopaedic | 06.02 - UPPER LIMB | 06.02.03 - Elbow | 06.02.03.01 - Distal humeral component/s |  | TO174 | 4618 |  | Tornier Pty Ltd | Latitude EV Humeral Stem | Cobalt-chromium humeral stem with Ti Plasma spray | Stem length: Standard, 150mm, 200mm | 200974 | August 2016 |  | New Listing
06 - Specialist Orthopaedic | 06.02 - UPPER LIMB | 06.02.03 - Elbow | 06.02.03.01 - Distal humeral component/s |  | ZI004 | 4618 |  | Zimmer Biomet Pty Ltd | Coonrad-Morrey Elbow | Humerus - Titanium | 4, 6, 8 inch, Left & Right | 95733 | August 2011 |  | Changed Product Group, Product Sub Group, Benefit.
06 - Specialist Orthopaedic | 06.02 - UPPER LIMB | 06.02.03 - Elbow | 06.02.03.02 - Proximal radial stem |  | BH059 | 1325 |  | Zimmer Biomet Pty Ltd | Explor Radial Head | Stem | (5-10)mm x (22-32)mm | 127000 | August 2011 |  | Changed Product Group, Product Sub Group, Benefit.
06 - Specialist Orthopaedic | 06.02 - UPPER LIMB | 06.02.03 - Elbow | 06.02.03.02 - Proximal radial stem |  | IG145 | 1325 |  | Integra Neurosciences Pty Ltd | Katalyst Bipolar Radial Head System - Stem | Katalyst Bipolar Radial Head System (head and stem) to restore the support and bearing surface of the radial head in fracture, arthritis or failed prior radial head implantation. | 6.5mm and 7.5mm | 177627 | February 2016 |  | New Listing
06 - Specialist Orthopaedic | 06.02 - UPPER LIMB | 06.02.03 - Elbow | 06.02.03.02 - Proximal radial stem |  | LM104 | 1325 |  | LMT Surgical Pty Ltd | Ascension Radial Head | Proximal Radial Stem | 01/02/03/04, standard & long | 112685 | August 2011 |  | Expanded from LM043
06 - Specialist Orthopaedic | 06.02 - UPPER LIMB | 06.02.03 - Elbow | 06.02.03.02 - Proximal radial stem |  | MO271 | 1325 |  | Medical & Optical Instruments Australia Pty Ltd | Acumed Total Radial Head | Stem | 6-10mm diameter, 0-8mm neck height | 126428 | August 2011 |  | Changed Product Group, Product Sub Group, Benefit.
06 - Specialist Orthopaedic | 06.02 - UPPER LIMB | 06.02.03 - Elbow | 06.02.03.02 - Proximal radial stem |  | SK608 | 1325 |  | Stryker Australia Pty Ltd | Radial Head Implants | Radial Stem | 2,3,4,4N | 238712 | August 2015 |  | Transferred from AE223
06 - Specialist Orthopaedic | 06.02 - UPPER LIMB | 06.02.03 - Elbow | 06.02.03.02 - Proximal radial stem |  | TO074 | 1325 |  | Tornier Pty Ltd | RHS Radial Head System, Radial Stem | RHS Elbow prosthesis, Proximal Radial Stem, Press-fit Short Stems or Long Cemented Stems, Ti Co | Press-Fit Short Stems: 6 to 10mm , neck 13mm or 16mm. Cementeed Long Stems: 6.5 or 8mm, neck 19 or 22mm | 130498 | August 2011 |  | Expanded from TO005
06 - Specialist Orthopaedic | 06.02 - UPPER LIMB | 06.02.03 - Elbow | 06.02.03.02 - Proximal radial stem |  | TO077 | 1325 |  | Tornier Pty Ltd | Latitude Elbow Prosthesis | Latitude Radial Stem component | Diam 6.5mm or 5mm | 132508, 200973 | August 2011 |  | Expanded from TO014
06 - Specialist Orthopaedic | 06.02 - UPPER LIMB | 06.02.03 - Elbow | 06.02.03.02 - Proximal radial stem |  | TO139 | 1325 |  | Tornier Pty Ltd | MoPyC-Modular Pyrocarbon Radial head Prosthesis | A modular titanium stem for radial head prosthesis | 7mm, 8mm, 9mm, 10mm | 94231 | February 2014 |  | Transferred from OE033
06 - Specialist Orthopaedic | 06.02 - UPPER LIMB | 06.02.03 - Elbow | 06.02.03.02 - Proximal radial stem |  | WR022 | 1325 |  | Wright Medical Australia | Evolve Modular Radial Head | Cobalt chromium alloy, standard and plus stems | Stem 4.5 - 9.5mm Standard, +2 & +4mm | 118455 | August 2011 |  | Changed Product Group, Product Sub Group, Benefit.
06 - Specialist Orthopaedic | 06.02 - UPPER LIMB | 06.02.03 - Elbow | 06.02.03.03 - Proximal radial head/neck |  | BH058 | 1334 |  | Zimmer Biomet Pty Ltd | Explor Radial Head | Head | (10-20)mm x (20-24)mm | 127000 | August 2011 |  | Changed Product Group, Product Sub Group, Benefit.
06 - Specialist Orthopaedic | 06.02 - UPPER LIMB | 06.02.03 - Elbow | 06.02.03.03 - Proximal radial head/neck |  | HW381 | 1334 |  | Stryker Australia Pty Ltd | Radial Head Prostheses | Radial Head - Small, Medium, Large | 8 - 15mm | 166613 | August 2011 |  | Changed Product Group, Product Sub Group, Benefit.
06 - Specialist Orthopaedic | 06.02 - UPPER LIMB | 06.02.03 - Elbow | 06.02.03.03 - Proximal radial head/neck |  | IG144 | 1334 |  | Integra Neurosciences Pty Ltd | Katalyst Bipolar Radial Head System - Head | Katalyst Bipolar Radial Head System (head and stem) to restore the support and bearing surface of the radial head in fracture, arthritis or failed prior radial head implantation | 18mm, 21mm and 24mm | 177627 | February 2016 |  | New Listing
06 - Specialist Orthopaedic | 06.02 - UPPER LIMB | 06.02.03 - Elbow | 06.02.03.03 - Proximal radial head/neck |  | LM105 | 1334 |  | LMT Surgical Pty Ltd | Ascension Radial head | Proximal Radial Head | 20/22/24mm | 112685 | August 2011 |  | Expanded from LM043
06 - Specialist Orthopaedic | 06.02 - UPPER LIMB | 06.02.03 - Elbow | 06.02.03.03 - Proximal radial head/neck |  | MO270 | 1334 |  | Medical & Optical Instruments Australia Pty Ltd | Acumed Total Radial Head | Head | 20-28mm | 126428 | August 2011 |  | Changed Product Group, Product Sub Group, Benefit.
06 - Specialist Orthopaedic | 06.02 - UPPER LIMB | 06.02.03 - Elbow | 06.02.03.03 - Proximal radial head/neck |  | SK607 | 1334 |  | Stryker Australia Pty Ltd | Radial Head Implants | Radial Head | 2,3,4,4N | 240014 | August 2015 |  | Transferred from AE222
06 - Specialist Orthopaedic | 06.02 - UPPER LIMB | 06.02.03 - Elbow | 06.02.03.03 - Proximal radial head/neck |  | TO075 | 1334 |  | Tornier Pty Ltd | RHS Radial Head System, Radial Head | RHS Elbow prosthesis, Radial Head, Ti Co | 18mm to 24mm | 130498 | August 2011 |  | Expanded from TO005
06 - Specialist Orthopaedic | 06.02 - UPPER LIMB | 06.02.03 - Elbow | 06.02.03.03 - Proximal radial head/neck |  | TO076 | 1334 |  | Tornier Pty Ltd | Latitude Elbow Prosthesis | Latitude Radial Head component | Small, Medium, Large, Large + | 132508, 200973 | August 2011 |  | Expanded from TO014
06 - Specialist Orthopaedic | 06.02 - UPPER LIMB | 06.02.03 - Elbow | 06.02.03.03 - Proximal radial head/neck |  | TO138 | 1334 |  | Tornier Pty Ltd | MoPyC-Modular Pyrocarbon Radial head Prosthesis | A modular pyrocarbon radial head / neck prosthesis | 18mm, 20mm, 22mm | 94231 | February 2014 |  | Transferred from OE032
06 - Specialist Orthopaedic | 06.02 - UPPER LIMB | 06.02.03 - Elbow | 06.02.03.03 - Proximal radial head/neck |  | WR023 | 1334 |  | Wright Medical Australia | WMT Orthopaedic Implants Radial/Ulna Head | Radial head implant HP silastic | 1, 1.5, 2, 2.5, 3 | 118455 | August 2011 |  | Changed Product Group, Product Sub Group, Benefit.
06 - Specialist Orthopaedic | 06.02 - UPPER LIMB | 06.02.03 - Elbow | 06.02.03.03 - Proximal radial head/neck |  | WR024 | 1334 |  | Wright Medical Australia | WMT Orthopaedic Implants Radial/Ulna Head | Radial head titanium | 1, 1.5, 2, 2.5, 3 | 118455 | August 2011 |  | Changed Product Group, Product Sub Group, Benefit.
06 - Specialist Orthopaedic | 06.02 - UPPER LIMB | 06.02.03 - Elbow | 06.02.03.03 - Proximal radial head/neck |  | WR025 | 1334 |  | Wright Medical Australia | Evolve Modular Radial Head | Cobalt chromium alloy head | Head 18-28mm Std, +2 and +4mm | 118455 | August 2011 |  | Changed Product Group, Product Sub Group, Benefit.
06 - Specialist Orthopaedic | 06.02 - UPPER LIMB | 06.02.03 - Elbow | 06.02.03.04 - Proximal ulnar component |  | BH061 | 3577 |  | Zimmer Biomet Pty Ltd | Discovery Elbow System | Ulnar Component; Hydroxy apatite + porous coated or cemented | (3-5)mm dia x (75-115)mm length | 126999 | August 2011 |  | Changed Description, Size, Product Group, Product Sub Group, Benefit.
06 - Specialist Orthopaedic | 06.02 - UPPER LIMB | 06.02.03 - Elbow | 06.02.03.04 - Proximal ulnar component |  | HW378 | 3577 |  | Stryker Australia Pty Ltd | Souter Strathclyde Elbow | Ulnar - Retentive, non retentive | 50 - 90mm (Non), 70 - 90mm (Retentive) | 16236, 166619 | August 2011 |  | Changed Product Group, Product Sub Group, Benefit.
06 - Specialist Orthopaedic | 06.02 - UPPER LIMB | 06.02.03 - Elbow | 06.02.03.04 - Proximal ulnar component |  | HW380 | 3577 |  | Stryker Australia Pty Ltd | Souter Strathclyde Elbow | Revision Ulnar - Custom, Long stem | Small, Medium | 16236, 166619 | August 2011 |  | Changed Product Group, Product Sub Group, Benefit.
06 - Specialist Orthopaedic | 06.02 - UPPER LIMB | 06.02.03 - Elbow | 06.02.03.04 - Proximal ulnar component |  | OO132 | 3577 |  | Oceania Orthopaedics | MUTARS Proximal ulna | MUTARS Proximal ulna | 60mm | 221739, 284268 | February 2014 |  | New Listing
06 - Specialist Orthopaedic | 06.02 - UPPER LIMB | 06.02.03 - Elbow | 06.02.03.04 - Proximal ulnar component |  | OO134 | 3577 |  | Oceania Orthopaedics | MUTARS ulna anchorage | MUTARS ulna anchorage | left/right 70mm | 221739 | August 2017 |  | Changed Size.
06 - Specialist Orthopaedic | 06.02 - UPPER LIMB | 06.02.03 - Elbow | 06.02.03.04 - Proximal ulnar component |  | OO177 | 3577 |  | Oceania Orthopaedics | MUTARS Ulna Anchorage | MUTARS Ulna Anchorage Component | Left/Right 70-100mm | 221739 | August 2017 |  | New Listing
06 - Specialist Orthopaedic | 06.02 - UPPER LIMB | 06.02.03 - Elbow | 06.02.03.04 - Proximal ulnar component |  | TO013 | 3577 |  | Tornier Pty Ltd | Tornier Latitude Total Elbow Prosthesis | Ulnar component, CoCr + UHMWPE | Small, Medium, Large | 174707, 201352 | August 2011 |  | Changed Description, Product Group, Product Sub Group, Benefit.
06 - Specialist Orthopaedic | 06.02 - UPPER LIMB | 06.02.03 - Elbow | 06.02.03.04 - Proximal ulnar component |  | TO175 | 3577 |  | Tornier Pty Ltd | Latitude EV Ulnar Stem | Chromium cobalt ulnar stem with Ti Plasma spray | Stem length: Short, Standard, 70mm, 125mm, 150mm | 201352 | August 2016 |  | New Listing
06 - Specialist Orthopaedic | 06.02 - UPPER LIMB | 06.02.03 - Elbow | 06.02.03.04 - Proximal ulnar component |  | ZI003 | 3577 |  | Zimmer Biomet Pty Ltd | Coonrad-Morrey Elbow | Ulna - Titanium | Petite, Left, Right | 95731 | August 2011 |  | Changed Product Group, Product Sub Group, Benefit.
06 - Specialist Orthopaedic | 06.02 - UPPER LIMB | 06.02.03 - Elbow | 06.02.03.06 - Elbow pin |  | HW224 | 829 |  | Stryker Australia Pty Ltd | Howmedica Modular Resection System | Humeral Axis - Vitallium | One size only | 16236, 166620 | August 2011 |  | Changed Product Group, Product Sub Group, Benefit.
06 - Specialist Orthopaedic | 06.02 - UPPER LIMB | 06.02.03 - Elbow | 06.02.03.06 - Elbow pin |  | TO161 | 829 |  | Tornier Pty Ltd | Latitude Elbow Prosthesis – Humeral Screw | Humeral Screw for revision surgery | Small, Medium and Large | 149232, 200974 | August 2015 |  | New Listing
06 - Specialist Orthopaedic | 06.02 - UPPER LIMB | 06.02.03 - Elbow | 06.02.03.07 - Accessories - bushing / insert / spool |  | BH062 | 1440 |  | Zimmer Biomet Pty Ltd | Discovery Elbow System | 2 x Condyle Bearings, 2 x screws, Poly articulation bearings | Std, Revision | 126999 | August 2011 |  | Changed Description, Size, Product Group, Product Sub Group, Benefit.
06 - Specialist Orthopaedic | 06.02 - UPPER LIMB | 06.02.03 - Elbow | 06.02.03.07 - Accessories - bushing / insert / spool |  | TO069 | 1440 |  | Tornier Pty Ltd | Latitude Elbow Prosthesis | Latitude Humeral Spool component, standard or anatomic, CoCr + PEEK | Standard spool: Small, Medium, Large, Large +, anterior, posterior or centered, Anatomic Spool: Small, Medium, Large, Large +, Left and Right, Anterior Centred and Posterior Offset | 149232, 200974 | August 2011 |  | Expanded from TO012
06 - Specialist Orthopaedic | 06.02 - UPPER LIMB | 06.02.03 - Elbow | 06.02.03.07 - Accessories - bushing / insert / spool |  | TO160 | 1440 |  | Tornier Pty Ltd | Latitude Total Elbow Prosthesis – Ulnar Bushing | Ultra-high molecular weight polyethylene ulnar bushing | Small, Medium, Large – Right and Left | 174707, 201352 | August 2015 |  | New Listing
06 - Specialist Orthopaedic | 06.02 - UPPER LIMB | 06.02.03 - Elbow | 06.02.03.07 - Accessories - bushing / insert / spool |  | ZI005 | 1440 |  | Zimmer Biomet Pty Ltd | Coonrad-Morrey Elbow | Bushing - Polyethylene, Titanium | 1 & 2 | 95733 | August 2011 |  | Changed Product Group, Product Sub Group, Benefit.
06 - Specialist Orthopaedic | 06.02 - UPPER LIMB | 06.02.03 - Elbow | 06.02.03.08 - Accessories - circlips |  | HW199 | 74 |  | Stryker Australia Pty Ltd | Howmedica Modular Resection System | Circlip - Vitallium | One size only | 166620 | August 2011 |  | Changed Product Group, Product Sub Group, Benefit.
06 - Specialist Orthopaedic | 06.02 - UPPER LIMB | 06.02.03 - Elbow | 06.02.03.10 - Accessories - cement restrictor |  | HW223 | 3783 |  | Stryker Australia Pty Ltd | Howmedica Modular Resection System | Ulna Joint - Vitallium | One size only | 166619 | August 2011 |  | Changed Product Group, Product Sub Group, Benefit.
06 - Specialist Orthopaedic | 06.02 - UPPER LIMB | 06.02.04 - Shoulder - Humeral | 06.02.04.01 - Humeral component and head – monoblock, cemented |  | SN138 | 2740 |  | Smith & Nephew Pty Ltd | Neer 3 Total Shoulder System | Humeral stems | Head size 15 - 26, stem diam 8 - 12mm | 25902 | August 2011 |  | Changed Size, Product Group, Product Sub Group, Benefit.
06 - Specialist Orthopaedic | 06.02 - UPPER LIMB | 06.02.04 - Shoulder - Humeral | 06.02.04.02 - Humeral component - cemented |  | BI884 | 3969 |  | Zimmer Biomet Pty Ltd | Comprehensive Fracture Stem | Fracture Stem Cobalt Chrome, Titanium | 4,6,8,10,12,14mm | 104347 | August 2011 |  | Changed Product Group, Product Sub Group, Benefit.
06 - Specialist Orthopaedic | 06.02 - UPPER LIMB | 06.02.04 - Shoulder - Humeral | 06.02.04.02 - Humeral component - cemented |  | DD005 | 1325 |  | DJO Australasia Pty Ltd | Turon Shoulder System - Humeral Stems | Turon Humeral Stem, Primary and Revision | 6-16mm x 115mm and 6-16mm x 200mm | 210938, 215958 | August 2017 |  | Changed Benefit.
06 - Specialist Orthopaedic | 06.02 - UPPER LIMB | 06.02.04 - Shoulder - Humeral | 06.02.04.02 - Humeral component - cemented |  | JJ969 | 3969 |  | Johnson & Johnson Medical Pty Ltd | Global Shoulder System | Humeral Stem | 6-16mm | 137608, 138093, 138288 | February 2015 |  | Compressed from DP966, DY273
06 - Specialist Orthopaedic | 06.02 - UPPER LIMB | 06.02.04 - Shoulder - Humeral | 06.02.04.02 - Humeral component - cemented |  | LC044 | 3969 |  | Lima Orthopaedics Australia Pty Ltd | SMR Large Resection Stem | Resection Stem Large Ti6AI4V | 7-10mm Dia x 50-80 Height | 211984 | August 2013 |  | Changed Product Name, Description, Size, Product Group, Product Sub Group, Benefit.
06 - Specialist Orthopaedic | 06.02 - UPPER LIMB | 06.02.04 - Shoulder - Humeral | 06.02.04.02 - Humeral component - cemented |  | MA523 | 3969 |  | Mathys Orthopaedics Pty Ltd | Affinis Shoulder System | Stem Cemented - adjustable cone | 6, 9, 12 and 15mm | 215496, 219396 | August 2011 |  | Expanded from MA449
06 - Specialist Orthopaedic | 06.02 - UPPER LIMB | 06.02.04 - Shoulder - Humeral | 06.02.04.02 - Humeral component - cemented |  | SM169 | 3969 |  | Smith & Nephew Pty Ltd | PROMOS Modular Shoulder System | PROMOS Modular Shoulder System Cemented Humeral Stem | 8x80mm, 8x120mm, 10x80mm, 10x120mm, 12x80mm, 12x120mm, 14x80mm, 8x160mm, 10x160mm, 12x160mm | 147479 | August 2011 |  | Changed Size, Product Group, Product Sub Group, Suffix, Benefit.
06 - Specialist Orthopaedic | 06.02 - UPPER LIMB | 06.02.04 - Shoulder - Humeral | 06.02.04.02 - Humeral component - cemented |  | SN395 | 3969 |  | Smith & Nephew Pty Ltd | Modular Neer 3 | Humeral stem component | Stem diameter 8-14mm, stem length 125-175mm | 25902 | August 2011 |  | Changed Product Name, Size, Product Group, Product Sub Group, Benefit.
06 - Specialist Orthopaedic | 06.02 - UPPER LIMB | 06.02.04 - Shoulder - Humeral | 06.02.04.02 - Humeral component - cemented |  | SN404 | 3969 |  | Smith & Nephew Pty Ltd | Modular Cofield | Humeral Stem | 6mmx115mm - 16mmx245mm | 25902 | August 2011 |  | Changed Product Group, Product Sub Group, Benefit.
06 - Specialist Orthopaedic | 06.02 - UPPER LIMB | 06.02.04 - Shoulder - Humeral | 06.02.04.02 - Humeral component - cemented |  | TO056 | 3969 |  | Tornier Pty Ltd | Affinity Shoulder - Revision Humeral Stem | Fixed angle humeral stem with low-profile lateral borders, Ti alloy, cemented or uncemented. Long stem. | Long Humeral Stems: 4 diameters - 8, 10, 12, 14mm. | 211854 | August 2011 |  | Changed Product Sub Group, Benefit.
06 - Specialist Orthopaedic | 06.02 - UPPER LIMB | 06.02.04 - Shoulder - Humeral | 06.02.04.02 - Humeral component - cemented |  | TO081 | 3969 |  | Tornier Pty Ltd | Ascend Shoulder, Humeral Stem | Anatomic monolithic humeral stem Ti | 27 sizes, 9 length from 66mm to 98mm, 3 angles per length from 125 to 140 deg | 210538 | February 2012 |  | New Listing
06 - Specialist Orthopaedic | 06.02 - UPPER LIMB | 06.02.04 - Shoulder - Humeral | 06.02.04.02 - Humeral component - cemented |  | ZI579 | 3969 |  | Zimmer Biomet Pty Ltd | Anatomical shoulder | Anatomical cemented Humeral Stem | 7 x 100mm; 9 x 110mm; 12 x 110mm; 7 x 200mm; 9 x 210mm; 14 x 210mm | 100226 | August 2011 |  | Changed Product Group, Product Sub Group, Benefit.
06 - Specialist Orthopaedic | 06.02 - UPPER LIMB | 06.02.04 - Shoulder - Humeral | 06.02.04.02 - Humeral component - cemented | Reverse | DD059 | 6800 |  | DJO Australasia Pty Ltd | RSP Monoblock Humeral Stem Cemented | RSP Monoblock Humeral Stem cemented | 6 x 101mm, 7 x 101mm, 8 x 101mm, 10 x 101mm, 12 x 101mm 6 x 175mm, 8 x 175mm,10 x 175mm, 12 x 175mm | 283578, 283579 | February 2017 |  | New Listing
06 - Specialist Orthopaedic | 06.02 - UPPER LIMB | 06.02.04 - Shoulder - Humeral | 06.02.04.02 - Humeral component - cemented | Reverse | JJ971 | 6800 |  | Johnson & Johnson Medical Pty Ltd | DELTA Xtend | Monoblock Humeral Stem | 8-14mm | 126913 | August 2015 |  | Changed Description.
06 - Specialist Orthopaedic | 06.02 - UPPER LIMB | 06.02.04 - Shoulder - Humeral | 06.02.04.02 - Humeral component - cemented | Reverse | MA526 | 6800 |  | Mathys Orthopaedics Pty Ltd | Affinis Inverse Stem, cemented | Humeral component - cemented. Monoblock primary stem for reverse inlay | 6,9,12,15mm | 215275 | August 2012 |  | New Listing
06 - Specialist Orthopaedic | 06.02 - UPPER LIMB | 06.02.04 - Shoulder - Humeral | 06.02.04.02 - Humeral component - cemented | Reverse | MA528 | 6800 |  | Mathys Orthopaedics Pty Ltd | Affinis Inverse revision stem, cemented | Monoblock Revision Humeral Stem | 6x180 to 12x230mm | 224955 | August 2012 |  | New Listing
06 - Specialist Orthopaedic | 06.02 - UPPER LIMB | 06.02.04 - Shoulder - Humeral | 06.02.04.02 - Humeral component - cemented | Reverse | TO048 | 6800 |  | Tornier Pty Ltd | Aequalis Reversed fracture-standard | Monobloc Humeral Stem CoCr cemented | Length 130mm Dia 7 9 11 13 15 | 211015 | August 2012 |  | Changed Description, Product Sub Group, Suffix, Benefit.
06 - Specialist Orthopaedic | 06.02 - UPPER LIMB | 06.02.04 - Shoulder - Humeral | 06.02.04.02 - Humeral component - cemented | Reverse | TO049 | 6800 |  | Tornier Pty Ltd | Aequalis Reversed Fracture Shoulder - Revision | Monobloc Humeral Stem CoCr and HA coated proximally | Length 170, 180 or 210mm Dia 7 9 11 13mm | 130499, 211015 | February 2016 |  | Changed Product Sub Group, Suffix, Benefit.
06 - Specialist Orthopaedic | 06.02 - UPPER LIMB | 06.02.04 - Shoulder - Humeral | 06.02.04.03 - Humeral component - uncemented |  | BH047 | 3500 |  | Zimmer Biomet Pty Ltd | Comprehensive Shoulder System | Humeral Stems, standard, mini, micro and revision, porous coated, Ti | 4mm to 20mm Diameter | 104347 | August 2011 |  | Changed Product Group, Product Sub Group, Benefit.
06 - Specialist Orthopaedic | 06.02 - UPPER LIMB | 06.02.04 - Shoulder - Humeral | 06.02.04.03 - Humeral component - uncemented |  | DD029 | 3500 |  | DJO Australasia Pty Ltd | Foundation Shoulder System | Humeral Stem, Ti | 6mm to 16mm | 161910 | August 2011 |  | Changed Product Group, Product Sub Group, Benefit.
06 - Specialist Orthopaedic | 06.02 - UPPER LIMB | 06.02.04 - Shoulder - Humeral | 06.02.04.03 - Humeral component - uncemented |  | DD032 | 3500 |  | DJO Australasia Pty Ltd | Reverse Shoulder System | Humeral Stem, Ti | 6mm to 12mm | 210915, 210917 | August 2011 |  | Changed Product Group, Product Sub Group, Benefit.
06 - Specialist Orthopaedic | 06.02 - UPPER LIMB | 06.02.04 - Shoulder - Humeral | 06.02.04.03 - Humeral component - uncemented |  | DE168 | 3500 |  | Device Technologies Australia Pty Ltd | Univers 3D Shoulder Prostheses | Stem | 6-12mm | 121575 | August 2011 |  | Changed Product Group, Product Sub Group, Benefit.
06 - Specialist Orthopaedic | 06.02 - UPPER LIMB | 06.02.04 - Shoulder - Humeral | 06.02.04.03 - Humeral component - uncemented |  | DE173 | 3500 |  | Device Technologies Australia Pty Ltd | Univers Fracture Prostheses | Shaft | 8-13mm | 121575 | August 2011 |  | Changed Product Group, Product Sub Group, Benefit.
06 - Specialist Orthopaedic | 06.02 - UPPER LIMB | 06.02.04 - Shoulder - Humeral | 06.02.04.03 - Humeral component - uncemented |  | JJ966 | 3500 |  | Johnson & Johnson Medical Pty Ltd | Global Shoulder System | Humeral Stem | 6-16mm | 138288 | February 2015 |  | Compressed from DP029, DP030, DP077, JJ610, JJ611, JJ612
06 - Specialist Orthopaedic | 06.02 - UPPER LIMB | 06.02.04 - Shoulder - Humeral | 06.02.04.03 - Humeral component - uncemented |  | MA522 | 3500 |  | Mathys Orthopaedics Pty Ltd | Affinis Shoulder System | Stem Cementless - Titanium, adjustable cone | 6, 7.5, 9, 10.5, 12, 13.5 and 15mm | 219395 | August 2011 |  | Expanded from MA449
06 - Specialist Orthopaedic | 06.02 - UPPER LIMB | 06.02.04 - Shoulder - Humeral | 06.02.04.03 - Humeral component - uncemented |  | MA543 | 3500 |  | Mathys Orthopaedics Pty Ltd | Affinis Shoulder System – Humeral Stem | Humeral stem and trunion, uncemented, Ti with Ti Plasma Spray and CaP coating | 1-6 | 215479 | February 2015 |  | New Listing
06 - Specialist Orthopaedic | 06.02 - UPPER LIMB | 06.02.04 - Shoulder - Humeral | 06.02.04.03 - Humeral component - uncemented |  | SM110 | 3500 |  | Smith & Nephew Pty Ltd | Promos Shoulder Replacement | Humeral Stem | 01 - 4 | 147479 | August 2011 |  | Changed Size, Product Group, Product Sub Group, Benefit.
06 - Specialist Orthopaedic | 06.02 - UPPER LIMB | 06.02.04 - Shoulder - Humeral | 06.02.04.03 - Humeral component - uncemented |  | ST674 | 3500 |  | Stryker Australia Pty Ltd | Osteonics Solar Shoulder Prostheses | Humeral stem polyethylene | 3,5,7,9,11 | 128449, 12875 | August 2011 |  | Changed Product Group, Product Sub Group, Benefit.
06 - Specialist Orthopaedic | 06.02 - UPPER LIMB | 06.02.04 - Shoulder - Humeral | 06.02.04.03 - Humeral component - uncemented |  | SY431 | 3500 |  | Johnson & Johnson Medical Pty Ltd | Epoca Custom Offset Shoulder Prosthesis | Epoca ZF Cementless Stem | 6 - 14mm, Length: 115 - 135mm | 161141 | August 2011 |  | Changed Product Group, Product Sub Group, Benefit.
06 - Specialist Orthopaedic | 06.02 - UPPER LIMB | 06.02.04 - Shoulder - Humeral | 06.02.04.03 - Humeral component - uncemented |  | TO002 | 3500 |  | Tornier Pty Ltd | Aequalis Primary Shoulder Prostheses | Aequalis Primary stem, Ti Ta | 6.5-15mm - 1mm increm wide, 66-167mm long | 206496 | August 2011 |  | Changed Product Group, Product Sub Group, Benefit.
06 - Specialist Orthopaedic | 06.02 - UPPER LIMB | 06.02.04 - Shoulder - Humeral | 06.02.04.03 - Humeral component - uncemented |  | TO029 | 3500 |  | Tornier Pty Ltd | Aequalis Fracture Shoulder HA Coated | Fracture shoulder humeral stem Cobalt Chrome, HA coated | Diam 6.5mm - 130mm and 170mm lengths, Diam 9mm - 130mm, 180mm and 210mm lengths. Diam 12mm - 130mm, 180mm and 210mm lengths | 208886 | August 2011 |  | Changed Product Group, Product Sub Group, Benefit.
06 - Specialist Orthopaedic | 06.02 - UPPER LIMB | 06.02.04 - Shoulder - Humeral | 06.02.04.03 - Humeral component - uncemented |  | TO057 | 3500 |  | Tornier Pty Ltd | Affinity Shoulder - Standard Humeral Stem | Fixed angle humeral stem with low-profile lateral borders, Ti alloy, cemented or uncemented. | Standard Humeral Stems: 7 diameters - 6, 8, 10, 12, 14, 16, 18mm. | 211854 | August 2011 |  | Changed Product Sub Group, Suffix, Benefit.
06 - Specialist Orthopaedic | 06.02 - UPPER LIMB | 06.02.04 - Shoulder - Humeral | 06.02.04.03 - Humeral component - uncemented |  | TO177 | 3500 |  | Tornier Pty Ltd | Simpliciti - Nucleus | Uncemented humeral component, titanium, coated with a sintered titanium CP Ti bead coating | 1,2,3 | 222657 | August 2016 |  | New Listing
06 - Specialist Orthopaedic | 06.02 - UPPER LIMB | 06.02.04 - Shoulder - Humeral | 06.02.04.03 - Humeral component - uncemented |  | TO179 | 3500 |  | Tornier Pty Ltd | Aequalis Ascend Flex PTC Humeral Stem | Convertible humeral stem with proximal PTC titanium plasma spray coating | Length: 66mm, 70mm, 74mm, 78mm, 82mm, 86mm, 88mm, 90mm, 93mm, 94mm, 98mm, 104mm, 109mm, 115mm, 120mm, 125mm, 130mm Sizes: 1 to 9 Angulation: 127.5º, 132.5º, 137.5º | 218732 | August 2017 |  | New Listing
06 - Specialist Orthopaedic | 06.02 - UPPER LIMB | 06.02.04 - Shoulder - Humeral | 06.02.04.03 - Humeral component - uncemented |  | ZI289 | 3500 |  | Zimmer Biomet Pty Ltd | Bigliani Shoulder System | Cobalt Chrome | Lengths 130 - 200mm, Thickness 6 - 16mm | 207473 | August 2011 |  | Changed Product Group, Product Sub Group, Suffix, Benefit.
06 - Specialist Orthopaedic | 06.02 - UPPER LIMB | 06.02.04 - Shoulder - Humeral | 06.02.04.03 - Humeral component - uncemented |  | ZI326 | 3500 |  | Zimmer Biomet Pty Ltd | Bigliani/Flatow Trabecular Metal Humeral Shoulder | Porous Tantulum Humeral Stem | 6mm-19mm diameter | 227172 | August 2011 |  | Changed Product Group, Product Sub Group, Benefit.
06 - Specialist Orthopaedic | 06.02 - UPPER LIMB | 06.02.04 - Shoulder - Humeral | 06.02.04.03 - Humeral component - uncemented |  | ZI582 | 3500 |  | Zimmer Biomet Pty Ltd | Anatomical Shoulder | Anatomical Press-fit Humeral Stem | 7 x 100mm, 9 x 110mm, 10.5 x 110mm, 12 x 110mm, 14 x 110mm | 100226 | August 2011 |  | Changed Product Group, Product Sub Group, Benefit.
06 - Specialist Orthopaedic | 06.02 - UPPER LIMB | 06.02.04 - Shoulder - Humeral | 06.02.04.03 - Humeral component - uncemented | Reverse | DD060 | 6330 |  | DJO Australasia Pty Ltd | RSP Monoblock Humeral Stem Uncemented | RSP Monoblock Humeral Stem Uncemented | 6 x 101mm, 7 x 101mm, 8 x 101mm, 10 x 101mm,12 x 101mm 6 x 175mm, 8 x 175mm, 10 x 175mm, 12 x 175mm | 283578, 283579 | February 2017 |  | New Listing
06 - Specialist Orthopaedic | 06.02 - UPPER LIMB | 06.02.04 - Shoulder - Humeral | 06.02.04.03 - Humeral component - uncemented | Reverse | MA527 | 6330 |  | Mathys Orthopaedics Pty Ltd | Affinis Inverse Stem, uncemented | Monoblock Humeral Stem | 6 to 15 mm | 215274 | August 2012 |  | New Listing
06 - Specialist Orthopaedic | 06.02 - UPPER LIMB | 06.02.04 - Shoulder - Humeral | 06.02.04.03 - Humeral component - uncemented | Reverse | MA529 | 6330 |  | Mathys Orthopaedics Pty Ltd | Affinis Inverse Revision stem, uncemented | Monoblock Revision Humeral Stem | 6 to 12 x180 to 230mm | 238292 | August 2012 |  | New Listing
06 - Specialist Orthopaedic | 06.02 - UPPER LIMB | 06.02.04 - Shoulder - Humeral | 06.02.04.03 - Humeral component - uncemented | Reverse | SQ119 | 6330 |  | Surgical Specialties | Verso Shoulder System - Humeral Shell | Verso Shoulder Humeral Shell | Standard & Stemmed | 284179 | February 2017 |  | New Listing
06 - Specialist Orthopaedic | 06.02 - UPPER LIMB | 06.02.04 - Shoulder - Humeral | 06.02.04.03 - Humeral component - uncemented | Reverse | ZI528 | 6330 |  | Zimmer Biomet Pty Ltd | Zimmer Trabecular Metal Reverse Shoulder System | Trabecular Metal Humeral Stem Titanium Alloy and Tantalum | 8mm-18mm x 130mm-170mm | 228451, 230880 | August 2013 |  | Changed Size, Suffix, Benefit.
06 - Specialist Orthopaedic | 06.02 - UPPER LIMB | 06.02.04 - Shoulder - Humeral | 06.02.04.04 - Modular humeral component - metaphyseal, cemented |  | BH339 | 2436 |  | Zimmer Biomet Pty Ltd | Comprehensive Segmental Revision System (SRS) | Comprepehnsive SRS Proximal Body | 42mm to 62mm | 104347 | February 2014 |  | Changed Product Sub Group, Benefit.
06 - Specialist Orthopaedic | 06.02 - UPPER LIMB | 06.02.04 - Shoulder - Humeral | 06.02.04.04 - Modular humeral component - metaphyseal, cemented |  | BH340 | 2436 |  | Zimmer Biomet Pty Ltd | Comprehensive Segmental Revision System (SRS) | Comprehensive SRS Tumour Body | 51mm to 71mm | 104347 | February 2014 |  | Changed Product Sub Group, Benefit.
06 - Specialist Orthopaedic | 06.02 - UPPER LIMB | 06.02.04 - Shoulder - Humeral | 06.02.04.04 - Modular humeral component - metaphyseal, cemented |  | DD036 | 2436 |  | DJO Australasia Pty Ltd | Reverse Shoulder System | Humeral Socket Shell - Ti | Neutral, +4mm, +8mm offset | 210937 | August 2011 |  | Changed Product Group, Product Sub Group, Benefit.
06 - Specialist Orthopaedic | 06.02 - UPPER LIMB | 06.02.04 - Shoulder - Humeral | 06.02.04.04 - Modular humeral component - metaphyseal, cemented |  | EX051 | 2436 |  | EXACTECH AUSTRALIA PTY LTD | Equinoxe Humeral Long Stem | The long/revision stem is intended for cemented fixation only. The long/revision stem is advised when the distal bone quality is insufficient to adequately anchor the primary stems (typically as a result of mid-humeral fractures) | 8x175mm, 8x215mm, 10x200mm, 12x200mm | 159797 | August 2011 |  | Changed Product Group, Product Sub Group, Suffix, Benefit.
06 - Specialist Orthopaedic | 06.02 - UPPER LIMB | 06.02.04 - Shoulder - Humeral | 06.02.04.04 - Modular humeral component - metaphyseal, cemented |  | EX055 | 2436 |  | EXACTECH AUSTRALIA PTY LTD | Equinoxe Humeral Stem, Fracture | The fracture stem is intended for cemented fixation only and is advised for 3 & 4 part fractures of the proximal humerus | Fracture: left: 7mm - 12mm, right 7mm- 12mm Long stem fracture: left 7mm, 200mm right 7mm,200mm | 160442 | August 2011 |  | Changed Product Group, Product Sub Group, Suffix, Benefit.
06 - Specialist Orthopaedic | 06.02 - UPPER LIMB | 06.02.04 - Shoulder - Humeral | 06.02.04.04 - Modular humeral component - metaphyseal, cemented |  | EX059 | 2436 |  | EXACTECH AUSTRALIA PTY LTD | Equinoxe Humeral Stem, primary including replicator plate | The cemented primary humeral stem is intended for cemented fixation only. The press-fit are intended for press-fit applications but may be used with bone cement if deemed appropriate by the surgeon | 1.5mm o/s, 4.5mm o/s & 6mm - 17mm | 159609 | August 2011 |  | Changed Product Group, Product Sub Group, Suffix, Benefit.
06 - Specialist Orthopaedic | 06.02 - UPPER LIMB | 06.02.04 - Shoulder - Humeral | 06.02.04.05 - Modular humeral component - metaphyseal, uncemented |  | DE256 | 2580 |  | Device Technologies Australia Pty Ltd | Eclipse Humeral Head Prosthesis | Eclipse Humeral Head Prosthesis Trunnion | 41 - 53mm | 121575 | August 2011 |  | Changed Product Group, Product Sub Group, Benefit.
06 - Specialist Orthopaedic | 06.02 - UPPER LIMB | 06.02.04 - Shoulder - Humeral | 06.02.04.05 - Modular humeral component - metaphyseal, uncemented |  | JJ973 | 2580 |  | Johnson & Johnson Medical Pty Ltd | Delta Shoulder System | Ephiphysis | 1 – 4 in 26-42mm | 126913, 143529 | February 2015 |  | Compressed from JJ551, JJ834
06 - Specialist Orthopaedic | 06.02 - UPPER LIMB | 06.02.04 - Shoulder - Humeral | 06.02.04.05 - Modular humeral component - metaphyseal, uncemented |  | LC188 | 2580 |  | Lima Orthopaedics Australia Pty Ltd | SMR Humeral Body with Locking Screw | Humeral Body Ti6aI4V - Finned - Trauma | Short/Medium/Long | 234232, 235005 | August 2015 |  | Changed Product Sub Group, Benefit.
06 - Specialist Orthopaedic | 06.02 - UPPER LIMB | 06.02.04 - Shoulder - Humeral | 06.02.04.05 - Modular humeral component - metaphyseal, uncemented |  | MA481 | 2580 |  | Mathys Orthopaedics Pty Ltd | Affinis Shoulder System | Affinis Fracture Stem - metaphyseal, uncemented | 15.5, Part 2- 18 | 219732 | August 2011 |  | Changed Product Name, Description, Size, Product Group, Product Sub Group, Benefit.
06 - Specialist Orthopaedic | 06.02 - UPPER LIMB | 06.02.04 - Shoulder - Humeral | 06.02.04.05 - Modular humeral component - metaphyseal, uncemented |  | MA536 | 2580 |  | Mathys Orthopaedics Pty Ltd | Affinis Fracture Inverse | Metaphyseal body with Ti plama spray plus CaPcoating- includes humeralcup with CoCr bearing surface | 39 to 42 | 224971 | February 2015 |  | Changed Size, Product Group, Product Sub Group, Benefit.
06 - Specialist Orthopaedic | 06.02 - UPPER LIMB | 06.02.04 - Shoulder - Humeral | 06.02.04.05 - Modular humeral component - metaphyseal, uncemented |  | SM111 | 2580 |  | Smith & Nephew Pty Ltd | Promos Shoulder Replacement | Body | 30 - 35 - 40mm | 147479 | August 2011 |  | Changed Product Group, Product Sub Group, Benefit.
06 - Specialist Orthopaedic | 06.02 - UPPER LIMB | 06.02.04 - Shoulder - Humeral | 06.02.04.05 - Modular humeral component - metaphyseal, uncemented |  | SN893 | 2580 |  | Smith & Nephew Pty Ltd | Promos Reverse Modular Shoulder System | Body | 36/mm, 36/10mm, 36/15mm, 42/5, 42/10mm, 42/15mm | 147478 | August 2011 |  | Changed Product Group, Product Sub Group, Benefit.
06 - Specialist Orthopaedic | 06.02 - UPPER LIMB | 06.02.04 - Shoulder - Humeral | 06.02.04.05 - Modular humeral component - metaphyseal, uncemented |  | TO043 | 2580 |  | Tornier Pty Ltd | Aequalis Reversed Shoulder -Metaphysis (Cemented or Cementless) | Cemented: CoCr and UMWHPE, Cementless: CoCr, HA Coated and UMWHPE | D.36mm & 42mm | 208524, 208525 | August 2011 |  | Changed Product Group, Product Sub Group, Suffix, Benefit.
06 - Specialist Orthopaedic | 06.02 - UPPER LIMB | 06.02.04 - Shoulder - Humeral | 06.02.04.05 - Modular humeral component - metaphyseal, uncemented |  | ZI580 | 2580 |  | Zimmer Biomet Pty Ltd | Anatomical shoulder | Anatomical Inverse/Reverse Humeral Cup | Zero degree Retro; Zero degree Retro +6; +10 degree Retro; –10 degree Retro; +20 degree Retro; -20 degree Retro;9mm 0 degree Retro; 9mm 0 degree Retro +6. | 100226 | August 2015 |  | Changed Product Sub Group, Benefit.
06 - Specialist Orthopaedic | 06.02 - UPPER LIMB | 06.02.04 - Shoulder - Humeral | 06.02.04.05 - Modular humeral component - metaphyseal, uncemented | Reverse | LC189 | 2580 |  | Lima Orthopaedics Australia Pty Ltd | SMR Reverse Humeral Body with Locking Screw | SMR Humeral Body -Reverse | Reverse Humeral body - short; Reverse humeral body - finned; Reverse humeral body - Standard HA Coated | 168582, 225315, 234748, 234749 | August 2015 |  | Changed Size, Product Sub Group, Suffix, Benefit.
06 - Specialist Orthopaedic | 06.02 - UPPER LIMB | 06.02.04 - Shoulder - Humeral | 06.02.04.07 - Modular humeral component - diaphyseal, uncemented, long (>220mm) |  | SK427 | 3818 |  | Stryker Australia Pty Ltd | Solar Reunion Humeral Fracture System | Solar Reunion Humeral Fracture System | Short & Long | 128450 | August 2011 |  | Changed Product Group, Product Sub Group, Benefit.
06 - Specialist Orthopaedic | 06.02 - UPPER LIMB | 06.02.04 - Shoulder - Humeral | 06.02.04.08 - Modular Humeral component - diaphyseal, cemented, short (≤220mm) |  | BH337 | 4000 |  | Zimmer Biomet Pty Ltd | Comprehensive Segmental Revision System | Comprehensive SRS Modular Stem | (6 to 20) mm dia x (50 to 200)mm length | 104347 | August 2013 |  | New Listing
06 - Specialist Orthopaedic | 06.02 - UPPER LIMB | 06.02.04 - Shoulder - Humeral | 06.02.04.08 - Modular Humeral component - diaphyseal, cemented, short (≤220mm) |  | JJ972 | 4000 |  | Johnson & Johnson Medical Pty Ltd | Delta/Global Shoulder System | Distal humeral stem | 6-16mm | 126913, 190146 | February 2015 |  | Compressed from JJ550, MN135
06 - Specialist Orthopaedic | 06.02 - UPPER LIMB | 06.02.04 - Shoulder - Humeral | 06.02.04.08 - Modular Humeral component - diaphyseal, cemented, short (≤220mm) |  | LC042 | 4000 |  | Lima Orthopaedics Australia Pty Ltd | SMR Shoulder System | Short and Revision Cemented Stem | Dia 12-20mm x length 80-210mm | 218715, 218783 | February 2014 |  | Changed Description.
06 - Specialist Orthopaedic | 06.02 - UPPER LIMB | 06.02.04 - Shoulder - Humeral | 06.02.04.08 - Modular Humeral component - diaphyseal, cemented, short (≤220mm) |  | MA479 | 4000 |  | Mathys Orthopaedics Pty Ltd | Affinis Shoulder System | Affinis Fracture Stem - diaphyseal, cemented, short | 6/125, 9/125, 12/125, 12/125, 9/200, 12/200 | 219731 | August 2011 |  | Changed Product Name, Description, Product Group, Product Sub Group, Benefit.
06 - Specialist Orthopaedic | 06.02 - UPPER LIMB | 06.02.04 - Shoulder - Humeral | 06.02.04.08 - Modular Humeral component - diaphyseal, cemented, short (≤220mm) |  | SY571 | 4000 |  | Johnson & Johnson Medical Pty Ltd | Epoca Custom Offset Shoulder Prosthesis | Epoca Stem - Cemented | 6-14mm, Length: 115-215mm | 161141 | August 2011 |  | Expanded from SY430
06 - Specialist Orthopaedic | 06.02 - UPPER LIMB | 06.02.04 - Shoulder - Humeral | 06.02.04.08 - Modular Humeral component - diaphyseal, cemented, short (≤220mm) |  | TO078 | 4000 |  | Tornier Pty Ltd | Aequalis Reversed Shoulder, Cemented Stem | Aequalis Reversed Shoulder prosthesis, Cemented Stem, CoCr | Diam 6.5mm to 15mm, Length 100 to 210mm | 208476 | August 2011 |  | Expanded from TO044
06 - Specialist Orthopaedic | 06.02 - UPPER LIMB | 06.02.04 - Shoulder - Humeral | 06.02.04.09 - Modular Humeral component - diaphyseal, uncemented, short (≤220mm) |  | DE258 | 2800 |  | Device Technologies Australia Pty Ltd | Eclipse Humeral Head Prosthesis | Eclipse Humeral Head Prosthesis Cage Screw | Small - X-Large | 121575 | August 2011 |  | Changed Product Group, Product Sub Group, Benefit.
06 - Specialist Orthopaedic | 06.02 - UPPER LIMB | 06.02.04 - Shoulder - Humeral | 06.02.04.09 - Modular Humeral component - diaphyseal, uncemented, short (≤220mm) |  | LC178 | 2800 |  | Lima Orthopaedics Australia Pty Ltd | SMR Mini - Finned & Revision Humeral Stem | Mini - Finned Humeral Stem Ti6AI4V | Dia 11-24mm x Length 60 - 80mm Dia 13-16mm x H 150 - 180mm | 218726, 274360 | February 2017 |  | Changed Size.
06 - Specialist Orthopaedic | 06.02 - UPPER LIMB | 06.02.04 - Shoulder - Humeral | 06.02.04.09 - Modular Humeral component - diaphyseal, uncemented, short (≤220mm) |  | LC179 | 2800 |  | Lima Orthopaedics Australia Pty Ltd | SMR Resurfacing Humeral Stem | Resurfacing Humeral Stem Ti6AI4V - Uncemented | Dia 11-13mm x length 32-36mm | 211983 | February 2014 |  | Expanded from LC043
06 - Specialist Orthopaedic | 06.02 - UPPER LIMB | 06.02.04 - Shoulder - Humeral | 06.02.04.09 - Modular Humeral component - diaphyseal, uncemented, short (≤220mm) |  | SY572 | 2800 |  | Johnson & Johnson Medical Pty Ltd | Epoca Custom Offset Shoulder Prosthesis | Epoca Stem - Uncemented | 6-14mm, Length: 115-215mm | 161141 | August 2011 |  | Expanded from SY430
06 - Specialist Orthopaedic | 06.02 - UPPER LIMB | 06.02.04 - Shoulder - Humeral | 06.02.04.09 - Modular Humeral component - diaphyseal, uncemented, short (≤220mm) |  | TO079 | 2800 |  | Tornier Pty Ltd | Aequalis Reversed Shoulder, Cementless Stem | Aequalis Reversed Shoulder prosthetis, Cementless stem Ti, HA Coated | Diam 6.5mm to 154mm, Length 100mm to 210mm | 208459 | August 2011 |  | Expanded from TO044
06 - Specialist Orthopaedic | 06.02 - UPPER LIMB | 06.02.04 - Shoulder - Humeral | 06.02.04.09 - Modular Humeral component - diaphyseal, uncemented, short (≤220mm) |  | ZI575 | 2800 |  | Zimmer Biomet Pty Ltd | Anatomical Shoulder | Anatomical Fracture Stem | 7-14mm x 130mm; 7mm x 170mm; 9, 11, 13mm x 200mm. | 100226 | August 2011 |  | Changed Product Group, Product Sub Group, Benefit.
06 - Specialist Orthopaedic | 06.02 - UPPER LIMB | 06.02.04 - Shoulder - Humeral | 06.02.04.10 - Bipolar humeral head |  | ST676 | 1400 |  | Stryker Australia Pty Ltd | Osteonics Solar Shoulder Prostheses | Solar bipolar humeral inner head, cobalt chromium | 22mm with 0, +2 and +4mm neck lengths | 128450, 12875 | August 2011 |  | Changed Product Group, Product Sub Group, Benefit.
06 - Specialist Orthopaedic | 06.02 - UPPER LIMB | 06.02.04 - Shoulder - Humeral | 06.02.04.11 - Bipolar humeral shell |  | ST877 | 1660 |  | Stryker Australia Pty Ltd | Osteonics Solar Shoulder Prostheses | Solar bipolar humeral outer head, cobalt chromium | 22mm with 0, +2 and +4mm neck lengths | 128450, 12875 | August 2011 |  | Changed Product Group, Product Sub Group, Benefit.
06 - Specialist Orthopaedic | 06.02 - UPPER LIMB | 06.02.04 - Shoulder - Humeral | 06.02.04.12 - Standard humeral head |  | BH126 | 1327 |  | Zimmer Biomet Pty Ltd | Versadial Humeral Head | Humeral Head | (38 -58)mm x (19 -37)mm x (39-61)mm | 104347 | August 2011 |  | Expanded from BH048
06 - Specialist Orthopaedic | 06.02 - UPPER LIMB | 06.02.04 - Shoulder - Humeral | 06.02.04.12 - Standard humeral head |  | BH349 | 1327 |  | Zimmer Biomet Pty Ltd | Comprehensive Segmental Revision System (SRS) | Comprehensive SRS Super EAS Head | Short, Long | 104347 | February 2014 |  | Changed Product Sub Group, Benefit.
06 - Specialist Orthopaedic | 06.02 - UPPER LIMB | 06.02.04 - Shoulder - Humeral | 06.02.04.12 - Standard humeral head |  | BI215 | 1327 |  | Zimmer Biomet Pty Ltd | Bio-Modular Shoulder System | Humeral Head, Chrome Cobalt | 40-54mm | 137045 | August 2011 |  | Changed Product Group, Product Sub Group, Benefit.
06 - Specialist Orthopaedic | 06.02 - UPPER LIMB | 06.02.04 - Shoulder - Humeral | 06.02.04.12 - Standard humeral head |  | BI835 | 1327 |  | Zimmer Biomet Pty Ltd | Bio-Modular Shoulder System | Extended Articular Surface Humeral Head, CrCo | 40 - 54mm | 137045 | August 2011 |  | Changed Product Group, Product Sub Group, Benefit.
06 - Specialist Orthopaedic | 06.02 - UPPER LIMB | 06.02.04 - Shoulder - Humeral | 06.02.04.12 - Standard humeral head |  | DD003 | 1327 |  | DJO Australasia Pty Ltd | Turon Shoulder System - Humeral Head | Turon Standard Humeral Head, Standard and Offset | 38-54mm x 14-26mm | 215957 | August 2011 |  | Changed Product Group, Product Sub Group, Benefit.
06 - Specialist Orthopaedic | 06.02 - UPPER LIMB | 06.02.04 - Shoulder - Humeral | 06.02.04.12 - Standard humeral head |  | DD030 | 1327 |  | DJO Australasia Pty Ltd | Foundation Shoulder System | Humeral Head, CrCo | 38mm to 54mm | 161910 | August 2011 |  | Changed Product Group, Product Sub Group, Benefit.
06 - Specialist Orthopaedic | 06.02 - UPPER LIMB | 06.02.04 - Shoulder - Humeral | 06.02.04.12 - Standard humeral head |  | DE171 | 1327 |  | Device Technologies Australia Pty Ltd | Univers 3D Shoulder Prostheses | Metal Head | 40/14 - 54/23 | 121575 | August 2011 |  | Changed Product Group, Product Sub Group, Benefit.
06 - Specialist Orthopaedic | 06.02 - UPPER LIMB | 06.02.04 - Shoulder - Humeral | 06.02.04.12 - Standard humeral head |  | DE174 | 1327 |  | Device Technologies Australia Pty Ltd | Univers Fracture Prostheses | Metal head | 43/15 - 51/22 | 121575 | August 2011 |  | Changed Product Group, Product Sub Group, Benefit.
06 - Specialist Orthopaedic | 06.02 - UPPER LIMB | 06.02.04 - Shoulder - Humeral | 06.02.04.12 - Standard humeral head |  | DE257 | 1327 |  | Device Technologies Australia Pty Ltd | Eclipse Humeral Head Prosthesis | Eclipse Humeral Head Prosthesis Head | 41/16 - 53/20 | 121575 | August 2011 |  | Changed Product Group, Product Sub Group, Benefit.
06 - Specialist Orthopaedic | 06.02 - UPPER LIMB | 06.02.04 - Shoulder - Humeral | 06.02.04.12 - Standard humeral head |  | DP962 | 1327 |  | Johnson & Johnson Medical Pty Ltd | Delta Shoulder system | DELTA Humeral Head INOX / ST.Steel / Nichtrostender St. | 36 - 42 mm in +0-+4 | 126913 | August 2011 |  | Changed Product Group, Product Sub Group, Benefit.
06 - Specialist Orthopaedic | 06.02 - UPPER LIMB | 06.02.04 - Shoulder - Humeral | 06.02.04.12 - Standard humeral head |  | EX058 | 1327 |  | EXACTECH AUSTRALIA PTY LTD | Equinoxe Humeral Head | The humeral head is used in hemi-shoulder and total-shoulder joint replacement procedures and for use in fractures of the proximal humerus and for use in total-shoulder joint replacement procedures in conjunction with an irreparable or nonfunctional rotator cuff. Multiple head heights for each diameter provides surgeon flexibility in patients with soft tissue challenges | 38mm - 53mm | 159609 | August 2011 |  | Changed Description, Product Group, Product Sub Group, Benefit.
06 - Specialist Orthopaedic | 06.02 - UPPER LIMB | 06.02.04 - Shoulder - Humeral | 06.02.04.12 - Standard humeral head |  | HW214 | 1327 |  | Stryker Australia Pty Ltd | Howmedica Modular Resection System | Humeral Head Fixed - Vitallium | One size only | 128450 | August 2011 |  | Changed Product Group, Product Sub Group, Benefit.
06 - Specialist Orthopaedic | 06.02 - UPPER LIMB | 06.02.04 - Shoulder - Humeral | 06.02.04.12 - Standard humeral head |  | JJ965 | 1327 |  | Johnson & Johnson Medical Pty Ltd | Global Shoulder System | Humeral heads | 40–56mm | 132151, 138288 | February 2015 |  | Compressed from DP020, JJ614, JJ828
06 - Specialist Orthopaedic | 06.02 - UPPER LIMB | 06.02.04 - Shoulder - Humeral | 06.02.04.12 - Standard humeral head |  | LC180 | 1327 |  | Lima Orthopaedics Australia Pty Ltd | SMR Humeral Head | Humeral Head CoCrMo | 40-54mm Standard / Flattened | 221715 | February 2014 |  | Expanded from LC045
06 - Specialist Orthopaedic | 06.02 - UPPER LIMB | 06.02.04 - Shoulder - Humeral | 06.02.04.12 - Standard humeral head |  | MA448 | 1327 |  | Mathys Orthopaedics Pty Ltd | Affinis Total Shoulder | Humeral Head - CoCr | Diameter 39, 41, 43, 45, 47, 49, 51, 53mm | 220762 | August 2011 |  | Changed Product Name, Description, Product Group, Product Sub Group, Benefit.
06 - Specialist Orthopaedic | 06.02 - UPPER LIMB | 06.02.04 - Shoulder - Humeral | 06.02.04.12 - Standard humeral head |  | SM113 | 1327 |  | Smith & Nephew Pty Ltd | Promos Shoulder Replacement | Ball head anatomic | R19/H14-R26/H21 | 147479 | August 2011 |  | Changed Product Group, Product Sub Group, Benefit.
06 - Specialist Orthopaedic | 06.02 - UPPER LIMB | 06.02.04 - Shoulder - Humeral | 06.02.04.12 - Standard humeral head |  | SN403 | 1327 |  | Smith & Nephew Pty Ltd | Modular Cofield | Humeral Head | 14x36mm - 36x58mm | 25902 | August 2011 |  | Changed Product Group, Product Sub Group, Benefit.
06 - Specialist Orthopaedic | 06.02 - UPPER LIMB | 06.02.04 - Shoulder - Humeral | 06.02.04.12 - Standard humeral head |  | ST027 | 1327 |  | Stryker Australia Pty Ltd | Solar Total Shoulder System | Dual Offset Humeral Heads | 40-50mm diameter, 15-21mm thickness | 128450, 12875 | August 2011 |  | Changed Product Name, Description, Product Group, Product Sub Group, Benefit.
06 - Specialist Orthopaedic | 06.02 - UPPER LIMB | 06.02.04 - Shoulder - Humeral | 06.02.04.12 - Standard humeral head |  | ST672 | 1327 |  | Stryker Australia Pty Ltd | Osteonics Solar Shoulder Prostheses | Humeral head polyethylene | 40-55mm by 12-34mm | 128450, 12875 | August 2011 |  | Changed Product Group, Product Sub Group, Benefit.
06 - Specialist Orthopaedic | 06.02 - UPPER LIMB | 06.02.04 - Shoulder - Humeral | 06.02.04.12 - Standard humeral head |  | ST673 | 1327 |  | Stryker Australia Pty Ltd | Osteonics Solar Shoulder Prostheses | Dual offset humeral head polyethylene | 40,45,50mm Diameter by 15, 18, 21mm Thickness | 128450, 12875 | August 2011 |  | Changed Product Group, Product Sub Group, Benefit.
06 - Specialist Orthopaedic | 06.02 - UPPER LIMB | 06.02.04 - Shoulder - Humeral | 06.02.04.12 - Standard humeral head |  | SY432 | 1327 |  | Johnson & Johnson Medical Pty Ltd | Epoca Custom Offset Shoulder Prosthesis | Epoca Head | 40 - 54mm, Height: 15 - 20.25mm | 161141 | August 2011 |  | Changed Product Group, Product Sub Group, Benefit.
06 - Specialist Orthopaedic | 06.02 - UPPER LIMB | 06.02.04 - Shoulder - Humeral | 06.02.04.12 - Standard humeral head |  | TO003 | 1327 |  | Tornier Pty Ltd | Aequalis Primary Shoulder Prostheses | Aequalis Primary Eccentric Humeral Head, CoCr | Diameter: 37, 39, 41, 43, 46, 48, 50, 52, 54mm | 130499, 66686 | August 2015 |  | Changed Size, Benefit.
06 - Specialist Orthopaedic | 06.02 - UPPER LIMB | 06.02.04 - Shoulder - Humeral | 06.02.04.12 - Standard humeral head |  | TO055 | 1327 |  | Tornier Pty Ltd | Affinity Shoulder - Standard Humeral Head. | High integrity Morse taper and highly polished CoCr | 40 x 15, 40 x 18, 40 x 21, 44 x 15, 44 x 18, 44 x 21, 48 x 15, 48 x 18, 48 x 1, 52 x 15, 52 x 18, 52 x 21, 56 x 15, 56 x 18, 56 x 21. | 220788 | August 2011 |  | Changed Product Sub Group, Benefit.
06 - Specialist Orthopaedic | 06.02 - UPPER LIMB | 06.02.04 - Shoulder - Humeral | 06.02.04.12 - Standard humeral head |  | TO058 | 1327 |  | Tornier Pty Ltd | Affinity Shoulder - Eccentric Humeral Head. | Infinitely dialable eccentric heads, multiple head hight per diam, high integrity morse taper, highly polished CoCr. | 40 x 18, 40 x 21, 44 x 18, 44 x 21, 48 x 18, 48 x 21, 52 x 18, 52 x 21, 56 x 18, 56 x 21. | 220788 | August 2011 |  | Changed Product Sub Group, Suffix, Benefit.
06 - Specialist Orthopaedic | 06.02 - UPPER LIMB | 06.02.04 - Shoulder - Humeral | 06.02.04.12 - Standard humeral head |  | TO080 | 1327 |  | Tornier Pty Ltd | Ascend Shoulder, Humeral Component | Anatomic humeral heads, low and high offset, CoCr | Low offset: 9 diameters from 38mm to 54mm, 8 thicknesses from 15mm to 21mm, offset 1.5mm High offset: 9 diameters from 38mm to 54mm, 8 thicknesses from 15mm to 21mm, offset 3.5mm to 4mm | 210348 | February 2012 |  | New Listing
06 - Specialist Orthopaedic | 06.02 - UPPER LIMB | 06.02.04 - Shoulder - Humeral | 06.02.04.12 - Standard humeral head |  | TO176 | 1327 |  | Tornier Pty Ltd | Simpliciti - Humeral Head | Anatomic humeral head, centred, CoCr | 39 x 14, 41 x 15, 43 x 16, 46 x 17, 48 x 18, 50 x 16, 50 x 19, 52 x 19, 52 x 23 | 211853 | August 2016 |  | New Listing
06 - Specialist Orthopaedic | 06.02 - UPPER LIMB | 06.02.04 - Shoulder - Humeral | 06.02.04.12 - Standard humeral head |  | TO180 | 1327 |  | Tornier Pty Ltd | Aequalis Ascend Flex Humeral Head | Cobalt chrome humeral head | Diameter: 37mm, 39mm, 41mm, 43mm, 46mm, 48mm, 50mm, 52mm, 54mm Height: 13.5mm, 14mm, 15mm, 16mm, 17mm, 18mm, 19mm, 23mm, 27mm Offset: 1.5mm, 3.5mm, 4mm | 218733 | August 2017 |  | New Listing
06 - Specialist Orthopaedic | 06.02 - UPPER LIMB | 06.02.04 - Shoulder - Humeral | 06.02.04.12 - Standard humeral head |  | ZI300 | 1327 |  | Zimmer Biomet Pty Ltd | Bigliani Shoulder System | Bigliani-Flatow Shoulder - Heads (Cobalt chrome) | 40, 46, 52, 52mm diameters | 207472 | August 2011 |  | Changed Product Group, Product Sub Group, Benefit.
06 - Specialist Orthopaedic | 06.02 - UPPER LIMB | 06.02.04 - Shoulder - Humeral | 06.02.04.12 - Standard humeral head |  | ZI562 | 1327 |  | Zimmer Biomet Pty Ltd | Anatomical Shoulder | Anatomical removable head | D40 H14; D42 H15; D44 H16; D46 H16; D48 H17; D50 H18; D52 H19; D48 H20; D50 H21; D52 H23. | 100226 | August 2011 |  | Changed Product Group, Product Sub Group, Benefit.
06 - Specialist Orthopaedic | 06.02 - UPPER LIMB | 06.02.04 - Shoulder - Humeral | 06.02.04.12 - Standard humeral head |  | ZI565 | 1327 |  | Zimmer Biomet Pty Ltd | Anatomical Shoulder | Anatomical Fracture Humeral Head | 40mm Left & Right; 44mm Left & Right; 48mm Left and Right. | 100226 | August 2011 |  | Changed Description, Product Group, Product Sub Group, Benefit.
06 - Specialist Orthopaedic | 06.02 - UPPER LIMB | 06.02.04 - Shoulder - Humeral | 06.02.04.12 - Standard humeral head | Cer | MA480 | 1525 |  | Mathys Orthopaedics Pty Ltd | Affinis Humeral Head | Affinis Humeral Head - Ceramic | 39 to 53 | 215480, 215501 | February 2013 |  | Changed Product Name.
06 - Specialist Orthopaedic | 06.02 - UPPER LIMB | 06.02.04 - Shoulder - Humeral | 06.02.04.12 - Standard humeral head | EL | JJ554 | 5495 |  | Johnson & Johnson Medical Pty Ltd | DELTA Xtend | Delta Xtend CTA Head Extended Lip | 48 + 52; 21, 26mm | 126913 | February 2013 |  | Changed Suffix, Benefit.
06 - Specialist Orthopaedic | 06.02 - UPPER LIMB | 06.02.04 - Shoulder - Humeral | 06.02.04.12 - Standard humeral head | EL | JJ970 | 5495 |  | Johnson & Johnson Medical Pty Ltd | Global Shoulder System | CTA humeral head | Sizes 44-56mm | 138288 | February 2015 |  | Compressed from DY129, JJ788
06 - Specialist Orthopaedic | 06.02 - UPPER LIMB | 06.02.04 - Shoulder - Humeral | 06.02.04.12 - Standard humeral head | EL | LC181 | 5495 |  | Lima Orthopaedics Australia Pty Ltd | SMR CTA Humeral Head | CTA Humeral Head CoCRMo | 42 - 54mm | 211950 | February 2014 |  | Expanded from LC045
06 - Specialist Orthopaedic | 06.02 - UPPER LIMB | 06.02.04 - Shoulder - Humeral | 06.02.04.13 - Resurfacing humeral head |  | BI345 | 3200 |  | Zimmer Biomet Pty Ltd | Copeland Shoulder System | Humeral Component, Chrome Cobalt | Small, Std, Large (no specific size) | 137045 | August 2011 |  | Changed Product Group, Product Sub Group, Benefit.
06 - Specialist Orthopaedic | 06.02 - UPPER LIMB | 06.02.04 - Shoulder - Humeral | 06.02.04.13 - Resurfacing humeral head |  | JJ787 | 3200 |  | Johnson & Johnson Medical Pty Ltd | Global CAP Resurfacing Humeral Head Implant | Global CAP Conservative Anatomical Prosthesis (Shoulder Humeral Head Surface Replacement) | 40-56mm Diameter | 138288 | August 2011 |  | Changed Product Group, Product Sub Group, Benefit.
06 - Specialist Orthopaedic | 06.02 - UPPER LIMB | 06.02.04 - Shoulder - Humeral | 06.02.04.13 - Resurfacing humeral head |  | LC182 | 3200 |  | Lima Orthopaedics Australia Pty Ltd | SMR Resurfacing Humeral Head | Resurfacing Humeral Head CoCrMo + Poro+Ti+HA coated | 42 - 54mm | 211982 | February 2014 |  | Expanded from LC045
06 - Specialist Orthopaedic | 06.02 - UPPER LIMB | 06.02.04 - Shoulder - Humeral | 06.02.04.13 - Resurfacing humeral head |  | LM078 | 3200 |  | LMT Surgical Pty Ltd | Ascension HRA - Humeral Resurfacing Arthroplasty | A anatomic semi constrained, monobody device intended for resurfacing of the humeral head. | 40mm x 16mm to 56mm x21mm | 149178 | August 2011 |  | Changed Product Group, Product Sub Group, Benefit.
06 - Specialist Orthopaedic | 06.02 - UPPER LIMB | 06.02.04 - Shoulder - Humeral | 06.02.04.13 - Resurfacing humeral head |  | SM170 | 3200 |  | Smith & Nephew Pty Ltd | PROMOS Modular Shoulder System | PROMOS Modular Shoulder System Resurfacing Humeral Head | 38-54mm | 147479 | August 2011 |  | Changed Product Group, Product Sub Group, Benefit.
06 - Specialist Orthopaedic | 06.02 - UPPER LIMB | 06.02.04 - Shoulder - Humeral | 06.02.04.13 - Resurfacing humeral head |  | SY438 | 3200 |  | Johnson & Johnson Medical Pty Ltd | Epoca Resurfacing Head | Humeral head surface replacement, HA coating | Diameter 40 - 54mm | 161141 | August 2012 |  | Changed Description, Benefit.
06 - Specialist Orthopaedic | 06.02 - UPPER LIMB | 06.02.04 - Shoulder - Humeral | 06.02.04.13 - Resurfacing humeral head |  | TO031 | 3200 |  | Tornier Pty Ltd | Aequalis Resurfacing Shoulder | Resurfacing humeral head | 12 head sizes from 37mm x 13.5mm to 54mm x 27mm, 3 stem lengths: 30, 35 and 40mm | 207910 | August 2011 |  | Changed Product Group, Product Sub Group, Benefit.
06 - Specialist Orthopaedic | 06.02 - UPPER LIMB | 06.02.04 - Shoulder - Humeral | 06.02.04.13 - Resurfacing humeral head | EL | LC183 | 5495 |  | Lima Orthopaedics Australia Pty Ltd | SMR Resurfacing CTA Humeral Head | CTA Resurfacing Humeral Head CoCrMo +Poro+Ti+Ha Coated | 42 - 54mm | 211951 | February 2014 |  | Expanded from LC045
06 - Specialist Orthopaedic | 06.02 - UPPER LIMB | 06.02.04 - Shoulder - Humeral | 06.02.04.14 - Humeral cup |  | BH055 | 815 |  | Zimmer Biomet Pty Ltd | Comprehensive shoulder - reverse humeral cup | Reverse shoulder humeral bearing, highly cross linked UHMWPE | (Standard or Retentive) x (std, +3) x (31 to 41)mm | 104347 | August 2011 |  | Changed Product Group, Product Sub Group, Benefit.
06 - Specialist Orthopaedic | 06.02 - UPPER LIMB | 06.02.04 - Shoulder - Humeral | 06.02.04.14 - Humeral cup |  | DD035 | 815 |  | DJO Australasia Pty Ltd | Reverse Shoulder System | Humeral Socket Insert - UHMWPE | 32mm to 40mm | 161910 | February 2015 |  | Changed Product Sub Group, Benefit.
06 - Specialist Orthopaedic | 06.02 - UPPER LIMB | 06.02.04 - Shoulder - Humeral | 06.02.04.14 - Humeral cup |  | EX048 | 815 |  | EXACTECH AUSTRALIA PTY LTD | Equinoxe Humeral Liner including Humeral Adapter Tray | The Equinoxe Reverse Shoulder System includes a reverse semi-constrained prosthesis for use in total-shoulder joint replacement procedures in cases with an irreparable or nonfunctional rotator cuff. | Liner: 38mm+0, 38mm+2.5, 42mm+0, 42mm+2.5 Constrained Humeral Liner: 38mm+0, 38mm+2.5, 42mm+0, 42mm+2.5 Tray: +0, +5, +10 | 159797 | August 2011 |  | Changed Product Group, Product Sub Group, Benefit.
06 - Specialist Orthopaedic | 06.02 - UPPER LIMB | 06.02.04 - Shoulder - Humeral | 06.02.04.14 - Humeral cup |  | LC176 | 815 |  | Lima Orthopaedics Australia Pty Ltd | SMR Reverse Liner (Cup) UHMWPE X-Lima | Reverse Liner UHMWPE X-Lima | 36mm x +3/+6mm Standard & Retentive | 212774 | February 2015 |  | Changed Suffix, Benefit.
06 - Specialist Orthopaedic | 06.02 - UPPER LIMB | 06.02.04 - Shoulder - Humeral | 06.02.04.14 - Humeral cup |  | LC177 | 815 |  | Lima Orthopaedics Australia Pty Ltd | SMR Reverse Liner (Cup) CoCrMo | Reverse Liner Standard & Excentric CoCrMo | Dia 40 - 44mm x Short to Long | 212775 | August 2016 |  | Changed Suffix, Benefit.
06 - Specialist Orthopaedic | 06.02 - UPPER LIMB | 06.02.04 - Shoulder - Humeral | 06.02.04.14 - Humeral cup |  | MA532 | 815 |  | Mathys Orthopaedics Pty Ltd | Affinis Inverse inlay | Humeral Cup | 36+0 to 42+6mm | 215500 | February 2015 |  | Changed Suffix, Benefit.
06 - Specialist Orthopaedic | 06.02 - UPPER LIMB | 06.02.04 - Shoulder - Humeral | 06.02.04.14 - Humeral cup |  | MN170 | 815 |  | Johnson & Johnson Medical Pty Ltd | Delta Shoulder System | Humeral cup | 36 to 42 | 126913 | February 2015 |  | Changed Suffix, Benefit.
06 - Specialist Orthopaedic | 06.02 - UPPER LIMB | 06.02.04 - Shoulder - Humeral | 06.02.04.14 - Humeral cup |  | SN888 | 815 |  | Smith & Nephew Pty Ltd | PROMOS Reverse Modular Shoulder System | Polyethylene insert for reverse total shoulder joint arthroplasty | 36/6mm, 36/9mm, 36/12mm, 42/6mm, 42/9mm, 42/12mm | 147479 | August 2011 |  | Changed Description, Product Group, Product Sub Group, Benefit.
06 - Specialist Orthopaedic | 06.02 - UPPER LIMB | 06.02.04 - Shoulder - Humeral | 06.02.04.14 - Humeral cup |  | TO040 | 815 |  | Tornier Pty Ltd | Aequalis Reversed Shoulder Eccentric humeral Insert (High Mobility Cup) | Eccentric Humeral Insert (High Mobility Cup) for Aequalis Reversed Shoulder | 36mm and 42mm, 2mm eccentric +6mm and +9mm, 4mm eccentric +9mm and +12mm | 209514 | August 2011 |  | Changed Product Group, Product Sub Group, Suffix, Benefit.
06 - Specialist Orthopaedic | 06.02 - UPPER LIMB | 06.02.04 - Shoulder - Humeral | 06.02.04.14 - Humeral cup |  | TO181 | 815 |  | Tornier Pty Ltd | Aequalis Ascend Flex Reversed Insert | Reversed insert/ retentive reversed insert - UHMWPE and Ti Alloy | Diameter: 33mm, 36mm, 39mm, 42mm Thickness: 6mm, 9mm Angulation: 7.5º, 12.5º, 17.5º | 218735 | August 2017 |  | New Listing
06 - Specialist Orthopaedic | 06.02 - UPPER LIMB | 06.02.04 - Shoulder - Humeral | 06.02.04.18 - Special purpose/tumour prosthesis - tumour section |  | BH341 | 12480 |  | Zimmer Biomet Pty Ltd | Comprehensive Segmental Revision System (SRS) | Comprehensive SRS Intercalary Segment | 30-120mm | 104347 | February 2014 |  | Changed Product Sub Group, Benefit.
06 - Specialist Orthopaedic | 06.02 - UPPER LIMB | 06.02.04 - Shoulder - Humeral | 06.02.04.18 - Special purpose/tumour prosthesis - tumour section |  | BH342 | 12480 |  | Zimmer Biomet Pty Ltd | Comprehensive Segmental Revision System (SRS) | Comprehensive SRS Humeral Coupler | 100mm | 104347 | February 2014 |  | Changed Product Sub Group, Benefit.
06 - Specialist Orthopaedic | 06.02 - UPPER LIMB | 06.02.04 - Shoulder - Humeral | 06.02.04.18 - Special purpose/tumour prosthesis - tumour section |  | BH343 | 12480 |  | Zimmer Biomet Pty Ltd | Comprehensive Segmental Revision System (SRS) | Comprehensive SRS Anti Rotation Intercalary Segment | 30mm | 104347 | February 2014 |  | Changed Product Sub Group, Benefit.
06 - Specialist Orthopaedic | 06.02 - UPPER LIMB | 06.02.04 - Shoulder - Humeral | 06.02.04.19 - Special purpose/tumour prosthesis - limb salvage system |  | WR159 | 67600 |  | Wright Medical Australia | Limb Salvage System for the Skeletally Immature - Repiphysis | Repiphysis non invasive expandable custom designed prosthesis for the upper limb (all components delivered as one unit) | Custom Made | 95686 | August 2011 |  | Changed Product Group, Product Sub Group, Benefit.
06 - Specialist Orthopaedic | 06.02 - UPPER LIMB | 06.02.04 - Shoulder - Humeral | 06.02.04.21 - Necks/collar (modular) |  | DD002 | 1050 |  | DJO Australasia Pty Ltd | Turon Shoulder System - Humeral Neck | Turon - Humeral Neck | Neutral and 7.5 Degree | 216043 | August 2011 |  | Changed Product Group, Product Sub Group, Benefit.
06 - Specialist Orthopaedic | 06.02 - UPPER LIMB | 06.02.04 - Shoulder - Humeral | 06.02.04.21 - Necks/collar (modular) |  | JJ616 | 1050 |  | Johnson & Johnson Medical Pty Ltd | Global AP Shoulder | Ball Taper Adjustable Neck Assembly | N/A | 138288 | August 2011 |  | Changed Product Group, Product Sub Group, Benefit.
06 - Specialist Orthopaedic | 06.02 - UPPER LIMB | 06.02.05 - Shoulder - Glenoid | 06.02.05.01 - Glenoid component, All poly |  | BH050 | 1995 |  | Zimmer Biomet Pty Ltd | Comprehensive Shoulder - Glenoid Stem | Glenoid Post, Ti Regenerx or Polyethylene | 1 size | 144584 | August 2011 |  | Changed Description, Product Group, Product Sub Group, Benefit.
06 - Specialist Orthopaedic | 06.02 - UPPER LIMB | 06.02.05 - Shoulder - Glenoid | 06.02.05.01 - Glenoid component, All poly |  | DD004 | 1995 |  | DJO Australasia Pty Ltd | Turon Shoulder System - All-Poly Glenoid | Turon - All-Poly Glenoid, Keeled and Pegged | 38mm, 42mm, 46mm, 50mm, 54mm | 210954, 210955 | August 2011 |  | Changed Product Group, Product Sub Group, Benefit.
06 - Specialist Orthopaedic | 06.02 - UPPER LIMB | 06.02.05 - Shoulder - Glenoid | 06.02.05.01 - Glenoid component, All poly |  | DD031 | 1995 |  | DJO Australasia Pty Ltd | Foundation Shoulder System | Pegged & Keeled Glenoid, compression moulded UHMWPE | 38mm to 54mm | 161910 | August 2011 |  | Changed Product Group, Product Sub Group, Benefit.
06 - Specialist Orthopaedic | 06.02 - UPPER LIMB | 06.02.05 - Shoulder - Glenoid | 06.02.05.01 - Glenoid component, All poly |  | DE172 | 1995 |  | Device Technologies Australia Pty Ltd | Univers 3D Shoulder Prostheses | Cemented glenoid | Small, Medium, Large | 140706 | August 2011 |  | Changed Product Group, Product Sub Group, Benefit.
06 - Specialist Orthopaedic | 06.02 - UPPER LIMB | 06.02.05 - Shoulder - Glenoid | 06.02.05.01 - Glenoid component, All poly |  | EX060 | 1995 |  | EXACTECH AUSTRALIA PTY LTD | Equinoxe Glenoid, keeled | UHMWPE component used to replace the Glenoid during total shoulder arthroplasty. This component is to be used with the Equinoxe total shoulder replacement | small, medium, large | 159609 | August 2011 |  | Changed Product Group, Product Sub Group, Benefit.
06 - Specialist Orthopaedic | 06.02 - UPPER LIMB | 06.02.05 - Shoulder - Glenoid | 06.02.05.01 - Glenoid component, All poly |  | EX061 | 1995 |  | EXACTECH AUSTRALIA PTY LTD | Equinoxe Glenoid, pegged | UHMWPE component used to replace the Glenoid during total shoulder arthroplasty. This component is to be used with the Equinoxe total shoulder replacement | small, medium, large | 159609 | August 2011 |  | Changed Product Group, Product Sub Group, Benefit.
06 - Specialist Orthopaedic | 06.02 - UPPER LIMB | 06.02.05 - Shoulder - Glenoid | 06.02.05.01 - Glenoid component, All poly |  | JJ964 | 1995 |  | Johnson & Johnson Medical Pty Ltd | Global Shoulder System | Glenoid component | 40 to 56mm including XL | 129404, 138288 | February 2015 |  | Compressed from DP086, DY360, JJ637
06 - Specialist Orthopaedic | 06.02 - UPPER LIMB | 06.02.05 - Shoulder - Glenoid | 06.02.05.01 - Glenoid component, All poly |  | LC172 | 1995 |  | Lima Orthopaedics Australia Pty Ltd | SMR Cemented Glenoid | All Poly Glenoid Cemented UHMWPE | Small - Large | 211974 | February 2014 |  | Expanded from LC008
06 - Specialist Orthopaedic | 06.02 - UPPER LIMB | 06.02.05 - Shoulder - Glenoid | 06.02.05.01 - Glenoid component, All poly |  | LC173 | 1995 |  | Lima Orthopaedics Australia Pty Ltd | SMR - Glenoid 3 Peg UHMWPE | Glenoid 3 Peg UHMWPE X-Lima | Small, Standard | 210963 | February 2014 |  | Expanded from LC008
06 - Specialist Orthopaedic | 06.02 - UPPER LIMB | 06.02.05 - Shoulder - Glenoid | 06.02.05.01 - Glenoid component, All poly |  | MA450 | 1995 |  | Mathys Orthopaedics Pty Ltd | Affinis Total Shoulder | Glenoid - UHMWPE | Size 1 to 4 | 219394 | August 2011 |  | Changed Product Name, Description, Size, Product Group, Product Sub Group, Benefit.
06 - Specialist Orthopaedic | 06.02 - UPPER LIMB | 06.02.05 - Shoulder - Glenoid | 06.02.05.01 - Glenoid component, All poly |  | OO155 | 1995 |  | Oceania Orthopaedics | PE Glenoid | PE glenoid | Small and Standard | 244654 | February 2015 |  | New Listing
06 - Specialist Orthopaedic | 06.02 - UPPER LIMB | 06.02.05 - Shoulder - Glenoid | 06.02.05.01 - Glenoid component, All poly |  | SM114 | 1995 |  | Smith & Nephew Pty Ltd | Promos Shoulder Replacement | Glenoid | 1-23: - 4-29 | 147478 | August 2011 |  | Changed Product Group, Product Sub Group, Benefit.
06 - Specialist Orthopaedic | 06.02 - UPPER LIMB | 06.02.05 - Shoulder - Glenoid | 06.02.05.01 - Glenoid component, All poly |  | SN397 | 1995 |  | Smith & Nephew Pty Ltd | Cofield | Glenoid All Polyethylene component | Small, Standard | 25902 | August 2011 |  | Changed Product Group, Product Sub Group, Benefit.
06 - Specialist Orthopaedic | 06.02 - UPPER LIMB | 06.02.05 - Shoulder - Glenoid | 06.02.05.01 - Glenoid component, All poly |  | ST675 | 1995 |  | Stryker Australia Pty Ltd | Osteonics Solar Shoulder Prostheses | Glenoid component polyethylene | 5,7,9,11 | 128449, 12875 | August 2011 |  | Changed Product Group, Product Sub Group, Benefit.
06 - Specialist Orthopaedic | 06.02 - UPPER LIMB | 06.02.05 - Shoulder - Glenoid | 06.02.05.01 - Glenoid component, All poly |  | SY434 | 1995 |  | Johnson & Johnson Medical Pty Ltd | Epoca Custom Offset Shoulder Prosthesis | Epoca Glenoid | 40mm - 54mm | 161142 | August 2011 |  | Changed Product Group, Product Sub Group, Benefit.
06 - Specialist Orthopaedic | 06.02 - UPPER LIMB | 06.02.05 - Shoulder - Glenoid | 06.02.05.01 - Glenoid component, All poly |  | TO004 | 1995 |  | Tornier Pty Ltd | Aequalis Primary Shoulder Prostheses | UHMWPE Keeled Glenoid Component | 31mm,35mm,39mm dia (small, medium & large) | 206919 | August 2011 |  | Changed Product Group, Product Sub Group, Benefit.
06 - Specialist Orthopaedic | 06.02 - UPPER LIMB | 06.02.05 - Shoulder - Glenoid | 06.02.05.01 - Glenoid component, All poly |  | TO015 | 1995 |  | Tornier Pty Ltd | Aequalis Pegged Glenoid USA | Pegged Glenoid Polyethylene (UHMWPE) | Small, Medium, Large, Extra Large | 130500, 98863 | August 2011 |  | Changed Product Group, Product Sub Group, Benefit.
06 - Specialist Orthopaedic | 06.02 - UPPER LIMB | 06.02.05 - Shoulder - Glenoid | 06.02.05.01 - Glenoid component, All poly |  | TO059 | 1995 |  | Tornier Pty Ltd | Affinity Shoulder - Pegged Glenoid. | Minimally cemented Pegged Glenoid UHMWP with finned press-fit central peg. | 5 diameters: 44, 44, 48, 52, 56. | 209350 | August 2011 |  | Changed Benefit.
06 - Specialist Orthopaedic | 06.02 - UPPER LIMB | 06.02.05 - Shoulder - Glenoid | 06.02.05.01 - Glenoid component, All poly |  | TO170 | 1995 |  | Tornier Pty Ltd | Aequalis Primary Shoulder Prostheses - Keeled Glenoid | UHMWPE Keeled Glenoid Component | Small (31.5mm), meduim (34mm), large (36mm) , extra large (38.5mm) | 206919 | February 2016 |  | New Listing
06 - Specialist Orthopaedic | 06.02 - UPPER LIMB | 06.02.05 - Shoulder - Glenoid | 06.02.05.01 - Glenoid component, All poly |  | TO178 | 1995 |  | Tornier Pty Ltd | Aequalis PerFORM Glenoid - CortiLoc | UHMWPE pegged glenoid with CortiLoc central peg | Small - backside radius of 30mm, 35mm and 40mm Medium - backside radius of 30mm, 35mm and 40mm Large - backside radius of 40mm, 50mm and 60mm Extra large - backside radius of 40mm, 50mm and 60mm | 206664 | February 2017 |  | New Listing
06 - Specialist Orthopaedic | 06.02 - UPPER LIMB | 06.02.05 - Shoulder - Glenoid | 06.02.05.01 - Glenoid component, All poly |  | ZI304 | 1995 |  | Zimmer Biomet Pty Ltd | Bigliani Shoulder System | Bigliani-Flatow shoulder - Glenoid (UHMWPE) | 40, 46 and 52mm diameters | 208339, 208639 | August 2011 |  | Changed Product Group, Product Sub Group, Benefit.
06 - Specialist Orthopaedic | 06.02 - UPPER LIMB | 06.02.05 - Shoulder - Glenoid | 06.02.05.01 - Glenoid component, All poly |  | ZI440 | 1995 |  | Zimmer Biomet Pty Ltd | Anatomical | Glenoid - PE | S, M, L | 100236 | August 2011 |  | Changed Product Group, Product Sub Group, Benefit.
06 - Specialist Orthopaedic | 06.02 - UPPER LIMB | 06.02.05 - Shoulder - Glenoid | 06.02.05.01 - Glenoid component, All poly |  | ZI581 | 1995 |  | Zimmer Biomet Pty Ltd | Anatomical Shoulder | Anatomical Pegged Glenoid | Small, Medium and Large | 100236 | August 2011 |  | Changed Product Group, Product Sub Group, Benefit.
06 - Specialist Orthopaedic | 06.02 - UPPER LIMB | 06.02.05 - Shoulder - Glenoid | 06.02.05.02 - Glenoid component, Metal backed |  | BH049 | 2220 |  | Zimmer Biomet Pty Ltd | Comprehensive shoulder - glenoid | Modular hybrid glenoid base UHMWPE; Titanium | small, medium, large | 144584 | August 2011 |  | Changed Product Group, Product Sub Group, Benefit.
06 - Specialist Orthopaedic | 06.02 - UPPER LIMB | 06.02.05 - Shoulder - Glenoid | 06.02.05.02 - Glenoid component, Metal backed |  | DE169 | 2220 |  | Device Technologies Australia Pty Ltd | Univers 3D Shoulder Prostheses | Glenoid Metal Back | Small, Medium, Large | 140706 | August 2011 |  | Changed Product Group, Product Sub Group, Benefit.
06 - Specialist Orthopaedic | 06.02 - UPPER LIMB | 06.02.05 - Shoulder - Glenoid | 06.02.05.02 - Glenoid component, Metal backed |  | LC038 | 2220 |  | Lima Orthopaedics Australia Pty Ltd | SMR Shoulder System | Metal Back Glenoid | Small, Small R, Standard, Large | 218703 | February 2012 |  | Changed Product Name, Description, Size.
06 - Specialist Orthopaedic | 06.02 - UPPER LIMB | 06.02.05 - Shoulder - Glenoid | 06.02.05.02 - Glenoid component, Metal backed |  | SN398 | 2220 |  | Smith & Nephew Pty Ltd | Cofield | Glenoid Component Metal backed | Standard Base. Base Insert. Glenoid Comp Sm, Stan, St W/off | 25902 | August 2011 |  | Changed Product Group, Product Sub Group, Benefit.
06 - Specialist Orthopaedic | 06.02 - UPPER LIMB | 06.02.05 - Shoulder - Glenoid | 06.02.05.02 - Glenoid component, Metal backed |  | SY436 | 2220 |  | Johnson & Johnson Medical Pty Ltd | Epoca Custom Offset Shoulder Prosthesis | Epoca Reco Glenoid | 42 - 52mm | 161142 | August 2011 |  | Changed Product Group, Product Sub Group, Benefit.
06 - Specialist Orthopaedic | 06.02 - UPPER LIMB | 06.02.05 - Shoulder - Glenoid | 06.02.05.03 - Glenoid component & insert |  | ZI319 | 4088 |  | Zimmer Biomet Pty Ltd | Bigliani Flatow Total Shoulder System - Glenoids | Trabecular Metal Backed Glenoid (uncemented) | Diameter 40 - 52mm | 223567 | August 2011 |  | Changed Product Group, Product Sub Group, Benefit.
06 - Specialist Orthopaedic | 06.02 - UPPER LIMB | 06.02.05 - Shoulder - Glenoid | 06.02.05.04 - Glenoid insert |  | DE170 | 1960 |  | Device Technologies Australia Pty Ltd | Univers 3D Shoulder Prostheses | Glenoid PE-Inlay | Small, Medium, Large | 140706 | August 2011 |  | Changed Product Group, Product Sub Group, Benefit.
06 - Specialist Orthopaedic | 06.02 - UPPER LIMB | 06.02.05 - Shoulder - Glenoid | 06.02.05.04 - Glenoid insert |  | LC174 | 1960 |  | Lima Orthopaedics Australia Pty Ltd | SMR - Glenoid Component UHMWPE | Glenoid - MB Liner - UHMWPE | 3 to 6mm thick x small-R to Large | 221714 | February 2014 |  | Expanded from LC039
06 - Specialist Orthopaedic | 06.02 - UPPER LIMB | 06.02.05 - Shoulder - Glenoid | 06.02.05.04 - Glenoid insert |  | SQ120 | 1960 |  | Surgical Specialties | Verso Shoulder System - Liner | Verso Shoulder Liner | 3-12mm Offsets | 284175, 284176 | February 2017 |  | New Listing
06 - Specialist Orthopaedic | 06.02 - UPPER LIMB | 06.02.05 - Shoulder - Glenoid | 06.02.05.04 - Glenoid insert |  | SY437 | 1960 |  | Johnson & Johnson Medical Pty Ltd | Epoca Custom Offset Shoulder Prosthesis | Epoca Glenoid Insert | 42 - 54mm | 161142 | August 2011 |  | Changed Product Group, Product Sub Group, Benefit.
06 - Specialist Orthopaedic | 06.02 - UPPER LIMB | 06.02.05 - Shoulder - Glenoid | 06.02.05.04 - Glenoid insert |  | ZI529 | 1960 |  | Zimmer Biomet Pty Ltd | Zimmer Trabecular Metal Reverse Shoulder System | Polyethylene Liner | Standard 7 Deg. & Retentive 65 Deg; 36mm - Neutral, Plus 3mm, Plus 6mm; 40mm - Neutral, Plus 3mm, Plus 6mm | 231818 | August 2011 |  | Changed Product Group, Product Sub Group, Benefit.
06 - Specialist Orthopaedic | 06.02 - UPPER LIMB | 06.02.05 - Shoulder - Glenoid | 06.02.05.04 - Glenoid insert |  | ZI577 | 1960 |  | Zimmer Biomet Pty Ltd | Anatomical Shoulder | Anatomical Inverse/Reverse Humeral Poly inlay | 36mm x 0, 3 & 6mm; 40mm x 0, 3 & 6mm. | 100226 | August 2011 |  | Changed Product Group, Product Sub Group, Benefit.
06 - Specialist Orthopaedic | 06.02 - UPPER LIMB | 06.02.05 - Shoulder - Glenoid | 06.02.05.05 - Reverse glenoid component, Base plate, uncemented |  | BH052 | 2096 |  | Zimmer Biomet Pty Ltd | Comprehensive Shoulder - Reverse Glenoid Baseplate | Reverse glenoid baseplate, Ti, Porous coating | 28mm, 25mm | 144584 | August 2013 |  | Changed Size, Benefit.
06 - Specialist Orthopaedic | 06.02 - UPPER LIMB | 06.02.05 - Shoulder - Glenoid | 06.02.05.05 - Reverse glenoid component, Base plate, uncemented |  | DD057 | 2096 |  | DJO Australasia Pty Ltd | Reverse Shoulder - Glenoid Baseplate | Reverse Glenoid Component, Baseplate | Small to Large | 16190 | August 2015 |  | Expanded from DD053
06 - Specialist Orthopaedic | 06.02 - UPPER LIMB | 06.02.05 - Shoulder - Glenoid | 06.02.05.05 - Reverse glenoid component, Base plate, uncemented |  | EX049 | 2096 |  | EXACTECH AUSTRALIA PTY LTD | Equinoxe Glenoid Plate | The glenoid plate provides multiple options for screw insertion | one size | 159797 | August 2011 |  | Changed Product Group, Product Sub Group, Benefit.
06 - Specialist Orthopaedic | 06.02 - UPPER LIMB | 06.02.05 - Shoulder - Glenoid | 06.02.05.05 - Reverse glenoid component, Base plate, uncemented |  | JJ974 | 2096 |  | Johnson & Johnson Medical Pty Ltd | Delta Shoulder System | Metaglene | Standard, Revision, +10 to +15mm | 126913, 126914 | February 2015 |  | Compressed from DP950, DP951, JJ562, JJ563
06 - Specialist Orthopaedic | 06.02 - UPPER LIMB | 06.02.05 - Shoulder - Glenoid | 06.02.05.05 - Reverse glenoid component, Base plate, uncemented |  | LC186 | 2096 |  | Lima Orthopaedics Australia Pty Ltd | SMR Reverse Glenoid Base Plate | Reverse Glenoid Base Plate | Small-R or Small/Standard | 210956 | February 2014 |  | Expanded from LC045
06 - Specialist Orthopaedic | 06.02 - UPPER LIMB | 06.02.05 - Shoulder - Glenoid | 06.02.05.05 - Reverse glenoid component, Base plate, uncemented |  | MA534 | 2096 |  | Mathys Orthopaedics Pty Ltd | Affinis Inverse Metaglene | Metaglene, uncemented. Ti plasma plus CaP coating | one size only | 215497 | August 2012 |  | New Listing
06 - Specialist Orthopaedic | 06.02 - UPPER LIMB | 06.02.05 - Shoulder - Glenoid | 06.02.05.05 - Reverse glenoid component, Base plate, uncemented |  | MA535 | 2096 |  | Mathys Orthopaedics Pty Ltd | Affinis Inverse revision metaglene | Revision Metaglene, Ti plasma plus CaP Coating | one size only | 224964 | August 2012 |  | New Listing
06 - Specialist Orthopaedic | 06.02 - UPPER LIMB | 06.02.05 - Shoulder - Glenoid | 06.02.05.05 - Reverse glenoid component, Base plate, uncemented |  | SN892 | 2096 |  | Smith & Nephew Pty Ltd | Promos Reverse Modular Shoulder System | Glenoid Base Plate | 5-20mm 1-5 Small Medium Large | 147478 | August 2011 |  | Changed Product Group, Product Sub Group, Benefit.
06 - Specialist Orthopaedic | 06.02 - UPPER LIMB | 06.02.05 - Shoulder - Glenoid | 06.02.05.05 - Reverse glenoid component, Base plate, uncemented |  | SQ117 | 2096 |  | Surgical Specialties | Verso Shoulder System - Glenoid Baseplate | Verso Shoulder Glenoid Base Plate | Standard, Long (Revision) | 284178 | February 2017 |  | New Listing
06 - Specialist Orthopaedic | 06.02 - UPPER LIMB | 06.02.05 - Shoulder - Glenoid | 06.02.05.05 - Reverse glenoid component, Base plate, uncemented |  | TO066 | 2096 |  | Tornier Pty Ltd | Aequalis Reversed Shoulder, Glenoid Base Plate | Glenoid Base Plate (Metaglene) with Long Post option for revision | Standard or Revision (Long Post) dia 25mm and dia 29mm | 209243 | August 2011 |  | Compressed from TO037, TO041
06 - Specialist Orthopaedic | 06.02 - UPPER LIMB | 06.02.05 - Shoulder - Glenoid | 06.02.05.05 - Reverse glenoid component, Base plate, uncemented |  | TO163 | 2096 |  | Tornier Pty Ltd | Aequalis Reversed Shoulder - Hemi Prosthesis Adaptor | Hemi Prosthesis Adaptor including union screw | 36mm and 42mm diameter | 209724, 209725 | February 2016 |  | New Listing
06 - Specialist Orthopaedic | 06.02 - UPPER LIMB | 06.02.05 - Shoulder - Glenoid | 06.02.05.05 - Reverse glenoid component, Base plate, uncemented |  | ZI533 | 2096 |  | Zimmer Biomet Pty Ltd | Zimmer Trabecular Metal Reverse Shoulder System | Trabecular Metal Reverse Base Plate - Ti Alloy & Tantalum | One Size Only | 228451 | August 2011 |  | Changed Product Group, Product Sub Group, Benefit.
06 - Specialist Orthopaedic | 06.02 - UPPER LIMB | 06.02.05 - Shoulder - Glenoid | 06.02.05.05 - Reverse glenoid component, Base plate, uncemented |  | ZI578 | 2096 |  | Zimmer Biomet Pty Ltd | Anatomical Shoulder | Anatomical Inverse/Reverse Glenoid Fixation | One size only. | 100236 | August 2011 |  | Changed Product Group, Product Sub Group, Benefit.
06 - Specialist Orthopaedic | 06.02 - UPPER LIMB | 06.02.05 - Shoulder - Glenoid | 06.02.05.06 - Glenosphere |  | BH051 | 2290 |  | Zimmer Biomet Pty Ltd | Comprehensive Shoulder - Reverse Glenosphere | Reverse glenosphere | (31mm to 41)mm x (standard, +3, +6) | 144584 | August 2011 |  | Changed Product Group, Product Sub Group, Benefit.
06 - Specialist Orthopaedic | 06.02 - UPPER LIMB | 06.02.05 - Shoulder - Glenoid | 06.02.05.06 - Glenosphere |  | DD058 | 2290 |  | DJO Australasia Pty Ltd | Reverse Shoulder – Glenosphere Head | Glenosphere | 32mm to 40mm, neutral or -4mm offset | 210932 | August 2017 |  | Changed Size.
06 - Specialist Orthopaedic | 06.02 - UPPER LIMB | 06.02.05 - Shoulder - Glenoid | 06.02.05.06 - Glenosphere |  | EX050 | 2290 |  | EXACTECH AUSTRALIA PTY LTD | Equinoxe Glenosphere | The glenosphere aids in glenosphere insertion and protects any remaining intact soft tissues. | 38mm, 42mm | 159797 | August 2011 |  | Changed Product Group, Product Sub Group, Benefit.
06 - Specialist Orthopaedic | 06.02 - UPPER LIMB | 06.02.05 - Shoulder - Glenoid | 06.02.05.06 - Glenosphere |  | JJ967 | 2290 |  | Johnson & Johnson Medical Pty Ltd | Delta Shoulder System | Glenosphere | 36 to 42 | 126914, 137537 | February 2015 |  | Compressed from DP952, JJ555, JJ556
06 - Specialist Orthopaedic | 06.02 - UPPER LIMB | 06.02.05 - Shoulder - Glenoid | 06.02.05.06 - Glenosphere |  | LC184 | 2290 |  | Lima Orthopaedics Australia Pty Ltd | SMR Reverse Poly Gleonsphere | Reverse Glenophere UHMWPE X-Lima Ti6AI4V | 40 - 44 Standard & Exxentric | 211987 | February 2014 |  | Expanded from LC045
06 - Specialist Orthopaedic | 06.02 - UPPER LIMB | 06.02.05 - Shoulder - Glenoid | 06.02.05.06 - Glenosphere |  | LC185 | 2290 |  | Lima Orthopaedics Australia Pty Ltd | SMR Reverse Glenosphere | Reverse Glenosphere CoCrMo | 36mm Standard and Eccentric | 211985 | February 2014 |  | Expanded from LC045
06 - Specialist Orthopaedic | 06.02 - UPPER LIMB | 06.02.05 - Shoulder - Glenoid | 06.02.05.06 - Glenosphere |  | MA533 | 2290 |  | Mathys Orthopaedics Pty Ltd | Affinis Inverse glenosphere | Glenosphere | 36 to 42mm | 215499 | August 2012 |  | New Listing
06 - Specialist Orthopaedic | 06.02 - UPPER LIMB | 06.02.05 - Shoulder - Glenoid | 06.02.05.06 - Glenosphere |  | SN891 | 2290 |  | Smith & Nephew Pty Ltd | Promos Reverse Modular Shoulder System | Glenosphere | centric 36mm, centric 42mm, eccentric 36/+5mm, eccentric 42/+5mm | 147478 | August 2011 |  | Changed Product Group, Product Sub Group, Benefit.
06 - Specialist Orthopaedic | 06.02 - UPPER LIMB | 06.02.05 - Shoulder - Glenoid | 06.02.05.06 - Glenosphere |  | SQ118 | 2290 |  | Surgical Specialties | Verso Shoulder System - Glenoid Head | Verso Shoulder Glenoid Head | 36mm, 41mm | 284177 | February 2017 |  | New Listing
06 - Specialist Orthopaedic | 06.02 - UPPER LIMB | 06.02.05 - Shoulder - Glenoid | 06.02.05.06 - Glenosphere |  | TO067 | 2290 |  | Tornier Pty Ltd | Aequalis Reversed Shoulder, Glenoid Sphere | Glenoid Sphere, standard, eccentric, wear compensation or lateralised | Diameter 33, 36, 39 and 42mm Centre, or Eccentricity +2mm, or Wear Compensations 10deg, or Lateralised +6mm / +8mm | 209244 | August 2016 |  | Changed Description, Size.
06 - Specialist Orthopaedic | 06.02 - UPPER LIMB | 06.02.05 - Shoulder - Glenoid | 06.02.05.06 - Glenosphere |  | ZI532 | 2290 |  | Zimmer Biomet Pty Ltd | Zimmer Trabecular Metal Reverse Shoulder System | Glenosphere - CoCr - Mo Alloy | 36mm, 40mm | 230876 | August 2011 |  | Changed Product Group, Product Sub Group, Benefit.
06 - Specialist Orthopaedic | 06.02 - UPPER LIMB | 06.02.05 - Shoulder - Glenoid | 06.02.05.06 - Glenosphere |  | ZI564 | 2290 |  | Zimmer Biomet Pty Ltd | Anatomical Shoulder | Anatomical Inverse/Reverse Glenoid Head | 36mm; 40mm | 100236 | August 2011 |  | Changed Product Group, Product Sub Group, Benefit.
06 - Specialist Orthopaedic | 06.02 - UPPER LIMB | 06.02.06 - Shoulder - Accessories | 06.02.06.01 - Humeral sleeve |  | BH344 | 950 |  | Zimmer Biomet Pty Ltd | Comprehensive Segmental Revision System (SRS) | Comprehensive SRS Modular Regenerex Augment | Small, Large | 104347 | August 2013 |  | New Listing
06 - Specialist Orthopaedic | 06.02 - UPPER LIMB | 06.02.06 - Shoulder - Accessories | 06.02.06.01 - Humeral sleeve |  | BH345 | 950 |  | Zimmer Biomet Pty Ltd | Comprehensive Segmental Revision System (SRS) | Comprehensive SRS PPS Augment | Small, Large | 104347 | August 2013 |  | New Listing
06 - Specialist Orthopaedic | 06.02 - UPPER LIMB | 06.02.06 - Shoulder - Accessories | 06.02.06.02 - Humeral spacer |  | JJ968 | 1000 |  | Johnson & Johnson Medical Pty Ltd | Delta Shoulder System | Humeral Spacer | 36 to 42 +9mm | 126913, 137537, 144505 | February 2015 |  | Compressed from DP964, JJ561
06 - Specialist Orthopaedic | 06.02 - UPPER LIMB | 06.02.06 - Shoulder - Accessories | 06.02.06.02 - Humeral spacer |  | LC036 | 1000 |  | Lima Orthopaedics Australia Pty Ltd | SMR Shoulder - Modular Augment | Modular Augment Ti6AI4V | 20 - 50mm | 225458 | August 2013 |  | Changed Product Name, Description, Size, Product Group, Product Sub Group, Benefit.
06 - Specialist Orthopaedic | 06.02 - UPPER LIMB | 06.02.06 - Shoulder - Accessories | 06.02.06.02 - Humeral spacer |  | TO011 | 1000 |  | Tornier Pty Ltd | Aequalis Shoulder Prostheses Reverse | CoCr Reverse Humeral Neck | diameter 36 & 42mm wide x 9mm high | 130499, 66686 | August 2011 |  | Changed Product Group, Product Sub Group, Benefit.
06 - Specialist Orthopaedic | 06.02 - UPPER LIMB | 06.02.06 - Shoulder - Accessories | 06.02.06.02 - Humeral spacer |  | TO172 | 1000 |  | Tornier Pty Ltd | Aequalis Reversed Fracture - Humeral Spacer | Lateralized Spacer | 9mm | 211055 | February 2016 |  | New Listing
06 - Specialist Orthopaedic | 06.02 - UPPER LIMB | 06.02.06 - Shoulder - Accessories | 06.02.06.02 - Humeral spacer |  | ZI530 | 1000 |  | Zimmer Biomet Pty Ltd | Zimmer Trabecular Metal Reverse Shoulder System | Spacer | 9mm, 12mm Taper Insert | 94829 | August 2011 |  | Changed Product Group, Product Sub Group, Benefit.
06 - Specialist Orthopaedic | 06.02 - UPPER LIMB | 06.02.06 - Shoulder - Accessories | 06.02.06.02 - Humeral spacer |  | ZI531 | 1000 |  | Zimmer Biomet Pty Ltd | Zimmer Trabecular Metal Reverse Shoulder System | Dual Taper Insert | One Size Only | 232002 | August 2011 |  | Changed Product Group, Product Sub Group, Benefit.
06 - Specialist Orthopaedic | 06.02 - UPPER LIMB | 06.02.06 - Shoulder - Accessories | 06.02.06.03 - Articular insert |  | SN409 | 470 |  | Smith & Nephew Pty Ltd | Modular Cofield | Standard Articular Insert | Small, Standard | 25902 | August 2011 |  | Changed Product Group, Product Sub Group, Benefit.
06 - Specialist Orthopaedic | 06.02 - UPPER LIMB | 06.02.06 - Shoulder - Accessories | 06.02.06.04 - Taper assembly |  | JJ615 | 1118 |  | Johnson & Johnson Medical Pty Ltd | Global AP Shoulder | Fixed 135 Degree Taper Assembly | 135 Degree Angle | 138288 | August 2011 |  | Changed Product Group, Product Sub Group, Benefit.
06 - Specialist Orthopaedic | 06.02 - UPPER LIMB | 06.02.06 - Shoulder - Accessories | 06.02.06.04 - Taper assembly |  | LC117 | 1118 |  | Lima Orthopaedics Australia Pty Ltd | SMR Shoulder Accessories | SMR Connector and Screw | Small R / Small STD | 210861 | February 2013 |  | Changed Description.
06 - Specialist Orthopaedic | 06.02 - UPPER LIMB | 06.02.06 - Shoulder - Accessories | 06.02.06.05 - Eccentrical adaptor |  | BH127 | 1220 |  | Zimmer Biomet Pty Ltd | Versadial Humeral Head | Eccentric adaptor, taper insert | Std, reverse | 104347 | August 2011 |  | Expanded from BH048
06 - Specialist Orthopaedic | 06.02 - UPPER LIMB | 06.02.06 - Shoulder - Accessories | 06.02.06.05 - Eccentrical adaptor |  | LC037 | 1220 |  | Lima Orthopaedics Australia Pty Ltd | SMR Adaptor | Adaptor Eccentric / Neutral / CTA | Standard & long 0 to +8mm | 221473, 221712 | August 2013 |  | Changed Product Name, Description, Benefit.
06 - Specialist Orthopaedic | 06.02 - UPPER LIMB | 06.02.06 - Shoulder - Accessories | 06.02.06.05 - Eccentrical adaptor |  | LC175 | 1220 |  | Lima Orthopaedics Australia Pty Ltd | SMR Reverse Modular Humeral Body Extension | Reverse Modular Mumeral Body Extension Ti6AI4V | +9mm | 168581 | February 2015 |  | Changed Product Group, Product Sub Group, Suffix, Benefit.
06 - Specialist Orthopaedic | 06.02 - UPPER LIMB | 06.02.06 - Shoulder - Accessories | 06.02.06.05 - Eccentrical adaptor |  | MA537 | 1220 |  | Mathys Orthopaedics Pty Ltd | Affinis Inverse head adaptor | Adaptor for conversion tohemi prostheses, includes fixation screw | One size only | 224965 | August 2012 |  | New Listing
06 - Specialist Orthopaedic | 06.02 - UPPER LIMB | 06.02.06 - Shoulder - Accessories | 06.02.06.05 - Eccentrical adaptor |  | MA538 | 1220 |  | Mathys Orthopaedics Pty Ltd | Affinis Inverse inlay spacer | Humeral offset spacer. Supplied with screw | +9mm | 224412 | August 2012 |  | New Listing
06 - Specialist Orthopaedic | 06.02 - UPPER LIMB | 06.02.06 - Shoulder - Accessories | 06.02.06.05 - Eccentrical adaptor |  | SM112 | 1220 |  | Smith & Nephew Pty Ltd | Promos Shoulder Replacement | Inclination set allowing 12 degrees of inclination in any direction, allowing surgeon to match the optimal position of the head with the anatomy of the patient for anatomic shoulder joint arthroplasty | 20 - 22 - 24 - 26mm | 147479 | August 2011 |  | Changed Description, Product Group, Product Sub Group, Benefit.
06 - Specialist Orthopaedic | 06.02 - UPPER LIMB | 06.02.06 - Shoulder - Accessories | 06.02.06.05 - Eccentrical adaptor |  | SY433 | 1220 |  | Johnson & Johnson Medical Pty Ltd | Epoca Custom Offset Shoulder Prosthesis | Modular press-fit component for independent adjustments of the head or shaft; both medial and posterior offset | One size only | 161142 | August 2011 |  | Changed Description, Product Group, Product Sub Group, Benefit.
06 - Specialist Orthopaedic | 06.02 - UPPER LIMB | 06.02.06 - Shoulder - Accessories | 06.02.06.05 - Eccentrical adaptor |  | TO173 | 1220 |  | Tornier Pty Ltd | Aequalis Reversed Fracture - Hemi-prosthesis Adaptor | Hemi-prosthesis Adaptor including union screw | One size only | 211056 | February 2016 |  | New Listing
06 - Specialist Orthopaedic | 06.02 - UPPER LIMB | 06.02.06 - Shoulder - Accessories | 06.02.06.06 - Definition screw / Locking Screw |  | EX062 | 1220 |  | EXACTECH AUSTRALIA PTY LTD | Equinoxe Reverse Torque Definition Screw Kit | Reverse Torque Definition Screw with Drive | One size only | 159797 | February 2015 |  | Changed Product Sub Group.
06 - Specialist Orthopaedic | 06.02 - UPPER LIMB | 06.02.06 - Shoulder - Accessories | 06.02.06.06 - Definition screw / Locking Screw |  | EX065 | 1220 |  | EXACTECH AUSTRALIA PTY LTD | Equinoxe Torque Definition Screw Kit. | Torque Definition Screw with Drive. | One size only. | 159797 | February 2015 |  | Changed Product Sub Group.
06 - Specialist Orthopaedic | 06.02 - UPPER LIMB | 06.02.06 - Shoulder - Accessories | 06.02.06.06 - Definition screw / Locking Screw |  | MA531 | 1220 |  | Mathys Orthopaedics Pty Ltd | Affinis Fixation Screw | Fixation Screw Long | one size only | 257052 | August 2012 |  | New Listing
06 - Specialist Orthopaedic | 06.02 - UPPER LIMB | 06.02.06 - Shoulder - Accessories | 06.02.06.07 - Reverse humeral tray |  | BH054 | 873 |  | Zimmer Biomet Pty Ltd | Comprehensive Shoulder - reverse humeral tray | Modular Reverse Humeral tray, to mount onto Comprehensive stem | Std, +5, +10 | 104347 | August 2013 |  | Changed Description, Benefit.
06 - Specialist Orthopaedic | 06.02 - UPPER LIMB | 06.02.06 - Shoulder - Accessories | 06.02.06.07 - Reverse humeral tray |  | EX064 | 873 |  | EXACTECH AUSTRALIA PTY LTD | Equinoxe Reverse Shoulder, Fracture Humeral Adapter Tray. | Reverse, fracture humeral adapter tray. | +0mm. | 159797 | February 2017 |  | Changed Product Group, Product Sub Group, Benefit.
06 - Specialist Orthopaedic | 06.02 - UPPER LIMB | 06.02.06 - Shoulder - Accessories | 06.02.06.07 - Reverse humeral tray |  | TO045 | 873 |  | Tornier Pty Ltd | Aequalis Reversed Shoulder - Lateralized Insert | The humeral cup is made of UHMWPE. It comes in two diameters (36 + 42mm) to correspond with the humeral metaphyseal components with the following heights 6, 9, 12 and 15mm. | D. 36mm +6mm, D.36mm +9mm, D.36mm +12mm, D.36mm +15mm, D.42mm +6mm, D. 42mm +9mm, D.42mm +12mm D.42mm +15mm | 209514 | August 2015 |  | Changed Description, Size.
06 - Specialist Orthopaedic | 06.02 - UPPER LIMB | 06.02.06 - Shoulder - Accessories | 06.02.06.07 - Reverse humeral tray |  | TO171 | 873 |  | Tornier Pty Ltd | Aequalis Reversed Fracture - Humeral Insert | Polyethylene Insert | Height 6.25 -13.5mm, Width 6mm-12mm, Articular Diameter- 36mm & 42mm | 211016 | February 2016 |  | New Listing
06 - Specialist Orthopaedic | 06.02 - UPPER LIMB | 06.02.06 - Shoulder - Accessories | 06.02.06.07 - Reverse humeral tray |  | TO182 | 873 |  | Tornier Pty Ltd | Aequalis Ascend Flex Reversed Tray | Reverse humeral tray - Titanium | Thickness: 0mm, 6mm, 12mm Offset: 0mm, 1.5mm, 3.5mm | 218734 | August 2017 |  | New Listing
06 - Specialist Orthopaedic | 06.03 - SKELETAL RECONSTRUCTION | 06.03.01 - Intramedullary Nails | 06.03.01.01 - Femoral, Proximal short (<220mm) |  | BH313 | 1063 |  | Zimmer Biomet Pty Ltd | Affixus Hip Fracture Nail System | Short Hip fracture nails | 9-13mm diameter, 180mm length | 177870 | August 2013 |  | Changed Suffix, Benefit.
06 - Specialist Orthopaedic | 06.03 - SKELETAL RECONSTRUCTION | 06.03.01 - Intramedullary Nails | 06.03.01.01 - Femoral, Proximal short (<220mm) |  | DZ019 | 1063 |  | AUSTRALIAN ORTHOPAEDIC FIXATIONS PTY LTD | Austofix Femoral and Tibial Nailing System | H2 Hip Nail 4.8/6.5, stainless steel or titanium | Dia 11mm, Lengths 170mm – 240mm | 111818 | February 2017 |  | Transferred from AX026
06 - Specialist Orthopaedic | 06.03 - SKELETAL RECONSTRUCTION | 06.03.01 - Intramedullary Nails | 06.03.01.01 - Femoral, Proximal short (<220mm) |  | DZ058 | 1063 |  | AUSTRALIAN ORTHOPAEDIC FIXATIONS PTY LTD | F1 Proximal Femoral Nail | F1 Femoral Nail, Titanium | 170mm, 200mm 120deg, 125deg, 130deg | 111818 | August 2017 |  | New Listing
06 - Specialist Orthopaedic | 06.03 - SKELETAL RECONSTRUCTION | 06.03.01 - Intramedullary Nails | 06.03.01.01 - Femoral, Proximal short (<220mm) |  | SK246 | 1063 |  | Stryker Australia Pty Ltd | Gamma LN | Standard - Titanium | 120, 125, 130 Deg; Diameter 10-12mm; Length 170-200mm | 95185 | August 2013 |  | Changed Product Group, Product Sub Group, Suffix, Benefit.
06 - Specialist Orthopaedic | 06.03 - SKELETAL RECONSTRUCTION | 06.03.01 - Intramedullary Nails | 06.03.01.01 - Femoral, Proximal short (<220mm) |  | SN763 | 1063 |  | Smith & Nephew Pty Ltd | IMHS CP | Intramedullary Hip Nail, stainless steel | 10 - 16mm x 19.5cm left and right | 104370 | August 2013 |  | Changed Product Group, Product Sub Group, Suffix, Benefit.
06 - Specialist Orthopaedic | 06.03 - SKELETAL RECONSTRUCTION | 06.03.01 - Intramedullary Nails | 06.03.01.01 - Femoral, Proximal short (<220mm) |  | SN838 | 1063 |  | Smith & Nephew Pty Ltd | Trigen InterTAN Nail | Nail, Titanium | diameter 10-13mm length 18-46cm Angle 125°-135° | 104369 | August 2013 |  | Changed Product Group, Product Sub Group, Suffix, Benefit.
06 - Specialist Orthopaedic | 06.03 - SKELETAL RECONSTRUCTION | 06.03.01 - Intramedullary Nails | 06.03.01.01 - Femoral, Proximal short (<220mm) |  | SY790 | 1063 |  | Johnson & Johnson Medical Pty Ltd | AO/ASIF Intramedullary Nails | Femoral Nail | 9-15mm D <220mm length | 161140 | August 2013 |  | Expanded from SY262
06 - Specialist Orthopaedic | 06.03 - SKELETAL RECONSTRUCTION | 06.03.01 - Intramedullary Nails | 06.03.01.01 - Femoral, Proximal short (<220mm) |  | ZI723 | 1063 |  | Zimmer Biomet Pty Ltd | Zimmer Natural Nail System | Cephalomedullary, Short Nails, Titanium | 10mm to 14.5mm (in 1.5mm increments) x 21.5cm 125 to 135 CCD (in 5 CCD increments) Left and Right. | 112735 | August 2013 |  | Changed Product Group, Product Sub Group, Benefit.
06 - Specialist Orthopaedic | 06.03 - SKELETAL RECONSTRUCTION | 06.03.01 - Intramedullary Nails | 06.03.01.02 - Femoral, Proximal long (≥220mm) |  | AE260 | 1442 |  | Allegra Orthopaedics Pty Ltd | Fixion Classic Femoral or Interlocking Nails | An expandable self-locking intra medullary nailing system. | Classic Nail: Reduced Diameter 10-12mm, Expanded Diameter 16-19mm, Length 300-440mm Interlocking Nail: Reduced Diameter 10mm, Expanded Diameter 16mm, Length 220-340mm |  | February 2016 |  | New Listing
06 - Specialist Orthopaedic | 06.03 - SKELETAL RECONSTRUCTION | 06.03.01 - Intramedullary Nails | 06.03.01.02 - Femoral, Proximal long (≥220mm) |  | BH266 | 1442 |  | Zimmer Biomet Pty Ltd | VersaNail IM Nailing Platform | Troch Entry and Universal Femoral Nails, Titanium, Locking, cannulated. | 9-13mm x 28-48CM | 97378 | August 2013 |  | Changed Product Group, Product Sub Group, Suffix, Benefit.
06 - Specialist Orthopaedic | 06.03 - SKELETAL RECONSTRUCTION | 06.03.01 - Intramedullary Nails | 06.03.01.02 - Femoral, Proximal long (≥220mm) |  | BH314 | 1442 |  | Zimmer Biomet Pty Ltd | Affixus Hip Fracture Nail System | Long Hip fracture nails | 9-15mm diameter, 260-460mm length | 177870 | August 2013 |  | Changed Suffix, Benefit.
06 - Specialist Orthopaedic | 06.03 - SKELETAL RECONSTRUCTION | 06.03.01 - Intramedullary Nails | 06.03.01.02 - Femoral, Proximal long (≥220mm) |  | BI921 | 1442 |  | Zimmer Biomet Pty Ltd | EBI Paediatric Locking Nail System | Femoral Locking Nail - titanium; | 28 -42cm x 5.5 - 6.5mm | 114472 | August 2013 |  | Changed Product Group, Product Sub Group, Benefit.
06 - Specialist Orthopaedic | 06.03 - SKELETAL RECONSTRUCTION | 06.03.01 - Intramedullary Nails | 06.03.01.02 - Femoral, Proximal long (≥220mm) |  | DZ007 | 1442 |  | AUSTRALIAN ORTHOPAEDIC FIXATIONS PTY LTD | F3 Femoral Nail | F3 Femoral Nail Titanium | Length 320mm to 440mm, left and right | 111818 | February 2017 |  | Transferred from AX107
06 - Specialist Orthopaedic | 06.03 - SKELETAL RECONSTRUCTION | 06.03.01 - Intramedullary Nails | 06.03.01.02 - Femoral, Proximal long (≥220mm) |  | DZ018 | 1442 |  | AUSTRALIAN ORTHOPAEDIC FIXATIONS PTY LTD | Austofix Femoral & Tibial Nailing System | F2 Femoral Nail 4.8/6.2; s-s | Dia 9 - 12mm; Lengths 320 - 460mm | 111818 | February 2017 |  | Transferred from AX024
06 - Specialist Orthopaedic | 06.03 - SKELETAL RECONSTRUCTION | 06.03.01 - Intramedullary Nails | 06.03.01.02 - Femoral, Proximal long (≥220mm) |  | SK214 | 1442 |  | Stryker Australia Pty Ltd | Stryker Trauma Locking Nail System | Reconstruction Nail | Recon Nail Left/RightDiameter 9-15mm, Length 240-480mm | 95185 | August 2017 |  | Changed Size.
06 - Specialist Orthopaedic | 06.03 - SKELETAL RECONSTRUCTION | 06.03.01 - Intramedullary Nails | 06.03.01.02 - Femoral, Proximal long (≥220mm) |  | SK244 | 1442 |  | Stryker Australia Pty Ltd | Stryker Intramedullary Nailing System | Gamma Long | 120, 125, 130 Deg; Diameter 10-15mm; Length 280-480mm | 95185 | February 2014 |  | Changed Product Name, Description, Size.
06 - Specialist Orthopaedic | 06.03 - SKELETAL RECONSTRUCTION | 06.03.01 - Intramedullary Nails | 06.03.01.02 - Femoral, Proximal long (≥220mm) |  | SL065 | 1442 |  | Smith & Nephew Pty Ltd | Trigen | Femoral Nail, Titanium | 9, 10, 11.5 & 13mm diameter | 104730 | February 2016 |  | New Listing
06 - Specialist Orthopaedic | 06.03 - SKELETAL RECONSTRUCTION | 06.03.01 - Intramedullary Nails | 06.03.01.02 - Femoral, Proximal long (≥220mm) |  | SN521 | 1442 |  | Smith & Nephew Pty Ltd | TriGen | Femoral Nail | 8-18mm D ≥ 220mm length | 104370 | August 2016 |  | Changed Product Name, Description, Size.
06 - Specialist Orthopaedic | 06.03 - SKELETAL RECONSTRUCTION | 06.03.01 - Intramedullary Nails | 06.03.01.02 - Femoral, Proximal long (≥220mm) |  | SN764 | 1442 |  | Smith & Nephew Pty Ltd | IMHS CP | Intramedullary Hip Nail, stainless steel | 10 - 14mm x 32 - 44cm left and right | 104370 | August 2013 |  | Changed Product Group, Product Sub Group, Suffix, Benefit.
06 - Specialist Orthopaedic | 06.03 - SKELETAL RECONSTRUCTION | 06.03.01 - Intramedullary Nails | 06.03.01.02 - Femoral, Proximal long (≥220mm) |  | SQ086 | 1442 |  | Surgical Specialties | Pedinail - Cannulated, intramedullary nail, left and right | IM Femoral Nail (Right/Left) | Right: 7mm x 20cm-38cm, 8mm x 24cm-42cm, 9mm x 28cm-42cm, 10mm x 30cm-42cm in 2cm increments Left: 7mm x 20cm-38cm, 8mm x 24cm-42cm, 9mm x 28cm-42cm, 10mm x 30cm-42cm in 2cm increments | 191587 | August 2017 |  | Changed Size, Benefit.
06 - Specialist Orthopaedic | 06.03 - SKELETAL RECONSTRUCTION | 06.03.01 - Intramedullary Nails | 06.03.01.02 - Femoral, Proximal long (≥220mm) |  | SY791 | 1442 |  | Johnson & Johnson Medical Pty Ltd | AO/ASIF Intramedullary Nails | Femoral Nail | 9-15mm D ≥ 220mm length | 161140 | August 2013 |  | Expanded from SY262
06 - Specialist Orthopaedic | 06.03 - SKELETAL RECONSTRUCTION | 06.03.01 - Intramedullary Nails | 06.03.01.02 - Femoral, Proximal long (≥220mm) |  | ZI715 | 1442 |  | Zimmer Biomet Pty Ltd | Zimmer Natural Nail System | Cephalomedullary, Femoral Long Nails, Titanium | 10mm to 14.5mm (in 1.5mm increments) x 30 to 48cm (in 2cm increments) x 125 & 130 CCD Left and Right. | 112735 | August 2013 |  | Changed Product Group, Product Sub Group, Benefit.
06 - Specialist Orthopaedic | 06.03 - SKELETAL RECONSTRUCTION | 06.03.01 - Intramedullary Nails | 06.03.01.02 - Femoral, Proximal long (≥220mm) |  | ZI722 | 1442 |  | Zimmer Biomet Pty Ltd | Zimmer Natural Nail System | Antegrade Femoral Nails, Greater Trochanter, Titanium | 8 to 14mm x 24 to 48cm (in 2cm increments) Left and Right | 112735 | August 2013 |  | Changed Product Group, Product Sub Group, Benefit.
06 - Specialist Orthopaedic | 06.03 - SKELETAL RECONSTRUCTION | 06.03.01 - Intramedullary Nails | 06.03.01.03 - Femoral, Distal |  | AX020 | 1121 |  | Austofix | S2 Nail System | Cannulated supracondylar nail, stainless steel | 11/13mm x 160-380mm | 119002 | August 2013 |  | Changed Benefit.
06 - Specialist Orthopaedic | 06.03 - SKELETAL RECONSTRUCTION | 06.03.01 - Intramedullary Nails | 06.03.01.03 - Femoral, Distal |  | DZ064 | 1121 |  | AUSTRALIAN ORTHOPAEDIC FIXATIONS PTY LTD | S2 Nail System | Cannulated supracondylar nail, stainless steel | 11/13mm x 160-380mm | 111818 | August 2017 |  | Duplicated from AX020
06 - Specialist Orthopaedic | 06.03 - SKELETAL RECONSTRUCTION | 06.03.01 - Intramedullary Nails | 06.03.01.03 - Femoral, Distal |  | SK202 | 1121 |  | Stryker Australia Pty Ltd | Stryker Trauma Locking Nail System | SCN | Diameter 8mm - 15mm, Length 170mm - 480mm | 95185 | August 2017 |  | Changed Size.
06 - Specialist Orthopaedic | 06.03 - SKELETAL RECONSTRUCTION | 06.03.01 - Intramedullary Nails | 06.03.01.03 - Femoral, Distal |  | SN522 | 1121 |  | Smith & Nephew Pty Ltd | TriGen | Femoral nail | 8.5-13mm x 15-50mm | 104370 | August 2017 |  | Changed Product Name, Description, Size.
06 - Specialist Orthopaedic | 06.03 - SKELETAL RECONSTRUCTION | 06.03.01 - Intramedullary Nails | 06.03.01.03 - Femoral, Distal |  | SY264 | 1121 |  | Johnson & Johnson Medical Pty Ltd | AO/ASIF Intramedullary Nails | Distal Femoral Nail - DFN | 9-15mm / 160-420mm Length | 161140 | August 2013 |  | Changed Product Group, Product Sub Group, Suffix, Benefit.
06 - Specialist Orthopaedic | 06.03 - SKELETAL RECONSTRUCTION | 06.03.01 - Intramedullary Nails | 06.03.01.03 - Femoral, Distal |  | ZI721 | 1121 |  | Zimmer Biomet Pty Ltd | Zimmer Natural Nail System | Retrograde Femoral Nail - Titanium | 10mm to 13mm (in 1.5mm increments) x 20, 24, 28, 30, 32, 34, 36, 38, 40, 42, 44cm Universal. | 112735 | August 2013 |  | Changed Product Group, Product Sub Group, Benefit.
06 - Specialist Orthopaedic | 06.03 - SKELETAL RECONSTRUCTION | 06.03.01 - Intramedullary Nails | 06.03.01.04 - Tibial/Fibular |  | DZ012 | 1335 |  | AUSTRALIAN ORTHOPAEDIC FIXATIONS PTY LTD | Austofix Femoral and Tibial Nailing System | Universal Tibial Nail (UTN) 4.0/4.8, stainless steel or titanium | Diameter 8 – 11mm, Lengths 260mm – 420mm | 111818 | February 2017 |  | Transferred from AX022
06 - Specialist Orthopaedic | 06.03 - SKELETAL RECONSTRUCTION | 06.03.01 - Intramedullary Nails | 06.03.01.04 - Tibial/Fibular |  | HW536 | 1335 |  | Stryker Australia Pty Ltd | Stryker Intermedullary Nailing System | Femoral Nails | 7-15mm Diameter , 140 to 480 lengths | 95185 | August 2014 |  | Expanded from SK465
06 - Specialist Orthopaedic | 06.03 - SKELETAL RECONSTRUCTION | 06.03.01 - Intramedullary Nails | 06.03.01.04 - Tibial/Fibular |  | HW537 | 1335 |  | Stryker Australia Pty Ltd | Stryker Intramedullary Nailing System | Tibial nails | 8-15mm Diameter, 240- 420mm lengths | 139722 | August 2017 |  | Changed Product Name, Size.
06 - Specialist Orthopaedic | 06.03 - SKELETAL RECONSTRUCTION | 06.03.01 - Intramedullary Nails | 06.03.01.04 - Tibial/Fibular |  | MO280 | 1335 |  | Medical & Optical Instruments Australia Pty Ltd | Acumed Fibula Rod System | Intramedullary Nail, fibula lower limb specific | 3.00mm & 3.6mm diameter left and right specific rods with lengths of 110mm, 145mm, 180mm | 99822 | August 2013 |  | Changed Product Group, Product Sub Group, Suffix, Benefit.
06 - Specialist Orthopaedic | 06.03 - SKELETAL RECONSTRUCTION | 06.03.01 - Intramedullary Nails | 06.03.01.04 - Tibial/Fibular |  | SN841 | 1335 |  | Smith & Nephew Pty Ltd | Trigen META | Metaphyseal Nail, Titanium | 8.5-13mm 15x50cm | 104370, 117591 | August 2013 |  | Changed Product Group, Product Sub Group, Benefit.
06 - Specialist Orthopaedic | 06.03 - SKELETAL RECONSTRUCTION | 06.03.01 - Intramedullary Nails | 06.03.01.04 - Tibial/Fibular |  | SY788 | 1335 |  | Johnson & Johnson Medical Pty Ltd | AO/ASIF Intermedullary Nails | Tibial Nail | 7-19; 200-600mm | 161138 | August 2013 |  | Compressed from SY060, SY123
06 - Specialist Orthopaedic | 06.03 - SKELETAL RECONSTRUCTION | 06.03.01 - Intramedullary Nails | 06.03.01.04 - Tibial/Fibular |  | ZI719 | 1335 |  | Zimmer Biomet Pty Ltd | Zimmer Natural Nail System | Tibial Nails - Titanium | 8.3mm; 9.3mm; 10mm; 11mm; 12mm; 14mm x 24 to 44cm in 2cm increments | 112735 | August 2013 |  | Changed Product Group, Product Sub Group, Benefit.
06 - Specialist Orthopaedic | 06.03 - SKELETAL RECONSTRUCTION | 06.03.01 - Intramedullary Nails | 06.03.01.05 - Humeral |  | BH357 | 924 |  | Zimmer Biomet Pty Ltd | VersaNail IM Nailing Platform | Humeral Nails, Universal and Proximal, Titanium, Locking, cannulated | 7-10 mm x 150-280mm | 97380 | August 2014 |  | Changed Product Group, Product Sub Group, Suffix, Benefit.
06 - Specialist Orthopaedic | 06.03 - SKELETAL RECONSTRUCTION | 06.03.01 - Intramedullary Nails | 06.03.01.05 - Humeral |  | DZ016 | 924 |  | AUSTRALIAN ORTHOPAEDIC FIXATIONS PTY LTD | Proximal Humeral Nail | Stainless Steel | Diameter 8 mm, Length 170 mm | 111818 | February 2017 |  | Transferred from AX013
06 - Specialist Orthopaedic | 06.03 - SKELETAL RECONSTRUCTION | 06.03.01 - Intramedullary Nails | 06.03.01.05 - Humeral |  | MO154 | 924 |  | Medical & Optical Instruments Australia Pty Ltd | Polarus Proximal Humeral Fixation System | Polarus Proximal Humeral Rod Standard/Plus Titanium | 150 - 300mm length | 99822 | August 2013 |  | Changed Product Group, Product Sub Group, Suffix, Benefit.
06 - Specialist Orthopaedic | 06.03 - SKELETAL RECONSTRUCTION | 06.03.01 - Intramedullary Nails | 06.03.01.05 - Humeral |  | MO424 | 924 |  | Medical & Optical Instruments Australia Pty Ltd | ACUMED POLARUS® 3 Solution Nails | ACUMED POLARUS 3 SOLUTION HUMERAL NAILS | A range of proximal and distal nails, 150mm, 200mm, 220mm, 240mm, 260mm, 280mm | 99822 | February 2015 |  | New Listing
06 - Specialist Orthopaedic | 06.03 - SKELETAL RECONSTRUCTION | 06.03.01 - Intramedullary Nails | 06.03.01.05 - Humeral |  | SK006 | 924 |  | Stryker Australia Pty Ltd | Stryker Trauma Locking Nail System | Titanium - Humeral Nail | Dia 7,8,9mm length 140 - 320mm | 139723 | August 2013 |  | Changed Product Group, Product Sub Group, Suffix, Benefit.
06 - Specialist Orthopaedic | 06.03 - SKELETAL RECONSTRUCTION | 06.03.01 - Intramedullary Nails | 06.03.01.05 - Humeral |  | SK199 | 924 |  | Stryker Australia Pty Ltd | Stryker Trauma Locking Nail System | Proximal Humeral Nail | Nail Left/Right | 139723, 76714 | August 2013 |  | Changed Product Group, Product Sub Group, Suffix, Benefit.
06 - Specialist Orthopaedic | 06.03 - SKELETAL RECONSTRUCTION | 06.03.01 - Intramedullary Nails | 06.03.01.05 - Humeral |  | SN740 | 924 |  | Smith & Nephew Pty Ltd | Trigen | Humeral Nail | 7-11cm x 16-30cm | 25902 | August 2013 |  | Changed Product Group, Product Sub Group, Benefit.
06 - Specialist Orthopaedic | 06.03 - SKELETAL RECONSTRUCTION | 06.03.01 - Intramedullary Nails | 06.03.01.05 - Humeral |  | SY129 | 924 |  | Johnson & Johnson Medical Pty Ltd | AO/ASIF Intramedullary Nails | Humeral Nail | 6.0 - 12.0 mm length 100 - 400mm | 161139 | August 2013 |  | Changed Product Group, Product Sub Group, Suffix, Benefit.
06 - Specialist Orthopaedic | 06.03 - SKELETAL RECONSTRUCTION | 06.03.01 - Intramedullary Nails | 06.03.01.05 - Humeral |  | SY416 | 924 |  | Johnson & Johnson Medical Pty Ltd | AO/ASIF Intramedullary Nails ASLS | Intramedullary Angular Stable Locking System | 4-6mm | 168395 | August 2013 |  | Changed Product Group, Product Sub Group, Benefit.
06 - Specialist Orthopaedic | 06.03 - SKELETAL RECONSTRUCTION | 06.03.01 - Intramedullary Nails | 06.03.01.05 - Humeral |  | SY689 | 1075 |  | Johnson & Johnson Medical Pty Ltd | MultiLoc Humeral Nail | Humeral Nail | 7.0mm-9.5mm D, 160mm-315mm L | 161139 | August 2012 |  | New Listing
06 - Specialist Orthopaedic | 06.03 - SKELETAL RECONSTRUCTION | 06.03.01 - Intramedullary Nails | 06.03.01.05 - Humeral |  | TO050 | 924 |  | Tornier Pty Ltd | Aequalis Humeral Nail | Humeral Nail, straight, cannulated, Ti | Right/Left, dia 7mm and 8mm, Lg 130mm, 210mm, 230mm, 250mm and 270mm | 164794 | February 2015 |  | Changed Description, Size.
06 - Specialist Orthopaedic | 06.03 - SKELETAL RECONSTRUCTION | 06.03.01 - Intramedullary Nails | 06.03.01.05 - Humeral | Gth | LH367 | 3524 |  | Lifehealthcare Pty Ltd | Fassier-Duval Telescopic IM System Component: Male | The Fassier-Dual Telescopic IM System is an endomedular nail designed for patients suffering from Osteogenesis Impecfecta (OI), Skeletal Displasia, Congenital Tibial Pseudoarthrosis, Limb lengthening over nail, Segmental Tumour removal and other bone deformities | The system is composed of a total of 108 rods in 9 different diameters per type. The nail is manufactured in both Ti alloy (Ti6A14V ASTM-136) and medical grade Stainless Steel (315L, ASTM 138). It is available in five diameters: 3.2, 4,4.8,5.6 and 6.4 mm | 141020 | August 2015 |  | Changed Description, Size.
06 - Specialist Orthopaedic | 06.03 - SKELETAL RECONSTRUCTION | 06.03.01 - Intramedullary Nails | 06.03.01.05 - Humeral | Gth | LH368 | 3524 |  | Lifehealthcare Pty Ltd | Fassier-Duval Telescopic IM System Component: Female | The Fassier-Duval Telescopic IM System is an endomedular nail designed for patients suffering from Osteogenesis Imperfecta (OI), Skeletal Displasia, Congenital Tibial Pseudoarthrosis, Limb lengthening over nail, Segmental Tumor removal and other bone defo | The system is composed of a total of 108 rods in 9 different diameters per type. The nail is manufactured in both Ti alloy (Ti6A14V ASTM-136) and medical grade stainless steel (316L, ASTM 138). It is available in five diameters: 3.2,4.4,8,5.6 and 6.4mm; | 141020 | August 2013 |  | Changed Product Group, Product Sub Group, Suffix, Benefit.
06 - Specialist Orthopaedic | 06.03 - SKELETAL RECONSTRUCTION | 06.03.01 - Intramedullary Nails | 06.03.01.06 - Arthrodesis knee |  | BH350 | 4699 |  | Zimmer Biomet Pty Ltd | OSS Modular Arthrodesis Nail | OSS Modular Arthrodesis Nail Collar Assembly | 0-7 Degree | 204613 | August 2013 |  | New Listing
06 - Specialist Orthopaedic | 06.03 - SKELETAL RECONSTRUCTION | 06.03.01 - Intramedullary Nails | 06.03.01.06 - Arthrodesis knee |  | GM164 | 4699 |  | Global Manufacturing Technology Pty Ltd | Osteobridge | Modular diaphyseal endoprosthesis | Arthrodese Nail 10/30mm x 110mm to 16/30mm x 150mm. Osteobridge nail 7mm to 16mm to 60mm to 200mm. Osteobridge spacer 40mm x 20mm to 30mm to 70mm Osteobridge diaphsis reducing bushing 8mm to 20mm Osteobridge spacer connector 25 to 30mm Osteobridge reducing sleeve 8mm to 30mm | 131659, 279141 | August 2014 |  | Compressed from GM110, GM111, GM112
06 - Specialist Orthopaedic | 06.03 - SKELETAL RECONSTRUCTION | 06.03.01 - Intramedullary Nails | 06.03.01.06 - Arthrodesis knee |  | LO100 | 4699 |  | Link Orthopaedics Australia | LINK Arthrodesis Pin | Cobalt Chromium | 90mm | 140661, 140663 | August 2013 |  | Changed Product Group, Product Sub Group, Benefit.
06 - Specialist Orthopaedic | 06.03 - SKELETAL RECONSTRUCTION | 06.03.01 - Intramedullary Nails | 06.03.01.06 - Arthrodesis knee |  | LO101 | 4699 |  | Link Orthopaedics Australia | LINK Arthrodesis Pin | Tilastan | 90mm | 140661, 140663, 32071 | August 2013 |  | Changed Product Group, Product Sub Group, Suffix, Benefit.
06 - Specialist Orthopaedic | 06.03 - SKELETAL RECONSTRUCTION | 06.03.01 - Intramedullary Nails | 06.03.01.06 - Arthrodesis knee |  | SK337 | 4699 |  | Stryker Australia Pty Ltd | Stryker Trauma Locking Nail System | Arthrodesis Nail - Knee | Arthrodesis Nail Left/Right; 11.5mm and 13mm | 139633 | August 2013 |  | Changed Product Group, Product Sub Group, Benefit.
06 - Specialist Orthopaedic | 06.03 - SKELETAL RECONSTRUCTION | 06.03.01 - Intramedullary Nails | 06.03.01.06 - Arthrodesis knee |  | SN497 | 4699 |  | Smith & Nephew Pty Ltd | Intramedullary Nailing System | Knee Fusion Nail | Diameter 11- 13 mm | 104370 | August 2017 |  | Changed Description, Size.
06 - Specialist Orthopaedic | 06.03 - SKELETAL RECONSTRUCTION | 06.03.01 - Intramedullary Nails | 06.03.01.07 - Arthrodesis ankle |  | BH044 | 4730 |  | Zimmer Biomet Pty Ltd | Biomet Phoenix Nail Arthrodesis Nailing System - Nail | Ankle Arthrodesis Locking Nail, Titanium Alloy | 9 - 12mm diameter x 150 - 420mm length | 114474 | August 2013 |  | Changed Product Group, Product Sub Group, Benefit.
06 - Specialist Orthopaedic | 06.03 - SKELETAL RECONSTRUCTION | 06.03.01 - Intramedullary Nails | 06.03.01.07 - Arthrodesis ankle |  | IG100 | 4730 |  | Integra Neurosciences Pty Ltd | Panta Arthrodesis Nail | Ankle Nail, Titanium | Diameter 10 -13 mm Length - 150-240 mm | 173962 | August 2013 |  | Changed Product Group, Product Sub Group, Benefit.
06 - Specialist Orthopaedic | 06.03 - SKELETAL RECONSTRUCTION | 06.03.01 - Intramedullary Nails | 06.03.01.07 - Arthrodesis ankle |  | OU008 | 4730 |  | Ortho Solutions Pty Ltd | OXFORD ANKLE FUSION NAIL | OXFORD ANKLE FUSION NAIL (Ti6AI4V) | AFN NAIL 11MM X 150MM (Ti6AI4V) AFN NAIL 11MM X 180MM (Ti6AI4V) AFN NAIL 10MM X 150MM (Ti6AI4V) AFN NAIL 10MM X 180MM (Ti6AI4V) AFN NAIL 12MM X 150MM (Ti6AI4V) AFN NAIL 12MM X 180MM (Ti6AI4V) | 198770 | August 2013 |  | Changed Benefit.
06 - Specialist Orthopaedic | 06.03 - SKELETAL RECONSTRUCTION | 06.03.01 - Intramedullary Nails | 06.03.01.07 - Arthrodesis ankle |  | PF019 | 4730 |  | Perios Pty Ltd | Tylos | Ankle arthrodesis nail for Tibial Talo Calcaneal fusion | 10 - 12mm diameter | 274577 | August 2016 |  | New Listing
06 - Specialist Orthopaedic | 06.03 - SKELETAL RECONSTRUCTION | 06.03.01 - Intramedullary Nails | 06.03.01.07 - Arthrodesis ankle |  | PF022 | 4730 |  | Perios Pty Ltd | Calcanail | Subtalar fusion and fracture nail | 10-12mm Diameter, 45-85mm length | 274577 | August 2016 |  | New Listing
06 - Specialist Orthopaedic | 06.03 - SKELETAL RECONSTRUCTION | 06.03.01 - Intramedullary Nails | 06.03.01.07 - Arthrodesis ankle |  | SK450 | 4730 |  | Stryker Australia Pty Ltd | T2 Ankle Arthrodesis Nail | T2 Ankle Arthrodesis Type II Anodized Titanium Alloy (Ti6A14V) | 10, 11, 12mm Diameters & 150,200 & 300mm Lengths | 139633, 16221 | August 2013 |  | Changed Product Group, Product Sub Group, Suffix, Benefit.
06 - Specialist Orthopaedic | 06.03 - SKELETAL RECONSTRUCTION | 06.03.01 - Intramedullary Nails | 06.03.01.07 - Arthrodesis ankle |  | SN772 | 4730 |  | Smith & Nephew Pty Ltd | Trigen | Hindfoot Fusion Nail, Titanium | 10 - 11.5mm Diameter | 116509 | August 2013 |  | Changed Product Group, Product Sub Group, Benefit.
06 - Specialist Orthopaedic | 06.03 - SKELETAL RECONSTRUCTION | 06.03.01 - Intramedullary Nails | 06.03.01.07 - Arthrodesis ankle |  | SY130 | 4730 |  | Johnson & Johnson Medical Pty Ltd | AO/ASIF Arthrodesis system | Arthrodesis | 26 - 240mm | 157069 | August 2013 |  | Changed Product Group, Product Sub Group, Benefit.
06 - Specialist Orthopaedic | 06.03 - SKELETAL RECONSTRUCTION | 06.03.01 - Intramedullary Nails | 06.03.01.07 - Arthrodesis ankle |  | TO142 | 4730 |  | Tornier Pty Ltd | 611 Ankle Fusion Nail | The 611 ankle arthrodesis nail is made out of titanium alloy (Ti6AI4V) and is associated with self locking screws, a plug and an internal screw. The nail is delivered sterile. The self locking screws, plug and internal locking screw are delivered non-sterile with the instrumentation | 10mm x 180mm, 6 deg left, 10mm x 180mm, 6 deg right 12mm x 180mm, 6 deg left, 12mm x 180mm, 6 deg right 10mm x 180mm, 11 deg left, 10mm x 180mm, 11 deg right 12mm x 180mm, 11 deg left, 12mmx180mm, 11 right | 198776 | February 2014 |  | Transferred from OE036
06 - Specialist Orthopaedic | 06.03 - SKELETAL RECONSTRUCTION | 06.03.01 - Intramedullary Nails | 06.03.01.07 - Arthrodesis ankle |  | WR208 | 4730 |  | Wright Medical Australia | Valor Hindfoot Fusion System | Valor Hindfoot Fusion Nail, Titanium Alloy | 10 & 11.5mm diameter, 150, 200 & 250mm length, left and right | 118457 | August 2013 |  | Changed Product Sub Group, Suffix, Benefit.
06 - Specialist Orthopaedic | 06.03 - SKELETAL RECONSTRUCTION | 06.03.01 - Intramedullary Nails | 06.03.01.08 - Flexible/paediatric |  | BH179 | 235 |  | Zimmer Biomet Pty Ltd | Nancy Nail System | Pediatric Flexible Nail | 2.5 or 3.0 mm x 190 -290mm | 138850 | August 2013 |  | Changed Product Group, Product Sub Group, Benefit.
06 - Specialist Orthopaedic | 06.03 - SKELETAL RECONSTRUCTION | 06.03.01 - Intramedullary Nails | 06.03.01.08 - Flexible/paediatric |  | BH180 | 235 |  | Zimmer Biomet Pty Ltd | Nancy Nail System | Pediatric Flexible Nail | 3.5 mm x 270-350mm | 138550 | August 2013 |  | Changed Product Group, Product Sub Group, Benefit.
06 - Specialist Orthopaedic | 06.03 - SKELETAL RECONSTRUCTION | 06.03.01 - Intramedullary Nails | 06.03.01.08 - Flexible/paediatric |  | BH181 | 235 |  | Zimmer Biomet Pty Ltd | Nancy Nail System | Pediatric Flexible Nail | 4.0 mm x 330-450mm | 138850 | August 2013 |  | Changed Product Group, Product Sub Group, Benefit.
06 - Specialist Orthopaedic | 06.03 - SKELETAL RECONSTRUCTION | 06.03.01 - Intramedullary Nails | 06.03.01.08 - Flexible/paediatric |  | BH183 | 235 |  | Zimmer Biomet Pty Ltd | Nancy Nail System | Pediatric Flexible Nail | 2.0 - 4.0 mm x 130 - 450mm | 138850 | August 2013 |  | Changed Product Group, Product Sub Group, Benefit.
06 - Specialist Orthopaedic | 06.03 - SKELETAL RECONSTRUCTION | 06.03.01 - Intramedullary Nails | 06.03.01.08 - Flexible/paediatric |  | BH265 | 235 |  | Zimmer Biomet Pty Ltd | Small Bone Fixation System - Small Bone Fixation System Kit | Intramedullary Nail Fixation System Kit | 1.6mm and 1.1mm | 137673 | August 2013 |  | Changed Product Group, Product Sub Group, Benefit.
06 - Specialist Orthopaedic | 06.03 - SKELETAL RECONSTRUCTION | 06.03.01 - Intramedullary Nails | 06.03.01.08 - Flexible/paediatric |  | SK506 | 235 |  | Stryker Australia Pty Ltd | T2 Kids Paediatric Nail | Paediatric Flexible Nail | 1.5-4mm, 300-450mm | 169585 | August 2013 |  | Changed Product Sub Group, Suffix, Benefit.
06 - Specialist Orthopaedic | 06.03 - SKELETAL RECONSTRUCTION | 06.03.01 - Intramedullary Nails | 06.03.01.08 - Flexible/paediatric |  | SK611 | 235 |  | Stryker Australia Pty Ltd | Metaflex | Low compression screw | Diameter: 1.2, 1.4, 1.6, 2.0 - 2.5mm, Length: 10mm - 30mm | 252454 | August 2015 |  | Transferred from AE227
06 - Specialist Orthopaedic | 06.03 - SKELETAL RECONSTRUCTION | 06.03.01 - Intramedullary Nails | 06.03.01.08 - Flexible/paediatric |  | SQ094 | 235 |  | Surgical Specialties | PediFlex - Flexible nails | Flex Nail- Ti ; SS; cap | 2.0mm-4.5mm, in 0.5mm increments 1.5mm-4.5mm, in 0.5 increments 1.5-4.0mm, in 0.5mm increments | 191587 | February 2014 |  | Transferred from ER063
06 - Specialist Orthopaedic | 06.03 - SKELETAL RECONSTRUCTION | 06.03.01 - Intramedullary Nails | 06.03.01.08 - Flexible/paediatric |  | SY064 | 235 |  | Johnson & Johnson Medical Pty Ltd | Titanium Elastic Nail |  | 1.5mm - 4.0mm | 141931 | August 2013 |  | Changed Product Group, Product Sub Group, Suffix, Benefit.
06 - Specialist Orthopaedic | 06.03 - SKELETAL RECONSTRUCTION | 06.03.01 - Intramedullary Nails | 06.03.01.09 - Radial/Ulnar |  | MO159 | 1559 |  | Medical & Optical Instruments Australia Pty Ltd | Polarus Humeral Rod System | Polarus Ulna Rod Titanium | 210 to 270mm length | 99822 | August 2013 |  | Changed Product Group, Product Sub Group, Benefit.
06 - Specialist Orthopaedic | 06.03 - SKELETAL RECONSTRUCTION | 06.03.01 - Intramedullary Nails | 06.03.01.09 - Radial/Ulnar |  | MO161 | 1559 |  | Medical & Optical Instruments Australia Pty Ltd | Polarus Humeral Rod System | Polarus Radius Rod Titanium | 190 to 230mm length | 99822 | August 2013 |  | Changed Product Group, Product Sub Group, Benefit.
06 - Specialist Orthopaedic | 06.03 - SKELETAL RECONSTRUCTION | 06.03.01 - Intramedullary Nails | 06.03.01.09 - Radial/Ulnar |  | SN496 | 1559 |  | Smith & Nephew Pty Ltd | Intramedullary Nailing System | Foresight Nail | 4-5mm Diameter 20-26cm Length | 25902 | August 2013 |  | Changed Product Group, Product Sub Group, Benefit.
06 - Specialist Orthopaedic | 06.03 - SKELETAL RECONSTRUCTION | 06.03.01 - Intramedullary Nails | 06.03.01.09 - Radial/Ulnar |  | SY781 | 1559 |  | Johnson & Johnson Medical Pty Ltd | AO/ASIF Intramedullary Nails | Olecranon Osteotomy Nail | 63mm | 161139 | August 2013 |  | New Listing
06 - Specialist Orthopaedic | 06.03 - SKELETAL RECONSTRUCTION | 06.03.01 - Intramedullary Nails | 06.03.01.09 - Radial/Ulnar |  | WR029 | 1559 |  | Wright Medical Australia | Micronail intramedullary radial fixation | Titanium, Distal radial nail | 1, 2, 3, 4 and XL | 198485 | August 2013 |  | Changed Product Group, Product Sub Group, Benefit.
06 - Specialist Orthopaedic | 06.03 - SKELETAL RECONSTRUCTION | 06.03.01 - Intramedullary Nails | 06.03.01.10 - Dynamic distraction - electronic |  | LH542 | 17622 |  | Lifehealthcare Pty Ltd | Precice Intramedullary Limb Lengthening System , Nail | Precice Intramedullary Nail | (8.5 -12.5)mm diameter x (130- 365)mm length | 244568, 244569 | February 2016 |  | New Listing
06 - Specialist Orthopaedic | 06.03 - SKELETAL RECONSTRUCTION | 06.03.01 - Intramedullary Nails | 06.03.01.10 - Dynamic distraction - electronic |  | OH393 | 17622 |  | Orthotech Pty Ltd | Wittenstein FITBONE - Active limb lengthening nail | Active intramedullary nail | one size | 178664 | August 2013 |  | Changed Product Sub Group, Benefit.
06 - Specialist Orthopaedic | 06.03 - SKELETAL RECONSTRUCTION | 06.03.01 - Intramedullary Nails | 06.03.01.10 - Dynamic distraction - electronic |  | VK015 | 17622 |  | Akva Surgical Pty Ltd | ISKD Internal Limb Lengthening System | Titanium Alloy | Diameter 12.5 - 14.5mm | 118320, 189940, 189941 | August 2013 |  | Changed Product Group, Product Sub Group, Suffix, Benefit.
06 - Specialist Orthopaedic | 06.03 - SKELETAL RECONSTRUCTION | 06.03.01 - Intramedullary Nails | 06.03.01.11 - Arthrodesis Other |  | BU013 | 577 |  | CAB MEDICAL PTY LTD | Lync Intramedullary Implant | Lync is a titanium intramedullary implant | 12mm to 20mm Length, Angled 0 degrees and 10 degrees | 235763 | August 2017 |  | Changed Size.
06 - Specialist Orthopaedic | 06.03 - SKELETAL RECONSTRUCTION | 06.03.01 - Intramedullary Nails | 06.03.01.11 - Arthrodesis Other |  | DE550 | 577 |  | Device Technologies Australia Pty Ltd | RetroFusion | Implant for PIP Arthrodesis for Hammertoe and Clawtoe Deformity | 20mm Length 24mm Length | 227070 | August 2017 |  | New Listing
06 - Specialist Orthopaedic | 06.03 - SKELETAL RECONSTRUCTION | 06.03.01 - Intramedullary Nails | 06.03.01.11 - Arthrodesis Other |  | ER380 | 577 |  | Emergo Asia Pacific Pty Ltd | Paragon 28 Phantom Lapidus Nail System-Intramedullary nail, foot | Phantom Lapidus intramedullary nail, foot, left or right | dia 5.5 mmx length (38-60 mm) | 290443 | August 2017 |  | New Listing
06 - Specialist Orthopaedic | 06.03 - SKELETAL RECONSTRUCTION | 06.03.01 - Intramedullary Nails | 06.03.01.11 - Arthrodesis Other |  | ER387 | 577 |  | Emergo Asia Pacific Pty Ltd | Paragon 28 Hammer Tube System | Paragon 28 Hammer tube, proximal interphalangeal joint arthrodesis; solid or cannulated, Peek, sterile | dia (2.50-3.75 mm); angle 0-10°; length (14-16mm) | 290441 | August 2017 |  | New Listing
06 - Specialist Orthopaedic | 06.03 - SKELETAL RECONSTRUCTION | 06.03.01 - Intramedullary Nails | 06.03.01.11 - Arthrodesis Other |  | LM246 | 577 |  | LMT Surgical Pty Ltd | Duafit | Interphalangeal implant | 11 - 20 mm implant length, zero, 10.0 or 17.0 degrees of plantarflexion | 236773 | August 2016 |  | Changed Size.
06 - Specialist Orthopaedic | 06.03 - SKELETAL RECONSTRUCTION | 06.03.01 - Intramedullary Nails | 06.03.01.11 - Arthrodesis Other |  | LM300 | 577 |  | LMT Surgical Pty Ltd | HammerFix | Implant for interphalangeal joint fixation of lessor toe | Small, Medium, Large | 242003 | August 2016 |  | New Listing
06 - Specialist Orthopaedic | 06.03 - SKELETAL RECONSTRUCTION | 06.03.01 - Intramedullary Nails | 06.03.01.11 - Arthrodesis Other |  | SL052 | 577 |  | Smith & Nephew Pty Ltd | HAT-TRICK | PIP Fusion System | Straight & Angled | 248155 | August 2015 |  | New Listing
06 - Specialist Orthopaedic | 06.03 - SKELETAL RECONSTRUCTION | 06.03.01 - Intramedullary Nails | 06.03.01.11 - Arthrodesis Other |  | WR252 | 577 |  | Wright Medical Australia | Pro-toe VO | Hammertoe Fixation System | Small, Large, Straight & Angled | 131003 | August 2015 |  | Changed Benefit.
06 - Specialist Orthopaedic | 06.03 - SKELETAL RECONSTRUCTION | 06.03.01 - Intramedullary Nails | 06.03.01.11 - Arthrodesis Other |  | WR298 | 577 |  | Wright Medical Australia | Phalinx / Pro-toe VO* | Hammertoe Fixation System Implants | Extra Small - Large, Straight & Angled | 131003 | February 2016 |  | New Listing
06 - Specialist Orthopaedic | 06.03 - SKELETAL RECONSTRUCTION | 06.03.01 - Intramedullary Nails | 06.03.01.11 - Arthrodesis Other |  | ZI980 | 577 |  | Zimmer Biomet Pty Ltd | Nextra hammertoe Correction Prosthesis | Interdigital Fusion Implant | 3.5mm MPI / 3.2mm PI 4.5mm MPI / 3.2mm PI 5.5mm MPI / 3.2mm PI 4.5mm MPI / 4.5mm PI 5.5mm MPI / 4.5mm PI | 202866, 259860 | August 2017 |  | Transferred from XD015
06 - Specialist Orthopaedic | 06.03 - SKELETAL RECONSTRUCTION | 06.03.01 - Intramedullary Nails | 06.03.01.12 - Clavicle |  | VK017 | 1200 |  | Akva Surgical Pty Ltd | Sonoma CRx Clavicle | The Sonoma CRx is a stainless steel implant designed to treat clavicle fractures, mal unions and non-unions. Using minimally invasive technique, the implant is locked to length by patented grippers. The rotation and migration is prevented by use of a locking screw. The implant preserves periosteum | 90mm, 100mm, 110mm, 120mm of length | 187461 | August 2014 |  | New Listing
06 - Specialist Orthopaedic | 06.03 - SKELETAL RECONSTRUCTION | 06.03.01 - Intramedullary Nails | 06.03.01.13 - Arthrodesis | Interphalangeal | MN205 | 577 |  | Johnson & Johnson Medical Pty Ltd | Hammerlock | Intramedulary Nitinol Implant | Small to large | 95685 | February 2017 |  | New Listing
06 - Specialist Orthopaedic | 06.03 - SKELETAL RECONSTRUCTION | 06.03.02 - Intramedullary Nail Accessories | 06.03.02.01 - Intramedullary nail lag screw |  | BH315 | 209 |  | Zimmer Biomet Pty Ltd | Affixus Hip Fracture Nail System | Lag Screw | 70-130mm | 177876 | August 2013 |  | Changed Suffix, Benefit.
06 - Specialist Orthopaedic | 06.03 - SKELETAL RECONSTRUCTION | 06.03.02 - Intramedullary Nail Accessories | 06.03.02.01 - Intramedullary nail lag screw |  | BI922 | 209 |  | Zimmer Biomet Pty Ltd | EBI Paediatric Locking Nail System | Screw Pilot Double Thread - titanium; | 20 - 68mm x 4.0mm | 114472 | August 2013 |  | Changed Product Group, Product Sub Group, Suffix, Benefit.
06 - Specialist Orthopaedic | 06.03 - SKELETAL RECONSTRUCTION | 06.03.02 - Intramedullary Nail Accessories | 06.03.02.01 - Intramedullary nail lag screw |  | DZ011 | 209 |  | AUSTRALIAN ORTHOPAEDIC FIXATIONS PTY LTD | Austofix Femoral and Tibial Nailing System | 6.2/6.5 Hip Screw, stainless steel or titanium | Diameter 6.2-6.5mm, Lengths 70-120mm | 111818 | February 2017 |  | Transferred from AX025
06 - Specialist Orthopaedic | 06.03 - SKELETAL RECONSTRUCTION | 06.03.02 - Intramedullary Nail Accessories | 06.03.02.01 - Intramedullary nail lag screw |  | DZ059 | 209 |  | AUSTRALIAN ORTHOPAEDIC FIXATIONS PTY LTD | F1 Proximal Femoral Nail | F1 10.4mm Helical Blade | 10.4mm width, 60-120mm length | 111818 | August 2017 |  | New Listing
06 - Specialist Orthopaedic | 06.03 - SKELETAL RECONSTRUCTION | 06.03.02 - Intramedullary Nail Accessories | 06.03.02.01 - Intramedullary nail lag screw |  | DZ060 | 209 |  | AUSTRALIAN ORTHOPAEDIC FIXATIONS PTY LTD | F1 Proximal Femoral Nail | 10.4mm Hip Screw | 10.4mm width, 60-120mm length | 111818 | August 2017 |  | New Listing
06 - Specialist Orthopaedic | 06.03 - SKELETAL RECONSTRUCTION | 06.03.02 - Intramedullary Nail Accessories | 06.03.02.01 - Intramedullary nail lag screw |  | IG137 | 209 |  | Integra Neurosciences Pty Ltd | Panta Arthrodesis Nail | Partially threaded lag Screw, Titanium | Diameter 5 mm Length - 20 - 110 mm | 173962 | August 2013 |  | Expanded from IG101
06 - Specialist Orthopaedic | 06.03 - SKELETAL RECONSTRUCTION | 06.03.02 - Intramedullary Nail Accessories | 06.03.02.01 - Intramedullary nail lag screw |  | SK243 | 209 |  | Stryker Australia Pty Ltd | Gamma LN | Lag Screw - Titanium | 10.5mmx70mm - 10.5mmx130mm | 95185 | August 2016 |  | Changed Suffix, Benefit.
06 - Specialist Orthopaedic | 06.03 - SKELETAL RECONSTRUCTION | 06.03.02 - Intramedullary Nail Accessories | 06.03.02.01 - Intramedullary nail lag screw |  | SL026 | 209 |  | Smith & Nephew Pty Ltd | Compresion Hip Screw | Lag Screws | 55-140mm | 25902 | August 2013 |  | Compressed from SN479, SN480, SN481
06 - Specialist Orthopaedic | 06.03 - SKELETAL RECONSTRUCTION | 06.03.02 - Intramedullary Nail Accessories | 06.03.02.01 - Intramedullary nail lag screw |  | SM155 | 209 |  | Smith & Nephew Pty Ltd | InterTAN CHS-Integrated Interlocking Screws | Integrated Interlocking Screws | 11mm x 7.0mm diameter, 65mm Lag Screw/60mm Compression Screw (65/60), 70/65, 75/70, 80/75, 85/80, 90/85, 100/95, 105/100, 110/105, 115/110, 120/115, 125/120, 130/125, 135/130, 140/135. | 104369 | August 2013 |  | Changed Product Sub Group, Benefit.
06 - Specialist Orthopaedic | 06.03 - SKELETAL RECONSTRUCTION | 06.03.02 - Intramedullary Nail Accessories | 06.03.02.01 - Intramedullary nail lag screw |  | SN761 | 209 |  | Smith & Nephew Pty Ltd | IMHS CP | Subtrochanteric lag screw | 12.7mm x 70mm to 12.7mm x 140mm | 104369 | August 2013 |  | Changed Benefit.
06 - Specialist Orthopaedic | 06.03 - SKELETAL RECONSTRUCTION | 06.03.02 - Intramedullary Nail Accessories | 06.03.02.01 - Intramedullary nail lag screw |  | SN839 | 209 |  | Smith & Nephew Pty Ltd | Trigen InterTAN Nail | Lag/Compression Screw, Titanium | 30-120 | 104370 | August 2013 |  | Changed Product Sub Group, Benefit.
06 - Specialist Orthopaedic | 06.03 - SKELETAL RECONSTRUCTION | 06.03.02 - Intramedullary Nail Accessories | 06.03.02.01 - Intramedullary nail lag screw |  | SY126 | 209 |  | Johnson & Johnson Medical Pty Ltd | AO/ASIF Intramedullary Nails | Spiral blade | Length 20 - 150mm | 133923 | August 2013 |  | Changed Size, Product Group, Product Sub Group, Benefit.
06 - Specialist Orthopaedic | 06.03 - SKELETAL RECONSTRUCTION | 06.03.02 - Intramedullary Nail Accessories | 06.03.02.01 - Intramedullary nail lag screw |  | SY803 | 209 |  | Johnson & Johnson Medical Pty Ltd | AO/ASIF Intramedullary Nails | Femoral Neck Screw Perforated | 70mm - 130mm | 157068 | February 2016 |  | New Listing
06 - Specialist Orthopaedic | 06.03 - SKELETAL RECONSTRUCTION | 06.03.02 - Intramedullary Nail Accessories | 06.03.02.01 - Intramedullary nail lag screw |  | ZI713 | 209 |  | Zimmer Biomet Pty Ltd | Zimmer Natural Nail System | Lag Screws, Titanium | 10.5mm x 70 to 130mm in 5mm increments | 112735 | August 2013 |  | Changed Product Group, Product Sub Group, Benefit.
06 - Specialist Orthopaedic | 06.03 - SKELETAL RECONSTRUCTION | 06.03.02 - Intramedullary Nail Accessories | 06.03.02.01 - Intramedullary nail lag screw | Com | SK490 | 497 |  | Stryker Australia Pty Ltd | Gamma | U-Blade Lag Screw Set | Dia. 10.5mm, 70-130mm | 139625 | August 2014 |  | Changed Product Name, Size, Suffix.
06 - Specialist Orthopaedic | 06.03 - SKELETAL RECONSTRUCTION | 06.03.02 - Intramedullary Nail Accessories | 06.03.02.01 - Intramedullary nail lag screw | COM | SY285 | 497 |  | Johnson & Johnson Medical Pty Ltd | AO/ASIF Intramedullary nails | Helical blade | 50-150mm length | 157068 | August 2013 |  | Changed Product Group, Product Sub Group, Suffix, Benefit.
06 - Specialist Orthopaedic | 06.03 - SKELETAL RECONSTRUCTION | 06.03.02 - Intramedullary Nail Accessories | 06.03.02.01 - Intramedullary nail lag screw | Comp | SL066 | 256 |  | Smith & Nephew Pty Ltd | TriGen | Integrated Lag / Compression Screw Kit | 65 mm - 120 mm | 104369 | February 2016 |  | New Listing
06 - Specialist Orthopaedic | 06.03 - SKELETAL RECONSTRUCTION | 06.03.02 - Intramedullary Nail Accessories | 06.03.02.01 - Intramedullary nail lag screw | Comp | SL067 | 256 |  | Smith & Nephew Pty Ltd | TriGen | Compression Screw | 35 mm | 104369 | February 2016 |  | New Listing
06 - Specialist Orthopaedic | 06.03 - SKELETAL RECONSTRUCTION | 06.03.02 - Intramedullary Nail Accessories | 06.03.02.01 - Intramedullary nail lag screw | COMP | SN774 | 256 |  | Smith & Nephew Pty Ltd | IMHS CP | Captured Compression Screw, Stainless Steel | 19mm | 104369 | August 2013 |  | Changed Product Group, Product Sub Group, Suffix, Benefit.
06 - Specialist Orthopaedic | 06.03 - SKELETAL RECONSTRUCTION | 06.03.02 - Intramedullary Nail Accessories | 06.03.02.01 - Intramedullary nail lag screw | Comp | ST035 | 256 |  | Stryker Australia Pty Ltd | Stryker Intramedullary Nailing System | Compression Screw -Titanium | 0 – 35mm | 139625 | August 2017 |  | Changed Product Name, Description, Size, Suffix.
06 - Specialist Orthopaedic | 06.03 - SKELETAL RECONSTRUCTION | 06.03.02 - Intramedullary Nail Accessories | 06.03.02.02 - Reconstruction screw |  | AX021 | 234 |  | Austofix | S2 Nail System | 6.2mm condylar screws | 6.5mm x 60-85mm | 119002 | August 2013 |  | Changed Product Group, Product Sub Group, Suffix, Benefit.
06 - Specialist Orthopaedic | 06.03 - SKELETAL RECONSTRUCTION | 06.03.02 - Intramedullary Nail Accessories | 06.03.02.02 - Reconstruction screw |  | DZ065 | 234 |  | AUSTRALIAN ORTHOPAEDIC FIXATIONS PTY LTD | S2 Nail System | 6.2mm condylar screws | 6.5mm x 60-85mm | 111818 | August 2017 |  | Duplicated from AX021
06 - Specialist Orthopaedic | 06.03 - SKELETAL RECONSTRUCTION | 06.03.02 - Intramedullary Nail Accessories | 06.03.02.02 - Reconstruction screw |  | IG138 | 234 |  | Integra Neurosciences Pty Ltd | Panta Arthrodesis Nail | Fully threaded lag Screw, Titanium | Diameter 5 mm Length - 20 - 110 mm | 173962 | August 2013 |  | Expanded from IG101
06 - Specialist Orthopaedic | 06.03 - SKELETAL RECONSTRUCTION | 06.03.02 - Intramedullary Nail Accessories | 06.03.02.02 - Reconstruction screw |  | PF021 | 234 |  | Perios Pty Ltd | Tylos | Tylos trans-calcaneal reconstruction pin | 0-35, 0-45, 0-55, 10-35, 10-45, 10-55, 20-35, 20-45, 20-55, 30-35, 30-45, 30-55, 40-35, 40-45, 40-55 | 274577 | August 2016 |  | New Listing
06 - Specialist Orthopaedic | 06.03 - SKELETAL RECONSTRUCTION | 06.03.02 - Intramedullary Nail Accessories | 06.03.02.02 - Reconstruction screw |  | SN519 | 234 |  | Smith & Nephew Pty Ltd | TriGen | Capture Reconstruction Screws Titanium | 6.4mm diameter 65-125mm length | 25902 | August 2013 |  | Changed Product Group, Product Sub Group, Benefit.
06 - Specialist Orthopaedic | 06.03 - SKELETAL RECONSTRUCTION | 06.03.02 - Intramedullary Nail Accessories | 06.03.02.02 - Reconstruction screw |  | SY263 | 234 |  | Johnson & Johnson Medical Pty Ltd | AO/ASIF Intramedullary Nails | Reconstruction Screw | 26-200mm Length | 133927 | August 2013 |  | Changed Description, Size, Product Group, Product Sub Group, Benefit.
06 - Specialist Orthopaedic | 06.03 - SKELETAL RECONSTRUCTION | 06.03.02 - Intramedullary Nail Accessories | 06.03.02.02 - Reconstruction screw |  | ZI717 | 234 |  | Zimmer Biomet Pty Ltd | Zimmer Natural Nail System | Cancellous Screws Titanium - Partially Threaded & Fixed Angle | 6.0mm x 50 to 145mm at 5mm increments | 112735 | August 2013 |  | Changed Product Group, Product Sub Group, Benefit.
06 - Specialist Orthopaedic | 06.03 - SKELETAL RECONSTRUCTION | 06.03.02 - Intramedullary Nail Accessories | 06.03.02.02 - Reconstruction screw | CN | PF023 | 278 |  | Perios Pty Ltd | Calcanail Screw | Cannulated Screw | 5mm diameter, 28 - 40mm length | 274577 | August 2016 |  | New Listing
06 - Specialist Orthopaedic | 06.03 - SKELETAL RECONSTRUCTION | 06.03.02 - Intramedullary Nail Accessories | 06.03.02.02 - Reconstruction screw | CN | SK203 | 278 |  | Stryker Australia Pty Ltd | Stryker Trauma Locking Nail System | SCN | Condyle Screws 5mm x (40mm-120mm) | 139625, 76714 | August 2013 |  | Changed Product Group, Product Sub Group, Suffix, Benefit.
06 - Specialist Orthopaedic | 06.03 - SKELETAL RECONSTRUCTION | 06.03.02 - Intramedullary Nail Accessories | 06.03.02.02 - Reconstruction screw | CN | SK215 | 278 |  | Stryker Australia Pty Ltd | Stryker Trauma Locking Nail System | Reconstruction Nail | Recon Lag Screw | 139625, 76714 | August 2013 |  | Changed Product Group, Product Sub Group, Suffix, Benefit.
06 - Specialist Orthopaedic | 06.03 - SKELETAL RECONSTRUCTION | 06.03.02 - Intramedullary Nail Accessories | 06.03.02.03 - Set screw/Locking bolt |  | BH046 | 150 |  | Zimmer Biomet Pty Ltd | Biomet Phoenix Ankle Nailing System - 5mm Double-lead thread screw | Double lead screw - Ti-6Al-4V Standard or osseotite finish | 5mm Dia x (20 to 110)mm length | 114474 | August 2013 |  | Changed Product Group, Product Sub Group, Benefit.
06 - Specialist Orthopaedic | 06.03 - SKELETAL RECONSTRUCTION | 06.03.02 - Intramedullary Nail Accessories | 06.03.02.03 - Set screw/Locking bolt |  | BH263 | 150 |  | Zimmer Biomet Pty Ltd | HI S3 Shoulder Fixation System | Set Screw, 90 Deg Locking | One size | 153087 | August 2013 |  | Changed Product Group, Product Sub Group, Suffix, Benefit.
06 - Specialist Orthopaedic | 06.03 - SKELETAL RECONSTRUCTION | 06.03.02 - Intramedullary Nail Accessories | 06.03.02.03 - Set screw/Locking bolt |  | DZ024 | 150 |  | AUSTRALIAN ORTHOPAEDIC FIXATIONS PTY LTD | Austofix Femoral and Tibial Nailing System | 4.0/4.8 Screws, Locking, stainless steel or titanium | Diameter 4.0-4.8mm, Lengths 20-90mm | 111818 | February 2017 |  | Transferred from AX023
06 - Specialist Orthopaedic | 06.03 - SKELETAL RECONSTRUCTION | 06.03.02 - Intramedullary Nail Accessories | 06.03.02.03 - Set screw/Locking bolt |  | DZ063 | 150 |  | AUSTRALIAN ORTHOPAEDIC FIXATIONS PTY LTD | F1 Proximal Femoral Nail | Set Screw | Single Size | 111818 | August 2017 |  | New Listing
06 - Specialist Orthopaedic | 06.03 - SKELETAL RECONSTRUCTION | 06.03.02 - Intramedullary Nail Accessories | 06.03.02.03 - Set screw/Locking bolt |  | ER381 | 150 |  | Emergo Asia Pacific Pty Ltd | Paragon 28 Phantom Lapidus Nail-Screws, small (2.71mm – 4.49mm), dual thread, locking | Paragon 28 Phantom Lapidus Nail-Screws, small (2.71mm – 4.49mm), dual thread, locking | dia 3.5 mm x length (10-26 mm) | 290443 | August 2017 |  | New Listing
06 - Specialist Orthopaedic | 06.03 - SKELETAL RECONSTRUCTION | 06.03.02 - Intramedullary Nail Accessories | 06.03.02.03 - Set screw/Locking bolt |  | ER382 | 150 |  | Emergo Asia Pacific Pty Ltd | Paragon 28 Phantom Lapidus Nail-Screw, small (2.71mm – 4.49mm) | Paragon 28 Phantom Lapidus Nail-Screw, small | dia 3.5 mm x length (10-46 mm) | 290443 | August 2017 |  | New Listing
06 - Specialist Orthopaedic | 06.03 - SKELETAL RECONSTRUCTION | 06.03.02 - Intramedullary Nail Accessories | 06.03.02.03 - Set screw/Locking bolt |  | LC187 | 150 |  | Lima Orthopaedics Australia Pty Ltd | SMR Revision Modular Locking Ring | Modular Locking Collar (Ring) Ti6AI4V | One Size | 168582 | February 2014 |  | Expanded from LC045
06 - Specialist Orthopaedic | 06.03 - SKELETAL RECONSTRUCTION | 06.03.02 - Intramedullary Nail Accessories | 06.03.02.03 - Set screw/Locking bolt |  | LH541 | 150 |  | Lifehealthcare Pty Ltd | Precice Intramedullary Limb Lengthening System | Precice Locking Screw | Diameter (3.5 -5.0)mm diameter x (20- 75)mm length | 244568 | February 2016 |  | New Listing
06 - Specialist Orthopaedic | 06.03 - SKELETAL RECONSTRUCTION | 06.03.02 - Intramedullary Nail Accessories | 06.03.02.03 - Set screw/Locking bolt |  | OH394 | 150 |  | Orthotech Pty Ltd | Wittenstein FITBONE - Internal limb lengthening locking screw | Locking screw long/short thread | 20-85mm | 178664 | August 2013 |  | Changed Product Sub Group, Benefit.
06 - Specialist Orthopaedic | 06.03 - SKELETAL RECONSTRUCTION | 06.03.02 - Intramedullary Nail Accessories | 06.03.02.03 - Set screw/Locking bolt |  | OY006 | 124 |  | Osseointegration Holdings Pty Ltd | Dual Cone Locking Extension (as a component of the Orthodynamics The Integral Leg Prosthesis | Orthodynamics The Integral Leg Prosthesis-Dual Cone Locking Extension | 6 sizes | 109214, 195008, 195009 | August 2015 |  | Transferred from RQ050
06 - Specialist Orthopaedic | 06.03 - SKELETAL RECONSTRUCTION | 06.03.02 - Intramedullary Nail Accessories | 06.03.02.03 - Set screw/Locking bolt |  | PF020 | 150 |  | Perios Pty Ltd | Tylos Screw | Cortical Screw for Tibio Talo Calcaneal fusion | 5mm x 25mm, 30mm, 35mm, 40mm, 45mm, 50mm, 55mm | 274577 | August 2016 |  | New Listing
06 - Specialist Orthopaedic | 06.03 - SKELETAL RECONSTRUCTION | 06.03.02 - Intramedullary Nail Accessories | 06.03.02.03 - Set screw/Locking bolt |  | SK216 | 150 |  | Stryker Australia Pty Ltd | Stryker Trauma Locking Nail System | Reconstruction Nail | Blocking Screw | 139625, 76714 | August 2013 |  | Changed Product Group, Product Sub Group, Benefit.
06 - Specialist Orthopaedic | 06.03 - SKELETAL RECONSTRUCTION | 06.03.02 - Intramedullary Nail Accessories | 06.03.02.03 - Set screw/Locking bolt |  | SK245 | 150 |  | Stryker Australia Pty Ltd | Stryker Intramedullary Nailing System | Locking Screw - Titanium | 25mm - 120mm | 95185 | August 2017 |  | Changed Product Name, Size.
06 - Specialist Orthopaedic | 06.03 - SKELETAL RECONSTRUCTION | 06.03.02 - Intramedullary Nail Accessories | 06.03.02.03 - Set screw/Locking bolt |  | SK247 | 150 |  | Stryker Australia Pty Ltd | Gamma LN | Set Screw - Titanium | 8x17.5mm | 95185 | August 2013 |  | Changed Product Group, Product Sub Group, Benefit.
06 - Specialist Orthopaedic | 06.03 - SKELETAL RECONSTRUCTION | 06.03.02 - Intramedullary Nail Accessories | 06.03.02.03 - Set screw/Locking bolt |  | SN467 | 150 |  | Smith & Nephew Pty Ltd | Compressing Screw | For Intramedullary and compression Hip Screw Systems | 19mm & 28.5mm | 25902 | August 2013 |  | Changed Product Sub Group, Benefit.
06 - Specialist Orthopaedic | 06.03 - SKELETAL RECONSTRUCTION | 06.03.02 - Intramedullary Nail Accessories | 06.03.02.03 - Set screw/Locking bolt |  | SN739 | 150 |  | Smith & Nephew Pty Ltd | Trigen | Self Tapping Cortical Screw | 20mm - 110mm | 104369 | February 2017 |  | Changed Size.
06 - Specialist Orthopaedic | 06.03 - SKELETAL RECONSTRUCTION | 06.03.02 - Intramedullary Nail Accessories | 06.03.02.03 - Set screw/Locking bolt |  | SN762 | 150 |  | Smith & Nephew Pty Ltd | IMHS CP | Captured locking screw | 4.5mm x 22mm to 4.5mm x 64mm | 104369 | August 2013 |  | Changed Product Group, Product Sub Group, Benefit.
06 - Specialist Orthopaedic | 06.03 - SKELETAL RECONSTRUCTION | 06.03.02 - Intramedullary Nail Accessories | 06.03.02.03 - Set screw/Locking bolt |  | SN775 | 150 |  | Smith & Nephew Pty Ltd | IMHS CP | Set Screw, Stainless Steel | Standard | 104369 | August 2013 |  | Changed Product Group, Product Sub Group, Benefit.
06 - Specialist Orthopaedic | 06.03 - SKELETAL RECONSTRUCTION | 06.03.02 - Intramedullary Nail Accessories | 06.03.02.03 - Set screw/Locking bolt |  | ST043 | 150 |  | Stryker Australia Pty Ltd | Stryker Intramedullary Nailing System | Locking Screw - Titanium | 20-120mm | 139625 | August 2017 |  | Changed Product Name, Description.
06 - Specialist Orthopaedic | 06.03 - SKELETAL RECONSTRUCTION | 06.03.02 - Intramedullary Nail Accessories | 06.03.02.03 - Set screw/Locking bolt |  | SY789 | 150 |  | Johnson & Johnson Medical Pty Ltd | AO/ASIF intramedullary Nails | Locking Screws/Bolts | 3.0mm-6.0mm D 10mm- 150mm L | 157068 | August 2013 |  | Compressed from SY127, SY131, SY132, SY265
06 - Specialist Orthopaedic | 06.03 - SKELETAL RECONSTRUCTION | 06.03.02 - Intramedullary Nail Accessories | 06.03.02.03 - Set screw/Locking bolt |  | ZI718 | 150 |  | Zimmer Biomet Pty Ltd | Zimmer Natural Nail System | Cortical Screws - Fixed Angle (Fully Threaded) Titanium | 4.0mm & 5.0mm x 20 to 60mm (2.5mm increments); 4.0mm & 5.0mm x 65 to 100mm (5mm increments) | 112735 | August 2013 |  | Changed Product Group, Product Sub Group, Benefit.
06 - Specialist Orthopaedic | 06.03 - SKELETAL RECONSTRUCTION | 06.03.02 - Intramedullary Nail Accessories | 06.03.02.04 - End caps and extension caps |  | AE262 | 101 |  | Allegra Orthopaedics Pty Ltd | Fixion Femoral Nail - End Cap | Fixion Femoral Nail End Cap, Classic or Interlocking | Size not applicable, one size cap fits all size nails. |  | February 2016 |  | New Listing
06 - Specialist Orthopaedic | 06.03 - SKELETAL RECONSTRUCTION | 06.03.02 - Intramedullary Nail Accessories | 06.03.02.04 - End caps and extension caps |  | BH045 | 101 |  | Zimmer Biomet Pty Ltd | Biomet Phoenix Arthrodesis Nailing System - End Cap | Offset end cap, Titanium | 0mm - 20mm | 114474 | August 2013 |  | Changed Product Group, Product Sub Group, Benefit.
06 - Specialist Orthopaedic | 06.03 - SKELETAL RECONSTRUCTION | 06.03.02 - Intramedullary Nail Accessories | 06.03.02.04 - End caps and extension caps |  | BH316 | 101 |  | Zimmer Biomet Pty Ltd | Affixus Hip Fracture Nail System | End Caps | 5mm, flush or impinging | 177871 | August 2013 |  | Changed Product Sub Group, Suffix, Benefit.
06 - Specialist Orthopaedic | 06.03 - SKELETAL RECONSTRUCTION | 06.03.02 - Intramedullary Nail Accessories | 06.03.02.04 - End caps and extension caps |  | BH330 | 101 |  | Zimmer Biomet Pty Ltd | VersaNail IM Nailing Platform | End caps for VersaNail IM Nail Platform | Flush, impinging & 5-15mm | 137669, 140992 | August 2013 |  | Changed Product Group, Product Sub Group, Benefit.
06 - Specialist Orthopaedic | 06.03 - SKELETAL RECONSTRUCTION | 06.03.02 - Intramedullary Nail Accessories | 06.03.02.04 - End caps and extension caps |  | BI923 | 101 |  | Zimmer Biomet Pty Ltd | EBI Paediatric Locking Nail System | Nail end cap, titanium | 5.5mm - 6.5mm | 114472 | August 2013 |  | Changed Product Group, Product Sub Group, Benefit.
06 - Specialist Orthopaedic | 06.03 - SKELETAL RECONSTRUCTION | 06.03.02 - Intramedullary Nail Accessories | 06.03.02.04 - End caps and extension caps |  | BR007 | 101 |  | Surgien Pty Ltd | OPRA System - Graft Screw | Graft Screw | One size only | 145488 | August 2013 |  | New Listing
06 - Specialist Orthopaedic | 06.03 - SKELETAL RECONSTRUCTION | 06.03.02 - Intramedullary Nail Accessories | 06.03.02.04 - End caps and extension caps |  | DZ021 | 101 |  | AUSTRALIAN ORTHOPAEDIC FIXATIONS PTY LTD | Austofix Femoral and Tibial Nailing System | M8 End Cap, Intramedullary Nails, stainless steel or titanium | 1mm-20mm | 111818 | February 2017 |  | Transferred from AX029
06 - Specialist Orthopaedic | 06.03 - SKELETAL RECONSTRUCTION | 06.03.02 - Intramedullary Nail Accessories | 06.03.02.04 - End caps and extension caps |  | DZ061 | 101 |  | AUSTRALIAN ORTHOPAEDIC FIXATIONS PTY LTD | F1 Proximal Femoral Nail | F1 Helical End Cap | 5mm, 10mm, 15mm | 111818 | August 2017 |  | New Listing
06 - Specialist Orthopaedic | 06.03 - SKELETAL RECONSTRUCTION | 06.03.02 - Intramedullary Nail Accessories | 06.03.02.04 - End caps and extension caps |  | DZ062 | 101 |  | AUSTRALIAN ORTHOPAEDIC FIXATIONS PTY LTD | F1 Proximal Femoral Nail | Screw End Cap | 5mm, 10mm, 15mm | 111818 | August 2017 |  | New Listing
06 - Specialist Orthopaedic | 06.03 - SKELETAL RECONSTRUCTION | 06.03.02 - Intramedullary Nail Accessories | 06.03.02.04 - End caps and extension caps |  | IG102 | 101 |  | Integra Neurosciences Pty Ltd | Panta Arthrodesis Nail | End Cap, Titanium | One Size | 173962 | August 2013 |  | Changed Product Group, Product Sub Group, Benefit.
06 - Specialist Orthopaedic | 06.03 - SKELETAL RECONSTRUCTION | 06.03.02 - Intramedullary Nail Accessories | 06.03.02.04 - End caps and extension caps |  | LH540 | 101 |  | Lifehealthcare Pty Ltd | Precice Intramedullary Limb Lengthening System | Precice End Cap | Standard | 244568 | February 2016 |  | New Listing
06 - Specialist Orthopaedic | 06.03 - SKELETAL RECONSTRUCTION | 06.03.02 - Intramedullary Nail Accessories | 06.03.02.04 - End caps and extension caps |  | MO200 | 101 |  | Medical & Optical Instruments Australia Pty Ltd | Polarus Proximal Humeral Fixation System | End cap, titanium | Only size only | 99822 | August 2013 |  | Changed Product Group, Product Sub Group, Benefit.
06 - Specialist Orthopaedic | 06.03 - SKELETAL RECONSTRUCTION | 06.03.02 - Intramedullary Nail Accessories | 06.03.02.04 - End caps and extension caps |  | OU007 | 95 |  | Ortho Solutions Pty Ltd | FIXATION NAIL END CAP | OXFORD AFN ENDCAP LOCKING ANKLE ARTHRODESIS NAIL END CAP | OXFORD AFN END CAP AFN END CAP DIA 10MM X 5MM LONG AFN END CAP DIA 10MM X 10MM LONG AFN END CAP DIA 11MM X 5MM LONG AFN END CAP DIA 11MM X 10MM LONG AFN END CAP DIA 12MM X 5MM LONG AFN END CAP DIA 12MM X 10MM LONG OXFORD AFN END CAP LOCKING | 198771 | February 2013 |  | New Listing
06 - Specialist Orthopaedic | 06.03 - SKELETAL RECONSTRUCTION | 06.03.02 - Intramedullary Nail Accessories | 06.03.02.04 - End caps and extension caps |  | OY007 | 101 |  | Osseointegration Holdings Pty Ltd | Orthodynamics The Integral Leg Prostheses-Central Screw (as a component of the Orthodynamics The Integral Leg Prosthesis | Orthodynamics The Integral Leg Prosthesis-Central Screw | 1 size | 109214, 195008, 195009 | August 2015 |  | Transferred from RQ047
06 - Specialist Orthopaedic | 06.03 - SKELETAL RECONSTRUCTION | 06.03.02 - Intramedullary Nail Accessories | 06.03.02.04 - End caps and extension caps |  | SK248 | 101 |  | Stryker Australia Pty Ltd | Gamma LN | Proximal/Extension Plug - Titanium | 0mm, +5mm, +10mm | 95185 | August 2013 |  | Changed Product Group, Product Sub Group, Benefit.
06 - Specialist Orthopaedic | 06.03 - SKELETAL RECONSTRUCTION | 06.03.02 - Intramedullary Nail Accessories | 06.03.02.04 - End caps and extension caps |  | SK491 | 101 |  | Stryker Australia Pty Ltd | U-Blade End Cap | U-Blade Lag Screw End Cap | One size 9mm x 10.5mm (diameter) | 139625 | August 2013 |  | Changed Product Group, Product Sub Group, Benefit.
06 - Specialist Orthopaedic | 06.03 - SKELETAL RECONSTRUCTION | 06.03.02 - Intramedullary Nail Accessories | 06.03.02.04 - End caps and extension caps |  | SN498 | 101 |  | Smith & Nephew Pty Ltd | Intramedullary Nailing System | Nail Cap | 0 - 30 mm | 137602 | August 2016 |  | Changed Size.
06 - Specialist Orthopaedic | 06.03 - SKELETAL RECONSTRUCTION | 06.03.02 - Intramedullary Nail Accessories | 06.03.02.04 - End caps and extension caps |  | SN713 | 101 |  | Smith & Nephew Pty Ltd | Trigen | Stable-Lok Nut | One Size Only | 141019 | August 2014 |  | Changed Product Group, Product Sub Group, Benefit.
06 - Specialist Orthopaedic | 06.03 - SKELETAL RECONSTRUCTION | 06.03.02 - Intramedullary Nail Accessories | 06.03.02.04 - End caps and extension caps |  | SQ087 | 101 |  | Surgical Specialties | PediNail End Caps | Nail End Cap | 0-20mm, in 5mm increments | 191587 | August 2013 |  | Changed Benefit. Transferred from ER056.
06 - Specialist Orthopaedic | 06.03 - SKELETAL RECONSTRUCTION | 06.03.02 - Intramedullary Nail Accessories | 06.03.02.04 - End caps and extension caps |  | ST045 | 101 |  | Stryker Australia Pty Ltd | Stryker Intramedullary Nailing System | End Caps - Titanium | Standard to +35mm | 144000 | August 2017 |  | Changed Product Name, Description, Size.
06 - Specialist Orthopaedic | 06.03 - SKELETAL RECONSTRUCTION | 06.03.02 - Intramedullary Nail Accessories | 06.03.02.04 - End caps and extension caps |  | SY125 | 101 |  | Johnson & Johnson Medical Pty Ltd | AO/ASIF Intramedullary Nails | End cap | 0 - 40mm | 133919 | August 2013 |  | Changed Product Group, Product Sub Group, Benefit.
06 - Specialist Orthopaedic | 06.03 - SKELETAL RECONSTRUCTION | 06.03.02 - Intramedullary Nail Accessories | 06.03.02.04 - End caps and extension caps |  | TO144 | 101 |  | Tornier Pty Ltd | 611 Ankle Fusion Nail - Component: PLUGS | The 611 ankle arthrodesis nail, 2mm & 7mm plugs are made out of titanium alloy (Ti6AI4V). They are delivered non-sterile | 0mm - 7.5mm | 198776 | August 2017 |  | Changed Size, Benefit.
06 - Specialist Orthopaedic | 06.03 - SKELETAL RECONSTRUCTION | 06.03.02 - Intramedullary Nail Accessories | 06.03.02.04 - End caps and extension caps |  | WR207 | 101 |  | Wright Medical Australia | Valor Hindfoot Fusion System - Endcap | Valor Endcap | n/a | 198485 | August 2013 |  | Changed Product Sub Group, Suffix, Benefit.
06 - Specialist Orthopaedic | 06.03 - SKELETAL RECONSTRUCTION | 06.03.02 - Intramedullary Nail Accessories | 06.03.02.04 - End caps and extension caps |  | ZI710 | 101 |  | Zimmer Biomet Pty Ltd | Zimmer Natural Nail System | Cephalomedullary Nail Caps - Titanium (Neutral, Sliding & Locking) | Height: 0mm, 5mm, 10mm & 15mm | 112735 | August 2013 |  | Changed Product Group, Product Sub Group, Benefit.
06 - Specialist Orthopaedic | 06.03 - SKELETAL RECONSTRUCTION | 06.03.02 - Intramedullary Nail Accessories | 06.03.02.04 - End caps and extension caps |  | ZI711 | 101 |  | Zimmer Biomet Pty Ltd | Zimmer Natural Nail System | Femoral Nail Caps (Titanium) | Height: 0mm, 5mm, 10mm & 15mm | 112735 | August 2013 |  | Changed Product Group, Product Sub Group, Benefit.
06 - Specialist Orthopaedic | 06.03 - SKELETAL RECONSTRUCTION | 06.03.02 - Intramedullary Nail Accessories | 06.03.02.04 - End caps and extension caps |  | ZI720 | 101 |  | Zimmer Biomet Pty Ltd | Zimmer Natural Nail System | Tibial Nail Caps (Titanium) | Height: 0mm, 5mm, 10mm & 15mm | 112735 | August 2013 |  | Changed Product Group, Product Sub Group, Benefit.
06 - Specialist Orthopaedic | 06.03 - SKELETAL RECONSTRUCTION | 06.03.03 - Plates | 06.03.03.01 - Standard (screw size ≥4.5mm)(including blade) ≤ 6 holes |  | BH138 | 570 |  | Zimmer Biomet Pty Ltd | Peanut Growth Control Plating System - Plates | Guided growth control plate, titanium alloy, stepped and arched | 12 and 16mm, 2 holes | 188744 | February 2012 |  | New Listing
06 - Specialist Orthopaedic | 06.03 - SKELETAL RECONSTRUCTION | 06.03.03 - Plates | 06.03.03.01 - Standard (screw size ≥4.5mm)(including blade) ≤ 6 holes |  | BH188 | 570 |  | Zimmer Biomet Pty Ltd | Small / Large Fragment Set | 3.5mm Titanium plates | 2 to 6 holes | 153056 | February 2013 |  | Transferred from DP618
06 - Specialist Orthopaedic | 06.03 - SKELETAL RECONSTRUCTION | 06.03.03 - Plates | 06.03.03.01 - Standard (screw size ≥4.5mm)(including blade) ≤ 6 holes |  | BH195 | 570 |  | Zimmer Biomet Pty Ltd | Periarticular Plating System | Fibula Composite Plate - Titanium | 5 Hole | 153056 | February 2013 |  | Transferred from DP905
06 - Specialist Orthopaedic | 06.03 - SKELETAL RECONSTRUCTION | 06.03.03 - Plates | 06.03.03.01 - Standard (screw size ≥4.5mm)(including blade) ≤ 6 holes |  | BH364 | 570 |  | Zimmer Biomet Pty Ltd | BMP Cable Plate | Dynamic, compression plate, stainless steel | 110mm - 160mm | 145218 | February 2015 |  | Compressed from BI258, BI259
06 - Specialist Orthopaedic | 06.03 - SKELETAL RECONSTRUCTION | 06.03.03 - Plates | 06.03.03.01 - Standard (screw size ≥4.5mm)(including blade) ≤ 6 holes |  | IG086 | 570 |  | Integra Neurosciences Pty Ltd | Newdeal Distal Humeral Plates | Composition - 316L Stainless Steel. To be used only with Newdeal screws/lock screws | 4 holes | 173932 | February 2012 |  | Changed Size, Product Group, Product Sub Group, Suffix, Benefit.
06 - Specialist Orthopaedic | 06.03 - SKELETAL RECONSTRUCTION | 06.03.03 - Plates | 06.03.03.01 - Standard (screw size ≥4.5mm)(including blade) ≤ 6 holes |  | LM066 | 570 |  | LMT Surgical Pty Ltd | TriMed Olecranon Sled | Washer | one size | 182677 | February 2012 |  | Changed Product Group, Product Sub Group, Benefit.
06 - Specialist Orthopaedic | 06.03 - SKELETAL RECONSTRUCTION | 06.03.03 - Plates | 06.03.03.01 - Standard (screw size ≥4.5mm)(including blade) ≤ 6 holes |  | SN071 | 570 |  | Smith & Nephew Pty Ltd | TC 100 | 4.5mm Straight Plates | < 6 holes | 72897 | February 2012 |  | Changed Product Name, Description, Size, Product Group, Product Sub Group, Benefit.
06 - Specialist Orthopaedic | 06.03 - SKELETAL RECONSTRUCTION | 06.03.03 - Plates | 06.03.03.01 - Standard (screw size ≥4.5mm)(including blade) ≤ 6 holes |  | SN942 | 570 |  | Smith & Nephew Pty Ltd | Peri-Loc | 4.5 Straight Non Locking Plates | ≤6 holes | 108428 | February 2012 |  | Expanded from SN783
06 - Specialist Orthopaedic | 06.03 - SKELETAL RECONSTRUCTION | 06.03.03 - Plates | 06.03.03.01 - Standard (screw size ≥4.5mm)(including blade) ≤ 6 holes |  | SQ074 | 570 |  | Surgical Specialties | PediPlates: O Plates | O-plate 12mm - Center Hole O-plate 16mm - Center Hole O-plate 20mm - Center Hole O-plate 24mm - Center Hole | 12mm, 16mm, 20mm, 24mm | 191530 | August 2013 |  | Transferred from ER118
06 - Specialist Orthopaedic | 06.03 - SKELETAL RECONSTRUCTION | 06.03.03 - Plates | 06.03.03.01 - Standard (screw size ≥4.5mm)(including blade) ≤ 6 holes |  | ST039 | 570 |  | Stryker Australia Pty Ltd | Stryker Plating System | L-Plates | 4-6hole | 119848, 25735 | February 2012 |  | Changed Product Name, Description, Size, Product Group, Product Sub Group, Benefit.
06 - Specialist Orthopaedic | 06.03 - SKELETAL RECONSTRUCTION | 06.03.03 - Plates | 06.03.03.01 - Standard (screw size ≥4.5mm)(including blade) ≤ 6 holes |  | SY603 | 570 |  | Johnson & Johnson Medical Pty Ltd | AO/ASIF Plates | Non Locking Fragment plates | ≤ 6 holes | 157069 | February 2013 |  | Changed Size.
06 - Specialist Orthopaedic | 06.03 - SKELETAL RECONSTRUCTION | 06.03.03 - Plates | 06.03.03.01 - Standard (screw size ≥4.5mm)(including blade) ≤ 6 holes |  | ZI776 | 570 |  | Zimmer Biomet Pty Ltd | ZPS-Zimmer Plate and Screw System | 4.5mm ZPS Semi-tubular Narrow Plate | 2-6 holes | 112735 | February 2012 |  | Expanded from ZI212
06 - Specialist Orthopaedic | 06.03 - SKELETAL RECONSTRUCTION | 06.03.03 - Plates | 06.03.03.01 - Standard (screw size ≥4.5mm)(including blade) ≤ 6 holes |  | ZI777 | 570 |  | Zimmer Biomet Pty Ltd | ZPS-Zimmer Plate and Screw System | 4.5mm ZPS Semi-tubular Narrow Plate | 7 holes - 15 holes | 112735 | February 2012 |  | Expanded from ZI212
06 - Specialist Orthopaedic | 06.03 - SKELETAL RECONSTRUCTION | 06.03.03 - Plates | 06.03.03.01 - Standard (screw size ≥4.5mm)(including blade) ≤ 6 holes |  | ZI792 | 570 |  | Zimmer Biomet Pty Ltd | ZPS-Zimmer Plate and Screw System | 4.5mm Straight Recon Plate | 4-6 holes | 112735 | February 2012 |  | Expanded from ZI230
06 - Specialist Orthopaedic | 06.03 - SKELETAL RECONSTRUCTION | 06.03.03 - Plates | 06.03.03.01 - Standard (screw size ≥4.5mm)(including blade) ≤ 6 holes |  | ZI794 | 570 |  | Zimmer Biomet Pty Ltd | ZPS-Zimmer Plate and Screw System | 4.5mm Broad Compression Plate | 2-6 holes | 112735 | February 2012 |  | Expanded from ZI225
06 - Specialist Orthopaedic | 06.03 - SKELETAL RECONSTRUCTION | 06.03.03 - Plates | 06.03.03.01 - Standard (screw size ≥4.5mm)(including blade) ≤ 6 holes |  | ZI804 | 570 |  | Zimmer Biomet Pty Ltd | ZPS-Zimmer plate and Screw System | 4.5mm Dual Compression Plate | 2-6 holes | 112735 | February 2012 |  | Expanded from ZI224
06 - Specialist Orthopaedic | 06.03 - SKELETAL RECONSTRUCTION | 06.03.03 - Plates | 06.03.03.01 - Standard (screw size ≥4.5mm)(including blade) ≤ 6 holes | COM | BI843 | 970 |  | Zimmer Biomet Pty Ltd | EBI XFIX DynaFix System | Plate, VS Osteotomy Ti | 4 hole, 6 hole | 146249 | February 2012 |  | Changed Product Group, Product Sub Group, Suffix, Benefit.
06 - Specialist Orthopaedic | 06.03 - SKELETAL RECONSTRUCTION | 06.03.03 - Plates | 06.03.03.01 - Standard (screw size ≥4.5mm)(including blade) ≤ 6 holes | COM | DE055 | 970 |  | Device Technologies Australia Pty Ltd | Stainless Steel Square Wedge Tibial Osteotomy Plate | Steel Square Wedge Tibial Osteotomy Plate with 4 non locking holes | 3mm - 17.5mm | 140686, 140710 | February 2012 |  | Changed Product Name, Description, Size, Product Group, Product Sub Group, Suffix, Benefit.
06 - Specialist Orthopaedic | 06.03 - SKELETAL RECONSTRUCTION | 06.03.03 - Plates | 06.03.03.01 - Standard (screw size ≥4.5mm)(including blade) ≤ 6 holes | COM | DE094 | 970 |  | Device Technologies Australia Pty Ltd | Anterior Posterior Sloped Stainless Steel Tibial Osteotomy Plate | Anterior Posterior Sloped Stainless Steel Tibial Osteotomy Plate with 4 non locking holes | 5 - 15mm length | 140710 | February 2012 |  | Changed Product Name, Description, Product Group, Product Sub Group, Suffix, Benefit.
06 - Specialist Orthopaedic | 06.03 - SKELETAL RECONSTRUCTION | 06.03.03 - Plates | 06.03.03.01 - Standard (screw size ≥4.5mm)(including blade) ≤ 6 holes | COM | IG087 | 970 |  | Integra Neurosciences Pty Ltd | Newdeal Femoral Osteosynthesis Plates | Composition - 316L Stainless Steel. To be used only with Newdeal screws/lock screws | 8/9/10 hole, left and right | 173932 | February 2012 |  | Changed Product Group, Product Sub Group, Suffix, Benefit.
06 - Specialist Orthopaedic | 06.03 - SKELETAL RECONSTRUCTION | 06.03.03 - Plates | 06.03.03.01 - Standard (screw size ≥4.5mm)(including blade) ≤ 6 holes | COM | IG088 | 970 |  | Integra Neurosciences Pty Ltd | Newdeal Distal Femoral Varus Osteotomy Plate | Stainless steel periarticular anatomically shaped plate fixed with 3 locking screws into femoral condyle | 1 Size | 173932 | February 2012 |  | Changed Description, Size, Product Group, Product Sub Group, Suffix, Benefit.
06 - Specialist Orthopaedic | 06.03 - SKELETAL RECONSTRUCTION | 06.03.03 - Plates | 06.03.03.01 - Standard (screw size ≥4.5mm)(including blade) ≤ 6 holes | COM | IG089 | 970 |  | Integra Neurosciences Pty Ltd | Newdeal Femoral Varus and De-rotation Osteotomy Plates | Stainless steel periarticular anatomic plate fixed with locking screws into proximal femur | Newdeal Femoral Varus and De-rotation Osteotomy Plates - 3 holes, Newdeal Femoral Varus and De-rotation Osteotomy Plates - 4 holes, Newdeal Reinforced Femoral Newdeal and De-rotation Osteotomy Plates - left and right | 173932 | February 2012 |  | Changed Description, Product Group, Product Sub Group, Suffix, Benefit.
06 - Specialist Orthopaedic | 06.03 - SKELETAL RECONSTRUCTION | 06.03.03 - Plates | 06.03.03.01 - Standard (screw size ≥4.5mm)(including blade) ≤ 6 holes | Com | IT001 | 970 |  | Integrant Pty Ltd | Hawk Anterior Ankle Fusion Set | Anatomically contoured 6 hole plate and screw set for anterior fixation of the ankle joint. | 77mm in length 22mm in width 23mm depth | 177278 | August 2015 |  | Transferred from HA019
06 - Specialist Orthopaedic | 06.03 - SKELETAL RECONSTRUCTION | 06.03.03 - Plates | 06.03.03.01 - Standard (screw size ≥4.5mm)(including blade) ≤ 6 holes | COM | SK075 | 970 |  | Stryker Australia Pty Ltd | Stryker Plating System Basic Fragment Set | 4.5mm Reconstruction Plate | 3-9 Holes | 119848, 25735 | February 2012 |  | Changed Product Group, Product Sub Group, Suffix, Benefit.
06 - Specialist Orthopaedic | 06.03 - SKELETAL RECONSTRUCTION | 06.03.03 - Plates | 06.03.03.01 - Standard (screw size ≥4.5mm)(including blade) ≤ 6 holes | COM | SN022 | 970 |  | Smith & Nephew Pty Ltd | TC-100 | Osteotomy Blade Plates | < 6 holes | 72897 | February 2012 |  | Changed Product Name, Description, Size, Product Group, Product Sub Group, Suffix, Benefit.
06 - Specialist Orthopaedic | 06.03 - SKELETAL RECONSTRUCTION | 06.03.03 - Plates | 06.03.03.01 - Standard (screw size ≥4.5mm)(including blade) ≤ 6 holes | COM | SN143 | 970 |  | Smith & Nephew Pty Ltd | TC 100 | 4.5mm Reconstruction Plate | < 6 holes | 72897 | February 2012 |  | Changed Product Name, Description, Size, Product Group, Product Sub Group, Suffix, Benefit.
06 - Specialist Orthopaedic | 06.03 - SKELETAL RECONSTRUCTION | 06.03.03 - Plates | 06.03.03.01 - Standard (screw size ≥4.5mm)(including blade) ≤ 6 holes | COM | SQ075 | 970 |  | Surgical Specialties | PediPlates: I Plates | I-Plate 16mm - Center Hole I-Plate 22mm - Center Hole I-Plate 32mm - Center Hole | 16mm 22mm 32mm | 191530 | August 2013 |  | Transferred from ER120
06 - Specialist Orthopaedic | 06.03 - SKELETAL RECONSTRUCTION | 06.03.03 - Plates | 06.03.03.01 - Standard (screw size ≥4.5mm)(including blade) ≤ 6 holes | COM | SY622 | 970 |  | Johnson & Johnson Medical Pty Ltd | AO/ASIF Plates | Non Locking Specialty Plates | ≤ 6 Holes | 157069 | February 2013 |  | Changed Size.
06 - Specialist Orthopaedic | 06.03 - SKELETAL RECONSTRUCTION | 06.03.03 - Plates | 06.03.03.01 - Standard (screw size ≥4.5mm)(including blade) ≤ 6 holes | COM | ZI132 | 632 |  | Zimmer Biomet Pty Ltd | NexGen Knee High Tibial Osteotomy System | Plate - Ti | 1 - 6 Holes | 112735 | February 2013 |  | Changed Size, Product Group, Product Sub Group, Suffix.
06 - Specialist Orthopaedic | 06.03 - SKELETAL RECONSTRUCTION | 06.03.03 - Plates | 06.03.03.01 - Standard (screw size ≥4.5mm)(including blade) ≤ 6 holes | COM | ZI217 | 970 |  | Zimmer Biomet Pty Ltd | ZPS Plate System | 4.5mm T Buttress Plates | 4 - 6 Hole | 112735 | February 2012 |  | Changed Product Name, Description, Product Group, Product Sub Group, Suffix, Benefit.
06 - Specialist Orthopaedic | 06.03 - SKELETAL RECONSTRUCTION | 06.03.03 - Plates | 06.03.03.01 - Standard (screw size ≥4.5mm)(including blade) ≤ 6 holes | Com | ZI752 | 970 |  | Zimmer Biomet Pty Ltd | ZPS-Zimmer Plate & Screw System | 3.5mm and 4.5mm pelvic plates | 6 holes or less | 112735 | February 2017 |  | Changed Description, Size, Product Sub Group, Suffix, Benefit.
06 - Specialist Orthopaedic | 06.03 - SKELETAL RECONSTRUCTION | 06.03.03 - Plates | 06.03.03.01 - Standard (screw size ≥4.5mm)(including blade) ≤ 6 holes | COM, LK | BB311 | 1240 |  | B Braun Australia Pty Ltd | Position HTO Implant System - HTO Plate | Titanium Osteotomy Plate, internal fixation plate used in proximal tibial repositioning osteotomy. | One size | 150084 | February 2012 |  | Changed Product Group, Product Sub Group, Suffix, Benefit.
06 - Specialist Orthopaedic | 06.03 - SKELETAL RECONSTRUCTION | 06.03.03 - Plates | 06.03.03.01 - Standard (screw size ≥4.5mm)(including blade) ≤ 6 holes | Com, LK | DE348 | 1240 |  | Device Technologies Australia Pty Ltd | Calcaneal Step Plate | Calcaneal Step Plate | 5mm, 7.5mm, 10mm | 140710 | February 2012 |  | New Listing
06 - Specialist Orthopaedic | 06.03 - SKELETAL RECONSTRUCTION | 06.03.03 - Plates | 06.03.03.01 - Standard (screw size ≥4.5mm)(including blade) ≤ 6 holes | COM, LK | IG090 | 1240 |  | Integra Neurosciences Pty Ltd | Newdeal Proximal Humeral Plate | Composition - 316L Stainless Steel. To be used only with Newdeal screws/lock screws | 6 holes | 173932 | February 2012 |  | Changed Size, Product Group, Product Sub Group, Suffix, Benefit.
06 - Specialist Orthopaedic | 06.03 - SKELETAL RECONSTRUCTION | 06.03.03 - Plates | 06.03.03.01 - Standard (screw size ≥4.5mm)(including blade) ≤ 6 holes | COM, LK | IG091 | 1240 |  | Integra Neurosciences Pty Ltd | Newdeal HTO Plates | Stainless steel anatomically shaped plates for high tibial osteotomy;4 or 5 holes | Opening wedge HTO plates, left and right. Closing wedge HTO plates, left and right. Reinforced closing wedge HTO plates, left and right | 173932 | February 2012 |  | Changed Description, Product Group, Product Sub Group, Suffix, Benefit.
06 - Specialist Orthopaedic | 06.03 - SKELETAL RECONSTRUCTION | 06.03.03 - Plates | 06.03.03.01 - Standard (screw size ≥4.5mm)(including blade) ≤ 6 holes | Com, LK | IT014 | 1240 |  | Integrant Pty Ltd | Superior Fusion Plate System - Plate | Anatomically contoured 6 hole plate and screw set with locking screw hole option, for anterior fixation of ankle joint. Used for Primary, Revision and Pantalar fusions. | The fixation plate is 77mm in length, 22mm in width and 23mm in depth. 6 hole plate | 177278 | February 2016 |  | New Listing
06 - Specialist Orthopaedic | 06.03 - SKELETAL RECONSTRUCTION | 06.03.03 - Plates | 06.03.03.01 - Standard (screw size ≥4.5mm)(including blade) ≤ 6 holes | Com, LK | SQ077 | 1240 |  | Surgical Specialties | PediLoc - Periarticular Locking Plating System Femur<6 holes | 4.5 Locking Plate | 3-6 Hole | 191586 | August 2013 |  | Changed Description, Size, Suffix, Benefit. Transferred from ER119.
06 - Specialist Orthopaedic | 06.03 - SKELETAL RECONSTRUCTION | 06.03.03 - Plates | 06.03.03.01 - Standard (screw size ≥4.5mm)(including blade) ≤ 6 holes | Com, LK | SQ111 | 1240 |  | Surgical Specialties | Iso-Elastic SuperCable Trochanteric Grips and Cable-Plates System | Cable Plates Titanium | 6 Hole 185mm | 133719 | August 2016 |  | Changed Suffix, Benefit.
06 - Specialist Orthopaedic | 06.03 - SKELETAL RECONSTRUCTION | 06.03.03 - Plates | 06.03.03.01 - Standard (screw size ≥4.5mm)(including blade) ≤ 6 holes | Com, LK | WR067 | 1240 |  | Wright Medical Australia | Displacement Plate - DPS | Unique steep plate design allows for controlled fixation of displacement calcaneal osteotomies. 3 step variations allows for accurate corrections. 3.5mm Titanium locking plate | 6, 8 & 10mm step, 4 hole | 122967 | August 2014 |  | Changed Suffix.
06 - Specialist Orthopaedic | 06.03 - SKELETAL RECONSTRUCTION | 06.03.03 - Plates | 06.03.03.01 - Standard (screw size ≥4.5mm)(including blade) ≤ 6 holes | COM, VAL | DE216 | 1550 |  | Device Technologies Australia Pty Ltd | Titanium Anterior Posterior Sloped Tibial Osteotomy Plate | Titanium Anterior Posterior Sloped Tibial Osteotomy Plate with 4 variable angle locking holes and 6 variable angle locking holes | 0-17.5mm | 140710 | February 2012 |  | Changed Product Name, Description, Product Group, Product Sub Group, Suffix, Benefit.
06 - Specialist Orthopaedic | 06.03 - SKELETAL RECONSTRUCTION | 06.03.03 - Plates | 06.03.03.01 - Standard (screw size ≥4.5mm)(including blade) ≤ 6 holes | COM, VAL | DE217 | 1550 |  | Device Technologies Australia Pty Ltd | Titanium Femoral Osteotomy Plate | Titanium Femoral Osteotomy Plate with 7 Variable Angle Locking Holes | 5mm - 17.5mm | 140710 | February 2012 |  | Changed Product Name, Description, Product Group, Product Sub Group, Suffix, Benefit.
06 - Specialist Orthopaedic | 06.03 - SKELETAL RECONSTRUCTION | 06.03.03 - Plates | 06.03.03.01 - Standard (screw size ≥4.5mm)(including blade) ≤ 6 holes | COM, VAL | WR276 | 1550 |  | Wright Medical Australia | Elix (plate) | PEEK HTO plate | 4 Hole, right and left plate. | 142603 | August 2015 |  | Transferred from LM074
06 - Specialist Orthopaedic | 06.03 - SKELETAL RECONSTRUCTION | 06.03.03 - Plates | 06.03.03.01 - Standard (screw size ≥4.5mm)(including blade) ≤ 6 holes | LK | BB312 | 840 |  | B Braun Australia Pty Ltd | Position HTO Implant System - Spacer Block with Fixation Screw | Osteotomy Spacer Block, solid titanium. Consists of block and fixation screw. | 5mm - 16mm | 150084 | February 2012 |  | Changed Product Group, Product Sub Group, Suffix, Benefit.
06 - Specialist Orthopaedic | 06.03 - SKELETAL RECONSTRUCTION | 06.03.03 - Plates | 06.03.03.01 - Standard (screw size ≥4.5mm)(including blade) ≤ 6 holes | LK | IG083 | 840 |  | Integra Neurosciences Pty Ltd | Newdeal Reinforced Bendable Osteosynthesis Plates | Stainless Steel 2 - 4 Holes | 2 holes, 4 holes/77mm, 4 holes/112mm | 173932 | February 2012 |  | Changed Description, Product Group, Product Sub Group, Suffix, Benefit.
06 - Specialist Orthopaedic | 06.03 - SKELETAL RECONSTRUCTION | 06.03.03 - Plates | 06.03.03.01 - Standard (screw size ≥4.5mm)(including blade) ≤ 6 holes | LK | IG084 | 840 |  | Integra Neurosciences Pty Ltd | Newdeal Bendable Osteosynthesis Plates | Composition - 316L Stainless Steel. To be used only with Newdeal screws/lock screws. | 3-6 holes | 173932 | February 2012 |  | Changed Size, Product Group, Product Sub Group, Suffix, Benefit.
06 - Specialist Orthopaedic | 06.03 - SKELETAL RECONSTRUCTION | 06.03.03 - Plates | 06.03.03.01 - Standard (screw size ≥4.5mm)(including blade) ≤ 6 holes | LK | PJ001 | 840 |  | PurePlay Orthopaedics | Flexit System, Flexit HTO Opening Wedge Tibial Plate | Anatomic Locking Tibial Plates | 51mm,63mm,2.8mm thick 4-6 holes | 206422 | February 2014 |  | New Listing
06 - Specialist Orthopaedic | 06.03 - SKELETAL RECONSTRUCTION | 06.03.03 - Plates | 06.03.03.01 - Standard (screw size ≥4.5mm)(including blade) ≤ 6 holes | LK | SK532 | 840 |  | Stryker Australia Pty Ltd | Stryker Plating System | Locking Compression Anatomical Shape | 2-6 hole | 119848 | February 2012 |  | Expanded from SK449
06 - Specialist Orthopaedic | 06.03 - SKELETAL RECONSTRUCTION | 06.03.03 - Plates | 06.03.03.01 - Standard (screw size ≥4.5mm)(including blade) ≤ 6 holes | LK | SK535 | 840 |  | Stryker Australia Pty Ltd | Stryker Plating System | Locking Reconstruction Plates | 5.0mm, 4-6 hole | 119848 | February 2012 |  | Expanded from SK449
06 - Specialist Orthopaedic | 06.03 - SKELETAL RECONSTRUCTION | 06.03.03 - Plates | 06.03.03.01 - Standard (screw size ≥4.5mm)(including blade) ≤ 6 holes | LK | SY116 | 840 |  | Johnson & Johnson Medical Pty Ltd | AO/ASIF Plates | LCP Large Fragement Plates | ≤ 6 holes | 157069 | August 2012 |  | Changed Description, Size, Benefit.
06 - Specialist Orthopaedic | 06.03 - SKELETAL RECONSTRUCTION | 06.03.03 - Plates | 06.03.03.01 - Standard (screw size ≥4.5mm)(including blade) ≤ 6 holes | VAL | BH281 | 1170 |  | Zimmer Biomet Pty Ltd | ALPS LFS | 4.5mm titanium plates | 1-6 holes | 153056 | February 2013 |  | Transferred from JJ720
06 - Specialist Orthopaedic | 06.03 - SKELETAL RECONSTRUCTION | 06.03.03 - Plates | 06.03.03.01 - Standard (screw size ≥4.5mm)(including blade) ≤ 6 holes | VAL | TN008 | 1170 |  | Newclip Technics Australia Pty Ltd | Newclip Activmotion HTO Plate | Fixation plates for high tibial osteotomy (HTO) | ≤ 6 holes | 260229, 260232 | August 2017 |  | Changed Product Name, Description, Size, Suffix, Benefit.
06 - Specialist Orthopaedic | 06.03 - SKELETAL RECONSTRUCTION | 06.03.03 - Plates | 06.03.03.01 - Standard (screw size ≥4.5mm)(including blade) ≤ 6 holes | VAL, COM | BH285 | 1550 |  | Zimmer Biomet Pty Ltd | ALPS LFS | 4.5mm Titanium Spider plates | Single hole plate with hooks | 153056 | February 2013 |  | Transferred from JJ727
06 - Specialist Orthopaedic | 06.03 - SKELETAL RECONSTRUCTION | 06.03.03 - Plates | 06.03.03.02 - Standard (screw size ≥4.5mm)(including blade) ≥ 7 to ≤ 15 holes |  | BH198 | 710 |  | Zimmer Biomet Pty Ltd | Periarticular Plating System | Fibula Composite Plate - Titanium | 9 Hole | 153056, 97981 | February 2013 |  | Transferred from DP914
06 - Specialist Orthopaedic | 06.03 - SKELETAL RECONSTRUCTION | 06.03.03 - Plates | 06.03.03.02 - Standard (screw size ≥4.5mm)(including blade) ≥ 7 to ≤ 15 holes |  | DE342 | 710 |  | Device Technologies Australia Pty Ltd | PEEKPower HTO Plate | Medial High Tibial Osteotomy Implant Device System | One Universal Size | 140710 | February 2012 |  | New Listing
06 - Specialist Orthopaedic | 06.03 - SKELETAL RECONSTRUCTION | 06.03.03 - Plates | 06.03.03.02 - Standard (screw size ≥4.5mm)(including blade) ≥ 7 to ≤ 15 holes |  | DE502 | 710 |  | Device Technologies Australia Pty Ltd | Arthrex Clavicle Plating System | Locking clavicle plate and screw system for fixation of clavicle fractures. | 7-10 holes | 140686 | February 2017 |  | New Listing
06 - Specialist Orthopaedic | 06.03 - SKELETAL RECONSTRUCTION | 06.03.03 - Plates | 06.03.03.02 - Standard (screw size ≥4.5mm)(including blade) ≥ 7 to ≤ 15 holes |  | SK544 | 710 |  | Stryker Australia Pty Ltd | Stryker Plating System Basic Fragment Set | 4.5mm Reconstruction Plate | 7-15 hole | 119848 | February 2012 |  | Expanded from SK077
06 - Specialist Orthopaedic | 06.03 - SKELETAL RECONSTRUCTION | 06.03.03 - Plates | 06.03.03.02 - Standard (screw size ≥4.5mm)(including blade) ≥ 7 to ≤ 15 holes |  | SN098 | 710 |  | Smith & Nephew Pty Ltd | TC-100 | 4.5mm Reconstruction Plate | > 7 to < 15 holes | 72897 | February 2012 |  | Changed Product Name, Description, Size, Product Group, Product Sub Group, Benefit.
06 - Specialist Orthopaedic | 06.03 - SKELETAL RECONSTRUCTION | 06.03.03 - Plates | 06.03.03.02 - Standard (screw size ≥4.5mm)(including blade) ≥ 7 to ≤ 15 holes |  | SN133 | 710 |  | Smith & Nephew Pty Ltd | TC-100 | 4.5mm Straight Plates | > 7 to < 15 holes | 72897 | February 2012 |  | Changed Product Name, Description, Size, Product Group, Product Sub Group, Benefit.
06 - Specialist Orthopaedic | 06.03 - SKELETAL RECONSTRUCTION | 06.03.03 - Plates | 06.03.03.02 - Standard (screw size ≥4.5mm)(including blade) ≥ 7 to ≤ 15 holes |  | SN943 | 710 |  | Smith & Nephew Pty Ltd | Peri-Loc | 4.5 Straight Non Locking Plates | ≥7 to ≤15 holes | 108428 | February 2012 |  | Expanded from SN783
06 - Specialist Orthopaedic | 06.03 - SKELETAL RECONSTRUCTION | 06.03.03 - Plates | 06.03.03.02 - Standard (screw size ≥4.5mm)(including blade) ≥ 7 to ≤ 15 holes |  | SY813 | 710 |  | Johnson & Johnson Medical Pty Ltd | AO/ASIF Plates | Non Locking Fragment Plate | 7 - 15 holes | 157069 | February 2016 |  | Expanded from SY605
06 - Specialist Orthopaedic | 06.03 - SKELETAL RECONSTRUCTION | 06.03.03 - Plates | 06.03.03.02 - Standard (screw size ≥4.5mm)(including blade) ≥ 7 to ≤ 15 holes |  | ZI168 | 710 |  | Zimmer Biomet Pty Ltd | Zimmer Internal Fixation Systems: Cable System | Cable-Ready 8 Hole Plate - Stainless Steel | 246mm long | 108377 | February 2012 |  | Changed Product Group, Product Sub Group, Benefit.
06 - Specialist Orthopaedic | 06.03 - SKELETAL RECONSTRUCTION | 06.03.03 - Plates | 06.03.03.02 - Standard (screw size ≥4.5mm)(including blade) ≥ 7 to ≤ 15 holes |  | ZI793 | 710 |  | Zimmer Biomet Pty Ltd | ZPS-Zimmer Plate and Screw System | 4.5mm Straight Reconstruction Plate | 7-15 holes | 112735 | February 2012 |  | Expanded from ZI230
06 - Specialist Orthopaedic | 06.03 - SKELETAL RECONSTRUCTION | 06.03.03 - Plates | 06.03.03.02 - Standard (screw size ≥4.5mm)(including blade) ≥ 7 to ≤ 15 holes |  | ZI795 | 710 |  | Zimmer Biomet Pty Ltd | ZPS-Zimmer Plate and Screw System | 4.5mm Broad Compression Plate | 7-15 holes | 112735 | February 2012 |  | Expanded from ZI225
06 - Specialist Orthopaedic | 06.03 - SKELETAL RECONSTRUCTION | 06.03.03 - Plates | 06.03.03.02 - Standard (screw size ≥4.5mm)(including blade) ≥ 7 to ≤ 15 holes |  | ZI805 | 710 |  | Zimmer Biomet Pty Ltd | ZPS-Zimmer Plate and Screw System | 4.5mm Dual Compression Plate | 7-15 holes | 112735 | February 2012 |  | Expanded from ZI224
06 - Specialist Orthopaedic | 06.03 - SKELETAL RECONSTRUCTION | 06.03.03 - Plates | 06.03.03.02 - Standard (screw size ≥4.5mm)(including blade) ≥ 7 to ≤ 15 holes | Com | BH199 | 1110 |  | Zimmer Biomet Pty Ltd | Periarticular Plating System | Tibial Plate - Titanium | 7 - 15 Holes | 153056 | February 2013 |  | Transferred from DP916
06 - Specialist Orthopaedic | 06.03 - SKELETAL RECONSTRUCTION | 06.03.03 - Plates | 06.03.03.02 - Standard (screw size ≥4.5mm)(including blade) ≥ 7 to ≤ 15 holes | COM | SQ078 | 1110 |  | Surgical Specialties | PediLoc System ≥7 to ≤15 holes, screw size ≥4.5mm | 4.5mm Bowed locking compression femur 10, 12, 14 hole plates 4.5mm contour locking compression femur 8, 10, 12, 14 hole plates left and right | 4.5mm bowed 10, 12, 14 hole 4.5mm contour 8,10,12,14 hole right 4.5mm contour 8, 10, 12, 14 hole left | 191586 | August 2013 |  | Transferred from ER131
06 - Specialist Orthopaedic | 06.03 - SKELETAL RECONSTRUCTION | 06.03.03 - Plates | 06.03.03.02 - Standard (screw size ≥4.5mm)(including blade) ≥ 7 to ≤ 15 holes | Com | SY814 | 1110 |  | Johnson & Johnson Medical Pty Ltd | AO/ASIF Plates | Non Locking Fragment Plate | 7 - 15 holes | 157069 | February 2016 |  | Expanded from SY605
06 - Specialist Orthopaedic | 06.03 - SKELETAL RECONSTRUCTION | 06.03.03 - Plates | 06.03.03.02 - Standard (screw size ≥4.5mm)(including blade) ≥ 7 to ≤ 15 holes | COM | ZI788 | 1110 |  | Zimmer Biomet Pty Ltd | ZPS-Zimmer Plate and Screw System | 4.5mm T-Plates | 7-15 holes | 112735 | February 2012 |  | Expanded from ZI219
06 - Specialist Orthopaedic | 06.03 - SKELETAL RECONSTRUCTION | 06.03.03 - Plates | 06.03.03.02 - Standard (screw size ≥4.5mm)(including blade) ≥ 7 to ≤ 15 holes | Com, LK | DE528 | 1380 |  | Device Technologies Australia Pty Ltd | Ankle Fusion Plating System | Fusion Plate | Anterior Plate (Left and Right side Specific) | 140686 | August 2017 |  | New Listing
06 - Specialist Orthopaedic | 06.03 - SKELETAL RECONSTRUCTION | 06.03.03 - Plates | 06.03.03.02 - Standard (screw size ≥4.5mm)(including blade) ≥ 7 to ≤ 15 holes | Com, LK | SQ112 | 1380 |  | Surgical Specialties | Iso-Elastic SuperCable Trochanteric Grips and Cable-Plates System | Cable Plates Titanium | 8 Hole 240mm 10 Hole 290mm | 133719 | August 2016 |  | Changed Product Name, Size, Suffix, Benefit.
06 - Specialist Orthopaedic | 06.03 - SKELETAL RECONSTRUCTION | 06.03.03 - Plates | 06.03.03.02 - Standard (screw size ≥4.5mm)(including blade) ≥ 7 to ≤ 15 holes | COM, LK | ZI948 | 1380 |  | Zimmer Biomet Pty Ltd | Ankle Fix - Plate ≥ 7 to ≤ 15 holes | Ankle Fusion plate | Standard and Large | 140687 | August 2016 |  | Transferred from LM168
06 - Specialist Orthopaedic | 06.03 - SKELETAL RECONSTRUCTION | 06.03.03 - Plates | 06.03.03.02 - Standard (screw size ≥4.5mm)(including blade) ≥ 7 to ≤ 15 holes | Com,VAL | SK633 | 1310 |  | Stryker Australia Pty Ltd | VariAx Wrist plates | Wrist plates | 7-15 holes |  | February 2016 |  | Expanded from SK575
06 - Specialist Orthopaedic | 06.03 - SKELETAL RECONSTRUCTION | 06.03.03 - Plates | 06.03.03.02 - Standard (screw size ≥4.5mm)(including blade) ≥ 7 to ≤ 15 holes | LK | BH065 | 980 |  | Zimmer Biomet Pty Ltd | Sternalock | Plate, locking, >6 hole, Various shapes | 8-12 hole | 119508 | February 2012 |  | Changed Description, Size, Product Group, Product Sub Group, Suffix, Benefit.
06 - Specialist Orthopaedic | 06.03 - SKELETAL RECONSTRUCTION | 06.03.03 - Plates | 06.03.03.02 - Standard (screw size ≥4.5mm)(including blade) ≥ 7 to ≤ 15 holes | LK | DE469 | 980 |  | Device Technologies Australia Pty Ltd | Ankle Fusion Plating System | Fusion Plate for Ankle Joint Arthritis | Anterior, Posterior, Lateral | 140686 | August 2015 |  | New Listing
06 - Specialist Orthopaedic | 06.03 - SKELETAL RECONSTRUCTION | 06.03.03 - Plates | 06.03.03.02 - Standard (screw size ≥4.5mm)(including blade) ≥ 7 to ≤ 15 holes | LK | IG085 | 980 |  | Integra Neurosciences Pty Ltd | Newdeal Bendable Osteosynthesis Plates | Stainless steel bendable plates 7 - 9 holes | 7-9 holes | 173932 | February 2012 |  | Changed Description, Size, Product Group, Product Sub Group, Suffix, Benefit.
06 - Specialist Orthopaedic | 06.03 - SKELETAL RECONSTRUCTION | 06.03.03 - Plates | 06.03.03.02 - Standard (screw size ≥4.5mm)(including blade) ≥ 7 to ≤ 15 holes | LK | PJ002 | 980 |  | PurePlay Orthopaedics | FlexiSystem, Flexit HTO Opening wedge Tibial Plate | Anatomic Locking Tibial Plates | 80mm, 7-15 holes | 206422 | February 2014 |  | New Listing
06 - Specialist Orthopaedic | 06.03 - SKELETAL RECONSTRUCTION | 06.03.03 - Plates | 06.03.03.02 - Standard (screw size ≥4.5mm)(including blade) ≥ 7 to ≤ 15 holes | LK | SK533 | 980 |  | Stryker Australia Pty Ltd | Stryker Plating System | Locking Compression Anatomical Shape | 7-15 hole | 119848 | February 2012 |  | Expanded from SK449
06 - Specialist Orthopaedic | 06.03 - SKELETAL RECONSTRUCTION | 06.03.03 - Plates | 06.03.03.02 - Standard (screw size ≥4.5mm)(including blade) ≥ 7 to ≤ 15 holes | LK | SK536 | 980 |  | Stryker Australia Pty Ltd | Stryker Plating System | Locking Reconstruction Plates | 5.0mm, 8-14 hole | 119848 | February 2012 |  | Expanded from SK449
06 - Specialist Orthopaedic | 06.03 - SKELETAL RECONSTRUCTION | 06.03.03 - Plates | 06.03.03.02 - Standard (screw size ≥4.5mm)(including blade) ≥ 7 to ≤ 15 holes | LK | SY636 | 980 |  | Johnson & Johnson Medical Pty Ltd | AO/ASIF Plates | LC-LCP Fragment Plates | 7-15 Holes | 157069 | August 2012 |  | Changed Description, Size.
06 - Specialist Orthopaedic | 06.03 - SKELETAL RECONSTRUCTION | 06.03.03 - Plates | 06.03.03.02 - Standard (screw size ≥4.5mm)(including blade) ≥ 7 to ≤ 15 holes | LK | TN043 | 980 |  | Newclip Technics Australia Pty Ltd | Newclip Femoral Plate | Variable angle plates for femur | 7 to 15 holes | 260229, 260232 | August 2017 |  | New Listing
06 - Specialist Orthopaedic | 06.03 - SKELETAL RECONSTRUCTION | 06.03.03 - Plates | 06.03.03.02 - Standard (screw size ≥4.5mm)(including blade) ≥ 7 to ≤ 15 holes | VAL | BH282 | 1310 |  | Zimmer Biomet Pty Ltd | ALPS LFS | 4.5mm titanium plates, | 7-15 holes | 153056 | February 2013 |  | Transferred from JJ721
06 - Specialist Orthopaedic | 06.03 - SKELETAL RECONSTRUCTION | 06.03.03 - Plates | 06.03.03.03 - Standard (screw size ≥4.5mm)(including blade) ≥ 16 holes |  | SK545 | 780 |  | Stryker Australia Pty Ltd | Stryker Plating System Basic Fragment Set | 4.5mm Reconstruction Plate | 16-22 hole | 119848 | February 2012 |  | Expanded from SK077
06 - Specialist Orthopaedic | 06.03 - SKELETAL RECONSTRUCTION | 06.03.03 - Plates | 06.03.03.03 - Standard (screw size ≥4.5mm)(including blade) ≥ 16 holes |  | SN078 | 780 |  | Smith & Nephew Pty Ltd | TC-100 | 4.5mm Straight Plates | > 16 holes | 72897 | February 2012 |  | Changed Product Name, Description, Size, Product Group, Product Sub Group, Benefit.
06 - Specialist Orthopaedic | 06.03 - SKELETAL RECONSTRUCTION | 06.03.03 - Plates | 06.03.03.03 - Standard (screw size ≥4.5mm)(including blade) ≥ 16 holes |  | SN784 | 780 |  | Smith & Nephew Pty Ltd | Peri-Loc | Plates, Stainless Steel, Non-Locking, Broad, Left & Rights | 4.5mm. 18-22 hole | 108428 | February 2012 |  | Changed Product Group, Product Sub Group, Benefit.
06 - Specialist Orthopaedic | 06.03 - SKELETAL RECONSTRUCTION | 06.03.03 - Plates | 06.03.03.03 - Standard (screw size ≥4.5mm)(including blade) ≥ 16 holes |  | SY661 | 780 |  | Johnson & Johnson Medical Pty Ltd | AO/ASIF Plates | Non Locking Large Fragment Plates | ≥ 16 Holes | 157069 | August 2012 |  | Changed Description, Size.
06 - Specialist Orthopaedic | 06.03 - SKELETAL RECONSTRUCTION | 06.03.03 - Plates | 06.03.03.03 - Standard (screw size ≥4.5mm)(including blade) ≥ 16 holes | COM | SN075 | 1180 |  | Smith & Nephew Pty Ltd | TC 100 | 4.5mm Reconstruction Plates | ≥ 16 Holes | 72897 | February 2012 |  | Changed Description, Size, Product Group, Product Sub Group, Suffix, Benefit.
06 - Specialist Orthopaedic | 06.03 - SKELETAL RECONSTRUCTION | 06.03.03 - Plates | 06.03.03.03 - Standard (screw size ≥4.5mm)(including blade) ≥ 16 holes | COM | SQ079 | 1180 |  | Surgical Specialties | PediLoc - Periarticular Locking Plating System Femur- > 16 holes, screw size ≥4.5mm | 4.5mm Bowed locking compression femur 16 hole plate 4.5mm Bowed locking compression femur 18 hole plate 4.5mm contour locking compression femur 16 hole plate right 4.5mm contour locking compression femur 18 hole plate right 4.5mm contour locking compression femur 20 hole plate right 4.5mm contour locking compression femur 16 hole plate left 4.5mm contour locking compression femur 18 hole plate left 4.5mm contour locking compression femur 20 hole plate left | 4.5mm Bowed, 16 hole 4.5mm Bowed, 18 hole 4.5mm contour,16 hole, right 4.5mm contour,18 hole, right 4.5mm contour,20 hole, right 4.5mm contour,16 hole, left 4.5mm contour,18 hole, left 4.5mm contour,20 hole, left | 191586 | August 2013 |  | Transferred from ER123
06 - Specialist Orthopaedic | 06.03 - SKELETAL RECONSTRUCTION | 06.03.03 - Plates | 06.03.03.03 - Standard (screw size ≥4.5mm)(including blade) ≥ 16 holes | Com | SY716 | 1180 |  | Johnson & Johnson Medical Pty Ltd | AO/ASIF Plates | Non Locking specialty Plates | ≥16 Holes | 157069 | August 2012 |  | Expanded from SY625
06 - Specialist Orthopaedic | 06.03 - SKELETAL RECONSTRUCTION | 06.03.03 - Plates | 06.03.03.03 - Standard (screw size ≥4.5mm)(including blade) ≥ 16 holes | Com | ZI754 | 1180 |  | Zimmer Biomet Pty Ltd | ZPS - Zimmer Plate & Screw System | 3.5mm and 4.5mm Pelvic plates | 16 holes and above | 112735 | February 2017 |  | Changed Description, Size, Product Sub Group, Suffix, Benefit.
06 - Specialist Orthopaedic | 06.03 - SKELETAL RECONSTRUCTION | 06.03.03 - Plates | 06.03.03.03 - Standard (screw size ≥4.5mm)(including blade) ≥ 16 holes | COM LK | ZI943 | 1450 |  | Zimmer Biomet Pty Ltd | Ankle Fix -Plate ≥ 16 holes | Ankle fusion plate | One size only | 140687 | August 2016 |  | Transferred from LM169
06 - Specialist Orthopaedic | 06.03 - SKELETAL RECONSTRUCTION | 06.03.03 - Plates | 06.03.03.03 - Standard (screw size ≥4.5mm)(including blade) ≥ 16 holes | LK | SK534 | 1050 |  | Stryker Australia Pty Ltd | Stryker Plating System | Locking Compression Anatomical Shape | 16-22 hole | 119848 | February 2012 |  | Expanded from SK449
06 - Specialist Orthopaedic | 06.03 - SKELETAL RECONSTRUCTION | 06.03.03 - Plates | 06.03.03.03 - Standard (screw size ≥4.5mm)(including blade) ≥ 16 holes | LK | SK537 | 1050 |  | Stryker Australia Pty Ltd | Stryker Plating System | Locking Reconstruction Plates | 5.0mm, 16-22 hole | 119848 | February 2012 |  | Expanded from SK449
06 - Specialist Orthopaedic | 06.03 - SKELETAL RECONSTRUCTION | 06.03.03 - Plates | 06.03.03.03 - Standard (screw size ≥4.5mm)(including blade) ≥ 16 holes | LK | SY637 | 1050 |  | Johnson & Johnson Medical Pty Ltd | AO/ASIF Plates | LC-LCP Plates | ≥ 16 Holes | 157069 | February 2013 |  | Changed Size.
06 - Specialist Orthopaedic | 06.03 - SKELETAL RECONSTRUCTION | 06.03.03 - Plates | 06.03.03.03 - Standard (screw size ≥4.5mm)(including blade) ≥ 16 holes | LK | TN034 | 1050 |  | Newclip Technics Australia Pty Ltd | Newclip Femoral Plate | Variable angle plates for femur | ≥ 16 holes | 260229, 260232 | August 2017 |  | New Listing
06 - Specialist Orthopaedic | 06.03 - SKELETAL RECONSTRUCTION | 06.03.03 - Plates | 06.03.03.03 - Standard (screw size ≥4.5mm)(including blade) ≥ 16 holes | VAL | TN037 | 1380 |  | Newclip Technics Australia Pty Ltd | Newclip Activ Ankle Plate | Locking Fibula Plate | ≥16 holes | 260229, 260232 | August 2017 |  | New Listing
06 - Specialist Orthopaedic | 06.03 - SKELETAL RECONSTRUCTION | 06.03.03 - Plates | 06.03.03.04 - Small (screw size 2.71mm – 4.49mm)(including blade) ≤ 6 holes |  | IG096 | 460 |  | Integra Neurosciences Pty Ltd | Basal Osteotomy Plate | Titanium | 5 Deg, Left and Right, 10Deg, Left and Right | 173932 | February 2013 |  | Changed Product Group, Product Sub Group, Suffix.
06 - Specialist Orthopaedic | 06.03 - SKELETAL RECONSTRUCTION | 06.03.03 - Plates | 06.03.03.04 - Small (screw size 2.71mm – 4.49mm)(including blade) ≤ 6 holes |  | LM121 | 225 |  | LMT Surgical Pty Ltd | TriMed Wire Plates | Wire Fixation plate | 3 & 5 hole | 182677 | February 2012 |  | Expanded from LM002
06 - Specialist Orthopaedic | 06.03 - SKELETAL RECONSTRUCTION | 06.03.03 - Plates | 06.03.03.04 - Small (screw size 2.71mm – 4.49mm)(including blade) ≤ 6 holes |  | OU018 | 225 |  | Ortho Solutions Pty Ltd | T-Plate | 3.5mm T-plate | T-Plate 3.5mm right angled 3,4,5,6 hole T-Plate 3.5mm oblique angled 3,4,5 hole | 198773 | February 2013 |  | New Listing
06 - Specialist Orthopaedic | 06.03 - SKELETAL RECONSTRUCTION | 06.03.03 - Plates | 06.03.03.04 - Small (screw size 2.71mm – 4.49mm)(including blade) ≤ 6 holes |  | OU021 | 225 |  | Ortho Solutions Pty Ltd | 1/3 Tubular Plate with Collar | 1/3 Tubular Plate with Collar | 1/3 Tubular Plate with Collar 2,3,4,5,6 hole | 198773 | February 2013 |  | New Listing
06 - Specialist Orthopaedic | 06.03 - SKELETAL RECONSTRUCTION | 06.03.03 - Plates | 06.03.03.04 - Small (screw size 2.71mm – 4.49mm)(including blade) ≤ 6 holes |  | SK548 | 225 |  | Stryker Australia Pty Ltd | Stryker Plating System Small Fragment Set | 3.5mm Reconstruction Plate | 4-6 hole | 119848 | February 2012 |  | Expanded from SK098
06 - Specialist Orthopaedic | 06.03 - SKELETAL RECONSTRUCTION | 06.03.03 - Plates | 06.03.03.04 - Small (screw size 2.71mm – 4.49mm)(including blade) ≤ 6 holes |  | SN012 | 225 |  | Smith & Nephew Pty Ltd | TC-100 & Peri-Loc | 1/3 Tubular Plates | ≤ 6 holes. | 72897 | February 2012 |  | Changed Product Name, Description, Size, Product Group, Product Sub Group, Benefit.
06 - Specialist Orthopaedic | 06.03 - SKELETAL RECONSTRUCTION | 06.03.03 - Plates | 06.03.03.04 - Small (screw size 2.71mm – 4.49mm)(including blade) ≤ 6 holes |  | SN044 | 225 |  | Smith & Nephew Pty Ltd | TC-100 & Peri-Loc | 3.5mm Straight Plates | ≤ 6 holes | 72897 | February 2012 |  | Changed Product Name, Description, Size, Product Group, Product Sub Group, Suffix, Benefit.
06 - Specialist Orthopaedic | 06.03 - SKELETAL RECONSTRUCTION | 06.03.03 - Plates | 06.03.03.04 - Small (screw size 2.71mm – 4.49mm)(including blade) ≤ 6 holes |  | SN109 | 225 |  | Smith & Nephew Pty Ltd | TC100 | 3.5mm Reconstruction Plates | ≤ 6 holes | 72897 | February 2012 |  | Changed Product Name, Description, Size, Product Group, Product Sub Group, Benefit.
06 - Specialist Orthopaedic | 06.03 - SKELETAL RECONSTRUCTION | 06.03.03 - Plates | 06.03.03.04 - Small (screw size 2.71mm – 4.49mm)(including blade) ≤ 6 holes |  | SN136 | 225 |  | Smith & Nephew Pty Ltd | TC-100 | Small right angle & T plates | ≤ 6 holes | 72897 | February 2012 |  | Changed Product Name, Description, Size, Product Group, Product Sub Group, Benefit.
06 - Specialist Orthopaedic | 06.03 - SKELETAL RECONSTRUCTION | 06.03.03 - Plates | 06.03.03.04 - Small (screw size 2.71mm – 4.49mm)(including blade) ≤ 6 holes |  | ST037 | 225 |  | Stryker Australia Pty Ltd | Stryker Plating System Small Fragment Set | One Third Tubular Plate with Collar | 2-6 Holes | 119848, 25735 | February 2012 |  | Changed Product Name, Size, Product Group, Product Sub Group, Benefit.
06 - Specialist Orthopaedic | 06.03 - SKELETAL RECONSTRUCTION | 06.03.03 - Plates | 06.03.03.04 - Small (screw size 2.71mm – 4.49mm)(including blade) ≤ 6 holes |  | ST730 | 225 |  | Stryker Australia Pty Ltd | Leibinger Titanium Implant System | Hand system, fixation plate, L-shape, right/left | 1.7mm, 6 holes | 124318, 64730 | February 2012 |  | Changed Product Group, Product Sub Group, Benefit.
06 - Specialist Orthopaedic | 06.03 - SKELETAL RECONSTRUCTION | 06.03.03 - Plates | 06.03.03.04 - Small (screw size 2.71mm – 4.49mm)(including blade) ≤ 6 holes |  | SY702 | 225 |  | Johnson & Johnson Medical Pty Ltd | AO/ASIF Plates | DCS DHS Plate, Angled blade, Osteotomy | ≤6 holes | 157069 | August 2012 |  | Compressed from SY639, SY640
06 - Specialist Orthopaedic | 06.03 - SKELETAL RECONSTRUCTION | 06.03.03 - Plates | 06.03.03.04 - Small (screw size 2.71mm – 4.49mm)(including blade) ≤ 6 holes |  | SY726 | 225 |  | Johnson & Johnson Medical Pty Ltd | AO/ASIF Plates | Non-Locking Fragment Plates | ≤6 Holes | 157069 | August 2012 |  | Expanded from SY115
06 - Specialist Orthopaedic | 06.03 - SKELETAL RECONSTRUCTION | 06.03.03 - Plates | 06.03.03.04 - Small (screw size 2.71mm – 4.49mm)(including blade) ≤ 6 holes |  | TN031 | 225 |  | Newclip Technics Australia Pty Ltd | Newclip Activ Ankle Plate | Locking Tibial Plate | ≤ 6 holes | 260229, 260232 | August 2017 |  | New Listing
06 - Specialist Orthopaedic | 06.03 - SKELETAL RECONSTRUCTION | 06.03.03 - Plates | 06.03.03.04 - Small (screw size 2.71mm – 4.49mm)(including blade) ≤ 6 holes |  | TN032 | 225 |  | Newclip Technics Australia Pty Ltd | Newclip Calcaneal Plates | Plates for fixation of fractures of the calcaneal | 7 to 15 holes | 260229, 260232 | August 2017 |  | New Listing
06 - Specialist Orthopaedic | 06.03 - SKELETAL RECONSTRUCTION | 06.03.03 - Plates | 06.03.03.04 - Small (screw size 2.71mm – 4.49mm)(including blade) ≤ 6 holes |  | VK016 | 225 |  | Akva Surgical Pty Ltd | Orthofix eight-Plate | Guided growth plate for correction of angular deformities over an open growth plate. Titanium, two screw holes, wire guided. | 12mm, 16mm | 118320, 189806 | February 2014 |  | Changed Description, Size.
06 - Specialist Orthopaedic | 06.03 - SKELETAL RECONSTRUCTION | 06.03.03 - Plates | 06.03.03.04 - Small (screw size 2.71mm – 4.49mm)(including blade) ≤ 6 holes |  | WR269 | 225 |  | Wright Medical Australia | Locking Plate | Titanium locking plates anatomically contoured for forefoot and midfoot osteotomies. | 2.7mm & 3.5mm, neutral, step, left, right, 1mm, 2mm, 3mm, 4mm, 5mm, 6mm, 7mm, 4-6Holes | 122967 | February 2017 |  | Changed Size.
06 - Specialist Orthopaedic | 06.03 - SKELETAL RECONSTRUCTION | 06.03.03 - Plates | 06.03.03.04 - Small (screw size 2.71mm – 4.49mm)(including blade) ≤ 6 holes |  | ZI778 | 225 |  | Zimmer Biomet Pty Ltd | ZPS-Zimmer Plate and Screw System | 3.5mm Straight Compression Plate | 2-6 holes | 112735 | February 2012 |  | Expanded from ZI216
06 - Specialist Orthopaedic | 06.03 - SKELETAL RECONSTRUCTION | 06.03.03 - Plates | 06.03.03.04 - Small (screw size 2.71mm – 4.49mm)(including blade) ≤ 6 holes |  | ZI781 | 225 |  | Zimmer Biomet Pty Ltd | ZPS-Zimmer Plate and Screw System | 3.5mm ZPS One Third Tubular Plates | 2-6 holes left and right | 112735 | February 2012 |  | Expanded from ZI211
06 - Specialist Orthopaedic | 06.03 - SKELETAL RECONSTRUCTION | 06.03.03 - Plates | 06.03.03.04 - Small (screw size 2.71mm – 4.49mm)(including blade) ≤ 6 holes |  | ZI785 | 225 |  | Zimmer Biomet Pty Ltd | ZPS-Zimmer Plate and Screw System | 3.5mm T-Plates | 4-6 holes, left and right | 112735 | February 2012 |  | Expanded from ZI219
06 - Specialist Orthopaedic | 06.03 - SKELETAL RECONSTRUCTION | 06.03.03 - Plates | 06.03.03.04 - Small (screw size 2.71mm – 4.49mm)(including blade) ≤ 6 holes |  | ZI789 | 225 |  | Zimmer Biomet Pty Ltd | ZPS-Zimmer Plate and Screw System | 3.5mm Straight Reconstruction Plates | 3-6 holes | 112735 | February 2012 |  | Expanded from ZI227
06 - Specialist Orthopaedic | 06.03 - SKELETAL RECONSTRUCTION | 06.03.03 - Plates | 06.03.03.04 - Small (screw size 2.71mm – 4.49mm)(including blade) ≤ 6 holes | COM | IG106 | 625 |  | Integra Neurosciences Pty Ltd | B-BOP Plantar Basal Osteotomy Plate (Sterile) | Titanium, 4 hole plate for fixation of osteotomy of the base of the first metatarsal | Moderate Correction(5°) Left, Right. Severe Correction (10°) Left, Right | 173932 | February 2012 |  | Changed Description, Product Group, Product Sub Group, Suffix, Benefit.
06 - Specialist Orthopaedic | 06.03 - SKELETAL RECONSTRUCTION | 06.03.03 - Plates | 06.03.03.04 - Small (screw size 2.71mm – 4.49mm)(including blade) ≤ 6 holes | COM | IG128 | 625 |  | Integra Neurosciences Pty Ltd | Spider Limited Wrist Fusion System | Recessed, circular stainless steel plate | 6 hole | 177622 | February 2012 |  | Expanded from IG061
06 - Specialist Orthopaedic | 06.03 - SKELETAL RECONSTRUCTION | 06.03.03 - Plates | 06.03.03.04 - Small (screw size 2.71mm – 4.49mm)(including blade) ≤ 6 holes | COM | SK546 | 625 |  | Stryker Australia Pty Ltd | Stryker Plating System | T-Plates, pre-shaped | 2-6 holes | 119848 | February 2012 |  | Expanded from SK100
06 - Specialist Orthopaedic | 06.03 - SKELETAL RECONSTRUCTION | 06.03.03 - Plates | 06.03.03.04 - Small (screw size 2.71mm – 4.49mm)(including blade) ≤ 6 holes | COM | SN800 | 625 |  | Smith & Nephew Pty Ltd | Peri-Loc | 3.5mm Recon Plate | ≤ 6 holes | 108428 | February 2012 |  | Changed Description, Size, Product Group, Product Sub Group, Suffix, Benefit.
06 - Specialist Orthopaedic | 06.03 - SKELETAL RECONSTRUCTION | 06.03.03 - Plates | 06.03.03.04 - Small (screw size 2.71mm – 4.49mm)(including blade) ≤ 6 holes | COM | SN801 | 625 |  | Smith & Nephew Pty Ltd | Peri-Loc | 3.5mm Recon Plates | > 7 to < 15 holes | 108428 | February 2012 |  | Changed Product Name, Description, Size, Product Group, Product Sub Group, Benefit.
06 - Specialist Orthopaedic | 06.03 - SKELETAL RECONSTRUCTION | 06.03.03 - Plates | 06.03.03.04 - Small (screw size 2.71mm – 4.49mm)(including blade) ≤ 6 holes | COM | ST738 | 625 |  | Stryker Australia Pty Ltd | Leibinger Titanium Implant System | Leibinger profyle hand & small fragment system, fixation, 3D plate, titanium | 1.7mm system, 2x2 holes | 124318, 64730 | February 2012 |  | Changed Product Group, Product Sub Group, Suffix, Benefit.
06 - Specialist Orthopaedic | 06.03 - SKELETAL RECONSTRUCTION | 06.03.03 - Plates | 06.03.03.04 - Small (screw size 2.71mm – 4.49mm)(including blade) ≤ 6 holes | Com | SY704 | 625 |  | Johnson & Johnson Medical Pty Ltd | AO/ASIF Plates | Specialty Plate | ≤ 6 holes | 157069 | August 2017 |  | Changed Description, Suffix.
06 - Specialist Orthopaedic | 06.03 - SKELETAL RECONSTRUCTION | 06.03.03 - Plates | 06.03.03.04 - Small (screw size 2.71mm – 4.49mm)(including blade) ≤ 6 holes | Com | WR050 | 625 |  | Wright Medical Australia | Charlotte MTP Fusion System | MTP plate, stainless steel | Left & Right extended,9 holes | 198485 | August 2014 |  | Changed Suffix.
06 - Specialist Orthopaedic | 06.03 - SKELETAL RECONSTRUCTION | 06.03.03 - Plates | 06.03.03.04 - Small (screw size 2.71mm – 4.49mm)(including blade) ≤ 6 holes | COM | ZI220 | 625 |  | Zimmer Biomet Pty Ltd | ZPS Plate System | 3.5mm Cloverleaf Plates | 88 - 104mm | 112735 | February 2012 |  | Changed Product Name, Description, Product Group, Product Sub Group, Suffix, Benefit.
06 - Specialist Orthopaedic | 06.03 - SKELETAL RECONSTRUCTION | 06.03.03 - Plates | 06.03.03.04 - Small (screw size 2.71mm – 4.49mm)(including blade) ≤ 6 holes | COM | ZI786 | 625 |  | Zimmer Biomet Pty Ltd | ZPS-Zimmer Plate and Screw System | 3.5mm T-Plates | 2 holes - 6 holes | 112735 | February 2012 |  | Expanded from ZI219
06 - Specialist Orthopaedic | 06.03 - SKELETAL RECONSTRUCTION | 06.03.03 - Plates | 06.03.03.04 - Small (screw size 2.71mm – 4.49mm)(including blade) ≤ 6 holes | COM | ZI787 | 625 |  | Zimmer Biomet Pty Ltd | ZPS-Zimmer Plate and Screw System | 4.5mm T-Plates | 2-6 holes | 112735 | February 2012 |  | Expanded from ZI219
06 - Specialist Orthopaedic | 06.03 - SKELETAL RECONSTRUCTION | 06.03.03 - Plates | 06.03.03.04 - Small (screw size 2.71mm – 4.49mm)(including blade) ≤ 6 holes | COM | ZI797 | 625 |  | Zimmer Biomet Pty Ltd | ZPS-Zimmer Plate and Screw System | 3.5mm Calcaneal Plates | 2-6 holes | 112735 | February 2012 |  | Expanded from ZI225
06 - Specialist Orthopaedic | 06.03 - SKELETAL RECONSTRUCTION | 06.03.03 - Plates | 06.03.03.04 - Small (screw size 2.71mm – 4.49mm)(including blade) ≤ 6 holes | COM LK | DE290 | 895 |  | Device Technologies Australia Pty Ltd | Titanium Plate with or without Wedge | Titanium Plate with or without wedge with 4 and non locking holes. Left and right side specific. | Flat Plates - left large, right large, left medium, right medium, left small, right small Wedge Plates - 10mm wedge left, 10mm wedge right, 8mm wedge left, 8mm wedge right, 6mm wedge left, 6mm wedge right | 140686 | August 2012 |  | Changed Product Name, Description, Size, Suffix, Benefit.
06 - Specialist Orthopaedic | 06.03 - SKELETAL RECONSTRUCTION | 06.03.03 - Plates | 06.03.03.04 - Small (screw size 2.71mm – 4.49mm)(including blade) ≤ 6 holes | COM LK | DE417 | 895 |  | Device Technologies Australia Pty Ltd | Locking Medial Hook Plate | Locking Medial Hook Plate for Fixation of medial malleolus fractures | 3-5 holes | 140686 | February 2013 |  | New Listing
06 - Specialist Orthopaedic | 06.03 - SKELETAL RECONSTRUCTION | 06.03.03 - Plates | 06.03.03.04 - Small (screw size 2.71mm – 4.49mm)(including blade) ≤ 6 holes | COM LK | DE419 | 895 |  | Device Technologies Australia Pty Ltd | Locking Lateral Hook Plate | Locking Lateral Hook Plate for Fracture Fixation of the Lateral Malleolus | 3-5 Holes | 140686 | February 2013 |  | New Listing
06 - Specialist Orthopaedic | 06.03 - SKELETAL RECONSTRUCTION | 06.03.03 - Plates | 06.03.03.04 - Small (screw size 2.71mm – 4.49mm)(including blade) ≤ 6 holes | Com, LK | BI930 | 895 |  | Zimmer Biomet Pty Ltd | Sternalock | ≤ 6 holes, various shapes | ≤ 6 holes | 128458 | August 2016 |  | Changed Description, Size, Suffix.
06 - Specialist Orthopaedic | 06.03 - SKELETAL RECONSTRUCTION | 06.03.03 - Plates | 06.03.03.04 - Small (screw size 2.71mm – 4.49mm)(including blade) ≤ 6 holes | Com, LK | DE555 | 895 |  | Device Technologies Australia Pty Ltd | Locking POW Plate | Wedged Fusion Plate | 0-7mm | 140686 | August 2017 |  | New Listing
06 - Specialist Orthopaedic | 06.03 - SKELETAL RECONSTRUCTION | 06.03.03 - Plates | 06.03.03.04 - Small (screw size 2.71mm – 4.49mm)(including blade) ≤ 6 holes | Com, LK | DE565 | 895 |  | Device Technologies Australia Pty Ltd | Lisfranc Plates | Arthrodesis Plate | Small, Medium, Large Plates come in Left & Right | 140686 | August 2017 |  | New Listing
06 - Specialist Orthopaedic | 06.03 - SKELETAL RECONSTRUCTION | 06.03.03 - Plates | 06.03.03.04 - Small (screw size 2.71mm – 4.49mm)(including blade) ≤ 6 holes | Com, LK | DE572 | 895 |  | Device Technologies Australia Pty Ltd | Plantar Lapidus Plates | Arthrodesis Plate | One Size only Left & Right side specific | 140686 | August 2017 |  | New Listing
06 - Specialist Orthopaedic | 06.03 - SKELETAL RECONSTRUCTION | 06.03.03 - Plates | 06.03.03.04 - Small (screw size 2.71mm – 4.49mm)(including blade) ≤ 6 holes | Com, LK | EF001 | 895 |  | Extend Medical | Merete TTF Anterior Ankle Plate | Anterior Ankle Plates | ≤ 6 holes Left and right | 203737 | February 2015 |  | New Listing
06 - Specialist Orthopaedic | 06.03 - SKELETAL RECONSTRUCTION | 06.03.03 - Plates | 06.03.03.04 - Small (screw size 2.71mm – 4.49mm)(including blade) ≤ 6 holes | Com, LK | EF002 | 895 |  | Extend Medical | Merete MetaCun/ DuoMetaCun/ MetaFix Plantar BG10 - Fusion Plates | Small Plates, Titanium, < 6 holes | Plates, < 6 holes: MetaCun - 21mm, 23mm 25mm 27mm DuoMetaCun - small 23, medium 23; Small 25, Medium 25 MetaFix Plantar BG10 - 37mm, 40mm (Left & Right) | 203737 | February 2015 |  | Transferred from OE044
06 - Specialist Orthopaedic | 06.03 - SKELETAL RECONSTRUCTION | 06.03.03 - Plates | 06.03.03.04 - Small (screw size 2.71mm – 4.49mm)(including blade) ≤ 6 holes | Com, LK | IG117 | 895 |  | Integra Neurosciences Pty Ltd | UNI-CP Compression plating system | 2 or 4 hole stainless steel compression plate, with 3 plate configurations (2 or 4 hole 'straight' design, 4 hole T-design) | 2 or 4 hole, 4 interaxis sizes: 17, 20, 25 and 30mm | 173932 | February 2012 |  | New Listing
06 - Specialist Orthopaedic | 06.03 - SKELETAL RECONSTRUCTION | 06.03.03 - Plates | 06.03.03.04 - Small (screw size 2.71mm – 4.49mm)(including blade) ≤ 6 holes | COM, LK | IG136 | 895 |  | Integra Neurosciences Pty Ltd | Uni-CP Compression plating system | 4 hole U design | 4 hole, 3 interaxis sizes: 17,19,21mm | 173932 | August 2012 |  | New Listing
06 - Specialist Orthopaedic | 06.03 - SKELETAL RECONSTRUCTION | 06.03.03 - Plates | 06.03.03.04 - Small (screw size 2.71mm – 4.49mm)(including blade) ≤ 6 holes | Com, LK | LM125 | 895 |  | LMT Surgical Pty Ltd | TriMed Sidewinder | Ankle Fixation Plate | ≤ 6 holes | 182677 | August 2017 |  | Changed Size, Suffix, Benefit.
06 - Specialist Orthopaedic | 06.03 - SKELETAL RECONSTRUCTION | 06.03.03 - Plates | 06.03.03.04 - Small (screw size 2.71mm – 4.49mm)(including blade) ≤ 6 holes | Com, LK | LM291 | 895 |  | LMT Surgical Pty Ltd | Forearm Locking Plate | Forearm plates | ≤ 6 holes | 182677 | August 2017 |  | Changed Product Name, Description, Size, Suffix, Benefit.
06 - Specialist Orthopaedic | 06.03 - SKELETAL RECONSTRUCTION | 06.03.03 - Plates | 06.03.03.04 - Small (screw size 2.71mm – 4.49mm)(including blade) ≤ 6 holes | Com, LK | OU041 | 895 |  | Ortho Solutions Pty Ltd | Calcaneal Step Plate | Calcaneal Step Plate 6-10mm (CSP) | Calcaneal Step Plate 6-10mm (CSP) | 198773 | August 2014 |  | Expanded from OU010
06 - Specialist Orthopaedic | 06.03 - SKELETAL RECONSTRUCTION | 06.03.03 - Plates | 06.03.03.04 - Small (screw size 2.71mm – 4.49mm)(including blade) ≤ 6 holes | Com, LK | OU042 | 895 |  | Ortho Solutions Pty Ltd | Calcaneal Step Plate | ULTOS Calcaneal Step Plate 8-12mm | Calcaneal Step Plate 8-12mm | 198773 | August 2014 |  | Expanded from OU010
06 - Specialist Orthopaedic | 06.03 - SKELETAL RECONSTRUCTION | 06.03.03 - Plates | 06.03.03.04 - Small (screw size 2.71mm – 4.49mm)(including blade) ≤ 6 holes | Com, LK | OU043 | 895 |  | Ortho Solutions Pty Ltd | Lapidus plate | Lapidus Plate | Lapidus plate flat(LP) lapidus plate 1mm step (LP) upto Lapidus plate flat (LP), Lapidus plate 6mm step (LP) | 198773 | August 2014 |  | Expanded from OU011
06 - Specialist Orthopaedic | 06.03 - SKELETAL RECONSTRUCTION | 06.03.03 - Plates | 06.03.03.04 - Small (screw size 2.71mm – 4.49mm)(including blade) ≤ 6 holes | Com, LK | OU044 | 895 |  | Ortho Solutions Pty Ltd | Lapidus Plate | ULTOS Lapidus Plate | Lapidus plate flat left/right, Lapidus plate 2mm step left/right, Lapidus plate 4mm step left/right, Lapidus plate 6mm step left/right | 198773 | August 2014 |  | Expanded from OU011
06 - Specialist Orthopaedic | 06.03 - SKELETAL RECONSTRUCTION | 06.03.03 - Plates | 06.03.03.04 - Small (screw size 2.71mm – 4.49mm)(including blade) ≤ 6 holes | Com, LK | OU045 | 895 |  | Ortho Solutions Pty Ltd | Tarsal Fusion Plate | Tarsal Fusion Plate | Tarsal Fusion Plate 12mm (TFP) Tarsal Fusion Plate 14mm (TFP) Tarsal Fusion Plate 16mm (TFP) | 198773 | August 2014 |  | Expanded from OU014
06 - Specialist Orthopaedic | 06.03 - SKELETAL RECONSTRUCTION | 06.03.03 - Plates | 06.03.03.04 - Small (screw size 2.71mm – 4.49mm)(including blade) ≤ 6 holes | Com, LK | OU046 | 895 |  | Ortho Solutions Pty Ltd | Tarsal Fusion Plate | ULTOS Tarsal Fusion Plate | ULTOS Tarsal Fusion Plate 12mm ULTOS Tarsal Fusion Plate 14mm ULTOS Tarsal Fusion Plate 16mm | 198773 | August 2014 |  | Expanded from OU014
06 - Specialist Orthopaedic | 06.03 - SKELETAL RECONSTRUCTION | 06.03.03 - Plates | 06.03.03.04 - Small (screw size 2.71mm – 4.49mm)(including blade) ≤ 6 holes | Com, LK | OU049 | 895 |  | Ortho Solutions Pty Ltd | Rearfoot Recon Plate | Rearfoot Recon Plate | Rearfoot Recon Plate, 6 Hole (RRP) Rearfoot Recon Plate, 8 Hole (RRP) Rearfoot Recon Plate, 14 Hole (RRP) | 198773 | February 2015 |  | Expanded from OU015
06 - Specialist Orthopaedic | 06.03 - SKELETAL RECONSTRUCTION | 06.03.03 - Plates | 06.03.03.04 - Small (screw size 2.71mm – 4.49mm)(including blade) ≤ 6 holes | Com, LK | OU051 | 895 |  | Ortho Solutions Pty Ltd | Rearfoot Recon Plate | Rearfoot Recon Plate | ULTOS Rearfoot Recon Plate 6 Hole ULTOS Rearfoot Recon Plate 8 Hole ULTOS Rearfoot Recon Plate 14 Hole | 198773 | February 2015 |  | Expanded from OU015
06 - Specialist Orthopaedic | 06.03 - SKELETAL RECONSTRUCTION | 06.03.03 - Plates | 06.03.03.04 - Small (screw size 2.71mm – 4.49mm)(including blade) ≤ 6 holes | Com, LK | OU053 | 895 |  | Ortho Solutions Pty Ltd | Arthrodesis Wedge Plate | Arthrodesis Wedge Plate | Arthrodesis Wedge Plate 0mm-8mm(AWP), - 30mm (3.5mm universal locking plate 12mm - 30mm (3.5ULP)) | 198773 | February 2015 |  | Expanded from OU016
06 - Specialist Orthopaedic | 06.03 - SKELETAL RECONSTRUCTION | 06.03.03 - Plates | 06.03.03.04 - Small (screw size 2.71mm – 4.49mm)(including blade) ≤ 6 holes | Com, LK | OU054 | 895 |  | Ortho Solutions Pty Ltd | Arthrodesis Wedge Plate | Arthrodesis Wedge Plate | Arthrodesis Wedge Plate 0mm-8mm, Universal locking plate 12-30mm (3.5 ULP) | 198773 | February 2015 |  | Expanded from OU016
06 - Specialist Orthopaedic | 06.03 - SKELETAL RECONSTRUCTION | 06.03.03 - Plates | 06.03.03.04 - Small (screw size 2.71mm – 4.49mm)(including blade) ≤ 6 holes | Com, LK | SF083 | 895 |  | Signature Orthopaedics | Islay Universial Locking Plate | Titanium Plate with or without wedge with 4 and non locking holes. Left and right side specific. | Various length plates from 18-24mm with and without wedges (2-7mm), plates with valugus angle built in range. | 208160 | August 2016 |  | Changed Product Name.
06 - Specialist Orthopaedic | 06.03 - SKELETAL RECONSTRUCTION | 06.03.03 - Plates | 06.03.03.04 - Small (screw size 2.71mm – 4.49mm)(including blade) ≤ 6 holes | Com, LK | SF119 | 895 |  | Signature Orthopaedics | Islay Arthrodesis Wedge Plate | Islay Arthrodesis Wedge Plate | Arthrodesis Wedge Plate 0mm-8mm(AWP), - 30mm (3.5mm universal locking plate 12mm - 30mm (3.5ULP)) | 208160 | August 2016 |  | Changed Product Name, Description.
06 - Specialist Orthopaedic | 06.03 - SKELETAL RECONSTRUCTION | 06.03.03 - Plates | 06.03.03.04 - Small (screw size 2.71mm – 4.49mm)(including blade) ≤ 6 holes | Com, LK | SF126 | 895 |  | Signature Orthopaedics | Islay Recon Plate | Islay Recon Plate | Recon Plate, 6 Hole (RRP) Recon Plate, 8 Hole (RRP) Recon Plate, 14 Hole (RRP) | 208160 | August 2016 |  | Changed Product Name, Description, Size.
06 - Specialist Orthopaedic | 06.03 - SKELETAL RECONSTRUCTION | 06.03.03 - Plates | 06.03.03.04 - Small (screw size 2.71mm – 4.49mm)(including blade) ≤ 6 holes | Com, LK | SQ138 | 895 |  | Surgical Specialties | PediLoc - Plating System ≤ 6 holes, screw size 2.71 – 4.49mm | 3.5mm Locking Plate | 3-6 Hole | 191586 | August 2017 |  | Expanded from SQ080
06 - Specialist Orthopaedic | 06.03 - SKELETAL RECONSTRUCTION | 06.03.03 - Plates | 06.03.03.04 - Small (screw size 2.71mm – 4.49mm)(including blade) ≤ 6 holes | Com, LK | SY703 | 895 |  | Johnson & Johnson Medical Pty Ltd | AO/ASIF Plates | Specialty Locking Plate | ≤ 6 holes | 157069 | August 2017 |  | Changed Description, Suffix.
06 - Specialist Orthopaedic | 06.03 - SKELETAL RECONSTRUCTION | 06.03.03 - Plates | 06.03.03.04 - Small (screw size 2.71mm – 4.49mm)(including blade) ≤ 6 holes | Com, LK | TN028 | 895 |  | Newclip Technics Australia Pty Ltd | Newclip Plating System | Locking Bone Plates | ≤ 6 holes | 260229, 260232 | August 2017 |  | Changed Product Name, Description, Size.
06 - Specialist Orthopaedic | 06.03 - SKELETAL RECONSTRUCTION | 06.03.03 - Plates | 06.03.03.04 - Small (screw size 2.71mm – 4.49mm)(including blade) ≤ 6 holes | Com, LK | TO105 | 895 |  | Tornier Pty Ltd | MaxLock Extreme System - Small Plates ≤ 6 holes | Small variable angle locking plates, titanium, ≤ 6 holes | ≤ 6 holes | 214671 | February 2014 |  | New Listing
06 - Specialist Orthopaedic | 06.03 - SKELETAL RECONSTRUCTION | 06.03.03 - Plates | 06.03.03.04 - Small (screw size 2.71mm – 4.49mm)(including blade) ≤ 6 holes | Com, LK | TO140 | 895 |  | Tornier Pty Ltd | Nexfix MTP Fusion System | A bendable stainless steel bone plate and screw system with unique low profile locking screw option. Indicated for use in primary and revision MTP fusion | 6 hole | 147747 | February 2014 |  | Transferred from OE034
06 - Specialist Orthopaedic | 06.03 - SKELETAL RECONSTRUCTION | 06.03.03 - Plates | 06.03.03.04 - Small (screw size 2.71mm – 4.49mm)(including blade) ≤ 6 holes | Com, LK | TO159 | 895 |  | Tornier Pty Ltd | MaxLock Extreme System – Edgelock II STP Plate | Calcaneal displacement osteotomies locking plate, Titanium. | ≤ 6 holes | 214671 | August 2015 |  | New Listing
06 - Specialist Orthopaedic | 06.03 - SKELETAL RECONSTRUCTION | 06.03.03 - Plates | 06.03.03.04 - Small (screw size 2.71mm – 4.49mm)(including blade) ≤ 6 holes | Com, LK | WR049 | 895 |  | Wright Medical Australia | Charlotte MTP Fusion System | MTP plate, stainless steel | Left & Right small & standard, 6 holes | 198485 | August 2014 |  | Changed Suffix.
06 - Specialist Orthopaedic | 06.03 - SKELETAL RECONSTRUCTION | 06.03.03 - Plates | 06.03.03.04 - Small (screw size 2.71mm – 4.49mm)(including blade) ≤ 6 holes | Com, LK | WR057 | 895 |  | Wright Medical Australia | Lapidus Plate | Titanium locking plate with unique stepped displacement in 1mm increments permits accurate plantarisation and lateralisation in midfoot fusions. | 3.5mm: neutral, 1-6mm step | 122967 | August 2014 |  | Changed Suffix.
06 - Specialist Orthopaedic | 06.03 - SKELETAL RECONSTRUCTION | 06.03.03 - Plates | 06.03.03.04 - Small (screw size 2.71mm – 4.49mm)(including blade) ≤ 6 holes | Com, LK | WR066 | 895 |  | Wright Medical Australia | Arthrodesis Flat Plate - AFP | Flat plate intended for use in isolated tarsal fusions, titanium locking plate, 2mm thickness | 12, 14 & 16mm length - 4 hole | 122967 | August 2014 |  | Changed Suffix.
06 - Specialist Orthopaedic | 06.03 - SKELETAL RECONSTRUCTION | 06.03.03 - Plates | 06.03.03.04 - Small (screw size 2.71mm – 4.49mm)(including blade) ≤ 6 holes | Com, LK | WR069 | 895 |  | Wright Medical Australia | TOM Plate | Designed for base osteotomies and fusions of MT1 with correction achieved through one cut. It is a titanium locking plate, anatomically designed with a smaller radius to fit the contour of the first metatarsal and 5 step variation in 1mm increments for ac | - L & R: neutral, 1-5mm step, 4 hole | 122967 | August 2014 |  | Changed Suffix.
06 - Specialist Orthopaedic | 06.03 - SKELETAL RECONSTRUCTION | 06.03.03 - Plates | 06.03.03.04 - Small (screw size 2.71mm – 4.49mm)(including blade) ≤ 6 holes | COM, LK | ZI543 | 895 |  | Zimmer Biomet Pty Ltd | Zimmer Universal Locking System | 3.5mm Locking T plate | 3 hole head 5 hole shaft 73mm length; 4 hole head 6 hole shaft 85mm length; 3 hole head 3 hole shaft left 51mm length; 3 hole head 4 hole shaft left 63mm length; 3 hole head 3 hole shaft right 51mm length; 3 hole head 4 hole shaft right 63mm length. | 112735 | February 2012 |  | Changed Description, Product Group, Product Sub Group, Suffix, Benefit.
06 - Specialist Orthopaedic | 06.03 - SKELETAL RECONSTRUCTION | 06.03.03 - Plates | 06.03.03.04 - Small (screw size 2.71mm – 4.49mm)(including blade) ≤ 6 holes | COM, LK | ZI945 | 895 |  | Zimmer Biomet Pty Ltd | Normed fracture fixation plates | Titanium locking foot plates | 4/6 hole and 3.5mm screws | 140687 | August 2016 |  | Transferred from LM128
06 - Specialist Orthopaedic | 06.03 - SKELETAL RECONSTRUCTION | 06.03.03 - Plates | 06.03.03.04 - Small (screw size 2.71mm – 4.49mm)(including blade) ≤ 6 holes | Com, VAL | BH242 | 1225 |  | Zimmer Biomet Pty Ltd | ALPS Foot System | Complex periarticular foot plates | small to large | 153056 | February 2015 |  | Changed Suffix.
06 - Specialist Orthopaedic | 06.03 - SKELETAL RECONSTRUCTION | 06.03.03 - Plates | 06.03.03.04 - Small (screw size 2.71mm – 4.49mm)(including blade) ≤ 6 holes | COM, VAL | BH279 | 1225 |  | Zimmer Biomet Pty Ltd | ALPS - Anatomic Locked Plating System | 3.5mm titanium locking spider plates | Small - large and offset | 137673 | February 2013 |  | Transferred from JJ718
06 - Specialist Orthopaedic | 06.03 - SKELETAL RECONSTRUCTION | 06.03.03 - Plates | 06.03.03.04 - Small (screw size 2.71mm – 4.49mm)(including blade) ≤ 6 holes | Com, VAL | EF008 | 1225 |  | Extend Medical | Arix Foot Locking Plate System | Variable Locking Plate | ≤ 6 holes | 239812 | August 2015 |  | New Listing
06 - Specialist Orthopaedic | 06.03 - SKELETAL RECONSTRUCTION | 06.03.03 - Plates | 06.03.03.04 - Small (screw size 2.71mm – 4.49mm)(including blade) ≤ 6 holes | COM, VAL | EO080 | 1225 |  | Medartis | APTUS Foot | TriLock Plates | 2.8 | 141170 | August 2012 |  | Expanded from EO066
06 - Specialist Orthopaedic | 06.03 - SKELETAL RECONSTRUCTION | 06.03.03 - Plates | 06.03.03.04 - Small (screw size 2.71mm – 4.49mm)(including blade) ≤ 6 holes | Com, VAL | HW596 | 1225 |  | Stryker Australia Pty Ltd | Stryker Locked Plating System | Periarticular variable angle locking plate - clavicle | 7-15 holes | 237797 | August 2017 |  | Expanded from HW455
06 - Specialist Orthopaedic | 06.03 - SKELETAL RECONSTRUCTION | 06.03.03 - Plates | 06.03.03.04 - Small (screw size 2.71mm – 4.49mm)(including blade) ≤ 6 holes | COM, VAL | IG132 | 1225 |  | Integra Neurosciences Pty Ltd | TIBIAXYS Distal Tibia System - Ankle Arthrodesis - Medial anterior plate | Titanium medial anterior plate with 6 holes; left or right | 3mm thick, 77mm long | 173932 | February 2012 |  | Expanded from IG062
06 - Specialist Orthopaedic | 06.03 - SKELETAL RECONSTRUCTION | 06.03.03 - Plates | 06.03.03.04 - Small (screw size 2.71mm – 4.49mm)(including blade) ≤ 6 holes | Com, VAL | LM289 | 1225 |  | LMT Surgical Pty Ltd | NEOFIT - MTP plate | MTP Plate | 4 Hole, 40, 45 and 50mm, Left and Right | 266216 | February 2016 |  | New Listing
06 - Specialist Orthopaedic | 06.03 - SKELETAL RECONSTRUCTION | 06.03.03 - Plates | 06.03.03.04 - Small (screw size 2.71mm – 4.49mm)(including blade) ≤ 6 holes | Com, VAL | LM304 | 1225 |  | LMT Surgical Pty Ltd | OsteoMed FPS | Titanium locking footplates | 3.5mm and 4mm | 202319 | August 2016 |  | Expanded from LM272
06 - Specialist Orthopaedic | 06.03 - SKELETAL RECONSTRUCTION | 06.03.03 - Plates | 06.03.03.04 - Small (screw size 2.71mm – 4.49mm)(including blade) ≤ 6 holes | Com, VAL | WR064 | 1225 |  | Wright Medical Australia | MPJ Fusion Plate | Titanium locking plate with built-in 1- degree valgus angle for anatomic fixation of 1st MTP joint | Small, Medium & Revision, Left & Right, 0, 5 & 10 degree | 122967 | August 2012 |  | Changed Size, Suffix, Benefit.
06 - Specialist Orthopaedic | 06.03 - SKELETAL RECONSTRUCTION | 06.03.03 - Plates | 06.03.03.04 - Small (screw size 2.71mm – 4.49mm)(including blade) ≤ 6 holes | LK | DE285 | 495 |  | Device Technologies Australia Pty Ltd | Titanium Lapidus Arthrodesis Plate | Titanium Lapidus Arthrodesis Plate with locking holes and compresion slot | Small, Large | 140686 | August 2012 |  | Changed Description, Size, Suffix, Benefit.
06 - Specialist Orthopaedic | 06.03 - SKELETAL RECONSTRUCTION | 06.03.03 - Plates | 06.03.03.04 - Small (screw size 2.71mm – 4.49mm)(including blade) ≤ 6 holes | LK | DE413 | 495 |  | Device Technologies Australia Pty Ltd | Locking Reconstruction Plate | Reconstruction Plate for communited Fibula Shaft Fractures | 4-6 Holes | 140686 | February 2013 |  | New Listing
06 - Specialist Orthopaedic | 06.03 - SKELETAL RECONSTRUCTION | 06.03.03 - Plates | 06.03.03.04 - Small (screw size 2.71mm – 4.49mm)(including blade) ≤ 6 holes | LK | DE416 | 495 |  | Device Technologies Australia Pty Ltd | Locking Third Tubular Plate | Plate for fracture fixation of the Fibula | 4-6 holes | 140686 | February 2013 |  | New Listing
06 - Specialist Orthopaedic | 06.03 - SKELETAL RECONSTRUCTION | 06.03.03 - Plates | 06.03.03.04 - Small (screw size 2.71mm – 4.49mm)(including blade) ≤ 6 holes | LK | DE453 | 495 |  | Device Technologies Australia Pty Ltd | X Plate | Plate for fusion | Medium, Large | 140686 | February 2014 |  | New Listing
06 - Specialist Orthopaedic | 06.03 - SKELETAL RECONSTRUCTION | 06.03.03 - Plates | 06.03.03.04 - Small (screw size 2.71mm – 4.49mm)(including blade) ≤ 6 holes | LK | DE455 | 495 |  | Device Technologies Australia Pty Ltd | Low Profile T-Plate | Plate for fusion | 3-4 Holes | 140686 | February 2014 |  | New Listing
06 - Specialist Orthopaedic | 06.03 - SKELETAL RECONSTRUCTION | 06.03.03 - Plates | 06.03.03.04 - Small (screw size 2.71mm – 4.49mm)(including blade) ≤ 6 holes | LK | DE457 | 495 |  | Device Technologies Australia Pty Ltd | Low Profile Straight Plate | Plate for fusion | 2-5 Holes | 140686 | February 2014 |  | New Listing
06 - Specialist Orthopaedic | 06.03 - SKELETAL RECONSTRUCTION | 06.03.03 - Plates | 06.03.03.04 - Small (screw size 2.71mm – 4.49mm)(including blade) ≤ 6 holes | LK | DE504 | 495 |  | Device Technologies Australia Pty Ltd | Double Compression Plate System | Fixation plates for surgical compression across fusion sites. | Double Compression Plate, 2 Hole, 20 mm Double Compression Plate, 2 Hole, 25 mm Double Compression Plate, 2 Hole, 30 mm Double Compression Plate, 3 Hole, 20 mm Double Compression Plate, 3 Hole, 25 mm Double Compression Plate, 3 Hole, 30 mm Double Compression Plate, 4 Hole, Straight, 20 mm Double Compression Plate, 4 Hole, Straight, 25 mm Double Compression Plate, 4 Hole, Straight, 30 mm Double Compression Plate, 4 Hole, Square, 20 mm Double Compression Plate, 4 Hole, Square, 25 mm Double Compression Plate, 4 Hole, Square, 30 mm | 140686 | February 2017 |  | New Listing
06 - Specialist Orthopaedic | 06.03 - SKELETAL RECONSTRUCTION | 06.03.03 - Plates | 06.03.03.04 - Small (screw size 2.71mm – 4.49mm)(including blade) ≤ 6 holes | LK | DE508 | 495 |  | Device Technologies Australia Pty Ltd | MTP Plate | 1st MTP Arthrodesis Plate | ≤ 6 holes | 140686 | February 2017 |  | New Listing
06 - Specialist Orthopaedic | 06.03 - SKELETAL RECONSTRUCTION | 06.03.03 - Plates | 06.03.03.04 - Small (screw size 2.71mm – 4.49mm)(including blade) ≤ 6 holes | LK | DE533 | 495 |  | Device Technologies Australia Pty Ltd | Posterolateral Distal Fibula Plate | Plate for fracture fixation | 4-6 Holes | 284416 | August 2017 |  | New Listing
06 - Specialist Orthopaedic | 06.03 - SKELETAL RECONSTRUCTION | 06.03.03 - Plates | 06.03.03.04 - Small (screw size 2.71mm – 4.49mm)(including blade) ≤ 6 holes | LK | DE568 | 495 |  | Device Technologies Australia Pty Ltd | Posterolateral Distal Fibula Plate | Plate for fracture fixation | 8 Holes | 284416 | August 2017 |  | New Listing
06 - Specialist Orthopaedic | 06.03 - SKELETAL RECONSTRUCTION | 06.03.03 - Plates | 06.03.03.04 - Small (screw size 2.71mm – 4.49mm)(including blade) ≤ 6 holes | LK | DZ031 | 495 |  | AUSTRALIAN ORTHOPAEDIC FIXATIONS PTY LTD | Valetis Ankle - Plates | 1/3 Tubular Plate | 4 to 6 hole | 284755 | August 2017 |  | New Listing
06 - Specialist Orthopaedic | 06.03 - SKELETAL RECONSTRUCTION | 06.03.03 - Plates | 06.03.03.04 - Small (screw size 2.71mm – 4.49mm)(including blade) ≤ 6 holes | LK | DZ033 | 495 |  | AUSTRALIAN ORTHOPAEDIC FIXATIONS PTY LTD | Valens Shoulder and Elbow - Plates | Locking Compression Plates | 3.5mm | 276915 | August 2017 |  | New Listing
06 - Specialist Orthopaedic | 06.03 - SKELETAL RECONSTRUCTION | 06.03.03 - Plates | 06.03.03.04 - Small (screw size 2.71mm – 4.49mm)(including blade) ≤ 6 holes | LK | DZ035 | 495 |  | AUSTRALIAN ORTHOPAEDIC FIXATIONS PTY LTD | Valens Shoulder and Elbow - Plates | LCP, Right/Oblique Angled, T-Plate | 1-6 Holes | 276915 | August 2017 |  | New Listing
06 - Specialist Orthopaedic | 06.03 - SKELETAL RECONSTRUCTION | 06.03.03 - Plates | 06.03.03.04 - Small (screw size 2.71mm – 4.49mm)(including blade) ≤ 6 holes | LK | LM122 | 495 |  | LMT Surgical Pty Ltd | TriMed Periarticular Plate | Periarticular Plates | ≤ 6 holes | 182677 | August 2017 |  | Changed Product Name, Description, Size, Suffix, Benefit.
06 - Specialist Orthopaedic | 06.03 - SKELETAL RECONSTRUCTION | 06.03.03 - Plates | 06.03.03.04 - Small (screw size 2.71mm – 4.49mm)(including blade) ≤ 6 holes | LK | SK538 | 495 |  | Stryker Australia Pty Ltd | Stryker Plating System | Locking Compression Anatomical Shape | 2-6 hole | 119848 | February 2012 |  | Expanded from SK449
06 - Specialist Orthopaedic | 06.03 - SKELETAL RECONSTRUCTION | 06.03.03 - Plates | 06.03.03.04 - Small (screw size 2.71mm – 4.49mm)(including blade) ≤ 6 holes | LK | SK540 | 495 |  | Stryker Australia Pty Ltd | Stryker Plating System | Locking Reconstruction Plates | 4.0mm, 4-6 hole | 119848 | February 2012 |  | Expanded from SK449
06 - Specialist Orthopaedic | 06.03 - SKELETAL RECONSTRUCTION | 06.03.03 - Plates | 06.03.03.04 - Small (screw size 2.71mm – 4.49mm)(including blade) ≤ 6 holes | LK | SK542 | 495 |  | Stryker Australia Pty Ltd | Stryker Plating System | Locking One Third Tubular Plates | 3.0mm, 2-6 hole | 119848 | February 2012 |  | Expanded from SK449
06 - Specialist Orthopaedic | 06.03 - SKELETAL RECONSTRUCTION | 06.03.03 - Plates | 06.03.03.04 - Small (screw size 2.71mm – 4.49mm)(including blade) ≤ 6 holes | LK | SL086 | 495 |  | Smith & Nephew Pty Ltd | PERI-LOC | Clavicle plates | ≤ 6 holes | 108428 | August 2017 |  | Expanded from SN915
06 - Specialist Orthopaedic | 06.03 - SKELETAL RECONSTRUCTION | 06.03.03 - Plates | 06.03.03.04 - Small (screw size 2.71mm – 4.49mm)(including blade) ≤ 6 holes | LK | SN796 | 495 |  | Smith & Nephew Pty Ltd | Peri-Loc | Locking 1/3 Tubular & 3.5mm Straight Plates | ≤ 6 holes | 108428 | February 2012 |  | Changed Description, Size, Product Group, Product Sub Group, Suffix, Benefit.
06 - Specialist Orthopaedic | 06.03 - SKELETAL RECONSTRUCTION | 06.03.03 - Plates | 06.03.03.04 - Small (screw size 2.71mm – 4.49mm)(including blade) ≤ 6 holes | LK | SN914 | 495 |  | Smith & Nephew Pty Ltd | Peri-Loc | Clavicle plates | ≤6 holes | 108428 | August 2017 |  | Changed Product Sub Group, Benefit.
06 - Specialist Orthopaedic | 06.03 - SKELETAL RECONSTRUCTION | 06.03.03 - Plates | 06.03.03.04 - Small (screw size 2.71mm – 4.49mm)(including blade) ≤ 6 holes | LK | SY723 | 495 |  | Johnson & Johnson Medical Pty Ltd | AO/ASIF Plates | LCP Plates | ≤6 Holes | 157069 | August 2012 |  | Expanded from SY115
06 - Specialist Orthopaedic | 06.03 - SKELETAL RECONSTRUCTION | 06.03.03 - Plates | 06.03.03.04 - Small (screw size 2.71mm – 4.49mm)(including blade) ≤ 6 holes | LK | TN026 | 495 |  | Newclip Technics Australia Pty Ltd | Newclip Plating System | Locking Bone Plates | ≤ 6 holes | 260229, 260232 | August 2017 |  | Changed Product Name, Description, Size.
06 - Specialist Orthopaedic | 06.03 - SKELETAL RECONSTRUCTION | 06.03.03 - Plates | 06.03.03.04 - Small (screw size 2.71mm – 4.49mm)(including blade) ≤ 6 holes | LK | ZI774 | 495 |  | Zimmer Biomet Pty Ltd | Zimmer Universal Locking System | 3.5mm One-Third Tubular Locking Plate | 5-6 holes | 112735 | February 2012 |  | Expanded from ZI544
06 - Specialist Orthopaedic | 06.03 - SKELETAL RECONSTRUCTION | 06.03.03 - Plates | 06.03.03.04 - Small (screw size 2.71mm – 4.49mm)(including blade) ≤ 6 holes | LK | ZI783 | 495 |  | Zimmer Biomet Pty Ltd | Zimmer Universal Locking System | 3.5mm Universal Locking System Reconstruction Plates | 3-6 holes | 112735 | August 2013 |  | Changed Suffix, Benefit.
06 - Specialist Orthopaedic | 06.03 - SKELETAL RECONSTRUCTION | 06.03.03 - Plates | 06.03.03.04 - Small (screw size 2.71mm – 4.49mm)(including blade) ≤ 6 holes | LK | ZI800 | 495 |  | Zimmer Biomet Pty Ltd | Zimmer Universal Locking System | 3.5mm One Third Tubular Locking Plate | 5-6 holes | 112735 | February 2012 |  | Expanded from ZI223
06 - Specialist Orthopaedic | 06.03 - SKELETAL RECONSTRUCTION | 06.03.03 - Plates | 06.03.03.04 - Small (screw size 2.71mm – 4.49mm)(including blade) ≤ 6 holes | LK | ZI808 | 495 |  | Zimmer Biomet Pty Ltd | Zimmer Universal Locking System | 3.5mm One Third Tubular Locking Plate | 3-4 holes | 112735 | February 2012 |  | Expanded from ZI547
06 - Specialist Orthopaedic | 06.03 - SKELETAL RECONSTRUCTION | 06.03.03 - Plates | 06.03.03.04 - Small (screw size 2.71mm – 4.49mm)(including blade) ≤ 6 holes | LK | ZI810 | 495 |  | Zimmer Biomet Pty Ltd | Zimmer Universal Locking System | 3.5mm Dual Compression Locking Plates | 4 - 6 holes | 112735 | February 2012 |  | Expanded from ZI542
06 - Specialist Orthopaedic | 06.03 - SKELETAL RECONSTRUCTION | 06.03.03 - Plates | 06.03.03.04 - Small (screw size 2.71mm – 4.49mm)(including blade) ≤ 6 holes | VAL | BH273 | 825 |  | Zimmer Biomet Pty Ltd | ALPS - Anatomic Locked Plating System | 3.5mm titanium plate | 2-6 holes | 153056 | February 2013 |  | Transferred from JJ710
06 - Specialist Orthopaedic | 06.03 - SKELETAL RECONSTRUCTION | 06.03.03 - Plates | 06.03.03.04 - Small (screw size 2.71mm – 4.49mm)(including blade) ≤ 6 holes | VAL | DE501 | 825 |  | Device Technologies Australia Pty Ltd | MTP Plate, Straight | Metatarso-Phalangeal Fusion plate for 1st MTP | Small and Standard, ≤ 6 holes | 140686 | February 2017 |  | New Listing
06 - Specialist Orthopaedic | 06.03 - SKELETAL RECONSTRUCTION | 06.03.03 - Plates | 06.03.03.04 - Small (screw size 2.71mm – 4.49mm)(including blade) ≤ 6 holes | VAL | DE525 | 825 |  | Device Technologies Australia Pty Ltd | Dorsal Distal Radius Plate | Plate for Fracture Fixation | 4 Holes Standard (Left & Right) 4 Holes Narrow (Left & Right) | 284416 | August 2017 |  | New Listing
06 - Specialist Orthopaedic | 06.03 - SKELETAL RECONSTRUCTION | 06.03.03 - Plates | 06.03.03.04 - Small (screw size 2.71mm – 4.49mm)(including blade) ≤ 6 holes | VAL | DE535 | 825 |  | Device Technologies Australia Pty Ltd | Dorsal L Plate | Plate for Fracture Fixation | 5 Holes (Left & Right) | 284416 | August 2017 |  | New Listing
06 - Specialist Orthopaedic | 06.03 - SKELETAL RECONSTRUCTION | 06.03.03 - Plates | 06.03.03.04 - Small (screw size 2.71mm – 4.49mm)(including blade) ≤ 6 holes | VAL | ER416 | 825 |  | Emergo Asia Pacific Pty Ltd | Paragon 28 Gorilla Plating System-Plate, small (≤ 6 holes) | Paragon28 Gorilla, small titanium compression plates; universal; variable angle locking; compression; various shapes | Length 15-35 mm; thickness 1.15 - 2.0 mm; multi screw diameter purchage 2.7/3.5/4.2mm | 289248 | August 2017 |  | New Listing
06 - Specialist Orthopaedic | 06.03 - SKELETAL RECONSTRUCTION | 06.03.03 - Plates | 06.03.03.04 - Small (screw size 2.71mm – 4.49mm)(including blade) ≤ 6 holes | VAL | HW535 | 825 |  | Stryker Australia Pty Ltd | VariAx Compression Plating System | VAL 1/3 Tubular Plate | >/=6 holes | 139635 | February 2015 |  | Changed Description.
06 - Specialist Orthopaedic | 06.03 - SKELETAL RECONSTRUCTION | 06.03.03 - Plates | 06.03.03.04 - Small (screw size 2.71mm – 4.49mm)(including blade) ≤ 6 holes | VAL | IG116 | 825 |  | Integra Neurosciences Pty Ltd | TIBIAXYS Distal Tibial Osteotomy System - Fibula plate | Titanium 4 or 6 hole fibula plate | 4 hole plate - 48.7mm length; 6 hole plate - 68.5mm length | 173932 | February 2012 |  | New Listing
06 - Specialist Orthopaedic | 06.03 - SKELETAL RECONSTRUCTION | 06.03.03 - Plates | 06.03.03.04 - Small (screw size 2.71mm – 4.49mm)(including blade) ≤ 6 holes | VAL | SN938 | 825 |  | Smith & Nephew Pty Ltd | Peri-Loc VLP | VAL/LK 3.5 1/3 Tubular | ≤6 holes | 108428 | February 2012 |  | Expanded from SN795
06 - Specialist Orthopaedic | 06.03 - SKELETAL RECONSTRUCTION | 06.03.03 - Plates | 06.03.03.04 - Small (screw size 2.71mm – 4.49mm)(including blade) ≤ 6 holes | val | SN979 | 825 |  | Smith & Nephew Pty Ltd | Peri-Loc | Fibula Plates | ≤ 6 holes | 108428 | August 2012 |  | Changed Suffix, Benefit.
06 - Specialist Orthopaedic | 06.03 - SKELETAL RECONSTRUCTION | 06.03.03 - Plates | 06.03.03.04 - Small (screw size 2.71mm – 4.49mm)(including blade) ≤ 6 holes | VAL | WR237 | 825 |  | Wright Medical Australia | Ortholoc Fracture System - Plates | Universal | 6 Hole | 198485 | February 2012 |  | Expanded from WR076
06 - Specialist Orthopaedic | 06.03 - SKELETAL RECONSTRUCTION | 06.03.03 - Plates | 06.03.03.05 - Small (screw size 2.71mm – 4.49mm)(including blade) ≥ 7 to ≤ 15 holes |  | BH187 | 294 |  | Zimmer Biomet Pty Ltd | Small / Large Fragment Set | 3.5mm Titanium plate | 7-14 holes | 97981 | February 2013 |  | Transferred from DP617
06 - Specialist Orthopaedic | 06.03 - SKELETAL RECONSTRUCTION | 06.03.03 - Plates | 06.03.03.05 - Small (screw size 2.71mm – 4.49mm)(including blade) ≥ 7 to ≤ 15 holes |  | OU009 | 294 |  | Ortho Solutions Pty Ltd | 3.5mm A.C.P Plate | A.C.P Plate | 3.5mm, 7 hole plate to 3.5mm 12 hole plate 3.5mm straight 7 hole reconstruction plate to 3.5mm straight 14 hole reconstruction plate | 198773 | February 2013 |  | New Listing
06 - Specialist Orthopaedic | 06.03 - SKELETAL RECONSTRUCTION | 06.03.03 - Plates | 06.03.03.05 - Small (screw size 2.71mm – 4.49mm)(including blade) ≥ 7 to ≤ 15 holes |  | OU013 | 294 |  | Ortho Solutions Pty Ltd | 1/3 Tubular Plate with Collar | 1/3 Tubular Plate with Collar | 1/3 Tubular Plate with Collar, 8-12hole | 198773 | February 2013 |  | New Listing
06 - Specialist Orthopaedic | 06.03 - SKELETAL RECONSTRUCTION | 06.03.03 - Plates | 06.03.03.05 - Small (screw size 2.71mm – 4.49mm)(including blade) ≥ 7 to ≤ 15 holes |  | OU020 | 294 |  | Ortho Solutions Pty Ltd | Reconstructive Plate | 3.5mm Reconstructive Plate 3.5mm A.C.P Plate | 3.5mm Reconstructive Plate 5-6 hole 3.5mm A.C.P Plate 2,3,4,5,6 hole | 198773 | February 2013 |  | New Listing
06 - Specialist Orthopaedic | 06.03 - SKELETAL RECONSTRUCTION | 06.03.03 - Plates | 06.03.03.05 - Small (screw size 2.71mm – 4.49mm)(including blade) ≥ 7 to ≤ 15 holes |  | SK099 | 294 |  | Stryker Australia Pty Ltd | Stryker Plating System Small Fragment Set | One Third Tubular Plate with Collar | 7-14 Holes | 119848, 25735 | August 2015 |  | Changed Size.
06 - Specialist Orthopaedic | 06.03 - SKELETAL RECONSTRUCTION | 06.03.03 - Plates | 06.03.03.05 - Small (screw size 2.71mm – 4.49mm)(including blade) ≥ 7 to ≤ 15 holes |  | SK549 | 294 |  | Stryker Australia Pty Ltd | Stryker Plating System Small Fragment Set | 3.5mm Reconstruction Plate | 7-14 hole | 119848 | February 2012 |  | Expanded from SK098
06 - Specialist Orthopaedic | 06.03 - SKELETAL RECONSTRUCTION | 06.03.03 - Plates | 06.03.03.05 - Small (screw size 2.71mm – 4.49mm)(including blade) ≥ 7 to ≤ 15 holes |  | SN118 | 294 |  | Smith & Nephew Pty Ltd | TC-100 & Peri-Loc | 3.5mm Straight Plates | ≥ 7 to ≤ 15 holes | 72897 | February 2012 |  | Changed Product Name, Description, Size, Product Group, Product Sub Group, Benefit.
06 - Specialist Orthopaedic | 06.03 - SKELETAL RECONSTRUCTION | 06.03.03 - Plates | 06.03.03.05 - Small (screw size 2.71mm – 4.49mm)(including blade) ≥ 7 to ≤ 15 holes |  | SN130 | 294 |  | Smith & Nephew Pty Ltd | TC-100 & Peri-Loc | 3.5mm Straight Plates | ≥ 7 to ≤ 15 holes | 72897 | February 2012 |  | Changed Product Name, Description, Size, Product Group, Product Sub Group, Benefit.
06 - Specialist Orthopaedic | 06.03 - SKELETAL RECONSTRUCTION | 06.03.03 - Plates | 06.03.03.05 - Small (screw size 2.71mm – 4.49mm)(including blade) ≥ 7 to ≤ 15 holes |  | SY721 | 294 |  | Johnson & Johnson Medical Pty Ltd | AO/ASIF Plates | Non-Locking Fragment Plates | 7-15 Holes | 157069 | August 2012 |  | Expanded from SY115
06 - Specialist Orthopaedic | 06.03 - SKELETAL RECONSTRUCTION | 06.03.03 - Plates | 06.03.03.05 - Small (screw size 2.71mm – 4.49mm)(including blade) ≥ 7 to ≤ 15 holes |  | ZI772 | 294 |  | Zimmer Biomet Pty Ltd | Zimmer Universal Locking System | 3.5mm Reconstruction Locking Plate | 13-15 holes | 112735 | February 2012 |  | Expanded from ZI545
06 - Specialist Orthopaedic | 06.03 - SKELETAL RECONSTRUCTION | 06.03.03 - Plates | 06.03.03.05 - Small (screw size 2.71mm – 4.49mm)(including blade) ≥ 7 to ≤ 15 holes |  | ZI779 | 294 |  | Zimmer Biomet Pty Ltd | ZPS-Zimmer Plate and Screw System | 3.5mm Straight Compression Plate | 7-15 holes | 112735 | February 2012 |  | Expanded from ZI216
06 - Specialist Orthopaedic | 06.03 - SKELETAL RECONSTRUCTION | 06.03.03 - Plates | 06.03.03.05 - Small (screw size 2.71mm – 4.49mm)(including blade) ≥ 7 to ≤ 15 holes |  | ZI782 | 294 |  | Zimmer Biomet Pty Ltd | ZPS-Zimmer Plate and Screw System | 3.5mm ZPS One Third Tubular Plates | 7 holes - 15 holes left and right | 112735 | February 2012 |  | Expanded from ZI211
06 - Specialist Orthopaedic | 06.03 - SKELETAL RECONSTRUCTION | 06.03.03 - Plates | 06.03.03.05 - Small (screw size 2.71mm – 4.49mm)(including blade) ≥ 7 to ≤ 15 holes |  | ZI790 | 294 |  | Zimmer Biomet Pty Ltd | ZPS-Zimmer Plate and Screw System | 3.5mm Straight Reconstruction Plates | 7-15 holes | 112735 | February 2012 |  | Expanded from ZI227
06 - Specialist Orthopaedic | 06.03 - SKELETAL RECONSTRUCTION | 06.03.03 - Plates | 06.03.03.05 - Small (screw size 2.71mm – 4.49mm)(including blade) ≥ 7 to ≤ 15 holes | COM | IG127 | 694 |  | Integra Neurosciences Pty Ltd | Spider Limited Wrist Fusion System - Spider Plate | Recessed, circular stainless steel plate | 8 holes | 177622 | February 2012 |  | Expanded from IG061
06 - Specialist Orthopaedic | 06.03 - SKELETAL RECONSTRUCTION | 06.03.03 - Plates | 06.03.03.05 - Small (screw size 2.71mm – 4.49mm)(including blade) ≥ 7 to ≤ 15 holes | COM | MO208 | 694 |  | Medical & Optical Instruments Australia Pty Ltd | Acumed Bone Plate | Wrist Fusion Plate - Titanium | Standard/Mini 7-9 holes. | 99824 | February 2012 |  | Changed Size, Product Group, Product Sub Group, Suffix, Benefit.
06 - Specialist Orthopaedic | 06.03 - SKELETAL RECONSTRUCTION | 06.03.03 - Plates | 06.03.03.05 - Small (screw size 2.71mm – 4.49mm)(including blade) ≥ 7 to ≤ 15 holes | Com | SK547 | 694 |  | Stryker Australia Pty Ltd | Stryker Plating System | T-Plates, pre-shaped | 7-13 hole | 119848 | August 2015 |  | Changed Suffix.
06 - Specialist Orthopaedic | 06.03 - SKELETAL RECONSTRUCTION | 06.03.03 - Plates | 06.03.03.05 - Small (screw size 2.71mm – 4.49mm)(including blade) ≥ 7 to ≤ 15 holes | COM | SN069 | 694 |  | Smith & Nephew Pty Ltd | TC-100 | 3.5mm Reconstruction Plates | ≥ 7 to ≤ 15 holes | 72897 | February 2012 |  | Changed Product Name, Description, Size, Product Group, Product Sub Group, Suffix, Benefit.
06 - Specialist Orthopaedic | 06.03 - SKELETAL RECONSTRUCTION | 06.03.03 - Plates | 06.03.03.05 - Small (screw size 2.71mm – 4.49mm)(including blade) ≥ 7 to ≤ 15 holes | COM | SN936 | 694 |  | Smith & Nephew Pty Ltd | TC-100 | 3.5mm Curved Reconstruction Plate | ≥7 to ≤15 holes | 108428 | February 2012 |  | Expanded from SN076
06 - Specialist Orthopaedic | 06.03 - SKELETAL RECONSTRUCTION | 06.03.03 - Plates | 06.03.03.05 - Small (screw size 2.71mm – 4.49mm)(including blade) ≥ 7 to ≤ 15 holes | Com | ST051 | 694 |  | Stryker Australia Pty Ltd | Stryker Plating System Small Fragment Set | Cloverleaf Plate | 8-15 Holes | 119848, 25735 | August 2015 |  | Changed Size, Suffix.
06 - Specialist Orthopaedic | 06.03 - SKELETAL RECONSTRUCTION | 06.03.03 - Plates | 06.03.03.05 - Small (screw size 2.71mm – 4.49mm)(including blade) ≥ 7 to ≤ 15 holes | Com | SY037 | 694 |  | Johnson & Johnson Medical Pty Ltd | AO/ASIF Plates | Specialty Plate | 7-15 hole | 157069 | August 2017 |  | Changed Description, Size, Suffix.
06 - Specialist Orthopaedic | 06.03 - SKELETAL RECONSTRUCTION | 06.03.03 - Plates | 06.03.03.05 - Small (screw size 2.71mm – 4.49mm)(including blade) ≥ 7 to ≤ 15 holes | Com | TN033 | 694 |  | Newclip Technics Australia Pty Ltd | Newclip Humerus Plates | Plates for fixation of fractures of the distal humerus and proximal ulnar | 7 - 15 holes | 260229, 260232 | August 2017 |  | New Listing
06 - Specialist Orthopaedic | 06.03 - SKELETAL RECONSTRUCTION | 06.03.03 - Plates | 06.03.03.05 - Small (screw size 2.71mm – 4.49mm)(including blade) ≥ 7 to ≤ 15 holes | COM LK | DE418 | 964 |  | Device Technologies Australia Pty Ltd | Locking Medial Hook Plate | Locking Medial Hook Plate for fixation of Medial malleolus fractures | 7 Holes | 140686 | February 2013 |  | New Listing
06 - Specialist Orthopaedic | 06.03 - SKELETAL RECONSTRUCTION | 06.03.03 - Plates | 06.03.03.05 - Small (screw size 2.71mm – 4.49mm)(including blade) ≥ 7 to ≤ 15 holes | COM LK | DE420 | 964 |  | Device Technologies Australia Pty Ltd | Locking Lateral Hook Plate | Locking Lateral Hook Plate for Fixation of Lateral Malleolus | 7 Holes | 140686 | February 2013 |  | New Listing
06 - Specialist Orthopaedic | 06.03 - SKELETAL RECONSTRUCTION | 06.03.03 - Plates | 06.03.03.05 - Small (screw size 2.71mm – 4.49mm)(including blade) ≥ 7 to ≤ 15 holes | Com, LK | EF003 | 964 |  | Extend Medical | Merete MetaFix MTP >6 holes | Small Plates, Titanium, >6 holes | 39mm & 52mm (Left & Right) | 203737 | February 2015 |  | Transferred from OE045
06 - Specialist Orthopaedic | 06.03 - SKELETAL RECONSTRUCTION | 06.03.03 - Plates | 06.03.03.05 - Small (screw size 2.71mm – 4.49mm)(including blade) ≥ 7 to ≤ 15 holes | COM, LK | IG064 | 964 |  | Integra Neurosciences Pty Ltd | Integra Total Wrist Fusion System - Plates | Straight (bendable), Standard bend, Short Bend | 1 size only of each type of plate: Straight: 105.5mm length Standard and short bend: 110mm length | 177662 | February 2012 |  | Changed Product Group, Product Sub Group, Suffix, Benefit.
06 - Specialist Orthopaedic | 06.03 - SKELETAL RECONSTRUCTION | 06.03.03 - Plates | 06.03.03.05 - Small (screw size 2.71mm – 4.49mm)(including blade) ≥ 7 to ≤ 15 holes | Com, LK | LM126 | 964 |  | LMT Surgical Pty Ltd | TriMed Sidewinder | Ankle Fixation Plate | 7 hole sidewinder plate | 182677 | August 2017 |  | Changed Suffix, Benefit.
06 - Specialist Orthopaedic | 06.03 - SKELETAL RECONSTRUCTION | 06.03.03 - Plates | 06.03.03.05 - Small (screw size 2.71mm – 4.49mm)(including blade) ≥ 7 to ≤ 15 holes | Com, LK | LM337 | 964 |  | LMT Surgical Pty Ltd | Trimed Plates | Elbow, Forearm, clavicle and Wrist Plates | ≥ 7 to ≤ 15 holes | 182677 | August 2017 |  | Compressed from LM064, LM183, LM292
06 - Specialist Orthopaedic | 06.03 - SKELETAL RECONSTRUCTION | 06.03.03 - Plates | 06.03.03.05 - Small (screw size 2.71mm – 4.49mm)(including blade) ≥ 7 to ≤ 15 holes | Com, LK | MN209 | 964 |  | Johnson & Johnson Medical Pty Ltd | AO/ASIF Plates | Locking Specialty Plate | 7-15 Holes | 157069 | August 2017 |  | New Listing
06 - Specialist Orthopaedic | 06.03 - SKELETAL RECONSTRUCTION | 06.03.03 - Plates | 06.03.03.05 - Small (screw size 2.71mm – 4.49mm)(including blade) ≥ 7 to ≤ 15 holes | Com, LK | OU050 | 964 |  | Ortho Solutions Pty Ltd | Rearfoot Recon Plate | Rearfoot Recon Plate | Rearfoot Recon Plate, 6 Hole (RRP) Rearfoot Recon Plate, 8 Hole (RRP) Rearfoot Recon Plate, 14 Hole (RRP) | 198773 | February 2015 |  | Expanded from OU015
06 - Specialist Orthopaedic | 06.03 - SKELETAL RECONSTRUCTION | 06.03.03 - Plates | 06.03.03.05 - Small (screw size 2.71mm – 4.49mm)(including blade) ≥ 7 to ≤ 15 holes | Com, LK | OU052 | 964 |  | Ortho Solutions Pty Ltd | Rearfoot Recon Plate | Rearfoot Recon Plate | ULTOS Rearfoot Recon Plate 6 Hole ULTOS Rearfoot Recon Plate 8 Hole ULTOS Rearfoot Recon Plate 14 Hole | 198773 | February 2015 |  | Expanded from OU015
06 - Specialist Orthopaedic | 06.03 - SKELETAL RECONSTRUCTION | 06.03.03 - Plates | 06.03.03.05 - Small (screw size 2.71mm – 4.49mm)(including blade) ≥ 7 to ≤ 15 holes | Com, LK | PB017 | 964 |  | Australian Pacific Medical Pty Ltd | Ankle Fusion Locking Plate | Ankle Fusion Locking Plate | 7 holes | 261562 | February 2016 |  | New Listing
06 - Specialist Orthopaedic | 06.03 - SKELETAL RECONSTRUCTION | 06.03.03 - Plates | 06.03.03.05 - Small (screw size 2.71mm – 4.49mm)(including blade) ≥ 7 to ≤ 15 holes | Com, LK | TN029 | 964 |  | Newclip Technics Australia Pty Ltd | Newclip Plating System | Locking bone plates | 7 to 15 holes | 260229, 260232 | August 2017 |  | Changed Product Name, Description, Size.
06 - Specialist Orthopaedic | 06.03 - SKELETAL RECONSTRUCTION | 06.03.03 - Plates | 06.03.03.05 - Small (screw size 2.71mm – 4.49mm)(including blade) ≥ 7 to ≤ 15 holes | Com, LK | TO141 | 964 |  | Tornier Pty Ltd | Nexfix MTP Fusion System | A bendable stainless steel bone plate and screw system with unique low profile locking screw option. Indicated for use in primary and revision MTP fusion | 9 hole | 147747 | February 2014 |  | Transferred from OE035
06 - Specialist Orthopaedic | 06.03 - SKELETAL RECONSTRUCTION | 06.03.03 - Plates | 06.03.03.05 - Small (screw size 2.71mm – 4.49mm)(including blade) ≥ 7 to ≤ 15 holes | COM, LK | ZI944 | 964 |  | Zimmer Biomet Pty Ltd | Normed fracture fixation plates | Titanium locking foot plates | 8/10/12 holes and 3.5mm screw | 140687 | August 2016 |  | Transferred from LM130
06 - Specialist Orthopaedic | 06.03 - SKELETAL RECONSTRUCTION | 06.03.03 - Plates | 06.03.03.05 - Small (screw size 2.71mm – 4.49mm)(including blade) ≥ 7 to ≤ 15 holes | Com, VAL | BH244 | 1294 |  | Zimmer Biomet Pty Ltd | ALPS foot system | periarticular foot, metatarsal and tarsal plates | small to large | 153056 | February 2015 |  | Changed Suffix.
06 - Specialist Orthopaedic | 06.03 - SKELETAL RECONSTRUCTION | 06.03.03 - Plates | 06.03.03.05 - Small (screw size 2.71mm – 4.49mm)(including blade) ≥ 7 to ≤ 15 holes | Com, VAL | EF009 | 1294 |  | Extend Medical | Arix Foot Locking Plate System | Variable Locking Plate | 7-15 holes | 239812 | August 2015 |  | New Listing
06 - Specialist Orthopaedic | 06.03 - SKELETAL RECONSTRUCTION | 06.03.03 - Plates | 06.03.03.05 - Small (screw size 2.71mm – 4.49mm)(including blade) ≥ 7 to ≤ 15 holes | Com, VAL | HW598 | 1294 |  | Stryker Australia Pty Ltd | Stryker Locked Plate System | Periarticular variable angle locking plate - clavicle | 7-15 holes | 196764 | August 2017 |  | Expanded from HW456
06 - Specialist Orthopaedic | 06.03 - SKELETAL RECONSTRUCTION | 06.03.03 - Plates | 06.03.03.05 - Small (screw size 2.71mm – 4.49mm)(including blade) ≥ 7 to ≤ 15 holes | Com, VAL | IG119 | 1294 |  | Integra Neurosciences Pty Ltd | HALLU-Lock MTP Arthrodesis System - HALLU-Lock S Plate | Titanium contoured Hallu-Lock S plate for revision of Keller osteotomy, failed arthroplasty, failed fusion | 7 holes, sizes 0 to 3, length 40 to 55mm | 173932 | February 2012 |  | New Listing
06 - Specialist Orthopaedic | 06.03 - SKELETAL RECONSTRUCTION | 06.03.03 - Plates | 06.03.03.05 - Small (screw size 2.71mm – 4.49mm)(including blade) ≥ 7 to ≤ 15 holes | COM, VAL | IG131 | 1294 |  | Integra Neurosciences Pty Ltd | TIBIAXYS Distal Tibia System - Ankle Arthrodesis - Lateral anterior plate | Titanium lateral anterior plate with 8 holes; left or right | 3mm thick, 92mm long | 173932 | February 2012 |  | Expanded from IG062
06 - Specialist Orthopaedic | 06.03 - SKELETAL RECONSTRUCTION | 06.03.03 - Plates | 06.03.03.05 - Small (screw size 2.71mm – 4.49mm)(including blade) ≥ 7 to ≤ 15 holes | Com, VAL | LM213 | 1294 |  | LMT Surgical Pty Ltd | Fusion Cup | PEEK curved and round plate | 7, 9, 10, 11 & 12 hole | 229707 | February 2015 |  | New Listing
06 - Specialist Orthopaedic | 06.03 - SKELETAL RECONSTRUCTION | 06.03.03 - Plates | 06.03.03.05 - Small (screw size 2.71mm – 4.49mm)(including blade) ≥ 7 to ≤ 15 holes | Com, VAL | SY798 | 1294 |  | Johnson & Johnson Medical Pty Ltd | AO/ASIF Plates | Variable Angle Locking Specialty Plate | 7-15 Holes | 157069 | August 2017 |  | Changed Description, Size.
06 - Specialist Orthopaedic | 06.03 - SKELETAL RECONSTRUCTION | 06.03.03 - Plates | 06.03.03.05 - Small (screw size 2.71mm – 4.49mm)(including blade) ≥ 7 to ≤ 15 holes | Com, VAL | TO151 | 1294 |  | Tornier Pty Ltd | MaxLock Extreme System - Small Complex VAL Plates >6 holes | Small complex variable angle lockig plates, Titanium, >6 holes | > 6 holes | 214671 | August 2014 |  | New Listing
06 - Specialist Orthopaedic | 06.03 - SKELETAL RECONSTRUCTION | 06.03.03 - Plates | 06.03.03.05 - Small (screw size 2.71mm – 4.49mm)(including blade) ≥ 7 to ≤ 15 holes | Com, VAL | WR289 | 1294 |  | Wright Medical Australia | BioTech Xpode 4 | PEEK curved and round plate | 14mm-22mm | 153196 | August 2015 |  | Transferred from LM060
06 - Specialist Orthopaedic | 06.03 - SKELETAL RECONSTRUCTION | 06.03.03 - Plates | 06.03.03.05 - Small (screw size 2.71mm – 4.49mm)(including blade) ≥ 7 to ≤ 15 holes | COM,VAL | EO081 | 1294 |  | Medartis | APTUS Foot | TriLock Plates | 2.8 | 141170 | August 2012 |  | Expanded from EO066
06 - Specialist Orthopaedic | 06.03 - SKELETAL RECONSTRUCTION | 06.03.03 - Plates | 06.03.03.05 - Small (screw size 2.71mm – 4.49mm)(including blade) ≥ 7 to ≤ 15 holes | LK | DE414 | 564 |  | Device Technologies Australia Pty Ltd | Locking Reconstruction Plates | Reconstruction Plate for communited Fibula Shaft Fractures | 7-12 holes | 140686 | February 2013 |  | New Listing
06 - Specialist Orthopaedic | 06.03 - SKELETAL RECONSTRUCTION | 06.03.03 - Plates | 06.03.03.05 - Small (screw size 2.71mm – 4.49mm)(including blade) ≥ 7 to ≤ 15 holes | LK | DE415 | 564 |  | Device Technologies Australia Pty Ltd | Locking Third Tubular Plates | Plate for fracture of the Fibula | 7-12 Holes | 140686 | February 2013 |  | New Listing
06 - Specialist Orthopaedic | 06.03 - SKELETAL RECONSTRUCTION | 06.03.03 - Plates | 06.03.03.05 - Small (screw size 2.71mm – 4.49mm)(including blade) ≥ 7 to ≤ 15 holes | LK | DE441 | 564 |  | Device Technologies Australia Pty Ltd | Medial Column Plate | Plate for fusion | Small, Medium, Large (Left and Right) | 140686 | February 2014 |  | New Listing
06 - Specialist Orthopaedic | 06.03 - SKELETAL RECONSTRUCTION | 06.03.03 - Plates | 06.03.03.05 - Small (screw size 2.71mm – 4.49mm)(including blade) ≥ 7 to ≤ 15 holes | LK | DZ032 | 564 |  | AUSTRALIAN ORTHOPAEDIC FIXATIONS PTY LTD | Valetis Ankle - Plates | 1/3 Tubular Plate | 7 to 12 hole | 284755 | August 2017 |  | New Listing
06 - Specialist Orthopaedic | 06.03 - SKELETAL RECONSTRUCTION | 06.03.03 - Plates | 06.03.03.05 - Small (screw size 2.71mm – 4.49mm)(including blade) ≥ 7 to ≤ 15 holes | LK | DZ034 | 564 |  | AUSTRALIAN ORTHOPAEDIC FIXATIONS PTY LTD | Valens Shoulder and Elbow - Plates | Locking Compression Plates | 3.5mm | 276915 | August 2017 |  | New Listing
06 - Specialist Orthopaedic | 06.03 - SKELETAL RECONSTRUCTION | 06.03.03 - Plates | 06.03.03.05 - Small (screw size 2.71mm – 4.49mm)(including blade) ≥ 7 to ≤ 15 holes | LK | LM123 | 564 |  | LMT Surgical Pty Ltd | TriMed Periarticular Plate | Periarticular Plates | ≥ 7 to ≤ 15 holes | 182677 | August 2017 |  | Changed Product Name, Description, Size, Suffix, Benefit.
06 - Specialist Orthopaedic | 06.03 - SKELETAL RECONSTRUCTION | 06.03.03 - Plates | 06.03.03.05 - Small (screw size 2.71mm – 4.49mm)(including blade) ≥ 7 to ≤ 15 holes | LK | SK539 | 564 |  | Stryker Australia Pty Ltd | Stryker Plating System | Locking Compression Anatomical Shape | 7-14 hole | 119848 | February 2012 |  | Expanded from SK449
06 - Specialist Orthopaedic | 06.03 - SKELETAL RECONSTRUCTION | 06.03.03 - Plates | 06.03.03.05 - Small (screw size 2.71mm – 4.49mm)(including blade) ≥ 7 to ≤ 15 holes | LK | SK541 | 564 |  | Stryker Australia Pty Ltd | Stryker Plating System | Locking Reconstruction Plates | 4.0mm, 7-14 hole | 119848 | February 2012 |  | Expanded from SK449
06 - Specialist Orthopaedic | 06.03 - SKELETAL RECONSTRUCTION | 06.03.03 - Plates | 06.03.03.05 - Small (screw size 2.71mm – 4.49mm)(including blade) ≥ 7 to ≤ 15 holes | LK | SK543 | 564 |  | Stryker Australia Pty Ltd | Stryker Plating System | Locking One Third Tubular Plates | 3.0mm, 7-14 hole | 119848 | February 2012 |  | Expanded from SK449
06 - Specialist Orthopaedic | 06.03 - SKELETAL RECONSTRUCTION | 06.03.03 - Plates | 06.03.03.05 - Small (screw size 2.71mm – 4.49mm)(including blade) ≥ 7 to ≤ 15 holes | LK | SL087 | 564 |  | Smith & Nephew Pty Ltd | PERI-LOC | Clavicle plates | ≥ 7 to ≤ 15 holes | 108428 | August 2017 |  | Expanded from SN915
06 - Specialist Orthopaedic | 06.03 - SKELETAL RECONSTRUCTION | 06.03.03 - Plates | 06.03.03.05 - Small (screw size 2.71mm – 4.49mm)(including blade) ≥ 7 to ≤ 15 holes | LK | SN797 | 564 |  | Smith & Nephew Pty Ltd | Peri-Loc | Locking 1/3 Tubular & 3.5mm Straight Plates | ≥ 7 to ≤ 15 holes | 108428 | February 2012 |  | Changed Description, Size, Product Group, Product Sub Group, Suffix, Benefit.
06 - Specialist Orthopaedic | 06.03 - SKELETAL RECONSTRUCTION | 06.03.03 - Plates | 06.03.03.05 - Small (screw size 2.71mm – 4.49mm)(including blade) ≥ 7 to ≤ 15 holes | LK | SQ081 | 564 |  | Surgical Specialties | PediLoc-Periarticular Locking Plating System Femur - >7 to >15 holes, screw size 2.71 - 4.49mm | 3.5mm Contour or Bowed Locking Compression, 8-14 Hole Plate, Left-Right | 3.5mm Bowed, 14 hole 3.5mm contour, 8 - 14 Hole Left-Right | 191586 | August 2013 |  | Changed Product Name, Description, Size, Suffix, Benefit. Transferred from ER122.
06 - Specialist Orthopaedic | 06.03 - SKELETAL RECONSTRUCTION | 06.03.03 - Plates | 06.03.03.05 - Small (screw size 2.71mm – 4.49mm)(including blade) ≥ 7 to ≤ 15 holes | LK | SY722 | 564 |  | Johnson & Johnson Medical Pty Ltd | AO/ASIF Plates | LCP Plates | 7-15 holes | 157069 | August 2012 |  | Expanded from SY115
06 - Specialist Orthopaedic | 06.03 - SKELETAL RECONSTRUCTION | 06.03.03 - Plates | 06.03.03.05 - Small (screw size 2.71mm – 4.49mm)(including blade) ≥ 7 to ≤ 15 holes | LK | TN027 | 564 |  | Newclip Technics Australia Pty Ltd | Newclip Plating System | Locking Bone Plates | 7 to 15 holes | 260229, 260232 | August 2017 |  | Changed Product Name, Description, Size.
06 - Specialist Orthopaedic | 06.03 - SKELETAL RECONSTRUCTION | 06.03.03 - Plates | 06.03.03.05 - Small (screw size 2.71mm – 4.49mm)(including blade) ≥ 7 to ≤ 15 holes | LK | TN038 | 564 |  | Newclip Technics Australia Pty Ltd | Newclip Activmotion HTO Plate | Fixation plates for high tibial osteotomy (HTO) | 7 to 15 holes | 260229, 260232 | August 2017 |  | New Listing
06 - Specialist Orthopaedic | 06.03 - SKELETAL RECONSTRUCTION | 06.03.03 - Plates | 06.03.03.05 - Small (screw size 2.71mm – 4.49mm)(including blade) ≥ 7 to ≤ 15 holes | LK | TO106 | 564 |  | Tornier Pty Ltd | MaxLock Extreme System - Small Plates > 6 holes | Small variable angle locking plates, Titanium, > 6 holes | > 6 holes | 214671 | February 2014 |  | New Listing
06 - Specialist Orthopaedic | 06.03 - SKELETAL RECONSTRUCTION | 06.03.03 - Plates | 06.03.03.05 - Small (screw size 2.71mm – 4.49mm)(including blade) ≥ 7 to ≤ 15 holes | LK | ZI775 | 564 |  | Zimmer Biomet Pty Ltd | Zimmer Universal Locking System | 3.5mm One-Third Tubular Locking Plate | 7-10 holes | 112735 | February 2012 |  | Expanded from ZI544
06 - Specialist Orthopaedic | 06.03 - SKELETAL RECONSTRUCTION | 06.03.03 - Plates | 06.03.03.05 - Small (screw size 2.71mm – 4.49mm)(including blade) ≥ 7 to ≤ 15 holes | LK | ZI784 | 564 |  | Zimmer Biomet Pty Ltd | Zimmer Universal Locking System | 3.5mm Universal Locking System Reconstruction Plates | 7 holes - 15 holes | 112735 | August 2013 |  | Changed Suffix, Benefit.
06 - Specialist Orthopaedic | 06.03 - SKELETAL RECONSTRUCTION | 06.03.03 - Plates | 06.03.03.05 - Small (screw size 2.71mm – 4.49mm)(including blade) ≥ 7 to ≤ 15 holes | LK | ZI801 | 564 |  | Zimmer Biomet Pty Ltd | Zimmer Universal Locking System | 3.5mm One Third Tubular Locking Plate | 7-15 holes | 112735 | February 2012 |  | Expanded from ZI223
06 - Specialist Orthopaedic | 06.03 - SKELETAL RECONSTRUCTION | 06.03.03 - Plates | 06.03.03.05 - Small (screw size 2.71mm – 4.49mm)(including blade) ≥ 7 to ≤ 15 holes | LK | ZI809 | 564 |  | Zimmer Biomet Pty Ltd | Zimmer Universal Locking System | 3.5mm One Third Tubular Locking Plate | 12-14 holes | 112735 | February 2012 |  | Expanded from ZI547
06 - Specialist Orthopaedic | 06.03 - SKELETAL RECONSTRUCTION | 06.03.03 - Plates | 06.03.03.05 - Small (screw size 2.71mm – 4.49mm)(including blade) ≥ 7 to ≤ 15 holes | LK | ZI811 | 564 |  | Zimmer Biomet Pty Ltd | Zimmer Universal Locking System | 3.5mm Dual Compression Locking Plates | 7 - 14 holes | 112735 | February 2012 |  | Expanded from ZI542
06 - Specialist Orthopaedic | 06.03 - SKELETAL RECONSTRUCTION | 06.03.03 - Plates | 06.03.03.05 - Small (screw size 2.71mm – 4.49mm)(including blade) ≥ 7 to ≤ 15 holes | VAL | BH274 | 894 |  | Zimmer Biomet Pty Ltd | ALPS - Anatomic Locked Plating System | 3.5mm Titanium plates | 7 to 15 holes | 153056 | February 2013 |  | Transferred from JJ712
06 - Specialist Orthopaedic | 06.03 - SKELETAL RECONSTRUCTION | 06.03.03 - Plates | 06.03.03.05 - Small (screw size 2.71mm – 4.49mm)(including blade) ≥ 7 to ≤ 15 holes | VAL | DE505 | 894 |  | Device Technologies Australia Pty Ltd | MTP Plate, Straight , Long | 1st MTP Arthrodesis Plate , Straight, Long - 8 Holes | 8 Holes | 140686 | February 2017 |  | New Listing
06 - Specialist Orthopaedic | 06.03 - SKELETAL RECONSTRUCTION | 06.03.03 - Plates | 06.03.03.05 - Small (screw size 2.71mm – 4.49mm)(including blade) ≥ 7 to ≤ 15 holes | VAL | DE531 | 894 |  | Device Technologies Australia Pty Ltd | Wrist Spanning Plate | Plate for Fracture Fixation | 9 Holes | 284416 | August 2017 |  | New Listing
06 - Specialist Orthopaedic | 06.03 - SKELETAL RECONSTRUCTION | 06.03.03 - Plates | 06.03.03.05 - Small (screw size 2.71mm – 4.49mm)(including blade) ≥ 7 to ≤ 15 holes | VAL | ER417 | 894 |  | Emergo Asia Pacific Pty Ltd | Paragon 28 Gorilla Plating System-Plate, small ( ≥ 7 to ≤ 15 holes) | Paragon 28 Gorilla Plating System-Plate, small, titanium, malleus/column rescue/stradle/arch (proximal or distal) | Thickness 1.5/2.0 mm ; multi screw diameter purchase 2.7/3.5/4.2mm | 289248 | August 2017 |  | New Listing
06 - Specialist Orthopaedic | 06.03 - SKELETAL RECONSTRUCTION | 06.03.03 - Plates | 06.03.03.05 - Small (screw size 2.71mm – 4.49mm)(including blade) ≥ 7 to ≤ 15 holes | VAL | HW533 | 894 |  | Stryker Australia Pty Ltd | VariAx Compression Plating System | Periarticular variable angle locking plate | ≥ 7 to ≤ 15 | 139635 | August 2014 |  | New Listing
06 - Specialist Orthopaedic | 06.03 - SKELETAL RECONSTRUCTION | 06.03.03 - Plates | 06.03.03.05 - Small (screw size 2.71mm – 4.49mm)(including blade) ≥ 7 to ≤ 15 holes | VAL | IG115 | 894 |  | Integra Neurosciences Pty Ltd | TIBIAXYS Distal Tibial Osteotomy System - Medial osteotomy plate | Inverted T-shape medial osteotomy plate to fit medial malleolus | 8 hole; 70mm | 173932 | February 2012 |  | New Listing
06 - Specialist Orthopaedic | 06.03 - SKELETAL RECONSTRUCTION | 06.03.03 - Plates | 06.03.03.05 - Small (screw size 2.71mm – 4.49mm)(including blade) ≥ 7 to ≤ 15 holes | VAL | LM309 | 894 |  | LMT Surgical Pty Ltd | Osteomed FPS | Tubular Plates | 7 to 15 holes | 202319 | August 2016 |  | Expanded from LM273
06 - Specialist Orthopaedic | 06.03 - SKELETAL RECONSTRUCTION | 06.03.03 - Plates | 06.03.03.05 - Small (screw size 2.71mm – 4.49mm)(including blade) ≥ 7 to ≤ 15 holes | VAL | MN210 | 894 |  | Johnson & Johnson Medical Pty Ltd | AO/ASIF Plates | Variable Angle Locking Plate | 7-15 Holes | 157069 | August 2017 |  | New Listing
06 - Specialist Orthopaedic | 06.03 - SKELETAL RECONSTRUCTION | 06.03.03 - Plates | 06.03.03.05 - Small (screw size 2.71mm – 4.49mm)(including blade) ≥ 7 to ≤ 15 holes | VAL | OH513 | 894 |  | Orthotech Pty Ltd | RECOS Ulna Shortening and Radius Reconstruction System | Ulna Shortening / Radius Reconstruction plates | 80/90mm x 10mm short / long, 70mm x 21-24mm | 236206 | August 2015 |  | New Listing
06 - Specialist Orthopaedic | 06.03 - SKELETAL RECONSTRUCTION | 06.03.03 - Plates | 06.03.03.05 - Small (screw size 2.71mm – 4.49mm)(including blade) ≥ 7 to ≤ 15 holes | VAL | SN939 | 894 |  | Smith & Nephew Pty Ltd | Peri-Loc VLP | VAL/LK 3.5mm 1/3 Tubular Plates | ≥7 to ≤15 holes | 108428 | February 2012 |  | Expanded from SN795
06 - Specialist Orthopaedic | 06.03 - SKELETAL RECONSTRUCTION | 06.03.03 - Plates | 06.03.03.05 - Small (screw size 2.71mm – 4.49mm)(including blade) ≥ 7 to ≤ 15 holes | val | SN980 | 894 |  | Smith & Nephew Pty Ltd | Peri-Loc | Fibula Plates | ≥ 7 to ≤15 Holes | 108428 | August 2012 |  | Changed Suffix, Benefit.
06 - Specialist Orthopaedic | 06.03 - SKELETAL RECONSTRUCTION | 06.03.03 - Plates | 06.03.03.05 - Small (screw size 2.71mm – 4.49mm)(including blade) ≥ 7 to ≤ 15 holes | VAL | TN035 | 894 |  | Newclip Technics Australia Pty Ltd | Newclip Radius Plates | Variable Angle plates for the radius | 7-15 holes | 260229, 260232 | August 2017 |  | New Listing
06 - Specialist Orthopaedic | 06.03 - SKELETAL RECONSTRUCTION | 06.03.03 - Plates | 06.03.03.05 - Small (screw size 2.71mm – 4.49mm)(including blade) ≥ 7 to ≤ 15 holes | VAL | WR238 | 894 |  | Wright Medical Australia | Ortholoc Fracture System - Plates | Universal | 8 Hole | 198485 | February 2012 |  | Expanded from WR076
06 - Specialist Orthopaedic | 06.03 - SKELETAL RECONSTRUCTION | 06.03.03 - Plates | 06.03.03.05 - Small (screw size 2.71mm – 4.49mm)(including blade) ≥ 7 to ≤ 15 holes | VAL, COM | IG114 | 1294 |  | Integra Neurosciences Pty Ltd | TIBIAXYS Distal Tibial Osteotomy System: Medial right/lateral left osteotomy plate: lateral right/medial left osteotomy plate | Titanium contoured right and left design plates for wedge osteotomy of distal tibia | 8 hole; Lateral plates 75.2mm length | 173932 | August 2012 |  | Changed Suffix, Benefit.
06 - Specialist Orthopaedic | 06.03 - SKELETAL RECONSTRUCTION | 06.03.03 - Plates | 06.03.03.06 - Small (screw size 2.71mm – 4.49mm)(including blade) ≥ 16 holes |  | SK550 | 801 |  | Stryker Australia Pty Ltd | Stryker Plating System Small Fragment Set | 3.5mm Reconstruction Plate | 16-22 hole | 119848 | February 2012 |  | Expanded from SK098
06 - Specialist Orthopaedic | 06.03 - SKELETAL RECONSTRUCTION | 06.03.03 - Plates | 06.03.03.06 - Small (screw size 2.71mm – 4.49mm)(including blade) ≥ 16 holes |  | SN011 | 801 |  | Smith & Nephew Pty Ltd | TC-100 &Peri-Loc | Sterile, 14 - 26 hole | ≥ 16 holes | 72897 | February 2012 |  | Changed Product Name, Size, Product Group, Product Sub Group, Benefit.
06 - Specialist Orthopaedic | 06.03 - SKELETAL RECONSTRUCTION | 06.03.03 - Plates | 06.03.03.06 - Small (screw size 2.71mm – 4.49mm)(including blade) ≥ 16 holes |  | SY724 | 801 |  | Johnson & Johnson Medical Pty Ltd | AO/ASIF Plates | Non-Locking Fragment Plates | ≥16 Holes | 157069 | August 2012 |  | Expanded from SY115
06 - Specialist Orthopaedic | 06.03 - SKELETAL RECONSTRUCTION | 06.03.03 - Plates | 06.03.03.06 - Small (screw size 2.71mm – 4.49mm)(including blade) ≥ 16 holes |  | ZI780 | 801 |  | Zimmer Biomet Pty Ltd | ZPS-Zimmer Plate and Screw System | 3.5mm Straight Compression Plate | 16-18 holes | 112735 | February 2012 |  | Expanded from ZI216
06 - Specialist Orthopaedic | 06.03 - SKELETAL RECONSTRUCTION | 06.03.03 - Plates | 06.03.03.06 - Small (screw size 2.71mm – 4.49mm)(including blade) ≥ 16 holes |  | ZI791 | 801 |  | Zimmer Biomet Pty Ltd | ZPS-Zimmer Plate and Screw System | 3.5mm Straight Recon Plates | 16-22 holes | 112735 | February 2012 |  | Expanded from ZI227
06 - Specialist Orthopaedic | 06.03 - SKELETAL RECONSTRUCTION | 06.03.03 - Plates | 06.03.03.06 - Small (screw size 2.71mm – 4.49mm)(including blade) ≥ 16 holes | COM | SN134 | 1201 |  | Smith & Nephew Pty Ltd | TC-100 | 3.5mm Reconstruction Plates | ≥ 16 holes | 72897 | February 2012 |  | Changed Product Name, Description, Size, Product Group, Product Sub Group, Suffix, Benefit.
06 - Specialist Orthopaedic | 06.03 - SKELETAL RECONSTRUCTION | 06.03.03 - Plates | 06.03.03.06 - Small (screw size 2.71mm – 4.49mm)(including blade) ≥ 16 holes | COM | SN937 | 1201 |  | Smith & Nephew Pty Ltd | TC-100 | 3.5mm Curved Reconstruction Plate | ≥16 holes | 108428 | February 2012 |  | Expanded from SN076
06 - Specialist Orthopaedic | 06.03 - SKELETAL RECONSTRUCTION | 06.03.03 - Plates | 06.03.03.06 - Small (screw size 2.71mm – 4.49mm)(including blade) ≥ 16 holes | Com | SY717 | 1201 |  | Johnson & Johnson Medical Pty Ltd | AO/ASIF Plates | Non Locking Specialty Plates | ≥16 Holes | 157069 | August 2012 |  | Expanded from SY625
06 - Specialist Orthopaedic | 06.03 - SKELETAL RECONSTRUCTION | 06.03.03 - Plates | 06.03.03.06 - Small (screw size 2.71mm – 4.49mm)(including blade) ≥ 16 holes | Com, LK | MO427 | 1470 |  | Medical & Optical Instruments Australia Pty Ltd | ACUMED ACU-LOC Wrist Spanning Plate | Wrist Spanning Plate | Plates available in 13 hole configerations. | 99824 | February 2015 |  | New Listing
06 - Specialist Orthopaedic | 06.03 - SKELETAL RECONSTRUCTION | 06.03.03 - Plates | 06.03.03.06 - Small (screw size 2.71mm – 4.49mm)(including blade) ≥ 16 holes | Com, LK | SY809 | 1470 |  | Johnson & Johnson Medical Pty Ltd | AO/ASIF Plates | Locking Specialty Plate | ≥16 holes | 157069 | February 2016 |  | Expanded from SY718
06 - Specialist Orthopaedic | 06.03 - SKELETAL RECONSTRUCTION | 06.03.03 - Plates | 06.03.03.06 - Small (screw size 2.71mm – 4.49mm)(including blade) ≥ 16 holes | COM, LK | ZI942 | 1471 |  | Zimmer Biomet Pty Ltd | Normed fracture fixation plates | Titanium locking foot plates | 16 hole | 140687 | August 2016 |  | Transferred from LM129
06 - Specialist Orthopaedic | 06.03 - SKELETAL RECONSTRUCTION | 06.03.03 - Plates | 06.03.03.06 - Small (screw size 2.71mm – 4.49mm)(including blade) ≥ 16 holes | LK | LM124 | 1070 |  | LMT Surgical Pty Ltd | TriMed Periarticular Plate | Periarticular Plates | ≥ 16 holes | 182677 | August 2017 |  | Changed Product Name, Description, Size, Suffix, Benefit.
06 - Specialist Orthopaedic | 06.03 - SKELETAL RECONSTRUCTION | 06.03.03 - Plates | 06.03.03.06 - Small (screw size 2.71mm – 4.49mm)(including blade) ≥ 16 holes | LK | SN798 | 1070 |  | Smith & Nephew Pty Ltd | Peri-Loc | Plates, Stainless Steel, Locking, Compression, Lefts and Rights | 3.5mm, 20 - 22 holes | 108428 | February 2012 |  | Changed Product Group, Product Sub Group, Suffix, Benefit.
06 - Specialist Orthopaedic | 06.03 - SKELETAL RECONSTRUCTION | 06.03.03 - Plates | 06.03.03.06 - Small (screw size 2.71mm – 4.49mm)(including blade) ≥ 16 holes | LK | SQ083 | 1070 |  | Surgical Specialties | PediLoc - Anterolateral and Medial Distal Tibial Paediatric Locking Plate | 3.5 mm distal tibial locking compression plate (narrow/wide; 2-5 holes) | 3.5mm anterolateral left (2,3,4,5, holes) 3.5mm anterolateral right (2,3,4,5 holes) 3.5mm Narrow Left (2,3,4,5, holes) 3.5mm narrow right (2,3,4,5 holes) 3.5mm wide left (2,3,4,5 holes) 3.5mm wide right (2,3,4,5 holes) | 191586 | August 2013 |  | Transferred from ER065
06 - Specialist Orthopaedic | 06.03 - SKELETAL RECONSTRUCTION | 06.03.03 - Plates | 06.03.03.06 - Small (screw size 2.71mm – 4.49mm)(including blade) ≥ 16 holes | LK | SY810 | 1070 |  | Johnson & Johnson Medical Pty Ltd | AO/ASIF Plates | Locking Specialty Plate | ≥16 holes | 157069 | February 2016 |  | Expanded from SY718
06 - Specialist Orthopaedic | 06.03 - SKELETAL RECONSTRUCTION | 06.03.03 - Plates | 06.03.03.06 - Small (screw size 2.71mm – 4.49mm)(including blade) ≥ 16 holes | LK | ZI773 | 1070 |  | Zimmer Biomet Pty Ltd | Zimmer Universal Locking System | 3.5mm Reconstruction Locking Plate | 16-20 holes | 112735 | August 2013 |  | Changed Size, Suffix, Benefit.
06 - Specialist Orthopaedic | 06.03 - SKELETAL RECONSTRUCTION | 06.03.03 - Plates | 06.03.03.06 - Small (screw size 2.71mm – 4.49mm)(including blade) ≥ 16 holes | VAL | HW534 | 1401 |  | Stryker Australia Pty Ltd | VariaAx Compression Plating System | Periarticular variable angle locking plate | ≥ 16 holes | 139635 | August 2014 |  | New Listing
06 - Specialist Orthopaedic | 06.03 - SKELETAL RECONSTRUCTION | 06.03.03 - Plates | 06.03.03.07 - Mini (screw size ≤2.7mm)(including blade) ≤ 6 holes |  | DE575 | 660 |  | Device Technologies Australia Pty Ltd | Straight Plate | Plate for Fracture Fixation | 2-5 Holes | 284416 | 2017-11-01 |  | New Listing
06 - Specialist Orthopaedic | 06.03 - SKELETAL RECONSTRUCTION | 06.03.03 - Plates | 06.03.03.07 - Mini (screw size ≤2.7mm)(including blade) ≤ 6 holes |  | EO084 | 660 |  | Medartis | APTUS Hand | Fixation Plates | 1.2 - 2.3 | 141170 | August 2012 |  | Expanded from EO064
06 - Specialist Orthopaedic | 06.03 - SKELETAL RECONSTRUCTION | 06.03.03 - Plates | 06.03.03.07 - Mini (screw size ≤2.7mm)(including blade) ≤ 6 holes |  | MO202 | 660 |  | Medical & Optical Instruments Australia Pty Ltd | Acumed Bone Plate | MCP Fusion Plate - Titanium | 4 Hole | 99824 | February 2012 |  | Changed Size, Product Group, Product Sub Group, Suffix, Benefit.
06 - Specialist Orthopaedic | 06.03 - SKELETAL RECONSTRUCTION | 06.03.03 - Plates | 06.03.03.07 - Mini (screw size ≤2.7mm)(including blade) ≤ 6 holes |  | PB026 | 660 |  | Australian Pacific Medical Pty Ltd | Mini Locking System - Non Locking Plates ≤ 6 holes | Non Locking Plates ≤ 6 holes | ≤ 6 holes | 261562 | February 2016 |  | New Listing
06 - Specialist Orthopaedic | 06.03 - SKELETAL RECONSTRUCTION | 06.03.03 - Plates | 06.03.03.07 - Mini (screw size ≤2.7mm)(including blade) ≤ 6 holes |  | PB029 | 660 |  | Australian Pacific Medical Pty Ltd | Mini Locking System - Condylar Plates ≤ 6 holes | Condylar Plates | ≤ 6 holes | 261562 | February 2016 |  | New Listing
06 - Specialist Orthopaedic | 06.03 - SKELETAL RECONSTRUCTION | 06.03.03 - Plates | 06.03.03.07 - Mini (screw size ≤2.7mm)(including blade) ≤ 6 holes |  | SL038 | 660 |  | Smith & Nephew Pty Ltd | VLP EVOS | VAL mini plates - Hand | Mini Plates ≤2.7mm | 108428 | February 2015 |  | New Listing
06 - Specialist Orthopaedic | 06.03 - SKELETAL RECONSTRUCTION | 06.03.03 - Plates | 06.03.03.07 - Mini (screw size ≤2.7mm)(including blade) ≤ 6 holes |  | SN073 | 660 |  | Smith & Nephew Pty Ltd | TC-100 | Mini L Plates & T Plates | ≤ 6 holes | 72897 | February 2012 |  | Changed Product Name, Description, Size, Product Group, Product Sub Group, Benefit.
06 - Specialist Orthopaedic | 06.03 - SKELETAL RECONSTRUCTION | 06.03.03 - Plates | 06.03.03.07 - Mini (screw size ≤2.7mm)(including blade) ≤ 6 holes |  | SN083 | 660 |  | Smith & Nephew Pty Ltd | TC-100 | 2.0mm T Plates | ≤ 6 holes | 72897 | February 2012 |  | Changed Product Name, Description, Size, Product Group, Product Sub Group, Benefit.
06 - Specialist Orthopaedic | 06.03 - SKELETAL RECONSTRUCTION | 06.03.03 - Plates | 06.03.03.07 - Mini (screw size ≤2.7mm)(including blade) ≤ 6 holes |  | SN088 | 660 |  | Smith & Nephew Pty Ltd | TC-100 | Semitubular Plates | ≤ 6 holes | 72897 | February 2012 |  | Changed Product Name, Description, Size, Product Group, Product Sub Group, Benefit.
06 - Specialist Orthopaedic | 06.03 - SKELETAL RECONSTRUCTION | 06.03.03 - Plates | 06.03.03.07 - Mini (screw size ≤2.7mm)(including blade) ≤ 6 holes |  | SN116 | 660 |  | Smith & Nephew Pty Ltd | TC-100 | 2.7mm T Plates | ≤ 6 holes | 72897 | February 2012 |  | Changed Product Name, Description, Size, Product Group, Product Sub Group, Benefit.
06 - Specialist Orthopaedic | 06.03 - SKELETAL RECONSTRUCTION | 06.03.03 - Plates | 06.03.03.07 - Mini (screw size ≤2.7mm)(including blade) ≤ 6 holes |  | SN928 | 660 |  | Smith & Nephew Pty Ltd | TC-100 | Quarter Tubular Plates, L/E 6 holes | ≤6 holes | 108428 | February 2012 |  | Expanded from SN001
06 - Specialist Orthopaedic | 06.03 - SKELETAL RECONSTRUCTION | 06.03.03 - Plates | 06.03.03.07 - Mini (screw size ≤2.7mm)(including blade) ≤ 6 holes |  | SN932 | 660 |  | Smith & Nephew Pty Ltd | TC-100 | 2.0mm Straight Plates | ≤6 holes | 108428 | February 2012 |  | Expanded from SN532
06 - Specialist Orthopaedic | 06.03 - SKELETAL RECONSTRUCTION | 06.03.03 - Plates | 06.03.03.07 - Mini (screw size ≤2.7mm)(including blade) ≤ 6 holes |  | ST788 | 660 |  | Stryker Australia Pty Ltd | Leibinger Titanium Implant System | Leibinger System, anatomical shap, Titanium | 1 - 4 holes | 124318, 64730 | February 2012 |  | Changed Product Group, Product Sub Group, Suffix, Benefit.
06 - Specialist Orthopaedic | 06.03 - SKELETAL RECONSTRUCTION | 06.03.03 - Plates | 06.03.03.07 - Mini (screw size ≤2.7mm)(including blade) ≤ 6 holes |  | SY736 | 660 |  | Johnson & Johnson Medical Pty Ltd | AO/ASIF Plates | Non-Locking Plates | ≤ 6 holes | 157069 | August 2012 |  | Expanded from SY112
06 - Specialist Orthopaedic | 06.03 - SKELETAL RECONSTRUCTION | 06.03.03 - Plates | 06.03.03.07 - Mini (screw size ≤2.7mm)(including blade) ≤ 6 holes |  | ZI222 | 660 |  | Zimmer Biomet Pty Ltd | ZPS Mini Plate System | 1.5 & 2.7mm Epiphysys Plates | 2 - 6 Hole | 112735 | February 2012 |  | Changed Product Name, Description, Product Group, Product Sub Group, Benefit.
06 - Specialist Orthopaedic | 06.03 - SKELETAL RECONSTRUCTION | 06.03.03 - Plates | 06.03.03.07 - Mini (screw size ≤2.7mm)(including blade) ≤ 6 holes |  | ZI863 | 660 |  | Zimmer Biomet Pty Ltd | ZPS - Zimmer Plate & Screw System | 2.0mm Straight & Epiphysis Plates | 2- 6 holes LEFT AND RIGHT | 112735 | August 2012 |  | Expanded from ZI214
06 - Specialist Orthopaedic | 06.03 - SKELETAL RECONSTRUCTION | 06.03.03 - Plates | 06.03.03.07 - Mini (screw size ≤2.7mm)(including blade) ≤ 6 holes |  | ZI870 | 660 |  | Zimmer Biomet Pty Ltd | Zimmer Plates | Mini SCP Plate | 1 - Holes | 112735 | February 2013 |  | Expanded from ZI215
06 - Specialist Orthopaedic | 06.03 - SKELETAL RECONSTRUCTION | 06.03.03 - Plates | 06.03.03.07 - Mini (screw size ≤2.7mm)(including blade) ≤ 6 holes | COM | DE215 | 1060 |  | Device Technologies Australia Pty Ltd | Titanium Metatarsal Opening Wedge Osteotomy Plate | Titanium Metatarsal Opening Wedge Osteotomy Plate with 4 non locking holes and square wedge | 2mm - 8mm | 140710 | February 2012 |  | Changed Product Name, Description, Product Group, Product Sub Group, Suffix, Benefit.
06 - Specialist Orthopaedic | 06.03 - SKELETAL RECONSTRUCTION | 06.03.03 - Plates | 06.03.03.07 - Mini (screw size ≤2.7mm)(including blade) ≤ 6 holes | Com | DE554 | 1060 |  | Device Technologies Australia Pty Ltd | LPS Cotton Osteotomy Plates | Wedged Fusion Plate | Flat, 2mm - 8mm | 140686 | August 2017 |  | New Listing
06 - Specialist Orthopaedic | 06.03 - SKELETAL RECONSTRUCTION | 06.03.03 - Plates | 06.03.03.07 - Mini (screw size ≤2.7mm)(including blade) ≤ 6 holes | Com | LM209 | 1060 |  | LMT Surgical Pty Ltd | Jones Fracture Plate | Fracture Fixation Systems | ≤ 6 holes | 182677 | August 2017 |  | Changed Size, Suffix, Benefit.
06 - Specialist Orthopaedic | 06.03 - SKELETAL RECONSTRUCTION | 06.03.03 - Plates | 06.03.03.07 - Mini (screw size ≤2.7mm)(including blade) ≤ 6 holes | Com | SK591 | 1060 |  | Stryker Australia Pty Ltd | Diamond Plate/Carpal Button | Carpal Fusion Plate | Large, Small | 239452 | February 2016 |  | Changed Product Sub Group, Suffix, Benefit.
06 - Specialist Orthopaedic | 06.03 - SKELETAL RECONSTRUCTION | 06.03.03 - Plates | 06.03.03.07 - Mini (screw size ≤2.7mm)(including blade) ≤ 6 holes | COM | SN068 | 1060 |  | Smith & Nephew Pty Ltd | TC 100 | Plate: Condylar | 1.5mm, 2.0mm &2.7mm | 72897 | February 2012 |  | Changed Product Group, Product Sub Group, Suffix, Benefit.
06 - Specialist Orthopaedic | 06.03 - SKELETAL RECONSTRUCTION | 06.03.03 - Plates | 06.03.03.07 - Mini (screw size ≤2.7mm)(including blade) ≤ 6 holes | COM | SN081 | 1060 |  | Smith & Nephew Pty Ltd | TC 100 2.0mm H-plates | Sterile | One size only | 72897 | February 2012 |  | Changed Product Group, Product Sub Group, Suffix, Benefit.
06 - Specialist Orthopaedic | 06.03 - SKELETAL RECONSTRUCTION | 06.03.03 - Plates | 06.03.03.07 - Mini (screw size ≤2.7mm)(including blade) ≤ 6 holes | COM | SN129 | 1060 |  | Smith & Nephew Pty Ltd | TC 100 1.5mm Mini Plates | Stainless steel, Sterile | H-Plates 4 holes | 72897 | February 2012 |  | Changed Product Group, Product Sub Group, Suffix, Benefit.
06 - Specialist Orthopaedic | 06.03 - SKELETAL RECONSTRUCTION | 06.03.03 - Plates | 06.03.03.07 - Mini (screw size ≤2.7mm)(including blade) ≤ 6 holes | Com | SR086 | 1060 |  | Stryker Australia Pty Ltd | Stryker Locking Plate System | Plates including Locking, Standard and Compression | ≤ 6 holes | 124319 | August 2014 |  | Changed Size, Suffix.
06 - Specialist Orthopaedic | 06.03 - SKELETAL RECONSTRUCTION | 06.03.03 - Plates | 06.03.03.07 - Mini (screw size ≤2.7mm)(including blade) ≤ 6 holes | COM | ST786 | 1060 |  | Stryker Australia Pty Ltd | Leibinger Titanium Implant System | Leibinger Forefoot Reconstruction System, straight plate, Titanium | 4 holes | 124318, 64730 | February 2012 |  | Changed Product Group, Product Sub Group, Suffix, Benefit.
06 - Specialist Orthopaedic | 06.03 - SKELETAL RECONSTRUCTION | 06.03.03 - Plates | 06.03.03.07 - Mini (screw size ≤2.7mm)(including blade) ≤ 6 holes | COM | ST787 | 1060 |  | Stryker Australia Pty Ltd | Leibinger Titanium Implant System | Leibinger Forefoot Reconstruction System, straight plate, Titanium | 6 holes | 124318, 64730 | February 2012 |  | Changed Product Group, Product Sub Group, Suffix, Benefit.
06 - Specialist Orthopaedic | 06.03 - SKELETAL RECONSTRUCTION | 06.03.03 - Plates | 06.03.03.07 - Mini (screw size ≤2.7mm)(including blade) ≤ 6 holes | COM | SY747 | 1060 |  | Johnson & Johnson Medical Pty Ltd | AO/ASIF Plates | Condylar plates | ≤ 6 holes | 157069 | February 2013 |  | Changed Size.
06 - Specialist Orthopaedic | 06.03 - SKELETAL RECONSTRUCTION | 06.03.03 - Plates | 06.03.03.07 - Mini (screw size ≤2.7mm)(including blade) ≤ 6 holes | COM | WR277 | 1060 |  | Wright Medical Australia | Fyxis plate | Foot plate | 40-55mm | 118781 | August 2015 |  | Transferred from LM150
06 - Specialist Orthopaedic | 06.03 - SKELETAL RECONSTRUCTION | 06.03.03 - Plates | 06.03.03.07 - Mini (screw size ≤2.7mm)(including blade) ≤ 6 holes | Com | ZI983 | 1060 |  | Zimmer Biomet Pty Ltd | Re-Line Fixation System - Compression Plate | Re-Line Fixation System - Compression Plate | 15mm x 6mm, 20mm x 6mm, 25mm x 8mm | 259860 | August 2017 |  | Transferred from XD032
06 - Specialist Orthopaedic | 06.03 - SKELETAL RECONSTRUCTION | 06.03.03 - Plates | 06.03.03.07 - Mini (screw size ≤2.7mm)(including blade) ≤ 6 holes | COM LK | OU012 | 1330 |  | Ortho Solutions Pty Ltd | MTP Plate | MTP Plate | 2.7mm Univeral locking plate 18mm (2.7ULP), up to 24mm Open wedge locking plate 4mm (OW) up to 7mm Open wedge locking plate 0mm Open wedge osteotomy plate 4mm to 7.00mm | 198773 | February 2013 |  | New Listing
06 - Specialist Orthopaedic | 06.03 - SKELETAL RECONSTRUCTION | 06.03.03 - Plates | 06.03.03.07 - Mini (screw size ≤2.7mm)(including blade) ≤ 6 holes | Com, LK | DE442 | 1330 |  | Device Technologies Australia Pty Ltd | X Plate | Plate for fusion | Small | 140686 | February 2014 |  | New Listing
06 - Specialist Orthopaedic | 06.03 - SKELETAL RECONSTRUCTION | 06.03.03 - Plates | 06.03.03.07 - Mini (screw size ≤2.7mm)(including blade) ≤ 6 holes | COM, LK | MO395 | 1330 |  | Medical & Optical Instruments Australia Pty Ltd | RibLoc Rib fracture plating System | RibLoc Plate | 46mmL X 8-14mm W | 158695 | August 2012 |  | New Listing
06 - Specialist Orthopaedic | 06.03 - SKELETAL RECONSTRUCTION | 06.03.03 - Plates | 06.03.03.07 - Mini (screw size ≤2.7mm)(including blade) ≤ 6 holes | Com, LK | MO438 | 1330 |  | Medical & Optical Instruments Australia Pty Ltd | RibLoc U+ Chest Wall Plate | RibLoc U+ Chest Wall Plate | 4 Hole | 158695 | February 2017 |  | New Listing
06 - Specialist Orthopaedic | 06.03 - SKELETAL RECONSTRUCTION | 06.03.03 - Plates | 06.03.03.07 - Mini (screw size ≤2.7mm)(including blade) ≤ 6 holes | Com, LK | MZ016 | 1330 |  | Medigroup Australia | Tritium SCP (Sternal Cable Plate) | V Shaped Titanium Sternal Plate, 4 Holes, Locking Screw/Plate, Complex Shape | one size | 193369 | August 2014 |  | Changed Product Group, Product Sub Group, Suffix, Benefit.
06 - Specialist Orthopaedic | 06.03 - SKELETAL RECONSTRUCTION | 06.03.03 - Plates | 06.03.03.07 - Mini (screw size ≤2.7mm)(including blade) ≤ 6 holes | Com, LK | OU019 | 1330 |  | Ortho Solutions Pty Ltd | Opening Wedge Locking plate | Opening Wedge Locking plate | universal locking plate 12 MM - 30mm/ Opening Wedge Locking plate 0MM-7MM Opening Wedge osteotomy plate OMM-7MM | 198773 | August 2014 |  | Changed Product Name, Description, Size, Suffix.
06 - Specialist Orthopaedic | 06.03 - SKELETAL RECONSTRUCTION | 06.03.03 - Plates | 06.03.03.07 - Mini (screw size ≤2.7mm)(including blade) ≤ 6 holes | Com, LK | SF118 | 1330 |  | Signature Orthopaedics | Islay MTP Plate | Islay MTP Plate | 2.7mm Univeral locking plate 18mm (2.7ULP), up to 24mm Open wedge locking plate 4mm (OW) up to 7mm Open wedge locking plate 0mm Open wedge osteotomy plate 4mm to 7.00mm | 208160 | August 2016 |  | Changed Product Name, Description, Suffix.
06 - Specialist Orthopaedic | 06.03 - SKELETAL RECONSTRUCTION | 06.03.03 - Plates | 06.03.03.07 - Mini (screw size ≤2.7mm)(including blade) ≤ 6 holes | Com, LK | SF123 | 1330 |  | Signature Orthopaedics | Islay Opening Wedge Locking plate | Islay Opening Wedge Locking plate | universal locking plate 12 MM - 30mm/ Opening Wedge Locking plate 0MM-7MM Opening Wedge osteotomy plate OMM-7MM | 208160 | August 2016 |  | Changed Product Name, Description.
06 - Specialist Orthopaedic | 06.03 - SKELETAL RECONSTRUCTION | 06.03.03 - Plates | 06.03.03.07 - Mini (screw size ≤2.7mm)(including blade) ≤ 6 holes | COM, LK | SN930 | 1330 |  | Smith & Nephew Pty Ltd | Peri-Loc | 2.7mm LK Reconstruction Plates | ≤6 holes | 108428 | February 2012 |  | Expanded from SN829
06 - Specialist Orthopaedic | 06.03 - SKELETAL RECONSTRUCTION | 06.03.03 - Plates | 06.03.03.07 - Mini (screw size ≤2.7mm)(including blade) ≤ 6 holes | Com, LK | SQ139 | 1330 |  | Surgical Specialties | PediLoc - Plating System ≤ 6 holes, screw size ≤ 2.7mm | 2.7mm Locking Plate | 3-6 Hole | 191586 | August 2017 |  | Expanded from SQ080
06 - Specialist Orthopaedic | 06.03 - SKELETAL RECONSTRUCTION | 06.03.03 - Plates | 06.03.03.07 - Mini (screw size ≤2.7mm)(including blade) ≤ 6 holes | Com, LK | SY808 | 1330 |  | Johnson & Johnson Medical Pty Ltd | AO/ASIF Plates | Pre-contoured locking plates | ≤6 Holes | 157069 | February 2016 |  | Expanded from SY620
06 - Specialist Orthopaedic | 06.03 - SKELETAL RECONSTRUCTION | 06.03.03 - Plates | 06.03.03.07 - Mini (screw size ≤2.7mm)(including blade) ≤ 6 holes | Com, LK | SY817 | 1330 |  | Johnson & Johnson Medical Pty Ltd | AO/ASIF Plates | Locking plates | Less than 6 holes | 157069 | February 2016 |  | Expanded from SY253
06 - Specialist Orthopaedic | 06.03 - SKELETAL RECONSTRUCTION | 06.03.03 - Plates | 06.03.03.07 - Mini (screw size ≤2.7mm)(including blade) ≤ 6 holes | Com, LK | TO102 | 1330 |  | Tornier Pty Ltd | Mini MaxLock Extreme System - Mini Plates ≤ 6 holes | Mini variable angle locking plates, Titanium, ≤ 6 holes | ≤ 6 holes | 214671 | February 2014 |  | New Listing
06 - Specialist Orthopaedic | 06.03 - SKELETAL RECONSTRUCTION | 06.03.03 - Plates | 06.03.03.07 - Mini (screw size ≤2.7mm)(including blade) ≤ 6 holes | COM, LK | ZI946 | 1330 |  | Zimmer Biomet Pty Ltd | Normed fracture fixation plates | Titanium locking foot plates | 4/6 hole and 2.7mm screws | 140687 | August 2016 |  | Transferred from LM127
06 - Specialist Orthopaedic | 06.03 - SKELETAL RECONSTRUCTION | 06.03.03 - Plates | 06.03.03.07 - Mini (screw size ≤2.7mm)(including blade) ≤ 6 holes | Com, LK | ZI982 | 1330 |  | Zimmer Biomet Pty Ltd | MSP Fixation System – Compression Plate | MSP Fixation System – Compression Plate | Right – 36.5mm Left – 36.5mm | 259860 | August 2017 |  | Transferred from XD029
06 - Specialist Orthopaedic | 06.03 - SKELETAL RECONSTRUCTION | 06.03.03 - Plates | 06.03.03.07 - Mini (screw size ≤2.7mm)(including blade) ≤ 6 holes | Com, VAL | EF020 | 1660 |  | Extend Medical | Arix Hand Plating System | Mini Locking Plates | ≤ 6 holes | 239812 | February 2016 |  | New Listing
06 - Specialist Orthopaedic | 06.03 - SKELETAL RECONSTRUCTION | 06.03.03 - Plates | 06.03.03.07 - Mini (screw size ≤2.7mm)(including blade) ≤ 6 holes | Com, VAL | EO060 | 1660 |  | Medartis | Aptus Wrist Arthrodesis | STT Fusion Plate | 2.0 system | 141170 | February 2012 |  | New Listing
06 - Specialist Orthopaedic | 06.03 - SKELETAL RECONSTRUCTION | 06.03.03 - Plates | 06.03.03.07 - Mini (screw size ≤2.7mm)(including blade) ≤ 6 holes | Com, VAL | MO433 | 1660 |  | Medical & Optical Instruments Australia Pty Ltd | ACUMED Hand Fracture System | 0.8mm Avulsion Hook Plate | 0.8mm | 99824 | February 2017 |  | Changed Suffix, Benefit.
06 - Specialist Orthopaedic | 06.03 - SKELETAL RECONSTRUCTION | 06.03.03 - Plates | 06.03.03.07 - Mini (screw size ≤2.7mm)(including blade) ≤ 6 holes | Com, VAL | OH534 | 1660 |  | Orthotech Pty Ltd | KLS Martin Hand Fracture System - Plates | Various Size and Shapes plates | 1 to 6 hole | 236206 | February 2017 |  | Expanded from OH516
06 - Specialist Orthopaedic | 06.03 - SKELETAL RECONSTRUCTION | 06.03.03 - Plates | 06.03.03.07 - Mini (screw size ≤2.7mm)(including blade) ≤ 6 holes | Com, VAL | PB023 | 1660 |  | Australian Pacific Medical Pty Ltd | Mallet Finger Plate | Finger Plates | 1 & 2 Holes | 229660 | February 2017 |  | Changed Suffix, Benefit.
06 - Specialist Orthopaedic | 06.03 - SKELETAL RECONSTRUCTION | 06.03.03 - Plates | 06.03.03.07 - Mini (screw size ≤2.7mm)(including blade) ≤ 6 holes | Com, VAL | SL035 | 1660 |  | Smith & Nephew Pty Ltd | VLP | VAL mini plates | Mini Plates ≤2.7mm | 108428 | August 2014 |  | New Listing
06 - Specialist Orthopaedic | 06.03 - SKELETAL RECONSTRUCTION | 06.03.03 - Plates | 06.03.03.07 - Mini (screw size ≤2.7mm)(including blade) ≤ 6 holes | Com, VAL | SY713 | 1660 |  | Johnson & Johnson Medical Pty Ltd | AO/ASIF Plates | LCP, Condylar, Mini Fragment Plates - Various | ≤6 holes | 157069 | August 2012 |  | Expanded from SY627
06 - Specialist Orthopaedic | 06.03 - SKELETAL RECONSTRUCTION | 06.03.03 - Plates | 06.03.03.07 - Mini (screw size ≤2.7mm)(including blade) ≤ 6 holes | Com, VAL | WR235 | 1660 |  | Wright Medical Australia | Ortholoc Fracture System - Plates | Straight, T, L Plates | 3, 4, and 6 hole | 198485 | August 2014 |  | Changed Suffix.
06 - Specialist Orthopaedic | 06.03 - SKELETAL RECONSTRUCTION | 06.03.03 - Plates | 06.03.03.07 - Mini (screw size ≤2.7mm)(including blade) ≤ 6 holes | Com, VAL | WR266 | 1660 |  | Wright Medical Australia | Locking Plate | Titanium locking plates anatomically contoured for forefoot and midfoot osteotomies. | 2.7mm & 3.5mm, neutral, 1mm, 2mm, 3mm, 4mm, 5mm, 6mm, 7mm, 4-6Holes | 153384 | August 2014 |  | Expanded from WR056
06 - Specialist Orthopaedic | 06.03 - SKELETAL RECONSTRUCTION | 06.03.03 - Plates | 06.03.03.07 - Mini (screw size ≤2.7mm)(including blade) ≤ 6 holes | COM, VAL | WR278 | 1660 |  | Wright Medical Australia | Biotech Easy Lock Osteosystem | Titanium and PEEK | 2-10 holes straight | 118781 | August 2015 |  | Transferred from LM050
06 - Specialist Orthopaedic | 06.03 - SKELETAL RECONSTRUCTION | 06.03.03 - Plates | 06.03.03.07 - Mini (screw size ≤2.7mm)(including blade) ≤ 6 holes | COM, VAL | WR279 | 1660 |  | Wright Medical Australia | Biotech Easy Lock System | Easy Lock Plating System | Various | 118786 | August 2015 |  | Transferred from LM051
06 - Specialist Orthopaedic | 06.03 - SKELETAL RECONSTRUCTION | 06.03.03 - Plates | 06.03.03.07 - Mini (screw size ≤2.7mm)(including blade) ≤ 6 holes | COM,VAL | EO082 | 1660 |  | Medartis | APTUS Hand and Foot | TriLock Plates | 1.2 - 2.3 | 141170 | August 2012 |  | Expanded from EO065
06 - Specialist Orthopaedic | 06.03 - SKELETAL RECONSTRUCTION | 06.03.03 - Plates | 06.03.03.07 - Mini (screw size ≤2.7mm)(including blade) ≤ 6 holes | LK | DE443 | 930 |  | Device Technologies Australia Pty Ltd | Low Profile T-Plate | Plate for fusion | 3-6 Holes | 140686 | February 2014 |  | New Listing
06 - Specialist Orthopaedic | 06.03 - SKELETAL RECONSTRUCTION | 06.03.03 - Plates | 06.03.03.07 - Mini (screw size ≤2.7mm)(including blade) ≤ 6 holes | LK | DE444 | 930 |  | Device Technologies Australia Pty Ltd | Low Profile Straight Plate | Plate for Fusion | 4-6 Holes | 140686 | February 2014 |  | New Listing
06 - Specialist Orthopaedic | 06.03 - SKELETAL RECONSTRUCTION | 06.03.03 - Plates | 06.03.03.07 - Mini (screw size ≤2.7mm)(including blade) ≤ 6 holes | LK | DZ039 | 930 |  | AUSTRALIAN ORTHOPAEDIC FIXATIONS PTY LTD | Valens Hand - Plates | Locking Compression Plates | 1.5mm, 2.0mm, 2.5mm | 276915 | August 2017 |  | New Listing
06 - Specialist Orthopaedic | 06.03 - SKELETAL RECONSTRUCTION | 06.03.03 - Plates | 06.03.03.07 - Mini (screw size ≤2.7mm)(including blade) ≤ 6 holes | LK | OU040 | 930 |  | Ortho Solutions Pty Ltd | UltOS X Plates | general fusion X Plates | XS, S, M, L | 198773 | August 2014 |  | New Listing
06 - Specialist Orthopaedic | 06.03 - SKELETAL RECONSTRUCTION | 06.03.03 - Plates | 06.03.03.07 - Mini (screw size ≤2.7mm)(including blade) ≤ 6 holes | LK | PB028 | 930 |  | Australian Pacific Medical Pty Ltd | Mini Locking System - Condylar Locking Plates ≤ 6 holes | Condylar Locking Plates | ≤ 6 holes | 261562 | February 2016 |  | New Listing
06 - Specialist Orthopaedic | 06.03 - SKELETAL RECONSTRUCTION | 06.03.03 - Plates | 06.03.03.07 - Mini (screw size ≤2.7mm)(including blade) ≤ 6 holes | LK | SY737 | 930 |  | Johnson & Johnson Medical Pty Ltd | AO/ASIF Plates | Locking Plates | ≤6 Holes | 157069 | August 2012 |  | Expanded from SY112
06 - Specialist Orthopaedic | 06.03 - SKELETAL RECONSTRUCTION | 06.03.03 - Plates | 06.03.03.07 - Mini (screw size ≤2.7mm)(including blade) ≤ 6 holes | LK | SY806 | 930 |  | Johnson & Johnson Medical Pty Ltd | AO/ASIF Plates | Pre-contoured locking plates | ≤6 Holes | 157069 | February 2016 |  | Expanded from SY620
06 - Specialist Orthopaedic | 06.03 - SKELETAL RECONSTRUCTION | 06.03.03 - Plates | 06.03.03.07 - Mini (screw size ≤2.7mm)(including blade) ≤ 6 holes | LK | WR077 | 930 |  | Wright Medical Australia | Charlotte LisfrancReconstruction System - Bridge Plate. | Stainless steel plate for stabilisation of the tarsometatarsal joint. | 4, 6, 5 & 9 hole. | 198485 | February 2012 |  | Changed Product Group, Product Sub Group, Suffix, Benefit.
06 - Specialist Orthopaedic | 06.03 - SKELETAL RECONSTRUCTION | 06.03.03 - Plates | 06.03.03.07 - Mini (screw size ≤2.7mm)(including blade) ≤ 6 holes | LK | ZI802 | 930 |  | Zimmer Biomet Pty Ltd | Zimmer Universal Locking System | 2.7mm One Quarter Tubular Locking Plate | 2-6 holes | 112735 | February 2012 |  | Expanded from ZI223
06 - Specialist Orthopaedic | 06.03 - SKELETAL RECONSTRUCTION | 06.03.03 - Plates | 06.03.03.07 - Mini (screw size ≤2.7mm)(including blade) ≤ 6 holes | VAL | BH355 | 1260 |  | Zimmer Biomet Pty Ltd | ALPS Fibula Plating System | Composite Locking Plate | 6 holes | 153056 | August 2013 |  | Transferred from JJ901
06 - Specialist Orthopaedic | 06.03 - SKELETAL RECONSTRUCTION | 06.03.03 - Plates | 06.03.03.07 - Mini (screw size ≤2.7mm)(including blade) ≤ 6 holes | VAL | EF019 | 1260 |  | Extend Medical | Arix Hand Plating System | Mini Plates | ≤ 6 holes | 239812 | February 2016 |  | New Listing
06 - Specialist Orthopaedic | 06.03 - SKELETAL RECONSTRUCTION | 06.03.03 - Plates | 06.03.03.07 - Mini (screw size ≤2.7mm)(including blade) ≤ 6 holes | VAL | ER418 | 1260 |  | Emergo Asia Pacific Pty Ltd | Paragon 28 Gorilla Plating System-Plate, mini (≤ 6 holes) | Paragon 28 Gorilla Plating System-Plate, titanium mini plate, compression, variable angle locking, variable sizes and shapes | thickness 1.1/1.3 mm; multi screw diameter purchase 2.0/2.5mm or 2.7/3.5/4.2 mm | 289248 | August 2017 |  | New Listing
06 - Specialist Orthopaedic | 06.03 - SKELETAL RECONSTRUCTION | 06.03.03 - Plates | 06.03.03.07 - Mini (screw size ≤2.7mm)(including blade) ≤ 6 holes | VAL | HW563 | 1260 |  | Stryker Australia Pty Ltd | Leibinger Titanium Implant System | Profyle hand and small fragment plate system | 2.3mm system | 124318 | February 2016 |  | Expanded from SK038
06 - Specialist Orthopaedic | 06.03 - SKELETAL RECONSTRUCTION | 06.03.03 - Plates | 06.03.03.07 - Mini (screw size ≤2.7mm)(including blade) ≤ 6 holes | VAL | IG118 | 1260 |  | Integra Neurosciences Pty Ltd | HALLU-Lock MTP Arthrodesis System - HALLU-Lock C Plate | Titanium contoured plate for 1st MTP arthrodesis, fixation of fractures and osteotomies | 4, 5 or 6 holes; sizes 0 to 3, length 35 to 50mm | 173932 | February 2012 |  | New Listing
06 - Specialist Orthopaedic | 06.03 - SKELETAL RECONSTRUCTION | 06.03.03 - Plates | 06.03.03.07 - Mini (screw size ≤2.7mm)(including blade) ≤ 6 holes | VAL | LM254 | 1260 |  | LMT Surgical Pty Ltd | OsteoMed FPS | Titanium locking footplates | 2mm and 2.7mm | 202319 | August 2015 |  | Transferred from OH457
06 - Specialist Orthopaedic | 06.03 - SKELETAL RECONSTRUCTION | 06.03.03 - Plates | 06.03.03.07 - Mini (screw size ≤2.7mm)(including blade) ≤ 6 holes | VAL | MO436 | 1260 |  | Medical & Optical Instruments Australia Pty Ltd | Acumed Hand Fracture System | Straight Plates Variable Angle Locking | 6 hole | 99824 | February 2017 |  | New Listing
06 - Specialist Orthopaedic | 06.03 - SKELETAL RECONSTRUCTION | 06.03.03 - Plates | 06.03.03.07 - Mini (screw size ≤2.7mm)(including blade) ≤ 6 holes | VAL | OH533 | 1260 |  | Orthotech Pty Ltd | KLS Martin Hand Fracture System - Plates | Various Size and Shaped Plates | 1 to 6 Hole | 236206 | February 2017 |  | Expanded from OH516
06 - Specialist Orthopaedic | 06.03 - SKELETAL RECONSTRUCTION | 06.03.03 - Plates | 06.03.03.07 - Mini (screw size ≤2.7mm)(including blade) ≤ 6 holes | VAL | SL039 | 1260 |  | Smith & Nephew Pty Ltd | VLP EVOS | Mini Plates Straight | ≤ 6 holes | 108428 | February 2015 |  | New Listing
06 - Specialist Orthopaedic | 06.03 - SKELETAL RECONSTRUCTION | 06.03.03 - Plates | 06.03.03.07 - Mini (screw size ≤2.7mm)(including blade) ≤ 6 holes | VAL | SL068 | 1260 |  | Smith & Nephew Pty Ltd | VLP | VAL mini plates - Hand | Mini Plates ≤2.7mm | 108428 | February 2016 |  | Expanded from SL034
06 - Specialist Orthopaedic | 06.03 - SKELETAL RECONSTRUCTION | 06.03.03 - Plates | 06.03.03.07 - Mini (screw size ≤2.7mm)(including blade) ≤ 6 holes | VAL | SN940 | 1260 |  | Smith & Nephew Pty Ltd | Peri-Loc VLP | VAL/LK, 2.7mm Quarter Tubular Plates | ≤6 holes | 108428 | February 2012 |  | Expanded from SN795
06 - Specialist Orthopaedic | 06.03 - SKELETAL RECONSTRUCTION | 06.03.03 - Plates | 06.03.03.07 - Mini (screw size ≤2.7mm)(including blade) ≤ 6 holes | VAL | SY804 | 1260 |  | Johnson & Johnson Medical Pty Ltd | AO/ASIF Plates | Locking Plates | ≤6 Holes | 157069 | February 2016 |  | New Listing
06 - Specialist Orthopaedic | 06.03 - SKELETAL RECONSTRUCTION | 06.03.03 - Plates | 06.03.03.07 - Mini (screw size ≤2.7mm)(including blade) ≤ 6 holes | VAL | SY821 | 1260 |  | Johnson & Johnson Medical Pty Ltd | AO/ASIF Plates | Anatomic Locking Hand Plates | 2-6 holes |  | February 2016 |  | Expanded from SY626
06 - Specialist Orthopaedic | 06.03 - SKELETAL RECONSTRUCTION | 06.03.03 - Plates | 06.03.03.07 - Mini (screw size ≤2.7mm)(including blade) ≤ 6 holes | VAL | WR268 | 1260 |  | Wright Medical Australia | Locking Plate | Titanium locking plates anatomically contoured for forefoot and midfoot osteotomies. | 2.7mm & 3.5mm, neutral, 1mm, 2mm, 3mm, 4mm, 5mm, 6mm, 7mm, 7-9 holes | 153384 | August 2014 |  | Expanded from WR056
06 - Specialist Orthopaedic | 06.03 - SKELETAL RECONSTRUCTION | 06.03.03 - Plates | 06.03.03.08 - Mini (screw size ≤2.7mm)(including blade) ≥ 7 to ≤ 15 holes |  | EO085 | 402 |  | Medartis | APTUS Hand | Fixation Plates | 1.2 - 2.3 | 141170 | August 2012 |  | Expanded from EO064
06 - Specialist Orthopaedic | 06.03 - SKELETAL RECONSTRUCTION | 06.03.03 - Plates | 06.03.03.08 - Mini (screw size ≤2.7mm)(including blade) ≥ 7 to ≤ 15 holes |  | PB030 | 402 |  | Australian Pacific Medical Pty Ltd | Mini Locking System - Condylar Plates ≥ 7 to ≤ 15 holes | Condylar Plates | ≥ 7 to ≤ 15 holes | 261562 | February 2016 |  | New Listing
06 - Specialist Orthopaedic | 06.03 - SKELETAL RECONSTRUCTION | 06.03.03 - Plates | 06.03.03.08 - Mini (screw size ≤2.7mm)(including blade) ≥ 7 to ≤ 15 holes |  | PB031 | 402 |  | Australian Pacific Medical Pty Ltd | Mini Locking System - Non Locking Plates | Non Locking Plate | screw size ≤ 2.7mm, ≥ 7 to ≤ 15 holes | 261562 | February 2016 |  | New Listing
06 - Specialist Orthopaedic | 06.03 - SKELETAL RECONSTRUCTION | 06.03.03 - Plates | 06.03.03.08 - Mini (screw size ≤2.7mm)(including blade) ≥ 7 to ≤ 15 holes |  | SN087 | 402 |  | Smith & Nephew Pty Ltd | TC-100 | Semi-tubular plates | ≥ 7 to ≤ 15 holes | 72897 | February 2012 |  | Changed Product Name, Description, Size, Product Group, Product Sub Group, Benefit.
06 - Specialist Orthopaedic | 06.03 - SKELETAL RECONSTRUCTION | 06.03.03 - Plates | 06.03.03.08 - Mini (screw size ≤2.7mm)(including blade) ≥ 7 to ≤ 15 holes |  | SN929 | 402 |  | Smith & Nephew Pty Ltd | TC-100 | Quarter Tubular Plates, G/E 7 to L/E 15 holes | ≥7 to ≤15 holes | 108428 | February 2012 |  | Expanded from SN001
06 - Specialist Orthopaedic | 06.03 - SKELETAL RECONSTRUCTION | 06.03.03 - Plates | 06.03.03.08 - Mini (screw size ≤2.7mm)(including blade) ≥ 7 to ≤ 15 holes |  | SN934 | 402 |  | Smith & Nephew Pty Ltd | TC-100 | 1.5mm Mini Plates | ≥7 to ≤15 holes | 108428 | February 2012 |  | Expanded from SN006
06 - Specialist Orthopaedic | 06.03 - SKELETAL RECONSTRUCTION | 06.03.03 - Plates | 06.03.03.08 - Mini (screw size ≤2.7mm)(including blade) ≥ 7 to ≤ 15 holes |  | SY735 | 402 |  | Johnson & Johnson Medical Pty Ltd | AO/ASIF Plates | Non-Locking Plates | 7-15 Holes | 157069 | August 2012 |  | Expanded from SY112
06 - Specialist Orthopaedic | 06.03 - SKELETAL RECONSTRUCTION | 06.03.03 - Plates | 06.03.03.08 - Mini (screw size ≤2.7mm)(including blade) ≥ 7 to ≤ 15 holes |  | WR270 | 402 |  | Wright Medical Australia | Locking Plate | Titanium locking plates anatomically contoured for forefoot and midfoot osteotomies. | 2.7mm & 3.5mm, neutral, 1mm, 2mm, 3mm, 4mm, 5mm, 6mm, 7mm, 7-9 holes | 153384 | August 2014 |  | Expanded from WR056
06 - Specialist Orthopaedic | 06.03 - SKELETAL RECONSTRUCTION | 06.03.03 - Plates | 06.03.03.08 - Mini (screw size ≤2.7mm)(including blade) ≥ 7 to ≤ 15 holes |  | ZI864 | 402 |  | Zimmer Biomet Pty Ltd | ZPS - Zimmer Plate & Screw System | 2.0mm Straight & Epiphysis Plates | 7 -15 holes | 112735 | August 2012 |  | Expanded from ZI214
06 - Specialist Orthopaedic | 06.03 - SKELETAL RECONSTRUCTION | 06.03.03 - Plates | 06.03.03.08 - Mini (screw size ≤2.7mm)(including blade) ≥ 7 to ≤ 15 holes |  | ZI871 | 402 |  | Zimmer Biomet Pty Ltd | Zimmer Plates | Mini SCP Plate | 7 - 15 Holes | 112735 | February 2013 |  | Expanded from ZI215
06 - Specialist Orthopaedic | 06.03 - SKELETAL RECONSTRUCTION | 06.03.03 - Plates | 06.03.03.08 - Mini (screw size ≤2.7mm)(including blade) ≥ 7 to ≤ 15 holes | Com | LM210 | 802 |  | LMT Surgical Pty Ltd | Jones Fracture Plate | Fracture Fixation Systems | ≥ 7 to ≤ 15 holes | 182677 | August 2017 |  | Changed Size, Suffix, Benefit.
06 - Specialist Orthopaedic | 06.03 - SKELETAL RECONSTRUCTION | 06.03.03 - Plates | 06.03.03.08 - Mini (screw size ≤2.7mm)(including blade) ≥ 7 to ≤ 15 holes | COM | SR087 | 802 |  | Stryker Australia Pty Ltd | Stryker Locking Plate System | Plates including Locking, Standard and Compression | 7-13 hole | 124319 | February 2012 |  | Expanded from SR055
06 - Specialist Orthopaedic | 06.03 - SKELETAL RECONSTRUCTION | 06.03.03 - Plates | 06.03.03.08 - Mini (screw size ≤2.7mm)(including blade) ≥ 7 to ≤ 15 holes | COM | SY748 | 802 |  | Johnson & Johnson Medical Pty Ltd | AO/ASIF Plates | Condylar plates | ≥ 7 to ≤ 15 holes | 157069 | February 2013 |  | Changed Size.
06 - Specialist Orthopaedic | 06.03 - SKELETAL RECONSTRUCTION | 06.03.03 - Plates | 06.03.03.08 - Mini (screw size ≤2.7mm)(including blade) ≥ 7 to ≤ 15 holes | Com, LK | BH064 | 1072 |  | Zimmer Biomet Pty Ltd | Sternalock | plates, various shapes | 7-15 holes | 128458 | February 2017 |  | Changed Description, Size.
06 - Specialist Orthopaedic | 06.03 - SKELETAL RECONSTRUCTION | 06.03.03 - Plates | 06.03.03.08 - Mini (screw size ≤2.7mm)(including blade) ≥ 7 to ≤ 15 holes | Com, LK | MO393 | 1072 |  | Medical & Optical Instruments Australia Pty Ltd | RibLoc rib fracture plating system | RibLoc Plate | 61mm-76mm L X8-14mm W | 158695 | August 2015 |  | Changed Suffix, Benefit.
06 - Specialist Orthopaedic | 06.03 - SKELETAL RECONSTRUCTION | 06.03.03 - Plates | 06.03.03.08 - Mini (screw size ≤2.7mm)(including blade) ≥ 7 to ≤ 15 holes | Com, LK | MO428 | 1072 |  | Medical & Optical Instruments Australia Pty Ltd | ACUMED Total Wrist Fusion Plating System | Total Wrist Fusion System | Plates available in 9 and 10 hole configurations | 99824 | February 2015 |  | New Listing
06 - Specialist Orthopaedic | 06.03 - SKELETAL RECONSTRUCTION | 06.03.03 - Plates | 06.03.03.08 - Mini (screw size ≤2.7mm)(including blade) ≥ 7 to ≤ 15 holes | Com, LK | MO440 | 1072 |  | Medical & Optical Instruments Australia Pty Ltd | RibLoc U+ Chest Wall Plate | RibLoc U+ Chest Wall Plate | 8 Hole,12 Hole | 158695 | February 2017 |  | New Listing
06 - Specialist Orthopaedic | 06.03 - SKELETAL RECONSTRUCTION | 06.03.03 - Plates | 06.03.03.08 - Mini (screw size ≤2.7mm)(including blade) ≥ 7 to ≤ 15 holes | Com, LK | PB027 | 1072 |  | Australian Pacific Medical Pty Ltd | Mini Locking System - Locking Plates ≥ 7 to ≤ 15 holes | Foot & hand plates - steel - titanium multiple hole | 2-2.7 mm, ≥ 7 to ≤ 15 holes | 261562 | February 2016 |  | New Listing
06 - Specialist Orthopaedic | 06.03 - SKELETAL RECONSTRUCTION | 06.03.03 - Plates | 06.03.03.08 - Mini (screw size ≤2.7mm)(including blade) ≥ 7 to ≤ 15 holes | COM, LK | SN931 | 1072 |  | Smith & Nephew Pty Ltd | Peri-Loc | 2.7mm LK Reconstruction Plates | ≥7 to ≤15 holes | 108428 | February 2012 |  | Expanded from SN829
06 - Specialist Orthopaedic | 06.03 - SKELETAL RECONSTRUCTION | 06.03.03 - Plates | 06.03.03.08 - Mini (screw size ≤2.7mm)(including blade) ≥ 7 to ≤ 15 holes | Com, LK | SQ140 | 1072 |  | Surgical Specialties | PediLoc - Plating System ≥ 7 to ≤ 15 holes, screw size ≤ 2.7mm | 2.7mm Locking Plate | 7-15 Hole | 191586 | August 2017 |  | Expanded from SQ080
06 - Specialist Orthopaedic | 06.03 - SKELETAL RECONSTRUCTION | 06.03.03 - Plates | 06.03.03.08 - Mini (screw size ≤2.7mm)(including blade) ≥ 7 to ≤ 15 holes | Com, LK | SY807 | 1072 |  | Johnson & Johnson Medical Pty Ltd | AO/ASIF Plates | Pre-contoured locking plates | 7-15 holes | 157069 | February 2016 |  | Expanded from SY620
06 - Specialist Orthopaedic | 06.03 - SKELETAL RECONSTRUCTION | 06.03.03 - Plates | 06.03.03.08 - Mini (screw size ≤2.7mm)(including blade) ≥ 7 to ≤ 15 holes | Com, LK | SY818 | 1072 |  | Johnson & Johnson Medical Pty Ltd | AO/ASIF Plates | Locking plates | 7 to 15 holes | 157069 | February 2016 |  | Expanded from SY253
06 - Specialist Orthopaedic | 06.03 - SKELETAL RECONSTRUCTION | 06.03.03 - Plates | 06.03.03.08 - Mini (screw size ≤2.7mm)(including blade) ≥ 7 to ≤ 15 holes | Com, LK | TO103 | 1072 |  | Tornier Pty Ltd | Mini MaxLock Extreme System - Mini Plates > 6 holes | Mini Variable angle locking plates, Titanium, > 6 holes | > 6 holes | 214671 | February 2014 |  | New Listing
06 - Specialist Orthopaedic | 06.03 - SKELETAL RECONSTRUCTION | 06.03.03 - Plates | 06.03.03.08 - Mini (screw size ≤2.7mm)(including blade) ≥ 7 to ≤ 15 holes | Com, VAL | BH367 | 1402 |  | Zimmer Biomet Pty Ltd | ALPS Hand Fracture System - Locking Plate | 1.5mm and 2.5mm titanium hand plates | 7 to 15 holes | 209306 | February 2016 |  | Expanded from BH298
06 - Specialist Orthopaedic | 06.03 - SKELETAL RECONSTRUCTION | 06.03.03 - Plates | 06.03.03.08 - Mini (screw size ≤2.7mm)(including blade) ≥ 7 to ≤ 15 holes | Com, VAL | EF022 | 1402 |  | Extend Medical | Arix Hand Plating System | Mini Locking Plate | ≥ 7 to ≤ 15 holes | 239812 | February 2016 |  | New Listing
06 - Specialist Orthopaedic | 06.03 - SKELETAL RECONSTRUCTION | 06.03.03 - Plates | 06.03.03.08 - Mini (screw size ≤2.7mm)(including blade) ≥ 7 to ≤ 15 holes | Com, VAL | EO061 | 1402 |  | Medartis | Aptus Wrist Arthrodesis | RSL Fusion Plate | 7 to 15 holes | 141170 | February 2012 |  | New Listing
06 - Specialist Orthopaedic | 06.03 - SKELETAL RECONSTRUCTION | 06.03.03 - Plates | 06.03.03.08 - Mini (screw size ≤2.7mm)(including blade) ≥ 7 to ≤ 15 holes | Com, VAL | EO094 | 1402 |  | Medartis | APTUS Hand and Foot | TriLock Plates | 1.2 - 2.3 | 206157 | February 2016 |  | Compressed from EO071, EO083
06 - Specialist Orthopaedic | 06.03 - SKELETAL RECONSTRUCTION | 06.03.03 - Plates | 06.03.03.08 - Mini (screw size ≤2.7mm)(including blade) ≥ 7 to ≤ 15 holes | Com, VAL | LM263 | 1402 |  | LMT Surgical Pty Ltd | OsteoMed HPS | Low Profile hand plates | 1.2/1.6/2.0/2.4mm 4-12 hole; Complex | 202319 | August 2015 |  | Transferred from OH466
06 - Specialist Orthopaedic | 06.03 - SKELETAL RECONSTRUCTION | 06.03.03 - Plates | 06.03.03.08 - Mini (screw size ≤2.7mm)(including blade) ≥ 7 to ≤ 15 holes | Com, VAL | MO432 | 1402 |  | Medical & Optical Instruments Australia Pty Ltd | ACUMED Hand Fracture System | 0.8mm Offset Plate | 0.8mm | 99824 | February 2017 |  | Changed Suffix, Benefit.
06 - Specialist Orthopaedic | 06.03 - SKELETAL RECONSTRUCTION | 06.03.03 - Plates | 06.03.03.08 - Mini (screw size ≤2.7mm)(including blade) ≥ 7 to ≤ 15 holes | Com, VAL | MO434 | 1402 |  | Medical & Optical Instruments Australia Pty Ltd | ACUMED Hand Fracture System | 1.3mm Rolando Fracture Hook Plate | 1.3mm | 99824 | February 2017 |  | Changed Suffix, Benefit.
06 - Specialist Orthopaedic | 06.03 - SKELETAL RECONSTRUCTION | 06.03.03 - Plates | 06.03.03.08 - Mini (screw size ≤2.7mm)(including blade) ≥ 7 to ≤ 15 holes | Com, VAL | OH532 | 1402 |  | Orthotech Pty Ltd | KLS Martin Hand Fracture System - Plates | Various size and shaped plates | 7 to 15 hole | 236206 | February 2017 |  | Expanded from OH516
06 - Specialist Orthopaedic | 06.03 - SKELETAL RECONSTRUCTION | 06.03.03 - Plates | 06.03.03.08 - Mini (screw size ≤2.7mm)(including blade) ≥ 7 to ≤ 15 holes | Com, VAL | SY799 | 1402 |  | Johnson & Johnson Medical Pty Ltd | AO/ASIF Plates | LCP, Condylar, Mini Fragment Plates - Various | 7-15 holes | 157069 | February 2015 |  | Expanded from SY714
06 - Specialist Orthopaedic | 06.03 - SKELETAL RECONSTRUCTION | 06.03.03 - Plates | 06.03.03.08 - Mini (screw size ≤2.7mm)(including blade) ≥ 7 to ≤ 15 holes | Com, VAL | SY802 | 1402 |  | Johnson & Johnson Medical Pty Ltd | AO/ASIF Plates | Locking Plates | 7-15 Holes | 157069 | February 2016 |  | New Listing
06 - Specialist Orthopaedic | 06.03 - SKELETAL RECONSTRUCTION | 06.03.03 - Plates | 06.03.03.08 - Mini (screw size ≤2.7mm)(including blade) ≥ 7 to ≤ 15 holes | Com, VAL | WR236 | 1402 |  | Wright Medical Australia | Ortholoc Fracture System - Plates | Straight, T, L Plates | Straight - 7 hole | 198485 | August 2014 |  | Changed Suffix.
06 - Specialist Orthopaedic | 06.03 - SKELETAL RECONSTRUCTION | 06.03.03 - Plates | 06.03.03.08 - Mini (screw size ≤2.7mm)(including blade) ≥ 7 to ≤ 15 holes | LK | DE372 | 672 |  | Device Technologies Australia Pty Ltd | Low Profile MTP Plate | Athrodesis Plate - 6 hole plates | Contoured small left,contoured small right, contoured standard right,contoured small straight, contoured standard straight | 140686 | August 2012 |  | Changed Suffix, Benefit.
06 - Specialist Orthopaedic | 06.03 - SKELETAL RECONSTRUCTION | 06.03.03 - Plates | 06.03.03.08 - Mini (screw size ≤2.7mm)(including blade) ≥ 7 to ≤ 15 holes | LK | DE373 | 672 |  | Device Technologies Australia Pty Ltd | Low Profile MTP Plate | Arthodesis Plate - 8 Hole plate | 8 Hole plate | 140686 | August 2012 |  | Changed Suffix, Benefit.
06 - Specialist Orthopaedic | 06.03 - SKELETAL RECONSTRUCTION | 06.03.03 - Plates | 06.03.03.08 - Mini (screw size ≤2.7mm)(including blade) ≥ 7 to ≤ 15 holes | LK | DE454 | 672 |  | Device Technologies Australia Pty Ltd | Low Profile T-Plate | Plate for fusion | 7-9 Holes | 140686 | February 2014 |  | New Listing
06 - Specialist Orthopaedic | 06.03 - SKELETAL RECONSTRUCTION | 06.03.03 - Plates | 06.03.03.08 - Mini (screw size ≤2.7mm)(including blade) ≥ 7 to ≤ 15 holes | LK | DE456 | 672 |  | Device Technologies Australia Pty Ltd | Low Profile Straight Plate | Plate for fusion | 7-8 Holes | 140686 | February 2014 |  | New Listing
06 - Specialist Orthopaedic | 06.03 - SKELETAL RECONSTRUCTION | 06.03.03 - Plates | 06.03.03.08 - Mini (screw size ≤2.7mm)(including blade) ≥ 7 to ≤ 15 holes | LK | DZ040 | 672 |  | AUSTRALIAN ORTHOPAEDIC FIXATIONS PTY LTD | Valens Hand - Plates | Locking Compression Plates | 1.5mm, 2.0mm, 2.5mm | 276915 | August 2017 |  | New Listing
06 - Specialist Orthopaedic | 06.03 - SKELETAL RECONSTRUCTION | 06.03.03 - Plates | 06.03.03.08 - Mini (screw size ≤2.7mm)(including blade) ≥ 7 to ≤ 15 holes | LK | SY624 | 672 |  | Johnson & Johnson Medical Pty Ltd | AO/ASIF Plates | Reconstruction, J, Low Profile | 7-14 Holes | 157069 | February 2012 |  | Expanded from SY059
06 - Specialist Orthopaedic | 06.03 - SKELETAL RECONSTRUCTION | 06.03.03 - Plates | 06.03.03.08 - Mini (screw size ≤2.7mm)(including blade) ≥ 7 to ≤ 15 holes | LK | SY628 | 672 |  | Johnson & Johnson Medical Pty Ltd | AO/ASIF Plates | LCP, Condylar , mini Fragment Plates - Various | 7 - 15 holes | 157069 | August 2012 |  | Changed Description, Size.
06 - Specialist Orthopaedic | 06.03 - SKELETAL RECONSTRUCTION | 06.03.03 - Plates | 06.03.03.08 - Mini (screw size ≤2.7mm)(including blade) ≥ 7 to ≤ 15 holes | LK | ZI803 | 672 |  | Zimmer Biomet Pty Ltd | Zimmer Universal Locking System | 2.7mm Quarter Tubular Locking Plate | 7-15 holes | 112735 | February 2012 |  | Expanded from ZI223
06 - Specialist Orthopaedic | 06.03 - SKELETAL RECONSTRUCTION | 06.03.03 - Plates | 06.03.03.08 - Mini (screw size ≤2.7mm)(including blade) ≥ 7 to ≤ 15 holes | VAL | BH297 | 1002 |  | Zimmer Biomet Pty Ltd | ALPS Hand Fracture System - Locking Plate | 1.0 - 2.5mm titanium hand plates | 7 to 25 holes | 153056 | February 2013 |  | Transferred from JJ873
06 - Specialist Orthopaedic | 06.03 - SKELETAL RECONSTRUCTION | 06.03.03 - Plates | 06.03.03.08 - Mini (screw size ≤2.7mm)(including blade) ≥ 7 to ≤ 15 holes | VAL | BH356 | 1002 |  | Zimmer Biomet Pty Ltd | ALPS Fibula Plating System | Composite Locking Plate | 7 to 14 holes | 153056 | August 2013 |  | Transferred from JJ902
06 - Specialist Orthopaedic | 06.03 - SKELETAL RECONSTRUCTION | 06.03.03 - Plates | 06.03.03.08 - Mini (screw size ≤2.7mm)(including blade) ≥ 7 to ≤ 15 holes | VAL | BH366 | 1002 |  | Zimmer Biomet Pty Ltd | ALPS Hand Fracture System - Locking Plate | 1.5mm and 2.5mm titanium hand plates | 7 to 15 holes | 209306 | February 2016 |  | Expanded from BH298
06 - Specialist Orthopaedic | 06.03 - SKELETAL RECONSTRUCTION | 06.03.03 - Plates | 06.03.03.08 - Mini (screw size ≤2.7mm)(including blade) ≥ 7 to ≤ 15 holes | VAL | EF021 | 1002 |  | Extend Medical | Arix Hand Plating System | Mini Plate | ≥ 7 to ≤ 15 holes | 239812 | February 2016 |  | New Listing
06 - Specialist Orthopaedic | 06.03 - SKELETAL RECONSTRUCTION | 06.03.03 - Plates | 06.03.03.08 - Mini (screw size ≤2.7mm)(including blade) ≥ 7 to ≤ 15 holes | VAL | ER419 | 1002 |  | Emergo Asia Pacific Pty Ltd | Paragon 28 Gorilla Plating System-Plate, mini (≥ 7 to ≤ 15 holes) | Paragon 28 Gorilla Plating System-Plate, mini, Titanium, compression, variable angle locking, various shapes (e.g. straight/oblique, right/left) | thickness 1.1 mm, multi screw diameter purchase 2.0/2.5mm | 289248 | August 2017 |  | New Listing
06 - Specialist Orthopaedic | 06.03 - SKELETAL RECONSTRUCTION | 06.03.03 - Plates | 06.03.03.08 - Mini (screw size ≤2.7mm)(including blade) ≥ 7 to ≤ 15 holes | VAL | HW564 | 1002 |  | Stryker Australia Pty Ltd | Leibinger Titanium Implant System | Profyle hand and small fragment plate system | 2.3mm system | 124318 | February 2016 |  | Expanded from SK038
06 - Specialist Orthopaedic | 06.03 - SKELETAL RECONSTRUCTION | 06.03.03 - Plates | 06.03.03.08 - Mini (screw size ≤2.7mm)(including blade) ≥ 7 to ≤ 15 holes | VAL | LM253 | 1002 |  | LMT Surgical Pty Ltd | OsteoMed FPS | Titanium locking footplates | 2mm and 2.7mm | 202319 | August 2015 |  | Transferred from OH456
06 - Specialist Orthopaedic | 06.03 - SKELETAL RECONSTRUCTION | 06.03.03 - Plates | 06.03.03.08 - Mini (screw size ≤2.7mm)(including blade) ≥ 7 to ≤ 15 holes | VAL | LM262 | 1002 |  | LMT Surgical Pty Ltd | Osteomed Plates | Low Profile plates | 1.2/1.6/2.0/2.4mm 4-12 hole; straight, L, T | 202319 | August 2017 |  | Changed Product Name, Description.
06 - Specialist Orthopaedic | 06.03 - SKELETAL RECONSTRUCTION | 06.03.03 - Plates | 06.03.03.08 - Mini (screw size ≤2.7mm)(including blade) ≥ 7 to ≤ 15 holes | VAL | MO430 | 1002 |  | Medical & Optical Instruments Australia Pty Ltd | ACUMED Hand Fracture System, plates | Hand plating System, including plates and screws | Plates available in 7 to 12 hole configurations | 99824 | February 2015 |  | New Listing
06 - Specialist Orthopaedic | 06.03 - SKELETAL RECONSTRUCTION | 06.03.03 - Plates | 06.03.03.08 - Mini (screw size ≤2.7mm)(including blade) ≥ 7 to ≤ 15 holes | VAL | OH531 | 1002 |  | Orthotech Pty Ltd | KLS Martin Hand Fracture System - Plates | Various size and shaped plates | 7 to 15 hole | 236206 | February 2017 |  | Expanded from OH516
06 - Specialist Orthopaedic | 06.03 - SKELETAL RECONSTRUCTION | 06.03.03 - Plates | 06.03.03.08 - Mini (screw size ≤2.7mm)(including blade) ≥ 7 to ≤ 15 holes | VAL | SL032 | 1002 |  | Smith & Nephew Pty Ltd | VLP | VAL mini plates | Mini Plates ≤2.7mm | 108428 | August 2014 |  | New Listing
06 - Specialist Orthopaedic | 06.03 - SKELETAL RECONSTRUCTION | 06.03.03 - Plates | 06.03.03.08 - Mini (screw size ≤2.7mm)(including blade) ≥ 7 to ≤ 15 holes | VAL | SL040 | 1002 |  | Smith & Nephew Pty Ltd | VLP EVOS | Mini Plates Straight | ≥7 to ≤15 holes | 108428 | February 2015 |  | New Listing
06 - Specialist Orthopaedic | 06.03 - SKELETAL RECONSTRUCTION | 06.03.03 - Plates | 06.03.03.08 - Mini (screw size ≤2.7mm)(including blade) ≥ 7 to ≤ 15 holes | VAL | SL069 | 1002 |  | Smith & Nephew Pty Ltd | VLP | VAL mini plates - Hand | Mini Plates ≤2.7mm | 108428 | February 2016 |  | Expanded from SL034
06 - Specialist Orthopaedic | 06.03 - SKELETAL RECONSTRUCTION | 06.03.03 - Plates | 06.03.03.08 - Mini (screw size ≤2.7mm)(including blade) ≥ 7 to ≤ 15 holes | VAL | SN941 | 1002 |  | Smith & Nephew Pty Ltd | Peri-Loc VLP | VAL/LK, 2.7mm Quarter Tubular Plates | ≥7 to ≤15 holes | 108428 | February 2012 |  | Expanded from SN795
06 - Specialist Orthopaedic | 06.03 - SKELETAL RECONSTRUCTION | 06.03.03 - Plates | 06.03.03.08 - Mini (screw size ≤2.7mm)(including blade) ≥ 7 to ≤ 15 holes | VAL | SR089 | 1002 |  | Stryker Australia Pty Ltd | Stryker Locking Plate System | Periarticular Plates, Locking | 4-6 | 35241 | February 2012 |  | Expanded from SR075
06 - Specialist Orthopaedic | 06.03 - SKELETAL RECONSTRUCTION | 06.03.03 - Plates | 06.03.03.08 - Mini (screw size ≤2.7mm)(including blade) ≥ 7 to ≤ 15 holes | VAL | SR090 | 1002 |  | Stryker Australia Pty Ltd | Stryker Locking Plates System | Locking Plates | 7-13 | 35241 | February 2012 |  | Expanded from SR075
06 - Specialist Orthopaedic | 06.03 - SKELETAL RECONSTRUCTION | 06.03.03 - Plates | 06.03.03.08 - Mini (screw size ≤2.7mm)(including blade) ≥ 7 to ≤ 15 holes | VAL | SY822 | 1002 |  | Johnson & Johnson Medical Pty Ltd | AO/ASIF Plates | VA Locking Plates | 7-12 holes | 157069 | August 2016 |  | Changed Description.
06 - Specialist Orthopaedic | 06.03 - SKELETAL RECONSTRUCTION | 06.03.03 - Plates | 06.03.03.08 - Mini (screw size ≤2.7mm)(including blade) ≥ 7 to ≤ 15 holes | VAL | WR267 | 1002 |  | Wright Medical Australia | Locking Plate | Titanium locking plates anatomically contoured for forefoot and midfoot osteotomies. | 2.7mm & 3.5mm, neutral, 1mm, 2mm, 3mm, 4mm, 5mm, 6mm, 7mm, 7-9 holes | 153384 | August 2014 |  | Expanded from WR056
06 - Specialist Orthopaedic | 06.03 - SKELETAL RECONSTRUCTION | 06.03.03 - Plates | 06.03.03.09 - Mini (screw size ≤2.7mm)(including blade) ≥ 16 holes |  | EO086 | 670 |  | Medartis | APTUS Hand | Fixation Plates | 1.2 - 2.3 | 141170 | August 2012 |  | Expanded from EO064
06 - Specialist Orthopaedic | 06.03 - SKELETAL RECONSTRUCTION | 06.03.03 - Plates | 06.03.03.09 - Mini (screw size ≤2.7mm)(including blade) ≥ 16 holes |  | SN933 | 670 |  | Smith & Nephew Pty Ltd | TC-100 | 2.0mm Straight Plates | ≥16 holes | 108428 | February 2012 |  | Expanded from SN532
06 - Specialist Orthopaedic | 06.03 - SKELETAL RECONSTRUCTION | 06.03.03 - Plates | 06.03.03.09 - Mini (screw size ≤2.7mm)(including blade) ≥ 16 holes |  | SN935 | 670 |  | Smith & Nephew Pty Ltd | TC-100 | 1.5mm Mini Plates | ≥16 holes | 108428 | February 2012 |  | Expanded from SN006
06 - Specialist Orthopaedic | 06.03 - SKELETAL RECONSTRUCTION | 06.03.03 - Plates | 06.03.03.09 - Mini (screw size ≤2.7mm)(including blade) ≥ 16 holes |  | SY629 | 670 |  | Johnson & Johnson Medical Pty Ltd | AO/ASIF Plates | Non-locking Plates | ≥ 16 holes | 157069 | February 2013 |  | Changed Size.
06 - Specialist Orthopaedic | 06.03 - SKELETAL RECONSTRUCTION | 06.03.03 - Plates | 06.03.03.09 - Mini (screw size ≤2.7mm)(including blade) ≥ 16 holes |  | ZI865 | 670 |  | Zimmer Biomet Pty Ltd | ZPS - Zimmer Plate & Screw System | 2.0mm Straight & Epiphysis Plates | Over 16 holes | 112735 | August 2012 |  | Expanded from ZI214
06 - Specialist Orthopaedic | 06.03 - SKELETAL RECONSTRUCTION | 06.03.03 - Plates | 06.03.03.09 - Mini (screw size ≤2.7mm)(including blade) ≥ 16 holes | Com, LK | SY819 | 1340 |  | Johnson & Johnson Medical Pty Ltd | AO/ASIF Plates | Pre-contoured Locking plate | ≥16 holes | 157069 | February 2016 |  | Expanded from SY621
06 - Specialist Orthopaedic | 06.03 - SKELETAL RECONSTRUCTION | 06.03.03 - Plates | 06.03.03.09 - Mini (screw size ≤2.7mm)(including blade) ≥ 16 holes | Com, VAL | EO062 | 1670 |  | Medartis | Aptus Wrist Arthrodesis | Total Wrist Fusion Plate, Straight, long bend and short bend | >16 holes | 141170 | February 2012 |  | New Listing
06 - Specialist Orthopaedic | 06.03 - SKELETAL RECONSTRUCTION | 06.03.03 - Plates | 06.03.03.09 - Mini (screw size ≤2.7mm)(including blade) ≥ 16 holes | Com, VAL | MO439 | 1670 |  | Medical & Optical Instruments Australia Pty Ltd | RibLOc U+ Chest Wall Plate | RibLoc U+ Chest Wall Plate | 16 Hole, 22 Hole | 158695 | February 2017 |  | New Listing
06 - Specialist Orthopaedic | 06.03 - SKELETAL RECONSTRUCTION | 06.03.03 - Plates | 06.03.03.09 - Mini (screw size ≤2.7mm)(including blade) ≥ 16 holes | COM, VAL | SR088 | 1670 |  | Stryker Australia Pty Ltd | Stryker Locking Plate System | Plates including Locking, Standard, and Compression | 16 hole | 124319 | February 2012 |  | Expanded from SR055
06 - Specialist Orthopaedic | 06.03 - SKELETAL RECONSTRUCTION | 06.03.03 - Plates | 06.03.03.09 - Mini (screw size ≤2.7mm)(including blade) ≥ 16 holes | Com, VAL | SY800 | 1670 |  | Johnson & Johnson Medical Pty Ltd | AO/ASIF Plates | LCP, Condylar, Mini Fragment Plates - Various | ≥16 holes | 157069 | February 2015 |  | Expanded from SY714
06 - Specialist Orthopaedic | 06.03 - SKELETAL RECONSTRUCTION | 06.03.03 - Plates | 06.03.03.09 - Mini (screw size ≤2.7mm)(including blade) ≥ 16 holes | Com, VAL | SY820 | 1670 |  | Johnson & Johnson Medical Pty Ltd | AO/ASIF Plates | Pre-contoured Locking plate | ≥16 holes | 157069 | February 2016 |  | Expanded from SY621
06 - Specialist Orthopaedic | 06.03 - SKELETAL RECONSTRUCTION | 06.03.03 - Plates | 06.03.03.09 - Mini (screw size ≤2.7mm)(including blade) ≥ 16 holes | VAL | ER420 | 1270 |  | Emergo Asia Pacific Pty Ltd | Paragon 28 Gorilla Plating System-Plate, mini (≥ 16 holes) | Paragon 28 Gorilla Plating System-Plate, mini, titanium, compression, variable angle locking, various shapes and sizes (small-extra large) | thickness 1.1-2.0 mm; multi screw diameter purchase 2.0/2.5mm or 2.7/3.5/4.2mm | 289248 | August 2017 |  | New Listing
06 - Specialist Orthopaedic | 06.03 - SKELETAL RECONSTRUCTION | 06.03.03 - Plates | 06.03.03.09 - Mini (screw size ≤2.7mm)(including blade) ≥ 16 holes | VAL | SL033 | 1270 |  | Smith & Nephew Pty Ltd | VLP | VAL mini plates | Mini Plates ≤2.7mm | 108428 | August 2014 |  | New Listing
06 - Specialist Orthopaedic | 06.03 - SKELETAL RECONSTRUCTION | 06.03.03 - Plates | 06.03.03.09 - Mini (screw size ≤2.7mm)(including blade) ≥ 16 holes | VAL | SL041 | 1270 |  | Smith & Nephew Pty Ltd | VLP EVOS | Mini Plates Straight | ≥ 16 holes | 108428 | February 2015 |  | New Listing
06 - Specialist Orthopaedic | 06.03 - SKELETAL RECONSTRUCTION | 06.03.03 - Plates | 06.03.03.09 - Mini (screw size ≤2.7mm)(including blade) ≥ 16 holes | VAL | SR091 | 1270 |  | Stryker Australia Pty Ltd | Stryker Locking Plate System | Locking Plates | 16 hole | 124319 | February 2012 |  | Expanded from SR075
06 - Specialist Orthopaedic | 06.03 - SKELETAL RECONSTRUCTION | 06.03.03 - Plates | 06.03.03.09 - Mini (screw size ≤2.7mm)(including blade) ≥ 16 holes | VAL | SY111 | 1270 |  | Johnson & Johnson Medical Pty Ltd | AO/ASIF Plates | Specially manufactured plate | 1.0mm - 6.5mm | 157069 | August 2014 |  | Changed Product Group, Product Sub Group, Suffix, Benefit.
06 - Specialist Orthopaedic | 06.03 - SKELETAL RECONSTRUCTION | 06.03.03 - Plates | 06.03.03.10 - Dynamic - Hip ≤ 6 holes |  | OU022 | 328 |  | Ortho Solutions Pty Ltd | CHS Plate | CHS Plate | 130/135/140/145/150 Degree CHS plate 2-6 hole | 198773 | February 2013 |  | New Listing
06 - Specialist Orthopaedic | 06.03 - SKELETAL RECONSTRUCTION | 06.03.03 - Plates | 06.03.03.10 - Dynamic - Hip ≤ 6 holes |  | SN468 | 328 |  | Smith & Nephew Pty Ltd | Compression Hip Screw System | Ambi Standard Barrel Plates | 60mm -80mm, 2-3 slot | 25902 | February 2012 |  | Changed Product Group, Product Sub Group, Benefit.
06 - Specialist Orthopaedic | 06.03 - SKELETAL RECONSTRUCTION | 06.03.03 - Plates | 06.03.03.10 - Dynamic - Hip ≤ 6 holes |  | SN471 | 328 |  | Smith & Nephew Pty Ltd | Compression Hip Screw System | Ambi Short Barrel Plates | 100mm, 4-5 slot | 25902 | February 2012 |  | Changed Product Group, Product Sub Group, Benefit.
06 - Specialist Orthopaedic | 06.03 - SKELETAL RECONSTRUCTION | 06.03.03 - Plates | 06.03.03.10 - Dynamic - Hip ≤ 6 holes |  | SN473 | 328 |  | Smith & Nephew Pty Ltd | Compression Hip Screw System | Classic Standard Barrel Plates | ≤ 6 holes | 108428 | August 2017 |  | Changed Size.
06 - Specialist Orthopaedic | 06.03 - SKELETAL RECONSTRUCTION | 06.03.03 - Plates | 06.03.03.10 - Dynamic - Hip ≤ 6 holes |  | SN476 | 328 |  | Smith & Nephew Pty Ltd | Compression Hip Screw System | Classic Short Barrel Plates | ≤ 6 holes | 25902 | February 2012 |  | Changed Size, Product Group, Product Sub Group, Benefit.
06 - Specialist Orthopaedic | 06.03 - SKELETAL RECONSTRUCTION | 06.03.03 - Plates | 06.03.03.10 - Dynamic - Hip ≤ 6 holes |  | SN488 | 328 |  | Smith & Nephew Pty Ltd | Intermediate Osteotomy System | Compressing | One size only | 25902 | August 2013 |  | Changed Product Group, Product Sub Group, Benefit.
06 - Specialist Orthopaedic | 06.03 - SKELETAL RECONSTRUCTION | 06.03.03 - Plates | 06.03.03.10 - Dynamic - Hip ≤ 6 holes |  | SN493 | 328 |  | Smith & Nephew Pty Ltd | Paediatric Osteotomy System | Paediatric Osteotomy System | ≤ 6 holes | 25902 | February 2012 |  | Changed Description, Size, Product Group, Product Sub Group, Benefit.
06 - Specialist Orthopaedic | 06.03 - SKELETAL RECONSTRUCTION | 06.03.03 - Plates | 06.03.03.10 - Dynamic - Hip ≤ 6 holes |  | SN912 | 328 |  | Smith & Nephew Pty Ltd | Intermediate Osteotomy System | Plate (hip screw) | ≤6 holes | 108428 | February 2012 |  | Expanded from SN490
06 - Specialist Orthopaedic | 06.03 - SKELETAL RECONSTRUCTION | 06.03.03 - Plates | 06.03.03.10 - Dynamic - Hip ≤ 6 holes |  | SN924 | 328 |  | Smith & Nephew Pty Ltd | TC-100 | 95 Degree Condylar Plates, Small stature | ≤6 holes | 108428 | February 2012 |  | Expanded from SN135
06 - Specialist Orthopaedic | 06.03 - SKELETAL RECONSTRUCTION | 06.03.03 - Plates | 06.03.03.10 - Dynamic - Hip ≤ 6 holes |  | SN926 | 328 |  | Smith & Nephew Pty Ltd | Compression Hip Screw System | Ambi Standard Barrel Plates | ≤6 holes | 108428 | February 2012 |  | Expanded from SN469
06 - Specialist Orthopaedic | 06.03 - SKELETAL RECONSTRUCTION | 06.03.03 - Plates | 06.03.03.10 - Dynamic - Hip ≤ 6 holes |  | ZI768 | 328 |  | Zimmer Biomet Pty Ltd | Zimmer Internal Fixation System: Compression Hip Screw | Versa Fx II CHS Tube Plates | 2-6 holes left and right | 112735 | February 2012 |  | Expanded from ZI157
06 - Specialist Orthopaedic | 06.03 - SKELETAL RECONSTRUCTION | 06.03.03 - Plates | 06.03.03.10 - Dynamic - Hip ≤ 6 holes | Com | SY606 | 528 |  | Johnson & Johnson Medical Pty Ltd | AO/ASIF Plates | DHS Plates | 2-6 holes | 157069 | February 2016 |  | Changed Suffix.
06 - Specialist Orthopaedic | 06.03 - SKELETAL RECONSTRUCTION | 06.03.03 - Plates | 06.03.03.10 - Dynamic - Hip ≤ 6 holes | COM, LK | SK551 | 528 |  | Stryker Australia Pty Ltd | Omega3 Compression Hip Screw System | Omega3 Locking Plate | 2-6 hole | 139622 | February 2012 |  | Expanded from SK462
06 - Specialist Orthopaedic | 06.03 - SKELETAL RECONSTRUCTION | 06.03.03 - Plates | 06.03.03.10 - Dynamic - Hip ≤ 6 holes | COM, LK | SY609 | 528 |  | Johnson & Johnson Medical Pty Ltd | AO/ASIF Plates | DHS Plates | 2-6 holes | 157069 | February 2012 |  | Expanded from SY030
06 - Specialist Orthopaedic | 06.03 - SKELETAL RECONSTRUCTION | 06.03.03 - Plates | 06.03.03.11 - Dynamic - Hip ≥ 7 to ≤ 15 holes |  | SN470 | 695 |  | Smith & Nephew Pty Ltd | Compression Hip Screw System | Ambi Standard Barrel Plates | 260mm+, 12-14 slot | 25902 | February 2012 |  | Changed Product Group, Product Sub Group, Benefit.
06 - Specialist Orthopaedic | 06.03 - SKELETAL RECONSTRUCTION | 06.03.03 - Plates | 06.03.03.11 - Dynamic - Hip ≥ 7 to ≤ 15 holes |  | SN475 | 695 |  | Smith & Nephew Pty Ltd | Compression Hip Screw System | Classic Standard Barrel Plates | ≥ 7 to ≤ 15 holes | 108428 | August 2017 |  | Changed Size.
06 - Specialist Orthopaedic | 06.03 - SKELETAL RECONSTRUCTION | 06.03.03 - Plates | 06.03.03.11 - Dynamic - Hip ≥ 7 to ≤ 15 holes |  | SN913 | 695 |  | Smith & Nephew Pty Ltd | Intermediate Osteotomy System | Plate (hip screw) | ≥7 to ≤15 holes | 108428 | February 2012 |  | Expanded from SN490
06 - Specialist Orthopaedic | 06.03 - SKELETAL RECONSTRUCTION | 06.03.03 - Plates | 06.03.03.11 - Dynamic - Hip ≥ 7 to ≤ 15 holes |  | SN925 | 695 |  | Smith & Nephew Pty Ltd | TC-100 | 95 Degree Condylar Plates, Small stature | ≥7 to ≤15 holes | 108428 | February 2012 |  | Expanded from SN135
06 - Specialist Orthopaedic | 06.03 - SKELETAL RECONSTRUCTION | 06.03.03 - Plates | 06.03.03.11 - Dynamic - Hip ≥ 7 to ≤ 15 holes |  | SN927 | 695 |  | Smith & Nephew Pty Ltd | Compression Hip Screw System | Ambi Standard Barrel Plates | ≥7 to ≤15 holes | 108428 | February 2012 |  | Expanded from SN469
06 - Specialist Orthopaedic | 06.03 - SKELETAL RECONSTRUCTION | 06.03.03 - Plates | 06.03.03.11 - Dynamic - Hip ≥ 7 to ≤ 15 holes |  | ZI769 | 695 |  | Zimmer Biomet Pty Ltd | Versa Fx II Compression Hip Screw | Versa Fx II CHS Tube Plates | 7-15 holes left and right | 112735 | February 2012 |  | Expanded from ZI157
06 - Specialist Orthopaedic | 06.03 - SKELETAL RECONSTRUCTION | 06.03.03 - Plates | 06.03.03.11 - Dynamic - Hip ≥ 7 to ≤ 15 holes | Com | SY607 | 895 |  | Johnson & Johnson Medical Pty Ltd | AO/ASIF Plates | DHS Plates | 7-15 holes | 157069 | February 2016 |  | Changed Size, Suffix.
06 - Specialist Orthopaedic | 06.03 - SKELETAL RECONSTRUCTION | 06.03.03 - Plates | 06.03.03.11 - Dynamic - Hip ≥ 7 to ≤ 15 holes | COM, LK | SY610 | 895 |  | Johnson & Johnson Medical Pty Ltd | AO/ASIF Plates | DHS Plates | 8-14 holes | 157069 | February 2012 |  | Expanded from SY030
06 - Specialist Orthopaedic | 06.03 - SKELETAL RECONSTRUCTION | 06.03.03 - Plates | 06.03.03.11 - Dynamic - Hip ≥ 7 to ≤ 15 holes | LK | OU023 | 695 |  | Ortho Solutions Pty Ltd | CHS Plate | CHS Plate | 135 Degree CHS Plate 8 - 14 hole 150 Degree CHS Plate 8, 10, 12 hole | 198773 | February 2013 |  | New Listing
06 - Specialist Orthopaedic | 06.03 - SKELETAL RECONSTRUCTION | 06.03.03 - Plates | 06.03.03.11 - Dynamic - Hip ≥ 7 to ≤ 15 holes | LK | SK552 | 695 |  | Stryker Australia Pty Ltd | Omega3 Compression Hip Screw System | Omega3 Locking Plate | 7-14 hole | 139622 | August 2012 |  | Changed Suffix, Benefit.
06 - Specialist Orthopaedic | 06.03 - SKELETAL RECONSTRUCTION | 06.03.03 - Plates | 06.03.03.12 - Dynamic - Hip ≥ 16 holes | COM | SY608 | 895 |  | Johnson & Johnson Medical Pty Ltd | AO/ASIF Plates | DHS Plates | ≥ 16 holes | 157069 | February 2013 |  | Changed Size.
06 - Specialist Orthopaedic | 06.03 - SKELETAL RECONSTRUCTION | 06.03.03 - Plates | 06.03.03.12 - Dynamic - Hip ≥ 16 holes | COM, LK | SY611 | 895 |  | Johnson & Johnson Medical Pty Ltd | AO/ASIF Plates | DHS Plates | ≥ 16-20 holes | 157069 | February 2013 |  | Changed Size.
06 - Specialist Orthopaedic | 06.03 - SKELETAL RECONSTRUCTION | 06.03.03 - Plates | 06.03.03.13 - Dynamic - supracondylar ≤ 6 holes |  | SN922 | 695 |  | Smith & Nephew Pty Ltd | Compression Hip Screw System | Classic Supracondylar Plate | ≤6 holes | 108428 | February 2012 |  | Expanded from SN478
06 - Specialist Orthopaedic | 06.03 - SKELETAL RECONSTRUCTION | 06.03.03 - Plates | 06.03.03.13 - Dynamic - supracondylar ≤ 6 holes |  | SY641 | 695 |  | Johnson & Johnson Medical Pty Ltd | AO/ASIF Plates | DCS DHS plate | ≤ 6 holes | 157069 | February 2013 |  | Changed Size.
06 - Specialist Orthopaedic | 06.03 - SKELETAL RECONSTRUCTION | 06.03.03 - Plates | 06.03.03.13 - Dynamic - supracondylar ≤ 6 holes |  | ZI770 | 695 |  | Zimmer Biomet Pty Ltd | Versa Fx II Compression Hip Screw | Versa Fx II CHS Tube Plates | 2-6 holes left and right | 112735 | February 2012 |  | Expanded from ZI157
06 - Specialist Orthopaedic | 06.03 - SKELETAL RECONSTRUCTION | 06.03.03 - Plates | 06.03.03.13 - Dynamic - supracondylar ≤ 6 holes | COM | SY738 | 895 |  | Johnson & Johnson Medical Pty Ltd | AO/ASIF Plates | Osteotomy, Dynamic Supracondylar Plates | ≤6 holes | 157069 | August 2012 |  | Expanded from SY122
06 - Specialist Orthopaedic | 06.03 - SKELETAL RECONSTRUCTION | 06.03.03 - Plates | 06.03.03.13 - Dynamic - supracondylar ≤ 6 holes | COM, LK | SK553 | 895 |  | Stryker Australia Pty Ltd | Stryker Compression Hip Screw System | Omega3 Supracondylar Plate | 6 hole | 139622 | February 2012 |  | Expanded from SK463
06 - Specialist Orthopaedic | 06.03 - SKELETAL RECONSTRUCTION | 06.03.03 - Plates | 06.03.03.14 - Dynamic - supracondylar ≥ 7 to ≤ 15 holes |  | SN923 | 695 |  | Smith & Nephew Pty Ltd | Compression Hip Screw System | Classic Supracondylar Plate | ≥7 to ≤15 holes | 108428 | February 2012 |  | Expanded from SN478
06 - Specialist Orthopaedic | 06.03 - SKELETAL RECONSTRUCTION | 06.03.03 - Plates | 06.03.03.14 - Dynamic - supracondylar ≥ 7 to ≤ 15 holes |  | SY642 | 695 |  | Johnson & Johnson Medical Pty Ltd | AO/ASIF Plates | DCS DHS plate | 7- 15 holes | 157069 | August 2012 |  | Changed Size.
06 - Specialist Orthopaedic | 06.03 - SKELETAL RECONSTRUCTION | 06.03.03 - Plates | 06.03.03.14 - Dynamic - supracondylar ≥ 7 to ≤ 15 holes |  | ZI771 | 695 |  | Zimmer Biomet Pty Ltd | Versa Fx II Compression Hip Screw | Versa Fx II CHS Tube Plates | 7-15 holes left and right | 112735 | February 2012 |  | Expanded from ZI157
06 - Specialist Orthopaedic | 06.03 - SKELETAL RECONSTRUCTION | 06.03.03 - Plates | 06.03.03.14 - Dynamic - supracondylar ≥ 7 to ≤ 15 holes | COM | SY739 | 895 |  | Johnson & Johnson Medical Pty Ltd | AO/ASIF Plates | Osteotomy, Dynamic Supracondylar Plates | ≥ 7 to ≤ 15 holes | 157069 | February 2013 |  | Changed Size.
06 - Specialist Orthopaedic | 06.03 - SKELETAL RECONSTRUCTION | 06.03.03 - Plates | 06.03.03.14 - Dynamic - supracondylar ≥ 7 to ≤ 15 holes | COM, LK | SK554 | 895 |  | Stryker Australia Pty Ltd | Stryker Compression Hip Screw System | Omega3 Supracondylar Plate | 8-14 hole | 139622 | August 2012 |  | Changed Suffix, Benefit.
06 - Specialist Orthopaedic | 06.03 - SKELETAL RECONSTRUCTION | 06.03.03 - Plates | 06.03.03.15 - Dynamic - supracondylar ≥ 16 holes |  | SY643 | 1214 |  | Johnson & Johnson Medical Pty Ltd | AO/ASIF Plates | DCS DHS plate | ≥ 16 Holes | 157069 | August 2012 |  | Changed Size.
06 - Specialist Orthopaedic | 06.03 - SKELETAL RECONSTRUCTION | 06.03.03 - Plates | 06.03.03.15 - Dynamic - supracondylar ≥ 16 holes | COM | SY740 | 1214 |  | Johnson & Johnson Medical Pty Ltd | Ao/ASIF Plates | Osteotomy, Dynamic Supracondylar Plates | ≥16 holes | 157069 | August 2012 |  | Expanded from SY122
06 - Specialist Orthopaedic | 06.03 - SKELETAL RECONSTRUCTION | 06.03.03 - Plates | 06.03.03.16 - Periarticular anatomic - Clavicle plate ≤ 6 holes | LK | AE148 | 1420 |  | Allegra Orthopaedics Pty Ltd | ASDM Clavicle Plating System - Plates | Clavicle fracture plating system consisting of anatomic pre-contoured stainless steel locking compression plates and screws (cortical, cancellous & locking) | 6 holes(L&R), 75-91mm long, 9mm wide | 137368 | February 2012 |  | New Listing
06 - Specialist Orthopaedic | 06.03 - SKELETAL RECONSTRUCTION | 06.03.03 - Plates | 06.03.03.16 - Periarticular anatomic - Clavicle plate ≤ 6 holes | LK | DZ005 | 1420 |  | AUSTRALIAN ORTHOPAEDIC FIXATIONS PTY LTD | Valens Shoulder and Elbow - Clavicle | Clavicle - Superior, Anterior, Hook, Locking Plates | ≤ 6 holes | 276915 | February 2017 |  | New Listing
06 - Specialist Orthopaedic | 06.03 - SKELETAL RECONSTRUCTION | 06.03.03 - Plates | 06.03.03.16 - Periarticular anatomic - Clavicle plate ≤ 6 holes | LK | MO371 | 1420 |  | Medical & Optical Instruments Australia Pty Ltd | Acumed Locking Scapula Plate System | Locking Bone Plate, Scapula | ≤6 hole | 99824 | February 2012 |  | Expanded from MO319
06 - Specialist Orthopaedic | 06.03 - SKELETAL RECONSTRUCTION | 06.03.03 - Plates | 06.03.03.16 - Periarticular anatomic - Clavicle plate ≤ 6 holes | LK | MO384 | 1420 |  | Medical & Optical Instruments Australia Pty Ltd | Acumed Locking Clavical Plating System | Locking Clavicle Plates Mid Shaft Anterior and Distal | ≥ 6 holes | 99824 | February 2012 |  | Expanded from MO211
06 - Specialist Orthopaedic | 06.03 - SKELETAL RECONSTRUCTION | 06.03.03 - Plates | 06.03.03.16 - Periarticular anatomic - Clavicle plate ≤ 6 holes | LK | SY616 | 1420 |  | Johnson & Johnson Medical Pty Ltd | AO/ASIF Plates | LCP Clavicle - superior, anterior, hook | 1-6 holes | 157069 | February 2012 |  | Expanded from SY059
06 - Specialist Orthopaedic | 06.03 - SKELETAL RECONSTRUCTION | 06.03.03 - Plates | 06.03.03.16 - Periarticular anatomic - Clavicle plate ≤ 6 holes | LK | SY617 | 1420 |  | Johnson & Johnson Medical Pty Ltd | AO/ASIF Plates | Pre-contoured, anatomic rib | 1-6 Holes | 157069 | February 2012 |  | Expanded from SY059
06 - Specialist Orthopaedic | 06.03 - SKELETAL RECONSTRUCTION | 06.03.03 - Plates | 06.03.03.16 - Periarticular anatomic - Clavicle plate ≤ 6 holes | VAL | DZ006 | 1750 |  | AUSTRALIAN ORTHOPAEDIC FIXATIONS PTY LTD | Valens Shoulder and Elbow - Clavicle | Clavicle – Superior, Anterior, Hook, Locking Plates | 7-15 Holes | 276915 | February 2017 |  | New Listing
06 - Specialist Orthopaedic | 06.03 - SKELETAL RECONSTRUCTION | 06.03.03 - Plates | 06.03.03.16 - Periarticular anatomic - Clavicle plate ≤ 6 holes | VAL | HW595 | 1750 |  | Stryker Australia Pty Ltd | Stryker Locked Plating System | Periarticular variable angle locking plate - clavicle | 1-6 holes | 196764 | August 2017 |  | Expanded from HW455
06 - Specialist Orthopaedic | 06.03 - SKELETAL RECONSTRUCTION | 06.03.03 - Plates | 06.03.03.17 - Periarticular anatomic - Clavicle plate ≥ 7 to ≤ 15 holes | LK | AE153 | 1770 |  | Allegra Orthopaedics Pty Ltd | ADSM Clavicle Plating System - Plates | Clavicle fracture plating system consisting of anatomic pre-contoured stainless steel locking compression plates and screws (cortical, cancellous & locking) | 8-10 holes (L & R), 109-133mm long, 10mm wide | 131433 | February 2012 |  | New Listing
06 - Specialist Orthopaedic | 06.03 - SKELETAL RECONSTRUCTION | 06.03.03 - Plates | 06.03.03.17 - Periarticular anatomic - Clavicle plate ≥ 7 to ≤ 15 holes | LK | LM184 | 1770 |  | LMT Surgical Pty Ltd | Trimed Clavicle Fixation Plates | Plates for fixation of fractures of the clavicle | 7-15 holes | 182677 | August 2013 |  | New Listing
06 - Specialist Orthopaedic | 06.03 - SKELETAL RECONSTRUCTION | 06.03.03 - Plates | 06.03.03.17 - Periarticular anatomic - Clavicle plate ≥ 7 to ≤ 15 holes | LK | MO372 | 1770 |  | Medical & Optical Instruments Australia Pty Ltd | Acumed Locking Scapula plate System | Locking Bone Plate, Scapula | ≥7 to ≤15 holes | 99824 | February 2012 |  | Expanded from MO319
06 - Specialist Orthopaedic | 06.03 - SKELETAL RECONSTRUCTION | 06.03.03 - Plates | 06.03.03.17 - Periarticular anatomic - Clavicle plate ≥ 7 to ≤ 15 holes | LK | MO385 | 1770 |  | Medical & Optical Instruments Australia Pty Ltd | Acumed Locking Clavical Plating System | Locking Clavicle Plates Mid Shaft, Anterior and Distal | ≥7 to ≤15 holes | 99824 | February 2012 |  | Expanded from MO211
06 - Specialist Orthopaedic | 06.03 - SKELETAL RECONSTRUCTION | 06.03.03 - Plates | 06.03.03.17 - Periarticular anatomic - Clavicle plate ≥ 7 to ≤ 15 holes | LK | SL088 | 1770 |  | Smith & Nephew Pty Ltd | PERI-LOC | Clavicle plates | ≥ 7 to ≤ 15 holes | 108428 | August 2017 |  | Expanded from SN915
06 - Specialist Orthopaedic | 06.03 - SKELETAL RECONSTRUCTION | 06.03.03 - Plates | 06.03.03.17 - Periarticular anatomic - Clavicle plate ≥ 7 to ≤ 15 holes | LK | SY618 | 1770 |  | Johnson & Johnson Medical Pty Ltd | AO/ASIF Plates | LCP Clavicle - superior, anterior, hook | 7-15 holes | 157069 | February 2012 |  | Expanded from SY059
06 - Specialist Orthopaedic | 06.03 - SKELETAL RECONSTRUCTION | 06.03.03 - Plates | 06.03.03.17 - Periarticular anatomic - Clavicle plate ≥ 7 to ≤ 15 holes | LK | TN019 | 1770 |  | Newclip Technics Australia Pty Ltd | NewClip Clavicle Plate | Locking Clavicle plates | 7 to 15 holes | 260229, 260232 | August 2017 |  | Changed Description, Size.
06 - Specialist Orthopaedic | 06.03 - SKELETAL RECONSTRUCTION | 06.03.03 - Plates | 06.03.03.17 - Periarticular anatomic - Clavicle plate ≥ 7 to ≤ 15 holes | VAL | HW597 | 2100 |  | Stryker Australia Pty Ltd | Stryker Locked Plate System | Periarticular variable angle locking plate - clavicle | 7-15 holes | 196764 | August 2017 |  | Expanded from HW456
06 - Specialist Orthopaedic | 06.03 - SKELETAL RECONSTRUCTION | 06.03.03 - Plates | 06.03.03.17 - Periarticular anatomic - Clavicle plate ≥ 7 to ≤ 15 holes | VAL | SY619 | 2100 |  | Johnson & Johnson Medical Pty Ltd | AO/ASIF Plates | LCP Clavicle - Anterior | 7-15 holes | 157069 | February 2012 |  | Expanded from SY059
06 - Specialist Orthopaedic | 06.03 - SKELETAL RECONSTRUCTION | 06.03.03 - Plates | 06.03.03.17 - Periarticular anatomic - Clavicle plate ≥ 7 to ≤ 15 holes | VAL | TO111 | 2100 |  | Tornier Pty Ltd | MaxLock Extreme System - Clavicle Plates | Clavicle Variable angle locking plates, Titanium | 9 to 13 holes | 214671 | February 2014 |  | New Listing
06 - Specialist Orthopaedic | 06.03 - SKELETAL RECONSTRUCTION | 06.03.03 - Plates | 06.03.03.18 - Periarticular anatomic - Clavicle plate ≥ 16 holes | LK | MO386 | 1420 |  | Medical & Optical Instruments Australia Pty Ltd | Acumed Locking Clavical Plating System | Lockinh Clavicle Plates Mid Shaft, Anterior and Distal. | ≥ 16 holes | 99824 | February 2012 |  | Expanded from MO211
06 - Specialist Orthopaedic | 06.03 - SKELETAL RECONSTRUCTION | 06.03.03 - Plates | 06.03.03.19 - Periarticular anatomic - Humerus ≤ 6 holes |  | ZI755 | 1130 |  | Zimmer Biomet Pty Ltd | Zimmer Periarticular Plates | 3.5 & 4.5mm Periarticular Plates - Humerus | 2 - 6 holes Left & Right | 112735 | February 2012 |  | Expanded from ZI243
06 - Specialist Orthopaedic | 06.03 - SKELETAL RECONSTRUCTION | 06.03.03 - Plates | 06.03.03.19 - Periarticular anatomic - Humerus ≤ 6 holes | LK | DZ001 | 1400 |  | AUSTRALIAN ORTHOPAEDIC FIXATIONS PTY LTD | Valens Shoulder and Elbow - Elbow | Distal Humerus, Lateral, Medial, Olecranon, Locking Plates | 1-6 Holes | 276915 | February 2017 |  | New Listing
06 - Specialist Orthopaedic | 06.03 - SKELETAL RECONSTRUCTION | 06.03.03 - Plates | 06.03.03.19 - Periarticular anatomic - Humerus ≤ 6 holes | LK | SN916 | 1400 |  | Smith & Nephew Pty Ltd | Peri-Loc | Humerus Plates | ≤6 holes | 108428 | February 2012 |  | Expanded from SN831
06 - Specialist Orthopaedic | 06.03 - SKELETAL RECONSTRUCTION | 06.03.03 - Plates | 06.03.03.19 - Periarticular anatomic - Humerus ≤ 6 holes | LK | SY680 | 1400 |  | Johnson & Johnson Medical Pty Ltd | AO/ASIF Plate | Locking Periarticular Anatomic Humerus plate | ≤ 6 holes | 157069 | August 2012 |  | Changed Product Name, Description, Size.
06 - Specialist Orthopaedic | 06.03 - SKELETAL RECONSTRUCTION | 06.03.03 - Plates | 06.03.03.19 - Periarticular anatomic - Humerus ≤ 6 holes | LK | ZI837 | 1400 |  | Zimmer Biomet Pty Ltd | Zimmer Pty Ltd | 3.5mm Periarticular Locking Plates - Humerus | 2-6 holes left & right | 112735 | February 2015 |  | Changed Description.
06 - Specialist Orthopaedic | 06.03 - SKELETAL RECONSTRUCTION | 06.03.03 - Plates | 06.03.03.19 - Periarticular anatomic - Humerus ≤ 6 holes | VAL | HW551 | 1730 |  | Stryker Australia Pty Ltd | VariAx Elbow Plating System | Periarticular anatomic humerus | ≤ 6 holes | 237797 | August 2015 |  | New Listing
06 - Specialist Orthopaedic | 06.03 - SKELETAL RECONSTRUCTION | 06.03.03 - Plates | 06.03.03.19 - Periarticular anatomic - Humerus ≤ 6 holes | VAL | MO352 | 1730 |  | Medical & Optical Instruments Australia Pty Ltd | Acumed Tap Loc Elbow plates | Variable angle locking plate system | ≤6 holes lateral | 099824 | February 2012 |  | Expanded from MO272
06 - Specialist Orthopaedic | 06.03 - SKELETAL RECONSTRUCTION | 06.03.03 - Plates | 06.03.03.19 - Periarticular anatomic - Humerus ≤ 6 holes | VAL | ZI743 | 1730 |  | Zimmer Biomet Pty Ltd | NCB Polyaxial Locking Plate System | NCB Variable Angle Locking Plate - Humerus - Ti Alloy | 80 - 93mm | 100337, 100349 | February 2012 |  | Expanded from ZI471
06 - Specialist Orthopaedic | 06.03 - SKELETAL RECONSTRUCTION | 06.03.03 - Plates | 06.03.03.19 - Periarticular anatomic - Humerus ≤ 6 holes | VAL | ZI929 | 1730 |  | Zimmer Biomet Pty Ltd | Proximal Humerus Plating System | Proximal Humerus Plates | ≤ 6 holes | 209306 | August 2016 |  | New Listing
06 - Specialist Orthopaedic | 06.03 - SKELETAL RECONSTRUCTION | 06.03.03 - Plates | 06.03.03.20 - Periarticular anatomic - Humerus ≥ 7 to ≤ 15 holes |  | BH251 | 1130 |  | Zimmer Biomet Pty Ltd | Small/Large Fragment Set | Humeral Titanium Plate | 7 to 15 holes | 97981 | February 2013 |  | Transferred from DY570
06 - Specialist Orthopaedic | 06.03 - SKELETAL RECONSTRUCTION | 06.03.03 - Plates | 06.03.03.20 - Periarticular anatomic - Humerus ≥ 7 to ≤ 15 holes |  | SN107 | 480 |  | Smith & Nephew Pty Ltd | TC 100 4.5mm Condylar Buttress plates | Sterile, right, 11 - 15 hole | 221 - 285mm | 72897 | February 2013 |  | Changed Product Group, Product Sub Group.
06 - Specialist Orthopaedic | 06.03 - SKELETAL RECONSTRUCTION | 06.03.03 - Plates | 06.03.03.20 - Periarticular anatomic - Humerus ≥ 7 to ≤ 15 holes |  | ZI756 | 1130 |  | Zimmer Biomet Pty Ltd | Zimmer Periarticular Plates | 3.5 & 4.5mm Periarticular Plates - Humerus | 7 - 15 holes Left & Right | 112735 | February 2012 |  | Expanded from ZI243
06 - Specialist Orthopaedic | 06.03 - SKELETAL RECONSTRUCTION | 06.03.03 - Plates | 06.03.03.20 - Periarticular anatomic - Humerus ≥ 7 to ≤ 15 holes | LK | MO243 | 1400 |  | Medical & Optical Instruments Australia Pty Ltd | Polarus Proximal Humeral Plate | Titanium Humeral Plate | ≥7 to ≤15 holes. | 99824 | February 2012 |  | Changed Size, Product Group, Product Sub Group, Suffix, Benefit.
06 - Specialist Orthopaedic | 06.03 - SKELETAL RECONSTRUCTION | 06.03.03 - Plates | 06.03.03.20 - Periarticular anatomic - Humerus ≥ 7 to ≤ 15 holes | LK | MO425 | 1400 |  | Medical & Optical Instruments Australia Pty Ltd | ACUMED POLARUS® 3 Solution Plates | ACUMED POLARUS 3 SOLUTION, includes plates, intramedullary nails, screws and accessories designed to address fractures, fusions and osteotomies of the humerus | 12 and 14 hole plates | 99824 | February 2015 |  | New Listing
06 - Specialist Orthopaedic | 06.03 - SKELETAL RECONSTRUCTION | 06.03.03 - Plates | 06.03.03.20 - Periarticular anatomic - Humerus ≥ 7 to ≤ 15 holes | LK | SK555 | 1400 |  | Stryker Australia Pty Ltd | Stryker Plating System | Proximal Humerus Anatomical Locking Plates | 11-14 hole | 119848 | February 2015 |  | Changed Size.
06 - Specialist Orthopaedic | 06.03 - SKELETAL RECONSTRUCTION | 06.03.03 - Plates | 06.03.03.20 - Periarticular anatomic - Humerus ≥ 7 to ≤ 15 holes | LK | SN917 | 1400 |  | Smith & Nephew Pty Ltd | Peri-Loc | Humerus Plates | ≥7 to ≤15 holes | 108428 | February 2012 |  | Expanded from SN831
06 - Specialist Orthopaedic | 06.03 - SKELETAL RECONSTRUCTION | 06.03.03 - Plates | 06.03.03.20 - Periarticular anatomic - Humerus ≥ 7 to ≤ 15 holes | LK | SY762 | 1400 |  | Johnson & Johnson Medical Pty Ltd | AO/ASIF Plate | Locking Perarticular Anatomic Humerus plate | ≥ 7 - ≤ 15 holes | 157069 | February 2013 |  | Expanded from SY681
06 - Specialist Orthopaedic | 06.03 - SKELETAL RECONSTRUCTION | 06.03.03 - Plates | 06.03.03.20 - Periarticular anatomic - Humerus ≥ 7 to ≤ 15 holes | LK | ZI838 | 1400 |  | Zimmer Biomet Pty Ltd | Zimmer Periarticular Locking Plates | 3.5mm Periarticular locking plates - humerus | 7 - 15 holes Left & Right | 112735 | February 2012 |  | Expanded from ZI331
06 - Specialist Orthopaedic | 06.03 - SKELETAL RECONSTRUCTION | 06.03.03 - Plates | 06.03.03.20 - Periarticular anatomic - Humerus ≥ 7 to ≤ 15 holes | VAL | BH258 | 1730 |  | Zimmer Biomet Pty Ltd | HI S3 Shoulder Fixation System | S3 Shoulder Plate | 7 to 15 holes | 97981 | February 2013 |  | Transferred from JJ625
06 - Specialist Orthopaedic | 06.03 - SKELETAL RECONSTRUCTION | 06.03.03 - Plates | 06.03.03.20 - Periarticular anatomic - Humerus ≥ 7 to ≤ 15 holes | VAL | BH290 | 1730 |  | Zimmer Biomet Pty Ltd | ALPS Elbow System | Humeral Titanium Plates | Small - Large, 7 to 15 holes | 153056 | February 2013 |  | Transferred from JJ864
06 - Specialist Orthopaedic | 06.03 - SKELETAL RECONSTRUCTION | 06.03.03 - Plates | 06.03.03.20 - Periarticular anatomic - Humerus ≥ 7 to ≤ 15 holes | VAL | DZ002 | 1730 |  | AUSTRALIAN ORTHOPAEDIC FIXATIONS PTY LTD | Valens Shoulder and Elbow - Elbow | Distal Humerus, Lateral, Medial, Olecranon, Locking Plates | 7-15 Holes | 276915 | February 2017 |  | New Listing
06 - Specialist Orthopaedic | 06.03 - SKELETAL RECONSTRUCTION | 06.03.03 - Plates | 06.03.03.20 - Periarticular anatomic - Humerus ≥ 7 to ≤ 15 holes | VAL | DZ025 | 1730 |  | AUSTRALIAN ORTHOPAEDIC FIXATIONS PTY LTD | Austofix Proximal Humeral Plating System - Austofix Proximal Humeral Plate | Anatomic Periarticular Humeral Variable Angle Locking Plate, Titanium | 3-15 Hole | 111818 | February 2017 |  | Transferred from AX088
06 - Specialist Orthopaedic | 06.03 - SKELETAL RECONSTRUCTION | 06.03.03 - Plates | 06.03.03.20 - Periarticular anatomic - Humerus ≥ 7 to ≤ 15 holes | VAL | EO078 | 1730 |  | Medartis | Aptus Elbow | Distal Humerus Plpates, Lateral,Middle and Posterolateral | 2.8mm | 141170 | August 2012 |  | New Listing
06 - Specialist Orthopaedic | 06.03 - SKELETAL RECONSTRUCTION | 06.03.03 - Plates | 06.03.03.20 - Periarticular anatomic - Humerus ≥ 7 to ≤ 15 holes | VAL | JD006 | 1730 |  | JOI ORTHOPAEDICS PTY LTD | CarboFix Piccolo Proximal Humerus Plate Systems – Plate component | CFR-PEEK proximal humerus plate | 100mm, 120mm, 154mm, 190mm, 262mm | 222648 | August 2017 |  | Transferred from AE252
06 - Specialist Orthopaedic | 06.03 - SKELETAL RECONSTRUCTION | 06.03.03 - Plates | 06.03.03.20 - Periarticular anatomic - Humerus ≥ 7 to ≤ 15 holes | VAL | LM275 | 1730 |  | LMT Surgical Pty Ltd | PANTERA Proximal Humerus Fracture Fixation Plate System - Plates | Proximal Humerus Plate | ≥ 7 to ≤ 15 holes | 182168 | February 2016 |  | New Listing
06 - Specialist Orthopaedic | 06.03 - SKELETAL RECONSTRUCTION | 06.03.03 - Plates | 06.03.03.20 - Periarticular anatomic - Humerus ≥ 7 to ≤ 15 holes | VAL | MO353 | 1730 |  | Medical & Optical Instruments Australia Pty Ltd | Acumed Tap Loc Elbow plates | Variable angle locking plate system | ≥7 to ≤15 holes medial lateral | 199824 | February 2012 |  | Expanded from MO272
06 - Specialist Orthopaedic | 06.03 - SKELETAL RECONSTRUCTION | 06.03.03 - Plates | 06.03.03.20 - Periarticular anatomic - Humerus ≥ 7 to ≤ 15 holes | VAL | SK569 | 1730 |  | Stryker Australia Pty Ltd | Stryker Plating System | Stryker locked plating system | 7-15 Holes | 119848 | February 2012 |  | Expanded from SK381
06 - Specialist Orthopaedic | 06.03 - SKELETAL RECONSTRUCTION | 06.03.03 - Plates | 06.03.03.20 - Periarticular anatomic - Humerus ≥ 7 to ≤ 15 holes | VAL | SY763 | 1730 |  | Johnson & Johnson Medical Pty Ltd | AO/ASIF Plate | Locking Perarticular Anatomic Humerus plate | ≥ 7 - ≤ 15 holes | 157069 | February 2013 |  | Expanded from SY681
06 - Specialist Orthopaedic | 06.03 - SKELETAL RECONSTRUCTION | 06.03.03 - Plates | 06.03.03.20 - Periarticular anatomic - Humerus ≥ 7 to ≤ 15 holes | VAL | TN013 | 1730 |  | Newclip Technics Australia Pty Ltd | Newclip Distal Humerus Plates - Periarticular 7-15 holes | Plates for the fixation of fractures of the elbow | 7 - 15 holes | 260232 | February 2016 |  | Duplicated from LM189
06 - Specialist Orthopaedic | 06.03 - SKELETAL RECONSTRUCTION | 06.03.03 - Plates | 06.03.03.20 - Periarticular anatomic - Humerus ≥ 7 to ≤ 15 holes | VAL | TN020 | 1730 |  | Newclip Technics Australia Pty Ltd | Newclip Proximal Humerus Plate | Proximal Humerus Plate | 1/2/3 | 260232 | February 2016 |  | Duplicated from LM138
06 - Specialist Orthopaedic | 06.03 - SKELETAL RECONSTRUCTION | 06.03.03 - Plates | 06.03.03.20 - Periarticular anatomic - Humerus ≥ 7 to ≤ 15 holes | VAL | TO030 | 1730 |  | Tornier Pty Ltd | Aequalis Humeral Plate | Proximal Humeral Plate, Stainless Steel, 4 proximal holes, option of 3 or 5 distal holes (short or long version) | 90mm length with 3-holes shaft and 120mm length with 5-hole shaft | 130499 | February 2012 |  | Changed Description, Product Group, Product Sub Group, Suffix, Benefit.
06 - Specialist Orthopaedic | 06.03 - SKELETAL RECONSTRUCTION | 06.03.03 - Plates | 06.03.03.20 - Periarticular anatomic - Humerus ≥ 7 to ≤ 15 holes | VAL | WR225 | 1730 |  | Wright Medical Australia | Evolve Ortholco EPS System - Distal Humerus | Stainless Steel, Polyaxial Locking Plate, Straight, Coronal, Medial, Lateral, Posterolateral | Right & left, 2.7 & 3.5mm | 198485 | February 2013 |  | Changed Suffix, Benefit.
06 - Specialist Orthopaedic | 06.03 - SKELETAL RECONSTRUCTION | 06.03.03 - Plates | 06.03.03.20 - Periarticular anatomic - Humerus ≥ 7 to ≤ 15 holes | VAL | ZI744 | 1730 |  | Zimmer Biomet Pty Ltd | NCB Polyaxial Locking Plate System | NCB Variable Angle Locking Plate - Humerus - Ti Alloy | 7 - 12 Holes | 100337, 100349 | February 2012 |  | Expanded from ZI471
06 - Specialist Orthopaedic | 06.03 - SKELETAL RECONSTRUCTION | 06.03.03 - Plates | 06.03.03.20 - Periarticular anatomic - Humerus ≥ 7 to ≤ 15 holes | VAL | ZI930 | 1730 |  | Zimmer Biomet Pty Ltd | Proximal Humerus Plating System | Proximal Humerus Plates | 7-15 holes | 209306 | August 2016 |  | New Listing
06 - Specialist Orthopaedic | 06.03 - SKELETAL RECONSTRUCTION | 06.03.03 - Plates | 06.03.03.21 - Periarticular anatomic - Humerus ≥ 16 holes |  | TN042 | 1130 |  | Newclip Technics Australia Pty Ltd | Newclip Humerus Plates | Plates for fixation of fractures of the distal humerus and proximal ulna | ≥ 16 holes | 260229, 260232 | August 2017 |  | New Listing
06 - Specialist Orthopaedic | 06.03 - SKELETAL RECONSTRUCTION | 06.03.03 - Plates | 06.03.03.21 - Periarticular anatomic - Humerus ≥ 16 holes | LK | MO429 | 1400 |  | Medical & Optical Instruments Australia Pty Ltd | ACUMED POLARUS* 3 Solution, Humeral Plates, Sterile and Non-Sterile | ACUMED POLARUS 3 SOLUTION, includes plates, intramedullary nails, screws and accessories designed to address fractures, fusions and osteotomies of the humerus | 16 , 18 , 22 , 26 and 30 hole plates | 99824 | February 2015 |  | New Listing
06 - Specialist Orthopaedic | 06.03 - SKELETAL RECONSTRUCTION | 06.03.03 - Plates | 06.03.03.21 - Periarticular anatomic - Humerus ≥ 16 holes | LK | SK556 | 1400 |  | Stryker Australia Pty Ltd | Stryker Plating System | Proximal Humerus Anatomical Locking Plates | 16-27 hole | 119848 | August 2012 |  | Changed Suffix, Benefit.
06 - Specialist Orthopaedic | 06.03 - SKELETAL RECONSTRUCTION | 06.03.03 - Plates | 06.03.03.21 - Periarticular anatomic - Humerus ≥ 16 holes | LK | SY754 | 1400 |  | Johnson & Johnson Medical Pty Ltd | AO/ASIF Plates | Anatomical Locking Humerus Plate | ≥ 16 holes | 157069 | February 2013 |  | Expanded from SY674
06 - Specialist Orthopaedic | 06.03 - SKELETAL RECONSTRUCTION | 06.03.03 - Plates | 06.03.03.21 - Periarticular anatomic - Humerus ≥ 16 holes | LK | ZI839 | 1400 |  | Zimmer Biomet Pty Ltd | Zimmer Periarticular Locking Plates | 3.5mm Pericaticular Locking Plates - Humerus | 16 - 19 Holes Left & right | 112735 | February 2012 |  | Expanded from ZI331
06 - Specialist Orthopaedic | 06.03 - SKELETAL RECONSTRUCTION | 06.03.03 - Plates | 06.03.03.21 - Periarticular anatomic - Humerus ≥ 16 holes | VAL | BH259 | 1730 |  | Zimmer Biomet Pty Ltd | HI S3 Shoulder Fixation System | S3 Shoulder Plate | 16-20 Hole, Left & Right | 97981 | February 2013 |  | Transferred from JJ626
06 - Specialist Orthopaedic | 06.03 - SKELETAL RECONSTRUCTION | 06.03.03 - Plates | 06.03.03.21 - Periarticular anatomic - Humerus ≥ 16 holes | VAL | EO079 | 1730 |  | Medartis | Aptus Elbow | Distal Humerus Plates Posterolateral | 2.8mm System | 141170 | August 2012 |  | New Listing
06 - Specialist Orthopaedic | 06.03 - SKELETAL RECONSTRUCTION | 06.03.03 - Plates | 06.03.03.21 - Periarticular anatomic - Humerus ≥ 16 holes | VAL | EO087 | 1730 |  | Medartis | Aptus Shoulder (Proximal Humerus Plates) | Proximal Humerus Fixation plates | 3.5mm System | 141170 | August 2013 |  | New Listing
06 - Specialist Orthopaedic | 06.03 - SKELETAL RECONSTRUCTION | 06.03.03 - Plates | 06.03.03.21 - Periarticular anatomic - Humerus ≥ 16 holes | VAL | LM276 | 1730 |  | LMT Surgical Pty Ltd | PANTERA Proximal Humerus Fracture Fixation Plate System - Plate ≥ 16 holes | Proximal Humerus Plate | ≥ 16 holes | 182168 | February 2016 |  | New Listing
06 - Specialist Orthopaedic | 06.03 - SKELETAL RECONSTRUCTION | 06.03.03 - Plates | 06.03.03.21 - Periarticular anatomic - Humerus ≥ 16 holes | VAL | MO354 | 1730 |  | Medical & Optical Instruments Australia Pty Ltd | Acumed Tap Loc Elbow plates | Variable angle locking plate system | ≥16 holes | 099824 | February 2012 |  | Expanded from MO272
06 - Specialist Orthopaedic | 06.03 - SKELETAL RECONSTRUCTION | 06.03.03 - Plates | 06.03.03.21 - Periarticular anatomic - Humerus ≥ 16 holes | VAL | SK570 | 1730 |  | Stryker Australia Pty Ltd | Stryker Plating System | Stryker locked plating system | 16-17 Hole | 119848 | February 2012 |  | Expanded from SK381
06 - Specialist Orthopaedic | 06.03 - SKELETAL RECONSTRUCTION | 06.03.03 - Plates | 06.03.03.21 - Periarticular anatomic - Humerus ≥ 16 holes | VAL | SY755 | 1730 |  | Johnson & Johnson Medical Pty Ltd | AO/ASIF Plates | Anatomical Locking Humerus Plate | ≥ 16 holes | 157069 | February 2013 |  | Expanded from SY674
06 - Specialist Orthopaedic | 06.03 - SKELETAL RECONSTRUCTION | 06.03.03 - Plates | 06.03.03.21 - Periarticular anatomic - Humerus ≥ 16 holes | VAL | TN012 | 1730 |  | Newclip Technics Australia Pty Ltd | Newclip Disal Humerus Plates - Perarticular 16+ holes | Plates for the fixation of fractures of the elbow | ≥ 16 holes | 260232 | February 2016 |  | Duplicated from LM190
06 - Specialist Orthopaedic | 06.03 - SKELETAL RECONSTRUCTION | 06.03.03 - Plates | 06.03.03.21 - Periarticular anatomic - Humerus ≥ 16 holes | VAL | WR226 | 1730 |  | Wright Medical Australia | Evolve Ortholco EPS System - Distal Humerus | Stainless Steel, Polyaxial Locking Plate, Straight, Coronal, Medial, Lateral, Posterolateral | Right & left, 2.7 & 3.5mm | 198485 | February 2013 |  | Changed Suffix, Benefit.
06 - Specialist Orthopaedic | 06.03 - SKELETAL RECONSTRUCTION | 06.03.03 - Plates | 06.03.03.21 - Periarticular anatomic - Humerus ≥ 16 holes | VAL | ZI745 | 1730 |  | Zimmer Biomet Pty Ltd | NCB Polyaxial Locking Plate System | NCB Variable Angle Locking Plate - Humerus - Ti Alloy | 17 Holes | 100337, 100349 | February 2012 |  | Expanded from ZI471
06 - Specialist Orthopaedic | 06.03 - SKELETAL RECONSTRUCTION | 06.03.03 - Plates | 06.03.03.22 - Periarticular anatomic - Radius ≤ 6 holes |  | DE437 | 915 |  | Device Technologies Australia Pty Ltd | PEEK Distal Radius Plate | Peek Plate for Fracture Fixation | 3-5 Hole Plate (Left & right side specific) | 140710 | February 2014 |  | New Listing
06 - Specialist Orthopaedic | 06.03 - SKELETAL RECONSTRUCTION | 06.03.03 - Plates | 06.03.03.22 - Periarticular anatomic - Radius ≤ 6 holes |  | LM033 | 915 |  | LMT Surgical Pty Ltd | Trimed Wrist Fixation System, Volar Peg Plate | Stainless Steel | Volar Peg Plate 3-hole, Right & Left, 4 and 5 Peg; Volar Peg Plate 5-hole, Right & Left, 4 and 5 Peg | 182677 | February 2012 |  | Changed Product Group, Product Sub Group, Benefit.
06 - Specialist Orthopaedic | 06.03 - SKELETAL RECONSTRUCTION | 06.03.03 - Plates | 06.03.03.22 - Periarticular anatomic - Radius ≤ 6 holes |  | LM117 | 915 |  | LMT Surgical Pty Ltd | TriMed Radial Column Plates | Radial Column Plate | 3 & 5 hole | 182677 | February 2012 |  | Expanded from LM002
06 - Specialist Orthopaedic | 06.03 - SKELETAL RECONSTRUCTION | 06.03.03 - Plates | 06.03.03.22 - Periarticular anatomic - Radius ≤ 6 holes |  | LM119 | 915 |  | LMT Surgical Pty Ltd | TriMed Ulna Column Plates | Ulna Column Plate | 3 & 5 hole | 182677 | August 2015 |  | Changed Product Sub Group.
06 - Specialist Orthopaedic | 06.03 - SKELETAL RECONSTRUCTION | 06.03.03 - Plates | 06.03.03.22 - Periarticular anatomic - Radius ≤ 6 holes |  | SK590 | 915 |  | Stryker Australia Pty Ltd | SCS Distal Radius Plate System | Left and Right, Tined | Small and Large 3 hole | 141005 | August 2015 |  | Transferred from AE205
06 - Specialist Orthopaedic | 06.03 - SKELETAL RECONSTRUCTION | 06.03.03 - Plates | 06.03.03.22 - Periarticular anatomic - Radius ≤ 6 holes |  | SK609 | 915 |  | Stryker Australia Pty Ltd | rHead Plating System | Comprehensive plating system: four plate designs; locking & non-locking screw options | Neck Plate: neck width - 15 or 18mm, plate width - 6mm, length - 23 or 29mm. Rim Plate: neck width 13.6 or 16.8mm, plate width 6mm, length 29.75 or 35.75mm. Bone Screws: diameter - 2.4 or 2.7mm; length - 8mm - 28mm. | 238713 | August 2015 |  | Transferred from AE224
06 - Specialist Orthopaedic | 06.03 - SKELETAL RECONSTRUCTION | 06.03.03 - Plates | 06.03.03.22 - Periarticular anatomic - Radius ≤ 6 holes |  | TO119 | 915 |  | Tornier Pty Ltd | NexFix MTP Fusion System | A bendable stainless steel bone plate and screw system with unique low profile locking screw option. Indicated for use in primary MTP fusion | Left 2 + 3; Right 2 + 3 | 147747 | February 2014 |  | Transferred from OE008
06 - Specialist Orthopaedic | 06.03 - SKELETAL RECONSTRUCTION | 06.03.03 - Plates | 06.03.03.22 - Periarticular anatomic - Radius ≤ 6 holes | LK | LM211 | 1185 |  | LMT Surgical Pty Ltd | Trimed Volar & Dorsal Hook Plate | Wrist Fixation System - Volar & Dorsal Hook Plates | ≤ 6 holes | 182677 | August 2017 |  | Changed Size.
06 - Specialist Orthopaedic | 06.03 - SKELETAL RECONSTRUCTION | 06.03.03 - Plates | 06.03.03.22 - Periarticular anatomic - Radius ≤ 6 holes | LK | MO194 | 1185 |  | Medical & Optical Instruments Australia Pty Ltd | Acumed Congruent Plate System | Elbow plate titanium, locking radial head | Locking radial head, 3 hole std curve 31mm, 5 hole std curve 46mm, 3 hole curve 31mm, 5 hole curve 46mm | 126428 | February 2012 |  | Changed Product Group, Product Sub Group, Suffix, Benefit.
06 - Specialist Orthopaedic | 06.03 - SKELETAL RECONSTRUCTION | 06.03.03 - Plates | 06.03.03.22 - Periarticular anatomic - Radius ≤ 6 holes | LK | MO362 | 1185 |  | Medical & Optical Instruments Australia Pty Ltd | Anatomic Midshaft Forearm Plates | Internal Fixation Plate Anatomic Forearm, Radius | ≤6 holes | 99824 | February 2012 |  | Expanded from MO279
06 - Specialist Orthopaedic | 06.03 - SKELETAL RECONSTRUCTION | 06.03.03 - Plates | 06.03.03.22 - Periarticular anatomic - Radius ≤ 6 holes | LK | MO366 | 1185 |  | Medical & Optical Instruments Australia Pty Ltd | Acu-Loc Distal Radius Plating System | Volar, Dorsal, Distal Ulna, Standard, Long, Extra long, wide, narrow, left, right, extra-articular plates | Radius ≤6 holes` | 99824 | February 2012 |  | Expanded from MO257
06 - Specialist Orthopaedic | 06.03 - SKELETAL RECONSTRUCTION | 06.03.03 - Plates | 06.03.03.22 - Periarticular anatomic - Radius ≤ 6 holes | LK | SN920 | 1185 |  | Smith & Nephew Pty Ltd | Peri-Loc | Radius Plates | ≤6 holes | 108428 | February 2012 |  | Expanded from SN831
06 - Specialist Orthopaedic | 06.03 - SKELETAL RECONSTRUCTION | 06.03.03 - Plates | 06.03.03.22 - Periarticular anatomic - Radius ≤ 6 holes | LK | SY675 | 1185 |  | Johnson & Johnson Medical Pty Ltd | AO/ASIF Plates | Locking Distal Radius; Ulna Column Plate System | ≤ 6 holes | 157069 | August 2012 |  | Changed Description, Size.
06 - Specialist Orthopaedic | 06.03 - SKELETAL RECONSTRUCTION | 06.03.03 - Plates | 06.03.03.22 - Periarticular anatomic - Radius ≤ 6 holes | VAL | BH291 | 1515 |  | Zimmer Biomet Pty Ltd | Distal Radius Plating System | Radial and Ulna Plates | ≤6 holes | 209306 | August 2016 |  | Changed Product Name, Description, Size.
06 - Specialist Orthopaedic | 06.03 - SKELETAL RECONSTRUCTION | 06.03.03 - Plates | 06.03.03.22 - Periarticular anatomic - Radius ≤ 6 holes | VAL | DE470 | 1515 |  | Device Technologies Australia Pty Ltd | Titanium Volar Distal Radius Plating System | Fixation Plate for Distal Radius Fractures | 6 holes or less | 140686 | February 2016 |  | New Listing
06 - Specialist Orthopaedic | 06.03 - SKELETAL RECONSTRUCTION | 06.03.03 - Plates | 06.03.03.22 - Periarticular anatomic - Radius ≤ 6 holes | VAL | DE563 | 1515 |  | Device Technologies Australia Pty Ltd | Volar Hook PLate | Plate for Fracture Fixation | 4 Holes 6 Holes | 284416 | August 2017 |  | New Listing
06 - Specialist Orthopaedic | 06.03 - SKELETAL RECONSTRUCTION | 06.03.03 - Plates | 06.03.03.22 - Periarticular anatomic - Radius ≤ 6 holes | VAL | DZ003 | 1515 |  | AUSTRALIAN ORTHOPAEDIC FIXATIONS PTY LTD | Valens Shoulder and Elbow - Elbow | Locking Compression Plate Proximal Radius | 1-6 Holes | 276915 | February 2017 |  | New Listing
06 - Specialist Orthopaedic | 06.03 - SKELETAL RECONSTRUCTION | 06.03.03 - Plates | 06.03.03.22 - Periarticular anatomic - Radius ≤ 6 holes | VAL | EO067 | 1515 |  | Medartis | Aptus Wrist | 2.5 TriLock Distal Radius Small Fragment Plates | 2.5mm diameter system | 141170 | February 2012 |  | Expanded from EO009
06 - Specialist Orthopaedic | 06.03 - SKELETAL RECONSTRUCTION | 06.03.03 - Plates | 06.03.03.22 - Periarticular anatomic - Radius ≤ 6 holes | VAL | LM140 | 1515 |  | LMT Surgical Pty Ltd | TriMed Wrist Fixation System | TriMed Volar Bearing Plate | 3 and 5 hole | 182677 | February 2012 |  | Expanded from LM037
06 - Specialist Orthopaedic | 06.03 - SKELETAL RECONSTRUCTION | 06.03.03 - Plates | 06.03.03.22 - Periarticular anatomic - Radius ≤ 6 holes | VAL | LM321 | 1515 |  | LMT Surgical Pty Ltd | GEMINUS Volar Distal Radius Plates | Fixation Plate for Distal Radius Fractures | 3 and 4 hole | 278692 | February 2017 |  | New Listing
06 - Specialist Orthopaedic | 06.03 - SKELETAL RECONSTRUCTION | 06.03.03 - Plates | 06.03.03.22 - Periarticular anatomic - Radius ≤ 6 holes | VAL | OH472 | 1515 |  | Orthotech Pty Ltd | IXOS Radius Plating System | Straight/L plate R&L | 7.5-15mm x 43-52mm | 217001 | February 2014 |  | New Listing
06 - Specialist Orthopaedic | 06.03 - SKELETAL RECONSTRUCTION | 06.03.03 - Plates | 06.03.03.22 - Periarticular anatomic - Radius ≤ 6 holes | VAL | SK571 | 1515 |  | Stryker Australia Pty Ltd | Universal Distal Radius System | SMARTLock Column Locking Plates | 4-6 Hole | 124319 | August 2012 |  | Changed Suffix, Benefit.
06 - Specialist Orthopaedic | 06.03 - SKELETAL RECONSTRUCTION | 06.03.03 - Plates | 06.03.03.22 - Periarticular anatomic - Radius ≤ 6 holes | VAL | SL075 | 1515 |  | Smith & Nephew Pty Ltd | VLP | Distal Radius Plates | ≤ 6 holes | 108428 | August 2017 |  | New Listing
06 - Specialist Orthopaedic | 06.03 - SKELETAL RECONSTRUCTION | 06.03.03 - Plates | 06.03.03.22 - Periarticular anatomic - Radius ≤ 6 holes | VAL | SY676 | 1515 |  | Johnson & Johnson Medical Pty Ltd | AO/ASIF Plates | Locking Distal Radius Ulna Column Plate System | ≤ 6 holes | 157069 | February 2016 |  | Changed Size.
06 - Specialist Orthopaedic | 06.03 - SKELETAL RECONSTRUCTION | 06.03.03 - Plates | 06.03.03.22 - Periarticular anatomic - Radius ≤ 6 holes | VAL | TN021 | 1515 |  | Newclip Technics Australia Pty Ltd | NewClip Radius Plate | Radius Plates | ≤ 6 holes | 260229, 260232 | August 2017 |  | Changed Product Name, Description, Size.
06 - Specialist Orthopaedic | 06.03 - SKELETAL RECONSTRUCTION | 06.03.03 - Plates | 06.03.03.22 - Periarticular anatomic - Radius ≤ 6 holes | VAL | ZI898 | 1515 |  | Zimmer Biomet Pty Ltd | Zimmer® Distal Radius Plating System | Distal Radius Plates | ≤6 holes | 112735 | February 2015 |  | New Listing
06 - Specialist Orthopaedic | 06.03 - SKELETAL RECONSTRUCTION | 06.03.03 - Plates | 06.03.03.23 - Periarticular anatomic - Radius ≥ 7 to ≤ 15 holes |  | BH252 | 915 |  | Zimmer Biomet Pty Ltd | Small/Large Fragment Set | Radial Titanium Plate | 7 to 15 holes | 97981 | February 2013 |  | Transferred from DY571
06 - Specialist Orthopaedic | 06.03 - SKELETAL RECONSTRUCTION | 06.03.03 - Plates | 06.03.03.23 - Periarticular anatomic - Radius ≥ 7 to ≤ 15 holes |  | DE438 | 915 |  | Device Technologies Australia Pty Ltd | PEEK Distal Radius Plate | Peek Plate for Fracture Fixation | 7 Hole Plate (left & right side specific) | 140710 | February 2014 |  | New Listing
06 - Specialist Orthopaedic | 06.03 - SKELETAL RECONSTRUCTION | 06.03.03 - Plates | 06.03.03.23 - Periarticular anatomic - Radius ≥ 7 to ≤ 15 holes |  | LM118 | 915 |  | LMT Surgical Pty Ltd | TriMed Radial Column Plates | Radial Column Plate | 7 hole | 182677 | August 2017 |  | Changed Product Sub Group, Benefit.
06 - Specialist Orthopaedic | 06.03 - SKELETAL RECONSTRUCTION | 06.03.03 - Plates | 06.03.03.23 - Periarticular anatomic - Radius ≥ 7 to ≤ 15 holes |  | LM120 | 915 |  | LMT Surgical Pty Ltd | TriMed Ulna Column Plates | Ulna Column Plate | 7 hole | 182677 | August 2015 |  | Changed Product Sub Group.
06 - Specialist Orthopaedic | 06.03 - SKELETAL RECONSTRUCTION | 06.03.03 - Plates | 06.03.03.23 - Periarticular anatomic - Radius ≥ 7 to ≤ 15 holes | LK | DZ009 | 1185 |  | AUSTRALIAN ORTHOPAEDIC FIXATIONS PTY LTD | VRP Distal Radius Fixation System Volar Distal Radius Plate - Standard | Volar Distal Radius Plate - Standard | Standard, 3 and 4 hole, left and right | 149433 | February 2017 |  | Transferred from AX041
06 - Specialist Orthopaedic | 06.03 - SKELETAL RECONSTRUCTION | 06.03.03 - Plates | 06.03.03.23 - Periarticular anatomic - Radius ≥ 7 to ≤ 15 holes | LK | LM212 | 1185 |  | LMT Surgical Pty Ltd | Trimed Volar & Dorsal Hook Plate | Wrist Fixation System - Volar & Dorsal Hook Plate | ≥ 7 to ≤ 15 holes | 182677 | August 2017 |  | Changed Size.
06 - Specialist Orthopaedic | 06.03 - SKELETAL RECONSTRUCTION | 06.03.03 - Plates | 06.03.03.23 - Periarticular anatomic - Radius ≥ 7 to ≤ 15 holes | LK | LM318 | 1185 |  | LMT Surgical Pty Ltd | PROTEAN Plate | Plate | One size | 278692 | February 2017 |  | New Listing
06 - Specialist Orthopaedic | 06.03 - SKELETAL RECONSTRUCTION | 06.03.03 - Plates | 06.03.03.23 - Periarticular anatomic - Radius ≥ 7 to ≤ 15 holes | LK | MO363 | 1185 |  | Medical & Optical Instruments Australia Pty Ltd | Anatomic Midshaft Forearm Plates | Internal Fixation Plate Anatomic Forearm, Radius | ≥7 to ≤15 holes | 99824 | February 2012 |  | Expanded from MO279
06 - Specialist Orthopaedic | 06.03 - SKELETAL RECONSTRUCTION | 06.03.03 - Plates | 06.03.03.23 - Periarticular anatomic - Radius ≥ 7 to ≤ 15 holes | LK | MO406 | 1185 |  | Medical & Optical Instruments Australia Pty Ltd | Acu-Loc Distal Radius Plating System | Volar, Dorsal, Distal Ulna, Standard, Long, Extra long, wide, narrow, left, right, extra-articular plates | >7 - >15 | 99824 | August 2013 |  | Expanded from MO365
06 - Specialist Orthopaedic | 06.03 - SKELETAL RECONSTRUCTION | 06.03.03 - Plates | 06.03.03.23 - Periarticular anatomic - Radius ≥ 7 to ≤ 15 holes | LK | SN921 | 1185 |  | Smith & Nephew Pty Ltd | Peri-Loc | Radius Plates | ≥7 to ≤15 holes | 108428 | February 2012 |  | Expanded from SN831
06 - Specialist Orthopaedic | 06.03 - SKELETAL RECONSTRUCTION | 06.03.03 - Plates | 06.03.03.23 - Periarticular anatomic - Radius ≥ 7 to ≤ 15 holes | LK | SY677 | 1185 |  | Johnson & Johnson Medical Pty Ltd | AO/ASIF Plates | Anatomical Locking Radial Plates | 7-15 holes | 157069 | August 2012 |  | Changed Description, Size.
06 - Specialist Orthopaedic | 06.03 - SKELETAL RECONSTRUCTION | 06.03.03 - Plates | 06.03.03.23 - Periarticular anatomic - Radius ≥ 7 to ≤ 15 holes | LK | TO097 | 1185 |  | Tornier Pty Ltd | MaxLock Extreme System - DRLock Extreme Distal Radius Plate | Distal radius variable angle locking plate, Titanium | Short, Short Narrow, Standard, Standard Narrow, Right and Left | 214671 | February 2014 |  | New Listing
06 - Specialist Orthopaedic | 06.03 - SKELETAL RECONSTRUCTION | 06.03.03 - Plates | 06.03.03.23 - Periarticular anatomic - Radius ≥ 7 to ≤ 15 holes | LK | WR048 | 1185 |  | Wright Medical Australia | Evolve Radial Head Plate | Evolve Radial Plate System Stainless Steel | 32mm x 20-26mm in 2mm increments, 7 & 8 hole | 198485 | February 2012 |  | Changed Size, Product Group, Product Sub Group, Suffix, Benefit.
06 - Specialist Orthopaedic | 06.03 - SKELETAL RECONSTRUCTION | 06.03.03 - Plates | 06.03.03.23 - Periarticular anatomic - Radius ≥ 7 to ≤ 15 holes | VAL | BH253 | 1515 |  | Zimmer Biomet Pty Ltd | Distal Radius Plating System | DVR titanium radius plates | 7 to 15 holes | 209306 | August 2016 |  | Changed Product Name.
06 - Specialist Orthopaedic | 06.03 - SKELETAL RECONSTRUCTION | 06.03.03 - Plates | 06.03.03.23 - Periarticular anatomic - Radius ≥ 7 to ≤ 15 holes | VAL | BH256 | 1515 |  | Zimmer Biomet Pty Ltd | Distal Radius Fracture Repair System | Fragment locking plate, titanium | Right, left, straight, Y | 97981 | February 2013 |  | Transferred from JJ621
06 - Specialist Orthopaedic | 06.03 - SKELETAL RECONSTRUCTION | 06.03.03 - Plates | 06.03.03.23 - Periarticular anatomic - Radius ≥ 7 to ≤ 15 holes | VAL | BH352 | 1515 |  | Zimmer Biomet Pty Ltd | DVR EPAK | Sterile Distal Radius Fracture Procedure Pack | Wide, Long, Extra Long, Extra Extra Long | 210295 | February 2015 |  | Changed Suffix, Benefit.
06 - Specialist Orthopaedic | 06.03 - SKELETAL RECONSTRUCTION | 06.03.03 - Plates | 06.03.03.23 - Periarticular anatomic - Radius ≥ 7 to ≤ 15 holes | VAL | DE471 | 1515 |  | Device Technologies Australia Pty Ltd | Titanium Volar Radius Plating System | Fixation Plate for Distal Radius Fractures | 7- 15 holes | 140686 | February 2016 |  | New Listing
06 - Specialist Orthopaedic | 06.03 - SKELETAL RECONSTRUCTION | 06.03.03 - Plates | 06.03.03.23 - Periarticular anatomic - Radius ≥ 7 to ≤ 15 holes | VAL | DZ022 | 1515 |  | AUSTRALIAN ORTHOPAEDIC FIXATIONS PTY LTD | VRP Distal Radius Fixation System | Volar Distal Radius Plate | Standard, wide, narrow, long, short - left, right and universal | 149433 | August 2017 |  | Changed Size.
06 - Specialist Orthopaedic | 06.03 - SKELETAL RECONSTRUCTION | 06.03.03 - Plates | 06.03.03.23 - Periarticular anatomic - Radius ≥ 7 to ≤ 15 holes | VAL | EO068 | 1515 |  | Medartis | APTUS Wrist | 2.5 TriLock Distal Radius Plates, Adaptive, Volar, Dorsal, Correction, Extra-articular | 2.5mm diameter system | 141170 | February 2012 |  | Expanded from EO009
06 - Specialist Orthopaedic | 06.03 - SKELETAL RECONSTRUCTION | 06.03.03 - Plates | 06.03.03.23 - Periarticular anatomic - Radius ≥ 7 to ≤ 15 holes | VAL | JD005 | 1515 |  | JOI ORTHOPAEDICS PTY LTD | CarboFix Piccolo Distal Radius Plate System – Plate component | CFR-PEEK distal volar radius plate | Right 52mm, 60mm, 90mm Left 52mm, 60mm, 90mm Narrow Right 50mm, 58mm Narrow Left 50mm, 58mm | 222648 | August 2017 |  | Transferred from AE254
06 - Specialist Orthopaedic | 06.03 - SKELETAL RECONSTRUCTION | 06.03.03 - Plates | 06.03.03.23 - Periarticular anatomic - Radius ≥ 7 to ≤ 15 holes | VAL | LM057 | 1515 |  | LMT Surgical Pty Ltd | Ascension Radial Head Locking Plate and Screws | Titanium pre-formed anatomical radial head plate | small and large | 118638 | February 2012 |  | Changed Product Group, Product Sub Group, Suffix, Benefit.
06 - Specialist Orthopaedic | 06.03 - SKELETAL RECONSTRUCTION | 06.03.03 - Plates | 06.03.03.23 - Periarticular anatomic - Radius ≥ 7 to ≤ 15 holes | VAL | LM141 | 1515 |  | LMT Surgical Pty Ltd | TriMed Wrist Fixation System | TriMed Volar Bearing Plate | 7,9 and 11 Hole | 182677 | February 2012 |  | Expanded from LM037
06 - Specialist Orthopaedic | 06.03 - SKELETAL RECONSTRUCTION | 06.03.03 - Plates | 06.03.03.23 - Periarticular anatomic - Radius ≥ 7 to ≤ 15 holes | VAL | LM322 | 1515 |  | LMT Surgical Pty Ltd | GEMINUS Volar Plating System | Plates | 7 hole, Long (207mm) and Short (160mm) | 278692 | August 2017 |  | Changed Product Name, Description, Size.
06 - Specialist Orthopaedic | 06.03 - SKELETAL RECONSTRUCTION | 06.03.03 - Plates | 06.03.03.23 - Periarticular anatomic - Radius ≥ 7 to ≤ 15 holes | VAL | MO407 | 1515 |  | Medical & Optical Instruments Australia Pty Ltd | Acu-Loc Distal Radius Plating System | Volar, Dorsal, Distal Ulna, Standard, Long, Extra long, wide, narrow, left, right, extra articular plates | ≥ 7 to ≤ 15 | 99824 | August 2013 |  | Expanded from MO365
06 - Specialist Orthopaedic | 06.03 - SKELETAL RECONSTRUCTION | 06.03.03 - Plates | 06.03.03.23 - Periarticular anatomic - Radius ≥ 7 to ≤ 15 holes | VAL | OH470 | 1515 |  | Orthotech Pty Ltd | IXOS Radius Plating System | Titanium Radial Plates | 23-27mm x 43-71mm - >7 to <15 Holes | 217001 | August 2016 |  | Changed Description, Size, Product Sub Group, Benefit.
06 - Specialist Orthopaedic | 06.03 - SKELETAL RECONSTRUCTION | 06.03.03 - Plates | 06.03.03.23 - Periarticular anatomic - Radius ≥ 7 to ≤ 15 holes | VAL | SK572 | 1515 |  | Stryker Australia Pty Ltd | Universal Distal Radius System | SMARTLock Column Locking Plates | 7 hole | 124319 | August 2012 |  | Changed Suffix, Benefit.
06 - Specialist Orthopaedic | 06.03 - SKELETAL RECONSTRUCTION | 06.03.03 - Plates | 06.03.03.23 - Periarticular anatomic - Radius ≥ 7 to ≤ 15 holes | VAL | SK573 | 1515 |  | Stryker Australia Pty Ltd | Universal Distal Radius System | Universal SMARTLock Locking plates | 9-15 Hole | 124319 | August 2012 |  | Changed Suffix, Benefit.
06 - Specialist Orthopaedic | 06.03 - SKELETAL RECONSTRUCTION | 06.03.03 - Plates | 06.03.03.23 - Periarticular anatomic - Radius ≥ 7 to ≤ 15 holes | VAL | SK632 | 1515 |  | Stryker Australia Pty Ltd | VariAx Volar plates | Volar Plate Polyaxial Locking | Radius 7-15 holes | 119848 | February 2016 |  | Expanded from SK575
06 - Specialist Orthopaedic | 06.03 - SKELETAL RECONSTRUCTION | 06.03.03 - Plates | 06.03.03.23 - Periarticular anatomic - Radius ≥ 7 to ≤ 15 holes | VAL | SL027 | 1515 |  | Smith & Nephew Pty Ltd | D-RAD SMART PACK | D-RAD SMART PACK Plate Kit | Standard, Wide | 104369, 214894 | February 2014 |  | New Listing
06 - Specialist Orthopaedic | 06.03 - SKELETAL RECONSTRUCTION | 06.03.03 - Plates | 06.03.03.23 - Periarticular anatomic - Radius ≥ 7 to ≤ 15 holes | VAL | SL076 | 1515 |  | Smith & Nephew Pty Ltd | VLP | Distal Radius Plates | ≥ 7 to ≤ 15 holes | 108428 | August 2017 |  | New Listing
06 - Specialist Orthopaedic | 06.03 - SKELETAL RECONSTRUCTION | 06.03.03 - Plates | 06.03.03.23 - Periarticular anatomic - Radius ≥ 7 to ≤ 15 holes | VAL | SY678 | 1515 |  | Johnson & Johnson Medical Pty Ltd | AO/ASIF Plates | Anatomical Variable Angle Locking Radial Plates | 7-15 holes | 157069 | August 2012 |  | Changed Description, Size.
06 - Specialist Orthopaedic | 06.03 - SKELETAL RECONSTRUCTION | 06.03.03 - Plates | 06.03.03.24 - Periarticular anatomic - Radius ≥ 16 holes | LK | MO364 | 1450 |  | Medical & Optical Instruments Australia Pty Ltd | Acumed Acu-Loc Radius Plating system | Volar, Dorsal, Distal Ulna, Standard, Long, Extra long, wide, narrow, left, right, extra-articular plates | ≥16 holes | 99824 | February 2012 |  | Expanded from MO257
06 - Specialist Orthopaedic | 06.03 - SKELETAL RECONSTRUCTION | 06.03.03 - Plates | 06.03.03.24 - Periarticular anatomic - Radius ≥ 16 holes | VAL | SK576 | 1780 |  | Stryker Australia Pty Ltd | VariAx Plate | Volar Plate, Polyaxial Locking | 16-22 Hole | 124319 | February 2012 |  | Expanded from SK454
06 - Specialist Orthopaedic | 06.03 - SKELETAL RECONSTRUCTION | 06.03.03 - Plates | 06.03.03.24 - Periarticular anatomic - Radius ≥ 16 holes | LK | SY679 | 1450 |  | Johnson & Johnson Medical Pty Ltd | AO/ASIF Plates | Anatomical Locking Radial Plates | ≥ 16 Holes | 157069 | August 2012 |  | Changed Description, Size.
06 - Specialist Orthopaedic | 06.03 - SKELETAL RECONSTRUCTION | 06.03.03 - Plates | 06.03.03.24 - Periarticular anatomic - Radius ≥ 16 holes | VAL | BH254 | 1780 |  | Zimmer Biomet Pty Ltd | Distal Radius Fracture Repair System | DVR-A, distal volar radius locking plate, titanium | 16 to 20 holes | 153056 | February 2013 |  | Transferred from JJ619
06 - Specialist Orthopaedic | 06.03 - SKELETAL RECONSTRUCTION | 06.03.03 - Plates | 06.03.03.24 - Periarticular anatomic - Radius ≥ 16 holes | VAL | EO069 | 1780 |  | Medartis | APTUS Wrist | 2.5 TriLock Distal Radius Plates, Volar, Dorsal, Correction | 2.5mm diameter system | 141170 | February 2012 |  | Expanded from EO009
06 - Specialist Orthopaedic | 06.03 - SKELETAL RECONSTRUCTION | 06.03.03 - Plates | 06.03.03.24 - Periarticular anatomic - Radius ≥ 16 holes | VAL | MN201 | 1780 |  | Johnson & Johnson Medical Pty Ltd | AO/ASIF Plates | Anatomical Radial Plates | ≥ 16 Holes | 157069 | February 2017 |  | New Listing
06 - Specialist Orthopaedic | 06.03 - SKELETAL RECONSTRUCTION | 06.03.03 - Plates | 06.03.03.24 - Periarticular anatomic - Radius ≥ 16 holes | VAL | OH471 | 1780 |  | Orthotech Pty Ltd | IXOS Radius Plating System | Titanium Radial Plates | 23mm - 32mm x 60mm - 95mm | 217001 | August 2016 |  | Changed Description, Size, Product Sub Group, Benefit.
06 - Specialist Orthopaedic | 06.03 - SKELETAL RECONSTRUCTION | 06.03.03 - Plates | 06.03.03.24 - Periarticular anatomic - Radius ≥ 16 holes | VAL | SK574 | 1780 |  | Stryker Australia Pty Ltd | Universal Distal Radius System | Universal SMARTLock Locking Plates | 17 Hole | 124319 | August 2012 |  | Changed Suffix, Benefit.
06 - Specialist Orthopaedic | 06.03 - SKELETAL RECONSTRUCTION | 06.03.03 - Plates | 06.03.03.25 - Periarticular anatomic - Ulna ≤ 6 holes |  | MO349 | 915 |  | Medical & Optical Instruments Australia Pty Ltd | Acumed Tap Loc Elbow plates | Variable angle locking plates | ≤6 holes Coronoid | 99824 | February 2012 |  | Expanded from MO272
06 - Specialist Orthopaedic | 06.03 - SKELETAL RECONSTRUCTION | 06.03.03 - Plates | 06.03.03.25 - Periarticular anatomic - Ulna ≤ 6 holes |  | ZI760 | 915 |  | Zimmer Biomet Pty Ltd | Zimmer Periarticular Plates | 3.5mm Periarticular Plates - Ulna | 2 - 6 holes Left & Right | 112735 | February 2012 |  | Expanded from ZI243
06 - Specialist Orthopaedic | 06.03 - SKELETAL RECONSTRUCTION | 06.03.03 - Plates | 06.03.03.25 - Periarticular anatomic - Ulna ≤ 6 holes | LK | MO361 | 1185 |  | Medical & Optical Instruments Australia Pty Ltd | Anatomic Midshaft Forearm Plates | Internal Fixation Plate Anatomic Forearm, Ulna | ≤6 holes | 99824 | February 2012 |  | Expanded from MO279
06 - Specialist Orthopaedic | 06.03 - SKELETAL RECONSTRUCTION | 06.03.03 - Plates | 06.03.03.25 - Periarticular anatomic - Ulna ≤ 6 holes | LK | SN918 | 1185 |  | Smith & Nephew Pty Ltd | Peri-Loc | Olecranon Plates | ≤6 holes | 108428 | February 2012 |  | Expanded from SN831
06 - Specialist Orthopaedic | 06.03 - SKELETAL RECONSTRUCTION | 06.03.03 - Plates | 06.03.03.25 - Periarticular anatomic - Ulna ≤ 6 holes | LK | SY743 | 1185 |  | Johnson & Johnson Medical Pty Ltd | AO/ASIF Plates | Anatomic Locking Ulna Plates | ≤6 Holes | 157069 | August 2012 |  | Expanded from SY283
06 - Specialist Orthopaedic | 06.03 - SKELETAL RECONSTRUCTION | 06.03.03 - Plates | 06.03.03.25 - Periarticular anatomic - Ulna ≤ 6 holes | LK | ZI842 | 1185 |  | Zimmer Biomet Pty Ltd | Zimmer Periarticular Locking Plates | 2.7mm Periarticular Locking Plates - Ulna | 2 - 6 Holes Left and Right | 112735 | February 2012 |  | Expanded from ZI331
06 - Specialist Orthopaedic | 06.03 - SKELETAL RECONSTRUCTION | 06.03.03 - Plates | 06.03.03.25 - Periarticular anatomic - Ulna ≤ 6 holes | VAL | BH292 | 1515 |  | Zimmer Biomet Pty Ltd | ALPS Elbow System | Ulna Titanium Plates | Small – Large, 3 to 6 holes | 153056 | February 2013 |  | Transferred from JJ866
06 - Specialist Orthopaedic | 06.03 - SKELETAL RECONSTRUCTION | 06.03.03 - Plates | 06.03.03.25 - Periarticular anatomic - Ulna ≤ 6 holes | VAL | EO059 | 1515 |  | Medartis | Aptus Elbow | Olecranon Tension Plate | Ulna < 6 holes | 141170 | February 2012 |  | New Listing
06 - Specialist Orthopaedic | 06.03 - SKELETAL RECONSTRUCTION | 06.03.03 - Plates | 06.03.03.26 - Periarticular anatomic - Ulna ≥ 7 to ≤ 15 holes |  | ZI761 | 915 |  | Zimmer Biomet Pty Ltd | Zimmer Periarticular Plates | 3.5mm Periarticular Plates - Ulna | 7 - 15 holes Left & Right | 112735 | February 2012 |  | Expanded from ZI243
06 - Specialist Orthopaedic | 06.03 - SKELETAL RECONSTRUCTION | 06.03.03 - Plates | 06.03.03.26 - Periarticular anatomic - Ulna ≥ 7 to ≤ 15 holes | LK | MO360 | 1185 |  | Medical & Optical Instruments Australia Pty Ltd | Anatomic Midshaft Forearm Plates | Internal Fixation Plate Anatomic Forearm, Ulna | ≥7 to ≤15 holes | 99824 | February 2012 |  | Expanded from MO279
06 - Specialist Orthopaedic | 06.03 - SKELETAL RECONSTRUCTION | 06.03.03 - Plates | 06.03.03.26 - Periarticular anatomic - Ulna ≥ 7 to ≤ 15 holes | LK | SN919 | 1185 |  | Smith & Nephew Pty Ltd | Peri-Loc | Olecranon Plates | ≥7 to ≤15 holes | 108428 | February 2012 |  | Expanded from SN831
06 - Specialist Orthopaedic | 06.03 - SKELETAL RECONSTRUCTION | 06.03.03 - Plates | 06.03.03.26 - Periarticular anatomic - Ulna ≥ 7 to ≤ 15 holes | LK | SY767 | 1185 |  | Johnson & Johnson Medical Pty Ltd | AO/ASIF Plates | Locking Periarticular Ulna Plates | ≥7 to ≤15 holes | 157069 | February 2013 |  | Expanded from SY741
06 - Specialist Orthopaedic | 06.03 - SKELETAL RECONSTRUCTION | 06.03.03 - Plates | 06.03.03.26 - Periarticular anatomic - Ulna ≥ 7 to ≤ 15 holes | LK | WR221 | 1185 |  | Wright Medical Australia | Evolve Ortholoc EPS System - Olecranon Plate | Stainless Steel, Polyaxial Locking Plate, Olecranon, Right & Left | Right & Left, 2.7 & 3.5mm, 9-16 holes | 198485 | February 2012 |  | Changed Product Group, Product Sub Group, Suffix, Benefit.
06 - Specialist Orthopaedic | 06.03 - SKELETAL RECONSTRUCTION | 06.03.03 - Plates | 06.03.03.26 - Periarticular anatomic - Ulna ≥ 7 to ≤ 15 holes | LK | ZI843 | 1185 |  | Zimmer Biomet Pty Ltd | Zimmer Periarticular Locking Plates | 2.7mm Periarticular Locking Plates - Ulna | 7 - 15 holes Left & Right | 112735 | February 2012 |  | Expanded from ZI331
06 - Specialist Orthopaedic | 06.03 - SKELETAL RECONSTRUCTION | 06.03.03 - Plates | 06.03.03.26 - Periarticular anatomic - Ulna ≥ 7 to ≤ 15 holes | VAL | BH293 | 1515 |  | Zimmer Biomet Pty Ltd | ALPS Elbow System | Ulna Titanium Plates | Small – Large, 7 to 15 holes | 153056 | February 2013 |  | Transferred from JJ867
06 - Specialist Orthopaedic | 06.03 - SKELETAL RECONSTRUCTION | 06.03.03 - Plates | 06.03.03.26 - Periarticular anatomic - Ulna ≥ 7 to ≤ 15 holes | VAL | DZ004 | 1515 |  | AUSTRALIAN ORTHOPAEDIC FIXATIONS PTY LTD | Valens Shoulder and Elbow - Elbow | Ulna Hook Locking Compression Plate | 7 Holes | 276915 | February 2017 |  | New Listing
06 - Specialist Orthopaedic | 06.03 - SKELETAL RECONSTRUCTION | 06.03.03 - Plates | 06.03.03.26 - Periarticular anatomic - Ulna ≥ 7 to ≤ 15 holes | VAL | EO063 | 1515 |  | Medartis | Aptus Elbow | Olecranon Plates Right, Left, Straight and Tension | > 7 to < 15 holes | 141170 | February 2012 |  | New Listing
06 - Specialist Orthopaedic | 06.03 - SKELETAL RECONSTRUCTION | 06.03.03 - Plates | 06.03.03.26 - Periarticular anatomic - Ulna ≥ 7 to ≤ 15 holes | VAL | EO070 | 1515 |  | Medartis | APTUS Wrist | 2.5 TriLock Y Plate | 2.5mm diameter system | 141170 | February 2012 |  | Expanded from EO009
06 - Specialist Orthopaedic | 06.03 - SKELETAL RECONSTRUCTION | 06.03.03 - Plates | 06.03.03.26 - Periarticular anatomic - Ulna ≥ 7 to ≤ 15 holes | VAL | MO350 | 1515 |  | Medical & Optical Instruments Australia Pty Ltd | Acumed Tap Loc Elbow plates | Variable angle locking plate system | ≥7 to ≤15 holes Olecranon | 099824 | February 2012 |  | Expanded from MO272
06 - Specialist Orthopaedic | 06.03 - SKELETAL RECONSTRUCTION | 06.03.03 - Plates | 06.03.03.26 - Periarticular anatomic - Ulna ≥ 7 to ≤ 15 holes | VAL | SK499 | 1515 |  | Stryker Australia Pty Ltd | Stryker Locking Plate system | Variable angle locking plate for olecranon fractures | 7-15 Hole | 119848 | February 2012 |  | Changed Size, Product Group, Product Sub Group, Suffix, Benefit.
06 - Specialist Orthopaedic | 06.03 - SKELETAL RECONSTRUCTION | 06.03.03 - Plates | 06.03.03.26 - Periarticular anatomic - Ulna ≥ 7 to ≤ 15 holes | VAL | SY766 | 1515 |  | Johnson & Johnson Medical Pty Ltd | AO/ASIF Plates | Variable Angle Locking Perarticular Ulna Plates | ≥7 to ≤15 holes | 157069 | February 2013 |  | Expanded from SY741
06 - Specialist Orthopaedic | 06.03 - SKELETAL RECONSTRUCTION | 06.03.03 - Plates | 06.03.03.26 - Periarticular anatomic - Ulna ≥ 7 to ≤ 15 holes | VAL | TN010 | 1515 |  | Newclip Technics Australia Pty Ltd | Newclip Plating System | Plates for fixation of fractures of the elbow and/or ulna | 7 -15 holes | 260229, 260232 | August 2017 |  | Changed Product Name, Description, Product Sub Group, Benefit.
06 - Specialist Orthopaedic | 06.03 - SKELETAL RECONSTRUCTION | 06.03.03 - Plates | 06.03.03.27 - Periarticular anatomic - Ulna ≥ 16 holes | LK | SY764 | 1220 |  | Johnson & Johnson Medical Pty Ltd | AO/ASIF Plates | Anatomic Locking Ulna Plates | ≥16 holes | 157069 | February 2013 |  | Expanded from SY742
06 - Specialist Orthopaedic | 06.03 - SKELETAL RECONSTRUCTION | 06.03.03 - Plates | 06.03.03.27 - Periarticular anatomic - Ulna ≥ 16 holes | Lk | ZI849 | 1220 |  | Zimmer Biomet Pty Ltd | Zimmer Periarticular Locking Plates | 2.7 mm Periarticular Locking Plates - Fibula | 16 holes left & Right | 112735 | February 2012 |  | Expanded from ZI331
06 - Specialist Orthopaedic | 06.03 - SKELETAL RECONSTRUCTION | 06.03.03 - Plates | 06.03.03.27 - Periarticular anatomic - Ulna ≥ 16 holes | VAL | MO351 | 1550 |  | Medical & Optical Instruments Australia Pty Ltd | Acumed Tap Loc Elbow plates | Variable angle locking plate system | ≥16 holes Olecranon | 099824 | February 2012 |  | Expanded from MO272
06 - Specialist Orthopaedic | 06.03 - SKELETAL RECONSTRUCTION | 06.03.03 - Plates | 06.03.03.27 - Periarticular anatomic - Ulna ≥ 16 holes | VAL | SY765 | 1550 |  | Johnson & Johnson Medical Pty Ltd | AO/ASIF Plates | Anatomic Locking Ulna Plates | ≥16 holes | 157069 | February 2013 |  | Expanded from SY742
06 - Specialist Orthopaedic | 06.03 - SKELETAL RECONSTRUCTION | 06.03.03 - Plates | 06.03.03.29 - Periarticular anatomic - Pelvis ≤ 6 holes |  | SK577 | 800 |  | Stryker Australia Pty Ltd | Stryker Plating System | Matta Pelvic Plates | 2-6 Holes | 139635 | February 2012 |  | Expanded from SK064
06 - Specialist Orthopaedic | 06.03 - SKELETAL RECONSTRUCTION | 06.03.03 - Plates | 06.03.03.29 - Periarticular anatomic - Pelvis ≤ 6 holes |  | SY725 | 800 |  | Johnson & Johnson Medical Pty Ltd | AO/ASIF Plates | Non-Locking Anatomical Pelvic Plates | ≤6 Holes | 157069 | August 2012 |  | Expanded from SY115
06 - Specialist Orthopaedic | 06.03 - SKELETAL RECONSTRUCTION | 06.03.03 - Plates | 06.03.03.29 - Periarticular anatomic - Pelvis ≤ 6 holes | LK | SY623 | 1550 |  | Johnson & Johnson Medical Pty Ltd | AO/ASIF Plates | Anatomical Pelvic Locking Plates | ≤ 6 Holes | 157069 | February 2013 |  | Changed Size.
06 - Specialist Orthopaedic | 06.03 - SKELETAL RECONSTRUCTION | 06.03.03 - Plates | 06.03.03.30 - Periarticular anatomic - Pelvis ≥ 7 to ≤ 15 holes |  | SK578 | 800 |  | Stryker Australia Pty Ltd | Stryker Plating System | Matta Pelvic Plates | 7-15 Holes | 139635 | February 2012 |  | Expanded from SK064
06 - Specialist Orthopaedic | 06.03 - SKELETAL RECONSTRUCTION | 06.03.03 - Plates | 06.03.03.30 - Periarticular anatomic - Pelvis ≥ 7 to ≤ 15 holes |  | ZI753 | 800 |  | Zimmer Biomet Pty Ltd | ZPS-Zimmer Plate & Screw System | 3.5mm Curved Reconstruction Plates | 7 Holes - 15 holes | 112735 | February 2012 |  | Expanded from ZI228
06 - Specialist Orthopaedic | 06.03 - SKELETAL RECONSTRUCTION | 06.03.03 - Plates | 06.03.03.31 - Periarticular anatomic - Pelvis ≥ 16 holes |  | HW532 | 800 |  | Stryker Australia Pty Ltd | Pelvis II Plating System | Quadrilateral Surface Plates | Small/Large | 119660 | August 2014 |  | New Listing
06 - Specialist Orthopaedic | 06.03 - SKELETAL RECONSTRUCTION | 06.03.03 - Plates | 06.03.03.31 - Periarticular anatomic - Pelvis ≥ 16 holes |  | SK579 | 800 |  | Stryker Australia Pty Ltd | Stryker Plating System | ocking Compression Anatomical Shape | 16-22 Hole | 139635 | February 2012 |  | Expanded from SK064
06 - Specialist Orthopaedic | 06.03 - SKELETAL RECONSTRUCTION | 06.03.03 - Plates | 06.03.03.31 - Periarticular anatomic - Pelvis ≥ 16 holes |  | SY719 | 800 |  | Johnson & Johnson Medical Pty Ltd | AO/ASIF Plates | Anatomical Non Locking Pelvic Plates | ≥16 Holes | 157069 | August 2012 |  | Expanded from SY625
06 - Specialist Orthopaedic | 06.03 - SKELETAL RECONSTRUCTION | 06.03.03 - Plates | 06.03.03.31 - Periarticular anatomic - Pelvis ≥ 16 holes | LK | SY720 | 1270 |  | Johnson & Johnson Medical Pty Ltd | AO/ASIF Plates | Anatomical Locking Pelvic Plates | ≥16 holes | 157069 | August 2012 |  | Expanded from SY625
06 - Specialist Orthopaedic | 06.03 - SKELETAL RECONSTRUCTION | 06.03.03 - Plates | 06.03.03.32 - Periarticular anatomic - Femur ≤ 6 holes |  | HW305 | 1200 |  | Stryker Australia Pty Ltd | Dall Miles Cable Grip System - Stainless Steel | Stainless Steel Plate:5 hole - Stainless Steel | 6 inches | 144003, 16231 | February 2012 |  | Changed Product Group, Product Sub Group, Benefit.
06 - Specialist Orthopaedic | 06.03 - SKELETAL RECONSTRUCTION | 06.03.03 - Plates | 06.03.03.32 - Periarticular anatomic - Femur ≤ 6 holes |  | SY682 | 1200 |  | Johnson & Johnson Medical Pty Ltd | AO/ASIF Plates | Anatomic Non-Locking Femur Plates | ≤ 6 holes | 157069 | August 2012 |  | Changed Description, Size.
06 - Specialist Orthopaedic | 06.03 - SKELETAL RECONSTRUCTION | 06.03.03 - Plates | 06.03.03.32 - Periarticular anatomic - Femur ≤ 6 holes | LK | SL079 | 1470 |  | Smith & Nephew Pty Ltd | Conquest FN | Anatomic Locking Femur Plate | ≤ 6 holes | 108428 | August 2017 |  | New Listing
06 - Specialist Orthopaedic | 06.03 - SKELETAL RECONSTRUCTION | 06.03.03 - Plates | 06.03.03.32 - Periarticular anatomic - Femur ≤ 6 holes | LK | SM180 | 1470 |  | Smith & Nephew Pty Ltd | Peri-Loc | Proximal Femur Plates | < 6 holes | 108428 | August 2012 |  | Changed Suffix, Benefit.
06 - Specialist Orthopaedic | 06.03 - SKELETAL RECONSTRUCTION | 06.03.03 - Plates | 06.03.03.32 - Periarticular anatomic - Femur ≤ 6 holes | LK | SN972 | 2214 |  | Smith & Nephew Pty Ltd | Peri-Loc | Distal Femur Plates | ≤6 holes | 108428 | February 2012 |  | Expanded from SN745
06 - Specialist Orthopaedic | 06.03 - SKELETAL RECONSTRUCTION | 06.03.03 - Plates | 06.03.03.32 - Periarticular anatomic - Femur ≤ 6 holes | LK | SQ133 | 1470 |  | Surgical Specialties | PediLoc - Plating System, ≤ 6 Holes, Periarticular Femoral Plates | Periarticular Femoral Plates | 3.5mm-4.5mm, 4-6 Holes | 191586 | August 2017 |  | Expanded from SQ082
06 - Specialist Orthopaedic | 06.03 - SKELETAL RECONSTRUCTION | 06.03.03 - Plates | 06.03.03.32 - Periarticular anatomic - Femur ≤ 6 holes | LK | SY711 | 1470 |  | Johnson & Johnson Medical Pty Ltd | AO/ASIF Plates | Anatomic Locking Femur Plates | ≤6 holes | 157069 | August 2012 |  | Expanded from SY683
06 - Specialist Orthopaedic | 06.03 - SKELETAL RECONSTRUCTION | 06.03.03 - Plates | 06.03.03.32 - Periarticular anatomic - Femur ≤ 6 holes | LK | ZI844 | 1470 |  | Zimmer Biomet Pty Ltd | Zimmer Periarticular Locking Plates | 5.5mm Periarticular Locking Plates - Femur | 2 - 6 holes Left & Right | 112735 | February 2012 |  | Expanded from ZI331
06 - Specialist Orthopaedic | 06.03 - SKELETAL RECONSTRUCTION | 06.03.03 - Plates | 06.03.03.32 - Periarticular anatomic - Femur ≤ 6 holes | VAL | SY712 | 1800 |  | Johnson & Johnson Medical Pty Ltd | AO/ASIF Plates | Antomic Locking Femur Plates | ≤6 holes | 157069 | August 2012 |  | Expanded from SY683
06 - Specialist Orthopaedic | 06.03 - SKELETAL RECONSTRUCTION | 06.03.03 - Plates | 06.03.03.32 - Periarticular anatomic - Femur ≤ 6 holes | VAL | ZI746 | 1800 |  | Zimmer Biomet Pty Ltd | NCB Polyaxial Locking Plate System | NCB Variable Angle Locking Plate - Femur - Ti Alloy | 5 holes Left & Right | 100337, 100349 | February 2012 |  | Expanded from ZI471
06 - Specialist Orthopaedic | 06.03 - SKELETAL RECONSTRUCTION | 06.03.03 - Plates | 06.03.03.33 - Periarticular anatomic - Femur ≥ 7 to ≤ 15 holes |  | DE078 | 1200 |  | Device Technologies Australia Pty Ltd | Osteotomy Plates | Osteotomy, Femoral - Stainless Steel | 7.5mm - 17.5 mm | 140710 | February 2012 |  | Changed Product Group, Product Sub Group, Benefit.
06 - Specialist Orthopaedic | 06.03 - SKELETAL RECONSTRUCTION | 06.03.03 - Plates | 06.03.03.33 - Periarticular anatomic - Femur ≥ 7 to ≤ 15 holes |  | HW307 | 1200 |  | Stryker Australia Pty Ltd | Dall Miles Cable Grip System - Stainless Steel | Stainless Steel Plate:9 hole - Stainless Steel | 10 inches | 144003, 16231 | February 2012 |  | Changed Product Group, Product Sub Group, Benefit.
06 - Specialist Orthopaedic | 06.03 - SKELETAL RECONSTRUCTION | 06.03.03 - Plates | 06.03.03.33 - Periarticular anatomic - Femur ≥ 7 to ≤ 15 holes |  | HW308 | 1200 |  | Stryker Australia Pty Ltd | Dall Miles Cable Grip System - Stainless Steel | Stainless Steel Plate:11 hole - Stainless Steel | 12 inches | 144003, 16231 | February 2012 |  | Changed Product Group, Product Sub Group, Benefit.
06 - Specialist Orthopaedic | 06.03 - SKELETAL RECONSTRUCTION | 06.03.03 - Plates | 06.03.03.33 - Periarticular anatomic - Femur ≥ 7 to ≤ 15 holes |  | SY671 | 1854 |  | Johnson & Johnson Medical Pty Ltd | AO/ASIF Plates | Distal Femoral | 7-15 holes | 157069 | February 2012 |  | Expanded from SY164
06 - Specialist Orthopaedic | 06.03 - SKELETAL RECONSTRUCTION | 06.03.03 - Plates | 06.03.03.33 - Periarticular anatomic - Femur ≥ 7 to ≤ 15 holes | LK | PJ023 | 1470 |  | PurePlay Orthopaedics | Femoral Closing Wedge Osteotomy | Symmetric plate, with locking screw technology for femoral distal closing wedge Osteotomy. | 87.5mm x 27.5mm | 276245 | August 2017 |  | New Listing
06 - Specialist Orthopaedic | 06.03 - SKELETAL RECONSTRUCTION | 06.03.03 - Plates | 06.03.03.33 - Periarticular anatomic - Femur ≥ 7 to ≤ 15 holes | LK | SK557 | 1470 |  | Stryker Australia Pty Ltd | Stryker Plating System | Femur Anatomical Locking Plates | 12-14 hole | 119848 | August 2014 |  | Changed Suffix, Benefit.
06 - Specialist Orthopaedic | 06.03 - SKELETAL RECONSTRUCTION | 06.03.03 - Plates | 06.03.03.33 - Periarticular anatomic - Femur ≥ 7 to ≤ 15 holes | LK | SM181 | 1470 |  | Smith & Nephew Pty Ltd | Peri-Loc | Proximal Femur Plates | >7 - <15 holes | 108428 | August 2012 |  | Changed Suffix, Benefit.
06 - Specialist Orthopaedic | 06.03 - SKELETAL RECONSTRUCTION | 06.03.03 - Plates | 06.03.03.33 - Periarticular anatomic - Femur ≥ 7 to ≤ 15 holes | LK | SN973 | 1470 |  | Smith & Nephew Pty Ltd | Peri-Loc | Distal Femur Plates | ≥7 to ≤15 holes | 108428 | February 2012 |  | Expanded from SN745
06 - Specialist Orthopaedic | 06.03 - SKELETAL RECONSTRUCTION | 06.03.03 - Plates | 06.03.03.33 - Periarticular anatomic - Femur ≥ 7 to ≤ 15 holes | LK | SQ134 | 1470 |  | Surgical Specialties | PediLoc - Plating System, ≥ 7 to ≤ 15 holes, Periarticular Femoral Plates | Periarticular Femoral Plates | 3.5mm-4.5mm, 8-14 Holes | 191586 | August 2017 |  | Expanded from SQ082
06 - Specialist Orthopaedic | 06.03 - SKELETAL RECONSTRUCTION | 06.03.03 - Plates | 06.03.03.33 - Periarticular anatomic - Femur ≥ 7 to ≤ 15 holes | LK | SY709 | 1470 |  | Johnson & Johnson Medical Pty Ltd | AO/ASIF Plates | Anatomic Locking Femur Plates | 7-15 holes | 157069 | August 2012 |  | Expanded from SY684
06 - Specialist Orthopaedic | 06.03 - SKELETAL RECONSTRUCTION | 06.03.03 - Plates | 06.03.03.33 - Periarticular anatomic - Femur ≥ 7 to ≤ 15 holes | LK | ZI749 | 1470 |  | Zimmer Biomet Pty Ltd | NCB Polyaxial Locking Plate System | NCB Variable Angle Locking Plate - Femur - Ti Alloy | 9 holes - 13 holes Left & Right | 100337, 100349 | February 2012 |  | Expanded from ZI471
06 - Specialist Orthopaedic | 06.03 - SKELETAL RECONSTRUCTION | 06.03.03 - Plates | 06.03.03.33 - Periarticular anatomic - Femur ≥ 7 to ≤ 15 holes | LK | ZI845 | 1470 |  | Zimmer Biomet Pty Ltd | Zimmer Periarticular Locking Plates | 5.5mm Periarticular Plates - Femur | 7 - 15 Holes Left & Right | 112735 | February 2012 |  | Expanded from ZI331
06 - Specialist Orthopaedic | 06.03 - SKELETAL RECONSTRUCTION | 06.03.03 - Plates | 06.03.03.33 - Periarticular anatomic - Femur ≥ 7 to ≤ 15 holes | LK | ZI846 | 1470 |  | Zimmer Biomet Pty Ltd | Zimmer Periarticular Locking Plates | 5.5mm Periarticular Locking Plates - Femur | 18 - 20 holes Left & Right | 112735 | February 2012 |  | Expanded from ZI331
06 - Specialist Orthopaedic | 06.03 - SKELETAL RECONSTRUCTION | 06.03.03 - Plates | 06.03.03.33 - Periarticular anatomic - Femur ≥ 7 to ≤ 15 holes | VAL | BH311 | 1800 |  | Zimmer Biomet Pty Ltd | Polyax Plating System | Distal Femoral Locking Plate, Titanium | 7-15 holes | 97981 | February 2013 |  | Transferred from JJ889
06 - Specialist Orthopaedic | 06.03 - SKELETAL RECONSTRUCTION | 06.03.03 - Plates | 06.03.03.33 - Periarticular anatomic - Femur ≥ 7 to ≤ 15 holes | VAL | SY710 | 1800 |  | Johnson & Johnson Medical Pty Ltd | AO/ASIF Plates | Anatomic Locking Femur Plates | 7-15 Holes | 157069 | August 2012 |  | Expanded from SY684
06 - Specialist Orthopaedic | 06.03 - SKELETAL RECONSTRUCTION | 06.03.03 - Plates | 06.03.03.33 - Periarticular anatomic - Femur ≥ 7 to ≤ 15 holes | VAL | ZI747 | 1800 |  | Zimmer Biomet Pty Ltd | NCB Polyaxial Locking Plate System | NCB Periprosthetic Variable Angle Locking Plate - Femur - Ti Alloy | 7 holes - 15 holes Left & Right | 100337, 100349 | February 2012 |  | Expanded from ZI471
06 - Specialist Orthopaedic | 06.03 - SKELETAL RECONSTRUCTION | 06.03.03 - Plates | 06.03.03.34 - Periarticular anatomic - Femur ≥ 16 holes |  | SY672 | 1854 |  | Johnson & Johnson Medical Pty Ltd | AO/ASIF Plates | Anatomic Non Locking Femur Plates | ≥ 16 Holes | 157069 | February 2013 |  | Changed Description.
06 - Specialist Orthopaedic | 06.03 - SKELETAL RECONSTRUCTION | 06.03.03 - Plates | 06.03.03.34 - Periarticular anatomic - Femur ≥ 16 holes | LK | SK558 | 2124 |  | Stryker Australia Pty Ltd | Stryker Plating System | Femur Anatomical Locking Plates | 16-24 hole | 119848 | August 2012 |  | Changed Suffix, Benefit.
06 - Specialist Orthopaedic | 06.03 - SKELETAL RECONSTRUCTION | 06.03.03 - Plates | 06.03.03.34 - Periarticular anatomic - Femur ≥ 16 holes | LK | SM182 | 2124 |  | Smith & Nephew Pty Ltd | Peri-Loc | Proximal Femur Plates | >16 holes | 108428 | August 2012 |  | Changed Suffix, Benefit.
06 - Specialist Orthopaedic | 06.03 - SKELETAL RECONSTRUCTION | 06.03.03 - Plates | 06.03.03.34 - Periarticular anatomic - Femur ≥ 16 holes | LK | SN974 | 2124 |  | Smith & Nephew Pty Ltd | Peri-Loc | Distal Femur Plates | ≥ 16 holes | 108428 | February 2012 |  | Expanded from SN745
06 - Specialist Orthopaedic | 06.03 - SKELETAL RECONSTRUCTION | 06.03.03 - Plates | 06.03.03.34 - Periarticular anatomic - Femur ≥ 16 holes | LK | SQ135 | 2124 |  | Surgical Specialties | PediLoc - Plating System ≥ 16 holes, Periarticular Femoral Plates | Periarticular Femoral Plates | 3.5mm-4.5mm, 16-20 Holes | 191586 | August 2017 |  | Expanded from SQ082
06 - Specialist Orthopaedic | 06.03 - SKELETAL RECONSTRUCTION | 06.03.03 - Plates | 06.03.03.34 - Periarticular anatomic - Femur ≥ 16 holes | LK | SY768 | 2124 |  | Johnson & Johnson Medical Pty Ltd | AO/ASIF Plates | Anatomic Locking Femur Plates | ≥16 Holes | 157069 | February 2013 |  | Expanded from SY685
06 - Specialist Orthopaedic | 06.03 - SKELETAL RECONSTRUCTION | 06.03.03 - Plates | 06.03.03.34 - Periarticular anatomic - Femur ≥ 16 holes | VAL | BH312 | 2454 |  | Zimmer Biomet Pty Ltd | Polyax Plating System | Distal Femoral Locking Plate, Titanium | 16-25 holes | 97981 | February 2013 |  | Transferred from JJ890
06 - Specialist Orthopaedic | 06.03 - SKELETAL RECONSTRUCTION | 06.03.03 - Plates | 06.03.03.34 - Periarticular anatomic - Femur ≥ 16 holes | VAL | SY769 | 2454 |  | Johnson & Johnson Medical Pty Ltd | AO/ASIF Plates | Anatomic Locking Femur Plates | ≥16 Holes | 157069 | February 2013 |  | Expanded from SY685
06 - Specialist Orthopaedic | 06.03 - SKELETAL RECONSTRUCTION | 06.03.03 - Plates | 06.03.03.34 - Periarticular anatomic - Femur ≥ 16 holes | VAL | ZI748 | 2454 |  | Zimmer Biomet Pty Ltd | NCB Polyaxial Locking Plate System | NCB Periprosthetic Variable Angle Locking Plate - Femur - Ti Alloy | Over 16 holes Left & Right | 100337, 100349 | February 2012 |  | Expanded from ZI471
06 - Specialist Orthopaedic | 06.03 - SKELETAL RECONSTRUCTION | 06.03.03 - Plates | 06.03.03.35 - Periarticular anatomic - Fibula ≤ 6 holes |  | ZI762 | 1130 |  | Zimmer Biomet Pty Ltd | Zimmer Periarticular Plates | 3.5mm Periarticular Plates - Fibula | 2 - 6 holes Left & Right | 112735 | February 2012 |  | Expanded from ZI243
06 - Specialist Orthopaedic | 06.03 - SKELETAL RECONSTRUCTION | 06.03.03 - Plates | 06.03.03.35 - Periarticular anatomic - Fibula ≤ 6 holes | LK | DE556 | 1400 |  | Device Technologies Australia Pty Ltd | Posterolateral Anatomic Distal Fibula Plate | Plate for fracture fixation | 4-6 Holes Left and Right Side Specific | 284416 | August 2017 |  | New Listing
06 - Specialist Orthopaedic | 06.03 - SKELETAL RECONSTRUCTION | 06.03.03 - Plates | 06.03.03.35 - Periarticular anatomic - Fibula ≤ 6 holes | LK | DZ029 | 1400 |  | AUSTRALIAN ORTHOPAEDIC FIXATIONS PTY LTD | Valetis Ankle - Fibular | Distal Fibula Anatomical Locking Plates | 3 to 6 hole, left and right | 284755 | August 2017 |  | New Listing
06 - Specialist Orthopaedic | 06.03 - SKELETAL RECONSTRUCTION | 06.03.03 - Plates | 06.03.03.35 - Periarticular anatomic - Fibula ≤ 6 holes | LK | LM135 | 1400 |  | LMT Surgical Pty Ltd | TriMed Hook Plate | Hook Plate | ≤ 6 holes | 182677 | August 2017 |  | Changed Description, Size, Suffix, Benefit.
06 - Specialist Orthopaedic | 06.03 - SKELETAL RECONSTRUCTION | 06.03.03 - Plates | 06.03.03.35 - Periarticular anatomic - Fibula ≤ 6 holes | LK | SY686 | 1400 |  | Johnson & Johnson Medical Pty Ltd | AO/ASIF Plates | Anatomic Locking Fibula | ≤ 6 holes | 157069 | August 2012 |  | Changed Description, Size.
06 - Specialist Orthopaedic | 06.03 - SKELETAL RECONSTRUCTION | 06.03.03 - Plates | 06.03.03.35 - Periarticular anatomic - Fibula ≤ 6 holes | LK | ZI847 | 1400 |  | Zimmer Biomet Pty Ltd | Zimmer Periarticular Locking Plates | 2.7mm Periarticular Locking Plates - Fibula | 2 - 6 Holes Left & Right | 112735 | February 2012 |  | Expanded from ZI331
06 - Specialist Orthopaedic | 06.03 - SKELETAL RECONSTRUCTION | 06.03.03 - Plates | 06.03.03.35 - Periarticular anatomic - Fibula ≤ 6 holes | VAL | BH307 | 1730 |  | Zimmer Biomet Pty Ltd | ALPS Fibula Plating System | Anatomic Fibular Plating System | ≤ 6 holes | 275084 | February 2017 |  | Changed Size, Product Sub Group, Benefit.
06 - Specialist Orthopaedic | 06.03 - SKELETAL RECONSTRUCTION | 06.03.03 - Plates | 06.03.03.35 - Periarticular anatomic - Fibula ≤ 6 holes | VAL | ER421 | 1730 |  | Emergo Asia Pacific Pty Ltd | Paragon 28 Gorilla Plating System-Plate, fibular (≤ 6 holes) | Paragon 28 Gorilla Plating System-Plate, fibular, tubular,anatomic, titanium | thickness 1.5mm; multi screw diameter purchase 2.7/3.5/4.2mm | 289248 | August 2017 |  | New Listing
06 - Specialist Orthopaedic | 06.03 - SKELETAL RECONSTRUCTION | 06.03.03 - Plates | 06.03.03.35 - Periarticular anatomic - Fibula ≤ 6 holes | VAL | SK580 | 1730 |  | Stryker Australia Pty Ltd | Stryker Locked Plate system | Periarticular variable angle locking plate - fibula | 5-6 Holes | 124319 | February 2012 |  | Expanded from SK510
06 - Specialist Orthopaedic | 06.03 - SKELETAL RECONSTRUCTION | 06.03.03 - Plates | 06.03.03.35 - Periarticular anatomic - Fibula ≤ 6 holes | VAL | WR240 | 1730 |  | Wright Medical Australia | Ortholoc Fracture System - Plates | Syndesmosis | 4 Holes, Right and Left | 198485 | February 2012 |  | Expanded from WR079
06 - Specialist Orthopaedic | 06.03 - SKELETAL RECONSTRUCTION | 06.03.03 - Plates | 06.03.03.36 - Periarticular anatomic - Fibula ≥ 7 to ≤ 15 holes |  | TN006 | 1130 |  | Newclip Technics Australia Pty Ltd | Newclip Activ Ankle Plate | Variable Angle Locking Fibular Plate | 7 to 15 holes | 260229, 260232 | August 2017 |  | Changed Product Name, Description, Size, Suffix, Benefit.
06 - Specialist Orthopaedic | 06.03 - SKELETAL RECONSTRUCTION | 06.03.03 - Plates | 06.03.03.36 - Periarticular anatomic - Fibula ≥ 7 to ≤ 15 holes |  | ZI763 | 1130 |  | Zimmer Biomet Pty Ltd | Zimmer Periarticular Plates | 3.5mm Periarticular Plates - Fibula | 7 - 15 holes Left & Right | 112735 | February 2012 |  | Expanded from ZI243
06 - Specialist Orthopaedic | 06.03 - SKELETAL RECONSTRUCTION | 06.03.03 - Plates | 06.03.03.36 - Periarticular anatomic - Fibula ≥ 7 to ≤ 15 holes | LK | DE421 | 1400 |  | Device Technologies Australia Pty Ltd | Locking distal Fibula plate | Locking Distal Fibula Plate For Fracture Fixation | 4-6 Holes ( Left and Right Specific) | 140686 | February 2013 |  | New Listing
06 - Specialist Orthopaedic | 06.03 - SKELETAL RECONSTRUCTION | 06.03.03 - Plates | 06.03.03.36 - Periarticular anatomic - Fibula ≥ 7 to ≤ 15 holes | LK | DE422 | 1400 |  | Device Technologies Australia Pty Ltd | Locking Distal Fibula Plate | Locking Distal Fibula Plate for Fracture Fixation | 8 Hole ( Left and Right Specific) | 140686 | February 2013 |  | New Listing
06 - Specialist Orthopaedic | 06.03 - SKELETAL RECONSTRUCTION | 06.03.03 - Plates | 06.03.03.36 - Periarticular anatomic - Fibula ≥ 7 to ≤ 15 holes | LK | LM136 | 1400 |  | LMT Surgical Pty Ltd | TriMed Hook Plate | Hook Plate | ≥ 7 to ≤ 15 holes | 182677 | August 2017 |  | Changed Description, Size, Suffix, Benefit.
06 - Specialist Orthopaedic | 06.03 - SKELETAL RECONSTRUCTION | 06.03.03 - Plates | 06.03.03.36 - Periarticular anatomic - Fibula ≥ 7 to ≤ 15 holes | LK | SY811 | 1400 |  | Johnson & Johnson Medical Pty Ltd | AO/ASIF Plates | Distal fibula; lateral, posterolateral locking plates | 7 to 15 Holes | 157069 | February 2016 |  | Expanded from SY760
06 - Specialist Orthopaedic | 06.03 - SKELETAL RECONSTRUCTION | 06.03.03 - Plates | 06.03.03.36 - Periarticular anatomic - Fibula ≥ 7 to ≤ 15 holes | LK | TO101 | 1400 |  | Tornier Pty Ltd | MaxLock Extreme System - Distal Fibula Plate | Distal Fibula variable angle locking plate, Titanium | Long, Medium, Short, Right and Left | 214671 | February 2014 |  | New Listing
06 - Specialist Orthopaedic | 06.03 - SKELETAL RECONSTRUCTION | 06.03.03 - Plates | 06.03.03.36 - Periarticular anatomic - Fibula ≥ 7 to ≤ 15 holes | LK | ZI848 | 1400 |  | Zimmer Biomet Pty Ltd | Zimmer Periarticular Locking Plates | 2.7 mm Periarticular Locking Plates - Fibula | 8 - 14 Holes Left & Right | 112735 | February 2012 |  | Expanded from ZI331
06 - Specialist Orthopaedic | 06.03 - SKELETAL RECONSTRUCTION | 06.03.03 - Plates | 06.03.03.36 - Periarticular anatomic - Fibula ≥ 7 to ≤ 15 holes | VAL | BH308 | 1730 |  | Zimmer Biomet Pty Ltd | ALPS Fibula Plating System | Anatomic Fibular Locking Plate | 7-15 holes | 275084 | February 2017 |  | Changed Size, Product Sub Group, Benefit.
06 - Specialist Orthopaedic | 06.03 - SKELETAL RECONSTRUCTION | 06.03.03 - Plates | 06.03.03.36 - Periarticular anatomic - Fibula ≥ 7 to ≤ 15 holes | VAL | DZ030 | 1730 |  | AUSTRALIAN ORTHOPAEDIC FIXATIONS PTY LTD | Valetis Ankle - Fibular | Distal Fibular Anatomical Locking Plates | 7 to 9 hole, left and right | 284755 | August 2017 |  | New Listing
06 - Specialist Orthopaedic | 06.03 - SKELETAL RECONSTRUCTION | 06.03.03 - Plates | 06.03.03.36 - Periarticular anatomic - Fibula ≥ 7 to ≤ 15 holes | VAL | ER422 | 1730 |  | Emergo Asia Pacific Pty Ltd | Paragon 28 Gorilla Plating System-Plate, fibular (≥ 7 to ≤ 15 holes) | Paragon 28 Gorilla Plating System-Plate, fibular, tubular, anatomic, titanium | thickness 1.5mm; multi screw diameter purchase 2.7/3.5/4.2mm | 289248 | August 2017 |  | New Listing
06 - Specialist Orthopaedic | 06.03 - SKELETAL RECONSTRUCTION | 06.03.03 - Plates | 06.03.03.36 - Periarticular anatomic - Fibula ≥ 7 to ≤ 15 holes | VAL | JD004 | 1730 |  | JOI ORTHOPAEDICS PTY LTD | CarboFix Piccolo Distal Fibula Plate System – Plate component | CFR-PEEK distal fibula plate | Left 72mm, 83mm, 96mm, 112mm, 153mm, 182mm Right 72mm, 83mm, 96mm, 112mm, 153mm, 182mm | 222648 | August 2017 |  | Transferred from AE253
06 - Specialist Orthopaedic | 06.03 - SKELETAL RECONSTRUCTION | 06.03.03 - Plates | 06.03.03.36 - Periarticular anatomic - Fibula ≥ 7 to ≤ 15 holes | VAL | LM308 | 1730 |  | LMT Surgical Pty Ltd | Osteomed FPS | Fibular Fracture Plates | 7 to 15 holes | 202319 | August 2016 |  | Expanded from LM273
06 - Specialist Orthopaedic | 06.03 - SKELETAL RECONSTRUCTION | 06.03.03 - Plates | 06.03.03.36 - Periarticular anatomic - Fibula ≥ 7 to ≤ 15 holes | VAL | SK581 | 1730 |  | Stryker Australia Pty Ltd | Stryker Locked Plate System | Periartiicular variable angle locking plate - fibula | 7-15 holes | 124319 | August 2012 |  | Changed Size, Benefit.
06 - Specialist Orthopaedic | 06.03 - SKELETAL RECONSTRUCTION | 06.03.03 - Plates | 06.03.03.36 - Periarticular anatomic - Fibula ≥ 7 to ≤ 15 holes | VAL | SY815 | 1730 |  | Johnson & Johnson Medical Pty Ltd | AO/ASIF Plates | LCP Lateral Distal Fibula | 7 to 15 Holes | 157069 | February 2016 |  | Expanded from SY761
06 - Specialist Orthopaedic | 06.03 - SKELETAL RECONSTRUCTION | 06.03.03 - Plates | 06.03.03.36 - Periarticular anatomic - Fibula ≥ 7 to ≤ 15 holes | VAL | WR239 | 1730 |  | Wright Medical Australia | Ortholoc Fracture System - Plates | Lateral Fibula, Posterior Fibula | 8-15 Holes, Right and Left | 198485 | February 2012 |  | Expanded from WR079
06 - Specialist Orthopaedic | 06.03 - SKELETAL RECONSTRUCTION | 06.03.03 - Plates | 06.03.03.37 - Periarticular anatomic - Fibula ≥ 16 holes |  | ZI764 | 1130 |  | Zimmer Biomet Pty Ltd | Zimmer Periarticular Plates | 3.5mm Periarticular Plates - Fibula | 16 - 18 holes | 112735 | February 2012 |  | Expanded from ZI243
06 - Specialist Orthopaedic | 06.03 - SKELETAL RECONSTRUCTION | 06.03.03 - Plates | 06.03.03.37 - Periarticular anatomic - Fibula ≥ 16 holes | LK | SY812 | 1400 |  | Johnson & Johnson Medical Pty Ltd | AO/ASIF Plates | Distal fibula; lateral, posterolateral locking plates | >16 Holes | 157069 | February 2016 |  | Expanded from SY760
06 - Specialist Orthopaedic | 06.03 - SKELETAL RECONSTRUCTION | 06.03.03 - Plates | 06.03.03.37 - Periarticular anatomic - Fibula ≥ 16 holes | VAL | ER423 | 1730 |  | Emergo Asia Pacific Pty Ltd | Paragon 28 Gorilla Plating System-Plate, fibular (≥ 16 holes) | Paragon 28 Gorilla Plating System-Plate, fibular, tubular, anatomic, titanium | thickness 1.5mm; multi screw diameter purchase 2.7/3.5/4.2mm | 289248 | August 2017 |  | New Listing
06 - Specialist Orthopaedic | 06.03 - SKELETAL RECONSTRUCTION | 06.03.03 - Plates | 06.03.03.37 - Periarticular anatomic - Fibula ≥ 16 holes | VAL | SY816 | 1730 |  | Johnson & Johnson Medical Pty Ltd | AO/ASIF Plates | LCP Lateral Distal Fibula | >16 Holes | 157069 | February 2016 |  | Expanded from SY761
06 - Specialist Orthopaedic | 06.03 - SKELETAL RECONSTRUCTION | 06.03.03 - Plates | 06.03.03.38 - Periarticular anatomic - Tibia ≤ 6 holes |  | BH197 | 1219 |  | Zimmer Biomet Pty Ltd | Periarticular Plating System | Meta Plate - Titanium | Sm - Lge 3 to 6 Holes | 153056 | February 2013 |  | Transferred from DP907
06 - Specialist Orthopaedic | 06.03 - SKELETAL RECONSTRUCTION | 06.03.03 - Plates | 06.03.03.38 - Periarticular anatomic - Tibia ≤ 6 holes |  | LH445 | 1219 |  | Lifehealthcare Pty Ltd | Hinge Pediatric Plating System - Hinge Plate | Articulated growth-correction fixation plate | 12mm, 16mm, 20mm (distance between anchoring points) | 161505 | February 2012 |  | Changed Product Group, Product Sub Group, Suffix, Benefit.
06 - Specialist Orthopaedic | 06.03 - SKELETAL RECONSTRUCTION | 06.03.03 - Plates | 06.03.03.38 - Periarticular anatomic - Tibia ≤ 6 holes |  | SK530 | 1219 |  | Stryker Australia Pty Ltd | Stryker Plating System. | T-Plate, pre-shaped | 5-6 hole | 119848 | February 2012 |  | Expanded from ST036
06 - Specialist Orthopaedic | 06.03 - SKELETAL RECONSTRUCTION | 06.03.03 - Plates | 06.03.03.38 - Periarticular anatomic - Tibia ≤ 6 holes |  | SN570 | 1219 |  | Smith & Nephew Pty Ltd | TC 100 Plate | Cloverleaf Plate | 3-4 hole | 25897 | February 2013 |  | Changed Product Group, Product Sub Group, Benefit.
06 - Specialist Orthopaedic | 06.03 - SKELETAL RECONSTRUCTION | 06.03.03 - Plates | 06.03.03.38 - Periarticular anatomic - Tibia ≤ 6 holes |  | SN581 | 1219 |  | Smith & Nephew Pty Ltd | TC-100 | Tibia Plates, L:/E 6 Holes | ≤ 6 holes | 25897 | February 2012 |  | Changed Product Name, Description, Size, Product Group, Product Sub Group, Benefit.
06 - Specialist Orthopaedic | 06.03 - SKELETAL RECONSTRUCTION | 06.03.03 - Plates | 06.03.03.38 - Periarticular anatomic - Tibia ≤ 6 holes |  | SY729 | 1219 |  | Johnson & Johnson Medical Pty Ltd | AO/ASIF Plates | Anatomic Tibial Plates | ≤ 6 holes | 157069 | August 2012 |  | Expanded from SY162
06 - Specialist Orthopaedic | 06.03 - SKELETAL RECONSTRUCTION | 06.03.03 - Plates | 06.03.03.38 - Periarticular anatomic - Tibia ≤ 6 holes |  | ZI398 | 1219 |  | Zimmer Biomet Pty Ltd | High Tibia Osteotomy | High Tibia Osteotomy - Ti alloy | L shaped steel alloy plate; Standard & Long | 112735 | February 2012 |  | Changed Product Group, Product Sub Group, Benefit.
06 - Specialist Orthopaedic | 06.03 - SKELETAL RECONSTRUCTION | 06.03.03 - Plates | 06.03.03.38 - Periarticular anatomic - Tibia ≤ 6 holes |  | ZI765 | 1219 |  | Zimmer Biomet Pty Ltd | Zimmer Periarticular Plates | 3.5 & 4.5mm Periarticular Plates - Tibia | 2 - 6 holes Left & Right | 112735 | February 2012 |  | Expanded from ZI243
06 - Specialist Orthopaedic | 06.03 - SKELETAL RECONSTRUCTION | 06.03.03 - Plates | 06.03.03.38 - Periarticular anatomic - Tibia ≤ 6 holes |  | ZI823 | 1219 |  | Zimmer Biomet Pty Ltd | Periarticular Plates | Periarticular Tibial Plateau Plates - Stainless Steel | 2 holes - 6 holes Left and Right | 112735 | February 2012 |  | Expanded from ZI153
06 - Specialist Orthopaedic | 06.03 - SKELETAL RECONSTRUCTION | 06.03.03 - Plates | 06.03.03.38 - Periarticular anatomic - Tibia ≤ 6 holes | LK | DE529 | 1489 |  | Device Technologies Australia Pty Ltd | Anterior Distal Tibia Plate | Plate for Fracture Fixation | 3-5 Holes | 284416 | August 2017 |  | New Listing
06 - Specialist Orthopaedic | 06.03 - SKELETAL RECONSTRUCTION | 06.03.03 - Plates | 06.03.03.38 - Periarticular anatomic - Tibia ≤ 6 holes | LK | DE549 | 1489 |  | Device Technologies Australia Pty Ltd | Posterior Distal Tibia Plate | Plate for Fracture Fixation | 3-5 Holes | 284416 | August 2017 |  | New Listing
06 - Specialist Orthopaedic | 06.03 - SKELETAL RECONSTRUCTION | 06.03.03 - Plates | 06.03.03.38 - Periarticular anatomic - Tibia ≤ 6 holes | LK | DE552 | 1489 |  | Device Technologies Australia Pty Ltd | Anterolateral Distal Tibia Plate | Plate for Fracture Fixation | 4-6 Holes Left and Right Side Specific | 284416 | August 2017 |  | New Listing
06 - Specialist Orthopaedic | 06.03 - SKELETAL RECONSTRUCTION | 06.03.03 - Plates | 06.03.03.38 - Periarticular anatomic - Tibia ≤ 6 holes | LK | DE557 | 1489 |  | Device Technologies Australia Pty Ltd | Medial Distal Tibia Plate | Plate for Fracture Fixation | 4-6 Holes Left and Right Side Specific | 284416 | August 2017 |  | New Listing
06 - Specialist Orthopaedic | 06.03 - SKELETAL RECONSTRUCTION | 06.03.03 - Plates | 06.03.03.38 - Periarticular anatomic - Tibia ≤ 6 holes | LK | DZ027 | 1489 |  | AUSTRALIAN ORTHOPAEDIC FIXATIONS PTY LTD | Valetis Ankle - Tibial | Distal Tibial Anatomical Locking Plates | 3 to 6 hole, left and right | 284755 | August 2017 |  | New Listing
06 - Specialist Orthopaedic | 06.03 - SKELETAL RECONSTRUCTION | 06.03.03 - Plates | 06.03.03.38 - Periarticular anatomic - Tibia ≤ 6 holes | LK | PB024 | 1489 |  | Australian Pacific Medical Pty Ltd | Low Profile Distal Medial Tibial Locking Plate - ≤ 6 Holes | Low Profile Distal Medial Tibial Locking Plate | ≤ 6 Holes | 261562 | February 2016 |  | New Listing
06 - Specialist Orthopaedic | 06.03 - SKELETAL RECONSTRUCTION | 06.03.03 - Plates | 06.03.03.38 - Periarticular anatomic - Tibia ≤ 6 holes | LK | PJ022 | 1489 |  | PurePlay Orthopaedics | Lateral closing wedge Tibial | Shifting the mechanical axis from the lateral to the medial compartment in patients with lateral Osteoarthritis in combination with Valgus deformity | 61mm-24mm | 276245 | August 2017 |  | New Listing
06 - Specialist Orthopaedic | 06.03 - SKELETAL RECONSTRUCTION | 06.03.03 - Plates | 06.03.03.38 - Periarticular anatomic - Tibia ≤ 6 holes | LK | SY732 | 1489 |  | Johnson & Johnson Medical Pty Ltd | AO/ASIF Plates | Anatomic Locking Tibial Plates | ≤ 6 Holes | 157069 | February 2013 |  | Changed Size.
06 - Specialist Orthopaedic | 06.03 - SKELETAL RECONSTRUCTION | 06.03.03 - Plates | 06.03.03.38 - Periarticular anatomic - Tibia ≤ 6 holes | LK | ZI850 | 1489 |  | Zimmer Biomet Pty Ltd | Zimmer Periarticular Locking Plates | 3.5mm Periarticular Locking Plates - Tibia | 2 - 6 holes Left & Right | 112735 | February 2012 |  | Expanded from ZI331
06 - Specialist Orthopaedic | 06.03 - SKELETAL RECONSTRUCTION | 06.03.03 - Plates | 06.03.03.38 - Periarticular anatomic - Tibia ≤ 6 holes | VAL | LM305 | 1819 |  | LMT Surgical Pty Ltd | Extremilock FPS | Ankle Plating System | 3.5mm and 4mm | 202319 | August 2016 |  | Expanded from LM272
06 - Specialist Orthopaedic | 06.03 - SKELETAL RECONSTRUCTION | 06.03.03 - Plates | 06.03.03.38 - Periarticular anatomic - Tibia ≤ 6 holes | VAL | SN975 | 1819 |  | Smith & Nephew Pty Ltd | Peri-Loc | Tibia Plates | ≤6 holes | 108428 | February 2012 |  | Expanded from SN745
06 - Specialist Orthopaedic | 06.03 - SKELETAL RECONSTRUCTION | 06.03.03 - Plates | 06.03.03.38 - Periarticular anatomic - Tibia ≤ 6 holes | VAL | WR233 | 1819 |  | Wright Medical Australia | Ortholoc Ankle Plating | Anterior, Posterior, Lateral or Medial | 4-6 holes, Right ad Left, 93-155mm Length | 198485 | February 2014 |  | Changed Product Name, Description, Size.
06 - Specialist Orthopaedic | 06.03 - SKELETAL RECONSTRUCTION | 06.03.03 - Plates | 06.03.03.38 - Periarticular anatomic - Tibia ≤ 6 holes | VAL | ZI750 | 1819 |  | Zimmer Biomet Pty Ltd | NCB Polyaxial Locking Plate System | NCB Variable Angle Locking Plate - Tibia - Ti Alloy | 5 holes Left & Right | 100337, 100349 | February 2012 |  | Expanded from ZI471
06 - Specialist Orthopaedic | 06.03 - SKELETAL RECONSTRUCTION | 06.03.03 - Plates | 06.03.03.39 - Periarticular anatomic - Tibia ≥ 7 to ≤ 15 holes |  | SK531 | 974 |  | Stryker Australia Pty Ltd | Stryker Plating System | T-Plate, pre-shaped | 7-13 hole | 119848 | February 2012 |  | Expanded from ST036
06 - Specialist Orthopaedic | 06.03 - SKELETAL RECONSTRUCTION | 06.03.03 - Plates | 06.03.03.39 - Periarticular anatomic - Tibia ≥ 7 to ≤ 15 holes |  | SN582 | 974 |  | Smith & Nephew Pty Ltd | TC-100 | Tibia Plates | 7 to ≤ 15 holes | 25897 | February 2012 |  | Changed Product Name, Description, Size, Product Group, Product Sub Group, Benefit.
06 - Specialist Orthopaedic | 06.03 - SKELETAL RECONSTRUCTION | 06.03.03 - Plates | 06.03.03.39 - Periarticular anatomic - Tibia ≥ 7 to ≤ 15 holes |  | SY730 | 974 |  | Johnson & Johnson Medical Pty Ltd | AO/ASIF Plates | Anatomic Tibial Plates | 7 - 15 Holes | 157069 | August 2012 |  | Expanded from SY162
06 - Specialist Orthopaedic | 06.03 - SKELETAL RECONSTRUCTION | 06.03.03 - Plates | 06.03.03.39 - Periarticular anatomic - Tibia ≥ 7 to ≤ 15 holes |  | ZI766 | 974 |  | Zimmer Biomet Pty Ltd | Zimmer Periarticular Plates | 3.5 & 4.5mm Periarticular Plates - Tibia | 7 - 15 holes Left & Right | 112735 | February 2012 |  | Expanded from ZI243
06 - Specialist Orthopaedic | 06.03 - SKELETAL RECONSTRUCTION | 06.03.03 - Plates | 06.03.03.39 - Periarticular anatomic - Tibia ≥ 7 to ≤ 15 holes |  | ZI824 | 974 |  | Zimmer Biomet Pty Ltd | Periarticular Plates | Periarticular Tibial Plateau Plates - Stainless Steel | 7 holes - 15 holes, Left and Right | 112735 | February 2012 |  | Expanded from ZI153
06 - Specialist Orthopaedic | 06.03 - SKELETAL RECONSTRUCTION | 06.03.03 - Plates | 06.03.03.39 - Periarticular anatomic - Tibia ≥ 7 to ≤ 15 holes | LK | DE547 | 1244 |  | Device Technologies Australia Pty Ltd | Medial Distal Tibia Plate | Plate for Fracture Fixation | 8-14 Holes Left and Right Side Specific | 284416 | August 2017 |  | New Listing
06 - Specialist Orthopaedic | 06.03 - SKELETAL RECONSTRUCTION | 06.03.03 - Plates | 06.03.03.39 - Periarticular anatomic - Tibia ≥ 7 to ≤ 15 holes | LK | DE562 | 1244 |  | Device Technologies Australia Pty Ltd | Anterolateral Distal Tibia Plate | Plate for Fracture Fixation | 8-14 Holes Left and Right Side Specific | 284416 | August 2017 |  | New Listing
06 - Specialist Orthopaedic | 06.03 - SKELETAL RECONSTRUCTION | 06.03.03 - Plates | 06.03.03.39 - Periarticular anatomic - Tibia ≥ 7 to ≤ 15 holes | LK | DE569 | 1244 |  | Device Technologies Australia Pty Ltd | Posterior Distal Tibia Plate | Plate for Fracture Fixation | 7-9 Holes | 284416 | August 2017 |  | New Listing
06 - Specialist Orthopaedic | 06.03 - SKELETAL RECONSTRUCTION | 06.03.03 - Plates | 06.03.03.39 - Periarticular anatomic - Tibia ≥ 7 to ≤ 15 holes | LK | DE571 | 1244 |  | Device Technologies Australia Pty Ltd | Anterior Distal Tibia Plate | Plate for Fracture Fixation | 7-9 Holes | 284416 | August 2017 |  | New Listing
06 - Specialist Orthopaedic | 06.03 - SKELETAL RECONSTRUCTION | 06.03.03 - Plates | 06.03.03.39 - Periarticular anatomic - Tibia ≥ 7 to ≤ 15 holes | LK | PB025 | 1244 |  | Australian Pacific Medical Pty Ltd | Low Profile Distal Medial Tibial Locking Plate - 7 to 15 Holes | Low Profile Distal Medial Tibial Locking Plate | 7 to 15 Holes | 261562 | February 2016 |  | New Listing
06 - Specialist Orthopaedic | 06.03 - SKELETAL RECONSTRUCTION | 06.03.03 - Plates | 06.03.03.39 - Periarticular anatomic - Tibia ≥ 7 to ≤ 15 holes | LK | SK559 | 1244 |  | Stryker Australia Pty Ltd | Stryker Plating System | Distal Tibia Anatomical Locking Plates | 10-15 hole | 119848 | February 2012 |  | Expanded from SK368
06 - Specialist Orthopaedic | 06.03 - SKELETAL RECONSTRUCTION | 06.03.03 - Plates | 06.03.03.39 - Periarticular anatomic - Tibia ≥ 7 to ≤ 15 holes | LK | SK561 | 1244 |  | Stryker Australia Pty Ltd | Stryker Plating System | Tibial Anatomical Locking Plates | 7-15 hole | 119848 | February 2015 |  | Changed Size.
06 - Specialist Orthopaedic | 06.03 - SKELETAL RECONSTRUCTION | 06.03.03 - Plates | 06.03.03.39 - Periarticular anatomic - Tibia ≥ 7 to ≤ 15 holes | LK | SN985 | 1244 |  | Smith & Nephew Pty Ltd | Peri-Loc | Tibia Plates | >7 to <15 holes | 108428 | August 2012 |  | Expanded from SN977
06 - Specialist Orthopaedic | 06.03 - SKELETAL RECONSTRUCTION | 06.03.03 - Plates | 06.03.03.39 - Periarticular anatomic - Tibia ≥ 7 to ≤ 15 holes | LK | SY758 | 1224 |  | Johnson & Johnson Medical Pty Ltd | AO/ASIF Plates | Anatomic Locking Tibial Plates | 7 to 15 Holes | 157069 | February 2013 |  | Expanded from SY733
06 - Specialist Orthopaedic | 06.03 - SKELETAL RECONSTRUCTION | 06.03.03 - Plates | 06.03.03.39 - Periarticular anatomic - Tibia ≥ 7 to ≤ 15 holes | LK | TO100 | 1244 |  | Tornier Pty Ltd | MaxLock Extreme System - Medial Distal Tibia Plate | Medial distal tibia variable angle locking plate, Titanium | Short, Medium, Long, Left and Right | 214671 | February 2014 |  | New Listing
06 - Specialist Orthopaedic | 06.03 - SKELETAL RECONSTRUCTION | 06.03.03 - Plates | 06.03.03.39 - Periarticular anatomic - Tibia ≥ 7 to ≤ 15 holes | LK | ZI851 | 1244 |  | Zimmer Biomet Pty Ltd | Zimmer Periarticular Locking Plates | 3.5mm Periarticular Locking Plates - Tibia | 8 - 14 holes Left & Right | 112735 | February 2012 |  | Expanded from ZI331
06 - Specialist Orthopaedic | 06.03 - SKELETAL RECONSTRUCTION | 06.03.03 - Plates | 06.03.03.39 - Periarticular anatomic - Tibia ≥ 7 to ≤ 15 holes | VAL | BH287 | 1574 |  | Zimmer Biomet Pty Ltd | ALPS Anatomic Locked plating system | Distal and Proximal Tibial Plates, Titanium | 7 to 15 holes | 153056, 97981 | February 2013 |  | Transferred from JJ729
06 - Specialist Orthopaedic | 06.03 - SKELETAL RECONSTRUCTION | 06.03.03 - Plates | 06.03.03.39 - Periarticular anatomic - Tibia ≥ 7 to ≤ 15 holes | VAL | BH309 | 1574 |  | Zimmer Biomet Pty Ltd | Polyax Plating System | Proximal Tibial Locking Plate, Titanium | 7 to 15 holes | 97981 | February 2013 |  | Transferred from JJ887
06 - Specialist Orthopaedic | 06.03 - SKELETAL RECONSTRUCTION | 06.03.03 - Plates | 06.03.03.39 - Periarticular anatomic - Tibia ≥ 7 to ≤ 15 holes | VAL | DZ028 | 1574 |  | AUSTRALIAN ORTHOPAEDIC FIXATIONS PTY LTD | Valetis Ankle - Tibial | Distal Tibial Anatomical Locking Plates | 7 to 14 hole, left and right | 284755 | August 2017 |  | New Listing
06 - Specialist Orthopaedic | 06.03 - SKELETAL RECONSTRUCTION | 06.03.03 - Plates | 06.03.03.39 - Periarticular anatomic - Tibia ≥ 7 to ≤ 15 holes | VAL | LM307 | 1574 |  | LMT Surgical Pty Ltd | Osteomed FPS | Anterior Lateral Plates | 7 to 15 holes | 202319 | August 2016 |  | Expanded from LM273
06 - Specialist Orthopaedic | 06.03 - SKELETAL RECONSTRUCTION | 06.03.03 - Plates | 06.03.03.39 - Periarticular anatomic - Tibia ≥ 7 to ≤ 15 holes | VAL | SN986 | 1574 |  | Smith & Nephew Pty Ltd | Peri-Loc | Tibia Plates | >7 to <15 holes | 108428 | August 2012 |  | Expanded from SN977
06 - Specialist Orthopaedic | 06.03 - SKELETAL RECONSTRUCTION | 06.03.03 - Plates | 06.03.03.39 - Periarticular anatomic - Tibia ≥ 7 to ≤ 15 holes | VAL | SY759 | 1574 |  | Johnson & Johnson Medical Pty Ltd | AO/ASIF Plates | Anatomic Variable Angle Locking Tibial Plates | 7 to 15 Holes | 157069 | February 2013 |  | Expanded from SY733
06 - Specialist Orthopaedic | 06.03 - SKELETAL RECONSTRUCTION | 06.03.03 - Plates | 06.03.03.39 - Periarticular anatomic - Tibia ≥ 7 to ≤ 15 holes | VAL | SY770 | 1574 |  | Johnson & Johnson Medical Pty Ltd | AO/ASIF Plates | Anatomic Variable Angle Locking Tibial Plates | 7 - 15 holes | 157069 | February 2013 |  | Expanded from SY163
06 - Specialist Orthopaedic | 06.03 - SKELETAL RECONSTRUCTION | 06.03.03 - Plates | 06.03.03.39 - Periarticular anatomic - Tibia ≥ 7 to ≤ 15 holes | VAL | TN040 | 1574 |  | Newclip Technics Australia Pty Ltd | Newclip Activ Ankle Plate | Locking Tibial Plate | 7 to 15 holes | 260229, 260232 | August 2017 |  | New Listing
06 - Specialist Orthopaedic | 06.03 - SKELETAL RECONSTRUCTION | 06.03.03 - Plates | 06.03.03.39 - Periarticular anatomic - Tibia ≥ 7 to ≤ 15 holes | VAL | WR234 | 1574 |  | Wright Medical Australia | Ortholoc Fracture System - Plates | Anterolateral Tibia, Medial Tibia Plates or 1/3 Tubular | 9, 12 or 13 holes, Right and Left | 198485 | February 2012 |  | Expanded from WR083
06 - Specialist Orthopaedic | 06.03 - SKELETAL RECONSTRUCTION | 06.03.03 - Plates | 06.03.03.39 - Periarticular anatomic - Tibia ≥ 7 to ≤ 15 holes | VAL | ZI751 | 1574 |  | Zimmer Biomet Pty Ltd | NCB Polyaxial Locking Plate System | NCB Variable Angle Locking Plate - Tibia - Ti Alloy | 9 holes - 13 holes Left & Right | 100337, 100349 | February 2012 |  | Expanded from ZI471
06 - Specialist Orthopaedic | 06.03 - SKELETAL RECONSTRUCTION | 06.03.03 - Plates | 06.03.03.40 - Periarticular anatomic - Tibia ≥ 16 holes |  | SY731 | 1219 |  | Johnson & Johnson Medical Pty Ltd | AO/ASIF Plates | Anatomic Tibial Plates | ≥16 holes | 157069 | August 2012 |  | Expanded from SY162
06 - Specialist Orthopaedic | 06.03 - SKELETAL RECONSTRUCTION | 06.03.03 - Plates | 06.03.03.40 - Periarticular anatomic - Tibia ≥ 16 holes |  | ZI767 | 1219 |  | Zimmer Biomet Pty Ltd | Zimmer Periarticular Plates | 3.5 & 4.5mm Periarticular Plates - Tibia | 16 - 20 holes | 112735 | February 2012 |  | Expanded from ZI243
06 - Specialist Orthopaedic | 06.03 - SKELETAL RECONSTRUCTION | 06.03.03 - Plates | 06.03.03.40 - Periarticular anatomic - Tibia ≥ 16 holes |  | ZI825 | 1219 |  | Zimmer Biomet Pty Ltd | Periarticular Plates | Periarticular Tibial Plateau Plates - Stainless Steel | Over 16 holes Left and Right | 11275 | February 2012 |  | Expanded from ZI153
06 - Specialist Orthopaedic | 06.03 - SKELETAL RECONSTRUCTION | 06.03.03 - Plates | 06.03.03.40 - Periarticular anatomic - Tibia ≥ 16 holes | LK | DE534 | 1489 |  | Device Technologies Australia Pty Ltd | Anterolateral Distal Tibia Plate | Plate for Fracture Fixation | 16-18 Holes Left and Right Side Specific | 284416 | August 2017 |  | New Listing
06 - Specialist Orthopaedic | 06.03 - SKELETAL RECONSTRUCTION | 06.03.03 - Plates | 06.03.03.40 - Periarticular anatomic - Tibia ≥ 16 holes | LK | DE566 | 1489 |  | Device Technologies Australia Pty Ltd | Medial Distal Tibia Plate | Plate for Fracture Fixation | 16 Holes | 284416 | August 2017 |  | New Listing
06 - Specialist Orthopaedic | 06.03 - SKELETAL RECONSTRUCTION | 06.03.03 - Plates | 06.03.03.40 - Periarticular anatomic - Tibia ≥ 16 holes | LK | SK562 | 1489 |  | Stryker Australia Pty Ltd | Stryker Plating System | Tibial Anatomical Locking Plates | 16-31 hole | 119848 | February 2015 |  | Changed Size.
06 - Specialist Orthopaedic | 06.03 - SKELETAL RECONSTRUCTION | 06.03.03 - Plates | 06.03.03.40 - Periarticular anatomic - Tibia ≥ 16 holes | LK | SN976 | 1489 |  | Smith & Nephew Pty Ltd | Peri-Loc | Tibia Plates | ≥ 16 Holes | 10824 | February 2012 |  | Expanded from SN745
06 - Specialist Orthopaedic | 06.03 - SKELETAL RECONSTRUCTION | 06.03.03 - Plates | 06.03.03.40 - Periarticular anatomic - Tibia ≥ 16 holes | LK | SY756 | 1489 |  | Johnson & Johnson Medical Pty Ltd | AO/ASIF Plates | Anatomic Locking Tibial Plates | ≥16 Holes | 157069 | February 2013 |  | Expanded from SY734
06 - Specialist Orthopaedic | 06.03 - SKELETAL RECONSTRUCTION | 06.03.03 - Plates | 06.03.03.40 - Periarticular anatomic - Tibia ≥ 16 holes | VAL | BH288 | 1819 |  | Zimmer Biomet Pty Ltd | ALPS-Anatomic Locked Plating system | Distal and Proximal Tibial Plates, Titanium | 16 - 25 holes | 153056, 97981 | February 2013 |  | Transferred from JJ730
06 - Specialist Orthopaedic | 06.03 - SKELETAL RECONSTRUCTION | 06.03.03 - Plates | 06.03.03.40 - Periarticular anatomic - Tibia ≥ 16 holes | VAL | BH310 | 1819 |  | Zimmer Biomet Pty Ltd | Polyax Plating System | Proximal Tibial Locking Plate, Titanium | 16 to 20 holes | 97981 | February 2013 |  | Transferred from JJ888
06 - Specialist Orthopaedic | 06.03 - SKELETAL RECONSTRUCTION | 06.03.03 - Plates | 06.03.03.40 - Periarticular anatomic - Tibia ≥ 16 holes | VAL | SK560 | 1819 |  | Stryker Australia Pty Ltd | Stryker Plating System | Distal Tibia Anatomical Locking Plates | 16-23 hole | 119848 | February 2012 |  | Expanded from SK368
06 - Specialist Orthopaedic | 06.03 - SKELETAL RECONSTRUCTION | 06.03.03 - Plates | 06.03.03.40 - Periarticular anatomic - Tibia ≥ 16 holes | VAL | SY757 | 1819 |  | Johnson & Johnson Medical Pty Ltd | AO/ASIF Plates | Anatomic Variable Locking Tibial Plates | ≥16 Holes | 157069 | February 2013 |  | Expanded from SY734
06 - Specialist Orthopaedic | 06.03 - SKELETAL RECONSTRUCTION | 06.03.03 - Plates | 06.03.03.40 - Periarticular anatomic - Tibia ≥ 16 holes | VAL | SY771 | 1819 |  | Johnson & Johnson Medical Pty Ltd | AO/ASIF | Anatomic Variable Angle Locking Tibial Plates | > 16 holes | 157069 | February 2013 |  | Expanded from SY163
06 - Specialist Orthopaedic | 06.03 - SKELETAL RECONSTRUCTION | 06.03.03 - Plates | 06.03.03.41 - Periarticular anatomic - Calcaneal ≤ 6 holes | LK | MO405 | 1209 |  | Medical & Optical Instruments Australia Pty Ltd | Acumed Locking Calcaneal Plates | Locking Calcaneal Plates | <6 Hole LK | 99824 | August 2013 |  | Changed Suffix, Benefit.
06 - Specialist Orthopaedic | 06.03 - SKELETAL RECONSTRUCTION | 06.03.03 - Plates | 06.03.03.41 - Periarticular anatomic - Calcaneal ≤ 6 holes | LK | PB018 | 1209 |  | Australian Pacific Medical Pty Ltd | Calcaneal Locking Plate MIPO System - Locking Plates | Posterior Tuberosity Calcaneal Locking Plate II, Anterior Process Calcaneal Locking Plate, Posterior Tuberosity Calcaneal Locking Plate | 5 & 6 Holes | 261562 | February 2016 |  | New Listing
06 - Specialist Orthopaedic | 06.03 - SKELETAL RECONSTRUCTION | 06.03.03 - Plates | 06.03.03.42 - Periarticular anatomic - Calcaneal ≥ 7 to ≤ 15 holes |  | BH194 | 939 |  | Zimmer Biomet Pty Ltd | Periarticular Plating System | Plate Calcaneal - Titanium | Small - Large | 97981 | February 2013 |  | Transferred from DP904
06 - Specialist Orthopaedic | 06.03 - SKELETAL RECONSTRUCTION | 06.03.03 - Plates | 06.03.03.42 - Periarticular anatomic - Calcaneal ≥ 7 to ≤ 15 holes |  | IG097 | 939 |  | Integra Neurosciences Pty Ltd | Calcenea Fracture Plate | 14 hole titanium plate | Small, Medium, Large | 173932 | February 2012 |  | Changed Product Name, Description, Product Group, Product Sub Group, Suffix, Benefit.
06 - Specialist Orthopaedic | 06.03 - SKELETAL RECONSTRUCTION | 06.03.03 - Plates | 06.03.03.42 - Periarticular anatomic - Calcaneal ≥ 7 to ≤ 15 holes |  | SK094 | 939 |  | Stryker Australia Pty Ltd | Stryker Plating System Small Fragment Set | Calcaneal Plate | 70-80mm | 119848, 25735 | February 2012 |  | Changed Product Group, Product Sub Group, Suffix, Benefit.
06 - Specialist Orthopaedic | 06.03 - SKELETAL RECONSTRUCTION | 06.03.03 - Plates | 06.03.03.42 - Periarticular anatomic - Calcaneal ≥ 7 to ≤ 15 holes |  | SN569 | 939 |  | Smith & Nephew Pty Ltd | TC-100 | Calcaneal Plates | ≥ 7 to ≤ 15 holes | 72897 | February 2012 |  | Changed Product Name, Description, Size, Product Group, Product Sub Group, Benefit.
06 - Specialist Orthopaedic | 06.03 - SKELETAL RECONSTRUCTION | 06.03.03 - Plates | 06.03.03.42 - Periarticular anatomic - Calcaneal ≥ 7 to ≤ 15 holes |  | SY017 | 939 |  | Johnson & Johnson Medical Pty Ltd | AO/ASIF Plates | Calcaneal Plates | 7 - 15 holes | 157069 | August 2012 |  | Changed Description, Size.
06 - Specialist Orthopaedic | 06.03 - SKELETAL RECONSTRUCTION | 06.03.03 - Plates | 06.03.03.42 - Periarticular anatomic - Calcaneal ≥ 7 to ≤ 15 holes |  | ZI857 | 939 |  | Zimmer Biomet Pty Ltd | Zimmer Periarticular Plating System | 3.5mm Periarticular Plate - Calcaneal | 7 holes | 112735 | February 2012 |  | Expanded from ZI486
06 - Specialist Orthopaedic | 06.03 - SKELETAL RECONSTRUCTION | 06.03.03 - Plates | 06.03.03.42 - Periarticular anatomic - Calcaneal ≥ 7 to ≤ 15 holes | LK | MO404 | 1209 |  | Medical & Optical Instruments Australia Pty Ltd | Acumed Locking Calcaneal Plates | Locking Calcaneal Plates | ≥ 7 to ≤ 15 LK | 99824 | August 2013 |  | Changed Product Sub Group, Suffix, Benefit.
06 - Specialist Orthopaedic | 06.03 - SKELETAL RECONSTRUCTION | 06.03.03 - Plates | 06.03.03.42 - Periarticular anatomic - Calcaneal ≥ 7 to ≤ 15 holes | LK | OU017 | 1209 |  | Ortho Solutions Pty Ltd | Ti Calaneal Locking Plate | Ti Calaneal Locking Plate 3.5 | Ti Calaneal Locking Plate 3.5, large Ti Calaneal Locking Plate 3.5, medium Ti Calaneal Locking Plate 3.5, small | 198773 | February 2013 |  | New Listing
06 - Specialist Orthopaedic | 06.03 - SKELETAL RECONSTRUCTION | 06.03.03 - Plates | 06.03.03.42 - Periarticular anatomic - Calcaneal ≥ 7 to ≤ 15 holes | LK | PB019 | 1209 |  | Australian Pacific Medical Pty Ltd | Calcaneal Locking Plate - Locking Plates | Calcaneal Locking Plate I, Calcaneal Locking Plate II, Compound Calcaneal Locking Plate II, Anterior Process Calcaneal Locking Plate II, Anatomical Calcaneal Locking Plate II, Anterior Process and Posterior Tuberosity Calcaneal Locking Plate | ≥ 7 to ≤ 15 holes, Large, medium and small | 261562 | August 2017 |  | Changed Product Name, Size.
06 - Specialist Orthopaedic | 06.03 - SKELETAL RECONSTRUCTION | 06.03.03 - Plates | 06.03.03.42 - Periarticular anatomic - Calcaneal ≥ 7 to ≤ 15 holes | LK | SF121 | 1209 |  | Signature Orthopaedics | Islay Calaneal Locking Plate | Islay Calaneal Locking Plate 3.5 | Islay Calaneal Locking Plate 3.5, large Islay Calaneal Locking Plate 3.5, medium Islay Calaneal Locking Plate 3.5, small | 208160 | August 2016 |  | Changed Product Name, Description, Size.
06 - Specialist Orthopaedic | 06.03 - SKELETAL RECONSTRUCTION | 06.03.03 - Plates | 06.03.03.42 - Periarticular anatomic - Calcaneal ≥ 7 to ≤ 15 holes | LK | SN983 | 1209 |  | Smith & Nephew Pty Ltd | Peri-Loc | Calcaneal Plates | >7 to <15 holes | 108428 | August 2012 |  | Expanded from SN978
06 - Specialist Orthopaedic | 06.03 - SKELETAL RECONSTRUCTION | 06.03.03 - Plates | 06.03.03.42 - Periarticular anatomic - Calcaneal ≥ 7 to ≤ 15 holes | LK | SY188 | 1209 |  | Johnson & Johnson Medical Pty Ltd | AO/ASIF Plates | Calcaneal, Locking | 7 - 15 holes | 157069 | August 2012 |  | Changed Size.
06 - Specialist Orthopaedic | 06.03 - SKELETAL RECONSTRUCTION | 06.03.03 - Plates | 06.03.03.42 - Periarticular anatomic - Calcaneal ≥ 7 to ≤ 15 holes | LK | TO096 | 1209 |  | Tornier Pty Ltd | MaxLock Extreme System - CalcLock Extreme Plate | Calcaneal variable angle locking plate, Titanium | Standard, Large, Extra Large, Right and Left | 214671 | February 2014 |  | New Listing
06 - Specialist Orthopaedic | 06.03 - SKELETAL RECONSTRUCTION | 06.03.03 - Plates | 06.03.03.42 - Periarticular anatomic - Calcaneal ≥ 7 to ≤ 15 holes | LK | TO148 | 1209 |  | Tornier Pty Ltd | WAVE Calcaneal Fracture System PLATE | The WAVE Calcaneal Fracture System is a low profile, anatomical plate and screw system designed for the minimally invasive fixation of calcaneal fractures. The plate and associated locking and non-locking screws facilitate the reconstruction of the height and width of the calcaneus, and the remodelling of the lateral calcaneal wall. The WAVE calcaneal Fracture System Plate has 7 screw holes (6 are threaded) and the plates are 2 - 3mm thick and are available in 3 sizes. The WAVE Calcaneal Fracture System Plate also has two bending zones for a customised anatomical fit | Plates: Large Plates (Left or Right): Length = 71mm Width = 10-11mm Medium Plates (Left or Right): Length = 67mm Width = 10-11mm Small Plates: (Left or Right): Length = 63mm Width = 10-11mm | 168890 | February 2014 |  | Transferred from OE043
06 - Specialist Orthopaedic | 06.03 - SKELETAL RECONSTRUCTION | 06.03.03 - Plates | 06.03.03.42 - Periarticular anatomic - Calcaneal ≥ 7 to ≤ 15 holes | VAL | BH243 | 1539 |  | Zimmer Biomet Pty Ltd | ALPS Foot System | Calcaneal foot plate | small to large | 153056 | February 2013 |  | Transferred from DY536
06 - Specialist Orthopaedic | 06.03 - SKELETAL RECONSTRUCTION | 06.03.03 - Plates | 06.03.03.42 - Periarticular anatomic - Calcaneal ≥ 7 to ≤ 15 holes | VAL | DE464 | 1539 |  | Device Technologies Australia Pty Ltd | Calcaneal Fracture Plate | Calcaneal Fracture Plate for fixation of Calcaneal fractures | X-small, small, Medium, Large - LEFT and RIGHT side specific plates | 140686 | February 2015 |  | New Listing
06 - Specialist Orthopaedic | 06.03 - SKELETAL RECONSTRUCTION | 06.03.03 - Plates | 06.03.03.42 - Periarticular anatomic - Calcaneal ≥ 7 to ≤ 15 holes | VAL | EO056 | 1539 |  | Medartis | Aptus Foot | Calcaneus Plates | Left and right plates, small, medium and large | 141170 | February 2012 |  | New Listing
06 - Specialist Orthopaedic | 06.03 - SKELETAL RECONSTRUCTION | 06.03.03 - Plates | 06.03.03.42 - Periarticular anatomic - Calcaneal ≥ 7 to ≤ 15 holes | VAL | ER424 | 1539 |  | Emergo Asia Pacific Pty Ltd | Paragon 28 Gorilla Plating System-Plate, Calcaneal ( ≥ 7 to ≤ 15 holes) | Paragon 28 Gorilla Plating System-Plate, Calcaneus fracture, MTP various shapes, Titanium, | thickness 1.1mm; multi screw diameter purchase 2.7/3.5/4.2mm | 289248 | August 2017 |  | New Listing
06 - Specialist Orthopaedic | 06.03 - SKELETAL RECONSTRUCTION | 06.03.03 - Plates | 06.03.03.42 - Periarticular anatomic - Calcaneal ≥ 7 to ≤ 15 holes | VAL | LM306 | 1539 |  | LMT Surgical Pty Ltd | Osteomed FPS | Calcaneal Plates | 7 to 15 holes | 202319 | August 2016 |  | Expanded from LM273
06 - Specialist Orthopaedic | 06.03 - SKELETAL RECONSTRUCTION | 06.03.03 - Plates | 06.03.03.42 - Periarticular anatomic - Calcaneal ≥ 7 to ≤ 15 holes | VAL | SN984 | 1539 |  | Smith & Nephew Pty Ltd | Peri-Loc | Calcaneal Plates | >7 to <15 holes | 108428 | August 2012 |  | Expanded from SN978
06 - Specialist Orthopaedic | 06.03 - SKELETAL RECONSTRUCTION | 06.03.03 - Plates | 06.03.03.42 - Periarticular anatomic - Calcaneal ≥ 7 to ≤ 15 holes | VAL | SR092 | 1539 |  | Stryker Australia Pty Ltd | Stryker Locking Plate System | Calcaneus Locking Plates | 12 Hole | 124319 | February 2012 |  | Expanded from SR071
06 - Specialist Orthopaedic | 06.03 - SKELETAL RECONSTRUCTION | 06.03.03 - Plates | 06.03.03.42 - Periarticular anatomic - Calcaneal ≥ 7 to ≤ 15 holes | VAL | WR231 | 1539 |  | Wright Medical Australia | Calcaneus Plate | Titanium locking plate, Tab & Perimeter | 14 holes | 198485 | August 2014 |  | Changed Suffix.
06 - Specialist Orthopaedic | 06.03 - SKELETAL RECONSTRUCTION | 06.03.03 - Plates | 06.03.03.43 - Periarticular anatomic - Calcaneal ≥ 16 holes | VAL | OU038 | 1539 |  | Ortho Solutions Pty Ltd | UltOS MTP plates | MTP Plates | Small, Medium, Large | 198773 | August 2014 |  | New Listing
06 - Specialist Orthopaedic | 06.03 - SKELETAL RECONSTRUCTION | 06.03.03 - Plates | 06.03.03.43 - Periarticular anatomic - Calcaneal ≥ 16 holes | VAL | SR093 | 1539 |  | Stryker Australia Pty Ltd | Stryker Locking Plate System | Calcaneus Locking Plates | 16 Hole | 124319 | February 2012 |  | Expanded from SR071
06 - Specialist Orthopaedic | 06.03 - SKELETAL RECONSTRUCTION | 06.03.03 - Plates | 06.03.03.43 - Periarticular anatomic - Calcaneal ≥ 16 holes | VAL | WR232 | 1539 |  | Wright Medical Australia | Calcaneus Plate | Titanium locking plate, Tab & Perimeter | 16 & 17 holes | 198485 | February 2012 |  | Expanded from WR058
06 - Specialist Orthopaedic | 06.03 - SKELETAL RECONSTRUCTION | 06.03.03 - Plates | 06.03.03.44 - Periarticular anatomic - Foot |  | IG081 | 450 |  | Integra Neurosciences Pty Ltd | Hallu-Fix Plates | Hallu-C and Hallu-S titanium plates for first MTP arthrodesis | Length: 40 - 55mm 3 sizes: 1, 2, 3 for left or right | 173932 | February 2012 |  | Changed Description, Size, Product Group, Product Sub Group, Suffix, Benefit.
06 - Specialist Orthopaedic | 06.03 - SKELETAL RECONSTRUCTION | 06.03.03 - Plates | 06.03.03.44 - Periarticular anatomic - Foot |  | MO379 | 450 |  | Medical & Optical Instruments Australia Pty Ltd | Acumed Congruent Plate System | Foot and Ankle Plate itianium | ≤ 6 hole | 98244 | February 2012 |  | Expanded from MO150
06 - Specialist Orthopaedic | 06.03 - SKELETAL RECONSTRUCTION | 06.03.03 - Plates | 06.03.03.44 - Periarticular anatomic - Foot | LK | BU014 | 730 |  | CAB MEDICAL PTY LTD | Airlock Bone plate System | Osteosynthesis bone plate system | Left and right thickness 1.3mm to 1.35 mm, Length from 16mm to 55mm | 235766 | August 2016 |  | Transferred from LI082
06 - Specialist Orthopaedic | 06.03 - SKELETAL RECONSTRUCTION | 06.03.03 - Plates | 06.03.03.44 - Periarticular anatomic - Foot | LK | MO380 | 730 |  | Medical & Optical Instruments Australia Pty Ltd | Acumed Congruent Plate System | Foot and Ankle Plate Titanium | ≤ 6 hole | 99824 | February 2012 |  | Expanded from MO150
06 - Specialist Orthopaedic | 06.03 - SKELETAL RECONSTRUCTION | 06.03.03 - Plates | 06.03.03.44 - Periarticular anatomic - Foot | LK | MO381 | 730 |  | Medical & Optical Instruments Australia Pty Ltd | Acumed Congruent Plate system | Foort and Ankle Plate titanium | ≥7 to ≤15 hole | 99824 | February 2012 |  | Expanded from MO150
06 - Specialist Orthopaedic | 06.03 - SKELETAL RECONSTRUCTION | 06.03.03 - Plates | 06.03.03.44 - Periarticular anatomic - Foot | LK | OU039 | 730 |  | Ortho Solutions Pty Ltd | UltOS T plates | General Fusion T plates | 2 hole, 4 hole, 6 hole | 198773 | August 2014 |  | New Listing
06 - Specialist Orthopaedic | 06.03 - SKELETAL RECONSTRUCTION | 06.03.03 - Plates | 06.03.03.44 - Periarticular anatomic - Foot | LK | OU047 | 730 |  | Ortho Solutions Pty Ltd | UltOS straight plates | General fusion straight plates | 2 hole, 4 hole | 198773 | August 2014 |  | New Listing
06 - Specialist Orthopaedic | 06.03 - SKELETAL RECONSTRUCTION | 06.03.03 - Plates | 06.03.03.44 - Periarticular anatomic - Foot | LK | WR052 | 730 |  | Wright Medical Australia | Charlotte MTP Fusion System | MTP plate, stainless steel, SLIM LINE | Left & right | 198485 | February 2012 |  | Changed Product Group, Product Sub Group, Suffix, Benefit.
06 - Specialist Orthopaedic | 06.03 - SKELETAL RECONSTRUCTION | 06.03.03 - Plates | 06.03.03.44 - Periarticular anatomic - Foot | LK | WR065 | 730 |  | Wright Medical Australia | Rearfoot Plate - RPS | Unique extended plate geometry for plating complex rearfoot reconstructions, uses 3.5mm locked screws for optimal bone purchase. | 6 hole - 37mm, 8 hole - 50mm, 14 hole - 66mm | 122967 | February 2012 |  | Changed Product Group, Product Sub Group, Suffix, Benefit.
06 - Specialist Orthopaedic | 06.03 - SKELETAL RECONSTRUCTION | 06.03.03 - Plates | 06.03.03.44 - Periarticular anatomic - Foot | VAL | HW459 | 1060 |  | Stryker Australia Pty Ltd | Variax 2 Foot Plates | Polyaxial Locking plates with compressions holes | Broad Straight – 2-7 Hole Slim Straight – 2-7 Hole Broad Y-Plate – 2-7 Shaft Holes Slim Y-Plate – 2-7 Holes |  | August 2017 |  | Changed Product Name, Description, Size.
06 - Specialist Orthopaedic | 06.03 - SKELETAL RECONSTRUCTION | 06.03.03 - Plates | 06.03.03.44 - Periarticular anatomic - Foot | VAL | SY715 | 1060 |  | Johnson & Johnson Medical Pty Ltd | AO/ASIF Plates | Anatomic Variable Angle Locking Foot Plate | 2-20 Holes | 157069 | August 2012 |  | Expanded from SY627
06 - Specialist Orthopaedic | 06.03 - SKELETAL RECONSTRUCTION | 06.03.03 - Plates | 06.03.03.44 - Periarticular anatomic - Foot | VAL | WR082 | 1060 |  | Wright Medical Australia | Ortholoc 3Di Plates | Osteosynthesis Bone Plate System | 2-7 holes | 198485 | August 2017 |  | Changed Product Name, Description, Size.
06 - Specialist Orthopaedic | 06.03 - SKELETAL RECONSTRUCTION | 06.03.03 - Plates | 06.03.03.44 - Periarticular anatomic - Foot | VAL | WR244 | 1060 |  | Wright Medical Australia | Charlotte Claw Locking Plate | Straight, U, T Plates - 2, 3, & 4 Hole | 15, 20, 25, 30mm, Sm, Med, Lge | 122967 | February 2013 |  | Changed Description, Size, Suffix, Benefit.
06 - Specialist Orthopaedic | 06.03 - SKELETAL RECONSTRUCTION | 06.03.03 - Plates | 06.03.03.44 - Periarticular anatomic - Foot | VAL | WR292 | 1060 |  | Wright Medical Australia | SALVATION 3Di Plating System - Plates | Bridge plates and recon plates | Small, medium and large | 198485 | February 2016 |  | New Listing
06 - Specialist Orthopaedic | 06.03 - SKELETAL RECONSTRUCTION | 06.03.03 - Plates | 06.03.03.45 - Periarticular anatomic - Cable plate (hook/grip) ≤ 6 holes |  | SN731 | 670 |  | Smith & Nephew Pty Ltd | Accord | Orthopaedic Cable System, Sm Cable Grip | 75-255mm | 25902 | August 2014 |  | Changed Product Group, Product Sub Group, Benefit.
06 - Specialist Orthopaedic | 06.03 - SKELETAL RECONSTRUCTION | 06.03.03 - Plates | 06.03.03.45 - Periarticular anatomic - Cable plate (hook/grip) ≤ 6 holes |  | SY378 | 670 |  | Johnson & Johnson Medical Pty Ltd | Trochanteric Reattachment Device | Titanium alloy reattachment device with cables | Standard and Long | 139010 | February 2013 |  | Changed Product Sub Group, Suffix, Benefit.
06 - Specialist Orthopaedic | 06.03 - SKELETAL RECONSTRUCTION | 06.03.03 - Plates | 06.03.03.45 - Periarticular anatomic - Cable plate (hook/grip) ≤ 6 holes |  | ZI167 | 670 |  | Zimmer Biomet Pty Ltd | Zimmer Internal Fixation Systems: Cable System | Cable-Ready 6 Hole Plate - Stainless Steel | 187mm long | 108377 | February 2012 |  | Changed Product Group, Product Sub Group, Benefit.
06 - Specialist Orthopaedic | 06.03 - SKELETAL RECONSTRUCTION | 06.03.03 - Plates | 06.03.03.46 - Periarticular anatomic - Cable plate (hook/grip) ≥ 7 to ≤ 15 holes |  | BI260 | 790 |  | Zimmer Biomet Pty Ltd | BMP Cable System | Dynamic Compression Plate, 7 hole, stainless steel | One size only | 145218 | February 2012 |  | Changed Product Group, Product Sub Group, Benefit.
06 - Specialist Orthopaedic | 06.03 - SKELETAL RECONSTRUCTION | 06.03.03 - Plates | 06.03.03.46 - Periarticular anatomic - Cable plate (hook/grip) ≥ 7 to ≤ 15 holes |  | BI261 | 790 |  | Zimmer Biomet Pty Ltd | BMP Cable System | Dynamic Compression Plate, 9 hole, Stainless Steel | One size only | 145218 | February 2012 |  | Changed Product Group, Product Sub Group, Benefit.
06 - Specialist Orthopaedic | 06.03 - SKELETAL RECONSTRUCTION | 06.03.03 - Plates | 06.03.03.46 - Periarticular anatomic - Cable plate (hook/grip) ≥ 7 to ≤ 15 holes |  | SN735 | 790 |  | Smith & Nephew Pty Ltd | Accord | Orthopaedic Cable System, Std Cable Grip | 85-265mm | 25902 | August 2014 |  | Changed Product Group, Product Sub Group, Benefit.
06 - Specialist Orthopaedic | 06.03 - SKELETAL RECONSTRUCTION | 06.03.03 - Plates | 06.03.03.46 - Periarticular anatomic - Cable plate (hook/grip) ≥ 7 to ≤ 15 holes |  | ZI169 | 790 |  | Zimmer Biomet Pty Ltd | Zimmer Internal Fixation Systems: Cable System | Cable-Ready 10 Hole Plate - Stainless Steel | 305mm long | 108377 | February 2012 |  | Changed Product Group, Product Sub Group, Benefit.
06 - Specialist Orthopaedic | 06.03 - SKELETAL RECONSTRUCTION | 06.03.03 - Plates | 06.03.03.48 - Periarticular anatomic - Cable plate with integrated cables - 2 or less, ≤ 6 holes |  | SK403 | 1736 |  | Stryker Australia Pty Ltd | Trochanteric Grip | Trochanteric Grip Plate with 2 cables | Large, 110 - 210mm, 2 -6 holes | 144003, 16232 | February 2012 |  | Changed Description, Size, Product Group, Product Sub Group, Suffix, Benefit.
06 - Specialist Orthopaedic | 06.03 - SKELETAL RECONSTRUCTION | 06.03.03 - Plates | 06.03.03.48 - Periarticular anatomic - Cable plate with integrated cables - 2 or less, ≤ 6 holes |  | TO099 | 1736 |  | Tornier Pty Ltd | MaxLock Extreme System - Medial Malleolous Plate | Medial malleolous variable angle locking plate, Titanium | 5 holes | 214671 | February 2014 |  | New Listing
06 - Specialist Orthopaedic | 06.03 - SKELETAL RECONSTRUCTION | 06.03.03 - Plates | 06.03.03.48 - Periarticular anatomic - Cable plate with integrated cables - 2 or less, ≤ 6 holes |  | ZI290 | 1736 |  | Zimmer Biomet Pty Ltd | Cable Ready Cable Grip System | Titanium - comes with two cables (Co Cr), Integral Crimps | 23 x 53mm, 1.8 x 635mm | 108377 | February 2012 |  | Changed Product Group, Product Sub Group, Suffix, Benefit.
06 - Specialist Orthopaedic | 06.03 - SKELETAL RECONSTRUCTION | 06.03.03 - Plates | 06.03.03.49 - Periarticular anatomic - Cable plate with integrated cables - > 2, ≤ 6 holes |  | HW306 | 2600 |  | Stryker Australia Pty Ltd | Dall Miles Cable Grip System - Stainless Steel | Stainless Steel Plate:7 hole - Stainless Steel | 8 inches | 144003, 16231 | February 2012 |  | Changed Product Group, Product Sub Group, Benefit.
06 - Specialist Orthopaedic | 06.03 - SKELETAL RECONSTRUCTION | 06.03.03 - Plates | 06.03.03.49 - Periarticular anatomic - Cable plate with integrated cables - > 2, ≤ 6 holes |  | SK402 | 2600 |  | Stryker Australia Pty Ltd | Trochanteric Grip | Trochanteric Grip Plate with 2 cables | Medium 100 - 200mm, 2 -6 Holes | 144003, 16232 | February 2012 |  | Changed Description, Size, Product Group, Product Sub Group, Suffix, Benefit.
06 - Specialist Orthopaedic | 06.03 - SKELETAL RECONSTRUCTION | 06.03.03 - Plates | 06.03.03.49 - Periarticular anatomic - Cable plate with integrated cables - > 2, ≤ 6 holes |  | SN730 | 2600 |  | Smith & Nephew Pty Ltd | Accord | Orthopaedic Cable System, Titanium Plate | 150-250mm | 25902 | February 2012 |  | Changed Product Group, Product Sub Group, Benefit.
06 - Specialist Orthopaedic | 06.03 - SKELETAL RECONSTRUCTION | 06.03.03 - Plates | 06.03.03.49 - Periarticular anatomic - Cable plate with integrated cables - > 2, ≤ 6 holes |  | ZI297 | 2600 |  | Zimmer Biomet Pty Ltd | Cable Ready Cable Grip System | Titanium | 5 hole GTR with 4 cables | 108377 | February 2012 |  | Changed Product Group, Product Sub Group, Benefit.
06 - Specialist Orthopaedic | 06.03 - SKELETAL RECONSTRUCTION | 06.03.03 - Plates | 06.03.03.49 - Periarticular anatomic - Cable plate with integrated cables - > 2, ≤ 6 holes |  | ZI298 | 2600 |  | Zimmer Biomet Pty Ltd | Cable Ready Cable Grip System | Titanium | 2 hole GTR with 4 cables | 108377 | February 2012 |  | Changed Product Group, Product Sub Group, Benefit.
06 - Specialist Orthopaedic | 06.03 - SKELETAL RECONSTRUCTION | 06.03.03 - Plates | 06.03.03.49 - Periarticular anatomic - Cable plate with integrated cables - > 2, ≤ 6 holes |  | ZI299 | 2600 |  | Zimmer Biomet Pty Ltd | Cable Ready Cable Grip System | Titanium | 4 hole GTR with 4 cables | 108377 | February 2012 |  | Changed Product Group, Product Sub Group, Benefit.
06 - Specialist Orthopaedic | 06.03 - SKELETAL RECONSTRUCTION | 06.03.03 - Plates | 06.03.03.49 - Periarticular anatomic - Cable plate with integrated cables - > 2, ≤ 6 holes | LK | SQ114 | 2870 |  | Surgical Specialties | SuperCable Trochanteric Grips and Cable Plate System | Trochanteric Grips - Titanium | Short 50mm, 2 Hole Plate 135mm, 4 Hole Plate 190mm, 6 Hole Plate Straight, Right, Left 245mm | 133719 | February 2016 |  | Transferred from GO197
06 - Specialist Orthopaedic | 06.03 - SKELETAL RECONSTRUCTION | 06.03.03 - Plates | 06.03.03.50 - Cable plate with 1 or more cables, ≤ 6 holes |  | MZ012 | 1034 |  | Medigroup Australia | Tritium SCP (Sternal Cable Plate) Double Cable Plate (6 Holes, 2 Integrated Cables) | Periarticular Titanium Sternal Double Cable Plate, 6 Holes, 2 Integrated Cables, Locking Plate | One Size | 193369 | August 2014 |  | Changed Product Group, Product Sub Group, Benefit.
06 - Specialist Orthopaedic | 06.03 - SKELETAL RECONSTRUCTION | 06.03.03 - Plates | 06.03.03.50 - Cable plate with 1 or more cables, ≤ 6 holes |  | MZ013 | 1034 |  | Medigroup Australia | Tritium SCP (Sternal Cable Plate) | BOX Plate (4 Holes, 1 Integrated Cable) | One Size | 193369 | August 2014 |  | Changed Product Group, Product Sub Group, Benefit.
06 - Specialist Orthopaedic | 06.03 - SKELETAL RECONSTRUCTION | 06.03.03 - Plates | 06.03.03.50 - Cable plate with 1 or more cables, ≤ 6 holes |  | ZI926 | 1034 |  | Zimmer Biomet Pty Ltd | Sternalock 360 | Sternal Closure System | Box Plate (4 Holes, 1 Integrated Cable) | 128458 | August 2016 |  | New Listing
06 - Specialist Orthopaedic | 06.03 - SKELETAL RECONSTRUCTION | 06.03.03 - Plates | 06.03.03.51 - Cable plate with 1 or more cables, ≥ 7 holes to ≤ 15 holes |  | MZ014 | 1103 |  | Medigroup Australia | Tritium SCP (Sternal Cable Plate) | Periarticular Titanium Sternal X Plate, 8 holes, 1 Integrated Cable, Locking Screws | One Size | 193369 | August 2014 |  | Changed Product Group, Product Sub Group, Benefit.
06 - Specialist Orthopaedic | 06.03 - SKELETAL RECONSTRUCTION | 06.03.03 - Plates | 06.03.03.51 - Cable plate with 1 or more cables, ≥ 7 holes to ≤ 15 holes |  | ZI927 | 1103 |  | Zimmer Biomet Pty Ltd | Sternalock 360 | Sternal Closure System | X-Plate 8 Holes, 1 Integrated Cable | 128458 | August 2016 |  | New Listing
06 - Specialist Orthopaedic | 06.03 - SKELETAL RECONSTRUCTION | 06.03.04 - Screws | 06.03.04.01 - Standard ( ≥4.5mm) |  | AE261 | 72 |  | Allegra Orthopaedics Pty Ltd | Fixion Femoral Interlocking Screws | 6.0mm Proximal Interlocking screw | Diameter 6mm, Length 50-90mm |  | February 2016 |  | New Listing
06 - Specialist Orthopaedic | 06.03 - SKELETAL RECONSTRUCTION | 06.03.04 - Screws | 06.03.04.01 - Standard ( ≥4.5mm) |  | BH167 | 72 |  | Zimmer Biomet Pty Ltd | Comprehensive Shoulder Screws | Screw, Non-Locking | (4.75 or 6.5)mm x 15-50mm | 153087 | February 2012 |  | Expanded from BH053
06 - Specialist Orthopaedic | 06.03 - SKELETAL RECONSTRUCTION | 06.03.04 - Screws | 06.03.04.01 - Standard ( ≥4.5mm) |  | BH271 | 72 |  | Zimmer Biomet Pty Ltd | Polyax Plating System | Non-Locking Screw, Titanium | 40-100mm | 153087 | February 2013 |  | Transferred from JJ684
06 - Specialist Orthopaedic | 06.03 - SKELETAL RECONSTRUCTION | 06.03.04 - Screws | 06.03.04.01 - Standard ( ≥4.5mm) |  | BH283 | 72 |  | Zimmer Biomet Pty Ltd | ALPS Plating System | Non-locking bone screws | 4.5 - 6.5mm diameter | 153087 | February 2013 |  | Transferred from JJ724
06 - Specialist Orthopaedic | 06.03 - SKELETAL RECONSTRUCTION | 06.03.04 - Screws | 06.03.04.01 - Standard ( ≥4.5mm) |  | BH317 | 72 |  | Zimmer Biomet Pty Ltd | Affixus Hip Fracture Nail System | Distal screw | 20-80mm | 177876 | February 2013 |  | Transferred from MN132
06 - Specialist Orthopaedic | 06.03 - SKELETAL RECONSTRUCTION | 06.03.04 - Screws | 06.03.04.01 - Standard ( ≥4.5mm) |  | BH318 | 72 |  | Zimmer Biomet Pty Ltd | Affixus Hip Fracture Nail System | Anti- rotational screw | 5mm diameter | 177876 | August 2014 |  | Changed Product Group, Product Sub Group, Suffix, Benefit.
06 - Specialist Orthopaedic | 06.03 - SKELETAL RECONSTRUCTION | 06.03.04 - Screws | 06.03.04.01 - Standard ( ≥4.5mm) |  | BH331 | 72 |  | Zimmer Biomet Pty Ltd | Small / Large Fragment Set | Bone Screw Titanium | 4.5 to 6.5mm diameter | 153087, 203607 | February 2013 |  | Transferred from DP627
06 - Specialist Orthopaedic | 06.03 - SKELETAL RECONSTRUCTION | 06.03.04 - Screws | 06.03.04.01 - Standard ( ≥4.5mm) |  | BH348 | 72 |  | Zimmer Biomet Pty Ltd | Comprehensive Segmental Revision System (SRS) | Comprehensive SRS Non-Locking Screw | One size | 104347 | August 2013 |  | New Listing
06 - Specialist Orthopaedic | 06.03 - SKELETAL RECONSTRUCTION | 06.03.04 - Screws | 06.03.04.01 - Standard ( ≥4.5mm) |  | BI262 | 110 |  | Zimmer Biomet Pty Ltd | EBI XFIX Dynafix System | Bone Screw, Cortical, tapered, Cancellous, Stainless Steel | 2.4mm to 6.00mm diameter | 145253 | February 2010 |  | Detail Amendment
06 - Specialist Orthopaedic | 06.03 - SKELETAL RECONSTRUCTION | 06.03.04 - Screws | 06.03.04.01 - Standard ( ≥4.5mm) |  | BI829 | 72 |  | Zimmer Biomet Pty Ltd | EBI XFIX Vision System | Screw, Transfixing, Stainless steel | 4 - 6mm diameter | 145253 | February 2013 |  | Changed Product Group, Product Sub Group, Benefit.
06 - Specialist Orthopaedic | 06.03 - SKELETAL RECONSTRUCTION | 06.03.04 - Screws | 06.03.04.01 - Standard ( ≥4.5mm) |  | BI834 | 72 |  | Zimmer Biomet Pty Ltd | EBI XFIX DynaFix System | Screw, VS Osteotomy System, Ti | 6mm x (30mm-110mm) | 146250 | August 2013 |  | Changed Product Group, Product Sub Group, Benefit.
06 - Specialist Orthopaedic | 06.03 - SKELETAL RECONSTRUCTION | 06.03.04 - Screws | 06.03.04.01 - Standard ( ≥4.5mm) |  | DD054 | 72 |  | DJO Australasia Pty Ltd | Replacement retaining screw for glenoid head | Replacement retaining screw for glenoid head | 6.5mm x 30mm | 212521 | February 2012 |  | Expanded from DD037
06 - Specialist Orthopaedic | 06.03 - SKELETAL RECONSTRUCTION | 06.03.04 - Screws | 06.03.04.01 - Standard ( ≥4.5mm) |  | DE367 | 72 |  | Device Technologies Australia Pty Ltd | Cancellous Bone Screws | Cancellous Bone Screws | 25-50mm x 6.5mm | 98527 | February 2012 |  | Expanded from DE077
06 - Specialist Orthopaedic | 06.03 - SKELETAL RECONSTRUCTION | 06.03.04 - Screws | 06.03.04.01 - Standard ( ≥4.5mm) |  | DE423 | 72 |  | Device Technologies Australia Pty Ltd | PEEKPower HTO Plate | Medial High Tibial Osteotomy Implant Device System | 4.5mm Titanium compression Screws | 227070 | February 2013 |  | New Listing
06 - Specialist Orthopaedic | 06.03 - SKELETAL RECONSTRUCTION | 06.03.04 - Screws | 06.03.04.01 - Standard ( ≥4.5mm) |  | DE537 | 72 |  | Device Technologies Australia Pty Ltd | Arthrex Jones Fracture Screw | Partially Threaded Screw to fixate fractures of the 5th Metatarsal | 4.5mm (40-65mm Lengths) 5.5mm (40-65mm Lengths) 6.0mm (40-65mm Lengths) | 227070 | August 2017 |  | New Listing
06 - Specialist Orthopaedic | 06.03 - SKELETAL RECONSTRUCTION | 06.03.04 - Screws | 06.03.04.01 - Standard ( ≥4.5mm) |  | DE551 | 72 |  | Device Technologies Australia Pty Ltd | Low Profile Screw | Low Profile Screw | 4.5mm x (16-65mm lengths) 5.5mm x (20-75mm lengths) | 227070 | August 2017 |  | New Listing
06 - Specialist Orthopaedic | 06.03 - SKELETAL RECONSTRUCTION | 06.03.04 - Screws | 06.03.04.01 - Standard ( ≥4.5mm) |  | DZ051 | 72 |  | AUSTRALIAN ORTHOPAEDIC FIXATIONS PTY LTD | Valetis Screws | Titanium Cortical Screws | 4.5mm width, 10-80mm length | 284755 | August 2017 |  | New Listing
06 - Specialist Orthopaedic | 06.03 - SKELETAL RECONSTRUCTION | 06.03.04 - Screws | 06.03.04.01 - Standard ( ≥4.5mm) |  | DZ052 | 72 |  | AUSTRALIAN ORTHOPAEDIC FIXATIONS PTY LTD | Valetis Screws | Titanium Cancellous Screws | 4.5mm width, 10-80mm length | 284755 | August 2017 |  | New Listing
06 - Specialist Orthopaedic | 06.03 - SKELETAL RECONSTRUCTION | 06.03.04 - Screws | 06.03.04.01 - Standard ( ≥4.5mm) |  | EF016 | 72 |  | Extend Medical | H1 Bone Screw | Self-tapping Compression Screw | 1.2mm – 1.8mm diameter | 239817 | August 2015 |  | New Listing
06 - Specialist Orthopaedic | 06.03 - SKELETAL RECONSTRUCTION | 06.03.04 - Screws | 06.03.04.01 - Standard ( ≥4.5mm) |  | ER391 | 72 |  | Emergo Asia Pacific Pty Ltd | Paragon 28 Monster Screw System-Screws, standard ( ≥4.5mm) | Paragon 28 Monster Screw System-Screws, headed, blunt tip, solid, various thread lengths | dia (4.5-7.0 mm) x length (18-200 mm) x thread length (6-200 mm) | 289308 | August 2017 |  | New Listing
06 - Specialist Orthopaedic | 06.03 - SKELETAL RECONSTRUCTION | 06.03.04 - Screws | 06.03.04.01 - Standard ( ≥4.5mm) |  | EX046 | 72 |  | EXACTECH AUSTRALIA PTY LTD | Equinoxe Compression Screw | The compression screw compresses the glenoid plate to the bone while providing 30 degrees of angular variability | 4.5x18mm white, 4.5x22mm black, 4.5x26mm orange, 4.5x30mm blue, 4.5x34mm red, 4.5x38mm green, 4.5x42mm yellow, 4.5x46mm purple | 159797 | February 2012 |  | Changed Product Group, Product Sub Group, Suffix, Benefit.
06 - Specialist Orthopaedic | 06.03 - SKELETAL RECONSTRUCTION | 06.03.04 - Screws | 06.03.04.01 - Standard ( ≥4.5mm) |  | EX063 | 72 |  | EXACTECH AUSTRALIA PTY LTD | Equinoxe Reverse Shoulder, fracture humeral adapter tray locking screw. | Locking screw for tray adapter. | One size. | 159797 | February 2012 |  | Changed Benefit.
06 - Specialist Orthopaedic | 06.03 - SKELETAL RECONSTRUCTION | 06.03.04 - Screws | 06.03.04.01 - Standard ( ≥4.5mm) |  | GM050 | 72 |  | Global Manufacturing Technology Pty Ltd | Contile Fin II | Bone Screw | 20 to 50mm | 246519 | February 2012 |  | Changed Description, Product Group, Product Sub Group, Benefit.
06 - Specialist Orthopaedic | 06.03 - SKELETAL RECONSTRUCTION | 06.03.04 - Screws | 06.03.04.01 - Standard ( ≥4.5mm) |  | HW337 | 72 |  | Stryker Australia Pty Ltd | Stryker Plating System | Screws Ti or StST | 4.5-6.5mm | 119660, 25735 | February 2015 |  | Changed Size.
06 - Specialist Orthopaedic | 06.03 - SKELETAL RECONSTRUCTION | 06.03.04 - Screws | 06.03.04.01 - Standard ( ≥4.5mm) |  | IG113 | 72 |  | Integra Neurosciences Pty Ltd | Bone Screws | Titanium screws (2) for use with the Universal2 Total Wrist System only | 4.5mm x (15, 20, 25, 30, 35mm) | 160521 | February 2012 |  | Changed Suffix, Benefit.
06 - Specialist Orthopaedic | 06.03 - SKELETAL RECONSTRUCTION | 06.03.04 - Screws | 06.03.04.01 - Standard ( ≥4.5mm) |  | IT007 | 72 |  | Integrant Pty Ltd | Hawk Anterior Ankle Fusion Set | 4.5mm screw set with lengths ranging from 35mm to 110mm. | 4.5mm x length (35mm to 110mm) | 191738 | August 2015 |  | Transferred from HA020
06 - Specialist Orthopaedic | 06.03 - SKELETAL RECONSTRUCTION | 06.03.04 - Screws | 06.03.04.01 - Standard ( ≥4.5mm) |  | IT009 | 72 |  | Integrant Pty Ltd | Hawk Anterior Ankle Fusion Set | 6.5mm screw set with lengths ranging from 35mm to 110 mm. | 6.5mm length 35mm to 110mm | 191738 | August 2015 |  | Transferred from HA022
06 - Specialist Orthopaedic | 06.03 - SKELETAL RECONSTRUCTION | 06.03.04 - Screws | 06.03.04.01 - Standard ( ≥4.5mm) |  | LH444 | 72 |  | Lifehealthcare Pty Ltd | Hinge Pediatric Plating System - Screws | 2 screws for articulated growth-correction fixation plate | 4.5 x 35mm, 4.5 x 30mm, 4.5 x 25mm | 161505 | February 2012 |  | Changed Product Group, Product Sub Group, Benefit.
06 - Specialist Orthopaedic | 06.03 - SKELETAL RECONSTRUCTION | 06.03.04 - Screws | 06.03.04.01 - Standard ( ≥4.5mm) |  | MA539 | 72 |  | Mathys Orthopaedics Pty Ltd | Affinis Inverse Lag Screw | Metaglene Lag screw | 18x4.5mm to 38 x 4.5 mm | 241996 | August 2012 |  | New Listing
06 - Specialist Orthopaedic | 06.03 - SKELETAL RECONSTRUCTION | 06.03.04 - Screws | 06.03.04.01 - Standard ( ≥4.5mm) |  | MO413 | 72 |  | Medical & Optical Instruments Australia Pty Ltd | Acumed Screws | Screws | >4.5mm | 99823 | February 2014 |  | Expanded from MO156
06 - Specialist Orthopaedic | 06.03 - SKELETAL RECONSTRUCTION | 06.03.04 - Screws | 06.03.04.01 - Standard ( ≥4.5mm) |  | OO136 | 72 |  | Oceania Orthopaedics | MUTARS Cancellous Screws | MUTARS Cancellous Screws | 20-40mm | 237075 | February 2014 |  | New Listing
06 - Specialist Orthopaedic | 06.03 - SKELETAL RECONSTRUCTION | 06.03.04 - Screws | 06.03.04.01 - Standard ( ≥4.5mm) |  | OU027 | 72 |  | Ortho Solutions Pty Ltd | Cortical Screw (Ti6AI4V) | Cortical Screw | 5.0mm x 20mm up to 120mm | 198754 | August 2014 |  | Changed Size.
06 - Specialist Orthopaedic | 06.03 - SKELETAL RECONSTRUCTION | 06.03.04 - Screws | 06.03.04.01 - Standard ( ≥4.5mm) |  | OU037 | 72 |  | Ortho Solutions Pty Ltd | Self Tapping Cortical Screw | Self Tapping Cortical Screw | 4.5mm self tapping cortical screw 14mm to 95mm 4.5mm cortical screw 14mm to 140mm 4.5mm malleloar screw 25mm to 70mm 6.5 cancellous screw 16mm thread 30mm to 150mm 6.5mm cancellous screw fully threaded 20mm to 110mm | 198754 | February 2013 |  | New Listing
06 - Specialist Orthopaedic | 06.03 - SKELETAL RECONSTRUCTION | 06.03.04 - Screws | 06.03.04.01 - Standard ( ≥4.5mm) |  | SL013 | 72 |  | Smith & Nephew Pty Ltd | TC-100 | Cortical & Cancellous Screws | ≥4.5mm | 104369 | February 2012 |  | Compressed from SN014, SN018, SN061, SN593, SN595, SN602
06 - Specialist Orthopaedic | 06.03 - SKELETAL RECONSTRUCTION | 06.03.04 - Screws | 06.03.04.01 - Standard ( ≥4.5mm) |  | SL014 | 72 |  | Smith & Nephew Pty Ltd | Peri-Loc & Peri-Loc VLP | Cortical & Osteopenia Screws | ≥4.5mm | 104369 | February 2012 |  | Compressed from SN770, SN793, SN794
06 - Specialist Orthopaedic | 06.03 - SKELETAL RECONSTRUCTION | 06.03.04 - Screws | 06.03.04.01 - Standard ( ≥4.5mm) |  | SN520 | 72 |  | Smith & Nephew Pty Ltd | TriGen | Captured Screws Titanium | 4.0mm, 4.5 & 5.0mm diameters, 10-130mm lengths | 104369 | August 2016 |  | Changed Size.
06 - Specialist Orthopaedic | 06.03 - SKELETAL RECONSTRUCTION | 06.03.04 - Screws | 06.03.04.01 - Standard ( ≥4.5mm) |  | SQ084 | 72 |  | Surgical Specialties | PediNail - Captured Locking screws - standard | 4.5x16 Cort Screw 4.5x18 Cort Screw 4.5x20 Cort Screw 4.5x22 Cort Screw 4.5x24 Cort Screw 4.5x26 Cort Screw 4.5x28 Cort Screw 4.5x30 Cort Screw 4.5x32 Cort Screw 4.5x34 Cort Screw 4.5x36 Cort Screw 4.5x38 Cort Screw 4.5x40 Cort Screw 4.5x42 Cort Screw 4.5x44 Cort Screw 4.5x46 Cort Screw 4.5x48 Cort Screw 4.5x50 Cort Screw 4.5x55 Cort Screw 4.5x60 Cort Screw 4.5x65 Cort Screw 4.5x70 Cort Screw 4.5x75 Cort Screw 4.5x80 Cort Screw 4.5x85 Cort Screw 4.5x45 Cort Recon Screw 4.5x50 Cort Recon Screw 4.5x55 Cort Recon Screw 4.5x60 Cort Recon Screw 4.5x65 Cort Recon Screw 4.5x70 Cort Recon Screw 4.5x75 Cort Recon Screw 4.5x80 Cort Recon Screw 4.5x85 Cort Recon Screw 4.5x90 Cort Recon Screw 4.5x95 Cort Recon Screw 4.5x100 Cort Recon Screw | 4.5mm Cort screws: 4.5mm x 16-50mm, in 2mm increments 4.5mmx50mm-85mm, in 5mm increments 4.5mm Cort Recon Screws: 4.5mmx45-100mm, in 5mm increments | 191587 | August 2013 |  | Transferred from ER117
06 - Specialist Orthopaedic | 06.03 - SKELETAL RECONSTRUCTION | 06.03.04 - Screws | 06.03.04.01 - Standard ( ≥4.5mm) |  | SQ088 | 72 |  | Surgical Specialties | PediLoc - 4.5mm Self Tapping Cortical Screws | 4.5 mm non locking full thread screw | 10mm-60mm, in 2 mm increments 60mm-90mm, in 5mm increments | 191602 | August 2013 |  | Transferred from ER055
06 - Specialist Orthopaedic | 06.03 - SKELETAL RECONSTRUCTION | 06.03.04 - Screws | 06.03.04.01 - Standard ( ≥4.5mm) |  | SQ113 | 72 |  | Surgical Specialties | SuperCable Trochanteric Grips and Cable Plate System | Compression Screws Titanium | 4.5mm Diameter 10mm to 50 mm length | 133719 | February 2016 |  | Transferred from GO199
06 - Specialist Orthopaedic | 06.03 - SKELETAL RECONSTRUCTION | 06.03.04 - Screws | 06.03.04.01 - Standard ( ≥4.5mm) |  | SQ121 | 72 |  | Surgical Specialties | Verso Shoulder System - Baseplate Fixation Screw | Verso Shoulder Base Plate Fixation Screw | 5mm diameter, 15mm-50mm | 262473 | February 2017 |  | New Listing
06 - Specialist Orthopaedic | 06.03 - SKELETAL RECONSTRUCTION | 06.03.04 - Screws | 06.03.04.01 - Standard ( ≥4.5mm) |  | ST004 | 72 |  | Stryker Australia Pty Ltd | Stryker Plating System Screws - Cortical 4.5mm | Titanium or Stainless Steel | 10-20mm | 119660, 25735 | February 2012 |  | Changed Product Group, Product Sub Group, Benefit.
06 - Specialist Orthopaedic | 06.03 - SKELETAL RECONSTRUCTION | 06.03.04 - Screws | 06.03.04.01 - Standard ( ≥4.5mm) |  | ST005 | 72 |  | Stryker Australia Pty Ltd | Stryker Plating System Screws - Cancellous | 6.5mm Stainless Steel or Titanium | 20-50mm | 119660, 25735 | February 2012 |  | Changed Product Group, Product Sub Group, Benefit.
06 - Specialist Orthopaedic | 06.03 - SKELETAL RECONSTRUCTION | 06.03.04 - Screws | 06.03.04.01 - Standard ( ≥4.5mm) |  | SY596 | 72 |  | Johnson & Johnson Medical Pty Ltd | AO/ASIF Screws | Cortex,Cancellous, Compression Screws | ≥ 4.5mm | 157068 | February 2013 |  | Changed Size.
06 - Specialist Orthopaedic | 06.03 - SKELETAL RECONSTRUCTION | 06.03.04 - Screws | 06.03.04.01 - Standard ( ≥4.5mm) |  | TN030 | 72 |  | Newclip Technics Australia Pty Ltd | Newclip Non Locking Bone Screw | Non Locking Bone Screw | >4.5mm diameter, Length 20 - 110mm | 260233, 260234 | August 2017 |  | Changed Description.
06 - Specialist Orthopaedic | 06.03 - SKELETAL RECONSTRUCTION | 06.03.04 - Screws | 06.03.04.01 - Standard ( ≥4.5mm) |  | TO047 | 72 |  | Tornier Pty Ltd | Fixation Screw for Articular Implant | Titanium, sterile and non-sterile | D 4.5mm, L 18mm to 50mm | 130499 | August 2015 |  | Changed Description, Size, Benefit.
06 - Specialist Orthopaedic | 06.03 - SKELETAL RECONSTRUCTION | 06.03.04 - Screws | 06.03.04.01 - Standard ( ≥4.5mm) |  | WR036 | 72 |  | Wright Medical Australia | Charlotte Carolina Jones Fracture System | Low profile, solid-core, surgical grade stainless steel screw, partially threatded with thread length varying anthropometrically relative to overall screw length, utilising specialised instruments for IM placement in the 5th metatarsal | 4.5mm, 4.5mm, 6.5mm, 40mm-70mm overall screw lengths | 122967 | February 2012 |  | Changed Product Group, Product Sub Group, Benefit.
06 - Specialist Orthopaedic | 06.03 - SKELETAL RECONSTRUCTION | 06.03.04 - Screws | 06.03.04.01 - Standard ( ≥4.5mm) |  | WR209 | 72 |  | Wright Medical Australia | Non-Locking Screws | Titanium or Stailess Steel Alloy Non-Locking Screws | 20-100mm, 4.5-5.5mm Diameter | 198485 | February 2014 |  | Changed Product Name, Description, Size.
06 - Specialist Orthopaedic | 06.03 - SKELETAL RECONSTRUCTION | 06.03.04 - Screws | 06.03.04.01 - Standard ( ≥4.5mm) |  | WR296 | 72 |  | Wright Medical Australia | SALVATION 3Di Plating System - Osteopenic Screws | Osteopenic screws | Diameter: 5.5mm Length: 16, 18, 20, 22, 25, 30, 35, 40, 45, 50, 55, 60mm | 198485 | February 2016 |  | New Listing
06 - Specialist Orthopaedic | 06.03 - SKELETAL RECONSTRUCTION | 06.03.04 - Screws | 06.03.04.01 - Standard ( ≥4.5mm) |  | ZI133 | 72 |  | Zimmer Biomet Pty Ltd | NexGen Knee High Tibial Osteotomy System | Screw - Ti | 4.5 - 10 - 80 mm, 6.5 - 10 - 80 mm | 112735 | February 2012 |  | Changed Product Group, Product Sub Group, Benefit.
06 - Specialist Orthopaedic | 06.03 - SKELETAL RECONSTRUCTION | 06.03.04 - Screws | 06.03.04.01 - Standard ( ≥4.5mm) |  | ZI149 | 72 |  | Zimmer Biomet Pty Ltd | Periarticular Plates | Periarticular 6.5mm Cancellous Screws - Stainless Steel | 16mm Thread - 35-90mm Long, 32mm Thread - 45-90mm Long, Fully Threaded - 25-90mm Long | 112735 | February 2012 |  | Changed Product Group, Product Sub Group, Benefit.
06 - Specialist Orthopaedic | 06.03 - SKELETAL RECONSTRUCTION | 06.03.04 - Screws | 06.03.04.01 - Standard ( ≥4.5mm) |  | ZI151 | 72 |  | Zimmer Biomet Pty Ltd | Periarticular Plates | Periarticular 4.5mm Self Tapping Screws - Stainless Steel | 26 - 90mm | 112735 | February 2012 |  | Changed Product Group, Product Sub Group, Benefit.
06 - Specialist Orthopaedic | 06.03 - SKELETAL RECONSTRUCTION | 06.03.04 - Screws | 06.03.04.01 - Standard ( ≥4.5mm) |  | ZI204 | 72 |  | Zimmer Biomet Pty Ltd | Zimmer ECT Screws | 4.5mm Cortical Screws | 14 - 120mm | 112735 | February 2012 |  | Changed Product Group, Product Sub Group, Benefit.
06 - Specialist Orthopaedic | 06.03 - SKELETAL RECONSTRUCTION | 06.03.04 - Screws | 06.03.04.01 - Standard ( ≥4.5mm) |  | ZI205 | 72 |  | Zimmer Biomet Pty Ltd | Zimmer Screws | 4.5mm Cortical Screws | 14 - 120mm | 112735 | February 2017 |  | Changed Product Name, Description, Size.
06 - Specialist Orthopaedic | 06.03 - SKELETAL RECONSTRUCTION | 06.03.04 - Screws | 06.03.04.01 - Standard ( ≥4.5mm) |  | ZI206 | 72 |  | Zimmer Biomet Pty Ltd | Zimmer ECT Screws | 4.5 Malleo Screw | 25 - 70mm | 112735 | February 2012 |  | Changed Product Group, Product Sub Group, Benefit.
06 - Specialist Orthopaedic | 06.03 - SKELETAL RECONSTRUCTION | 06.03.04 - Screws | 06.03.04.01 - Standard ( ≥4.5mm) |  | ZI207 | 72 |  | Zimmer Biomet Pty Ltd | Zimmer Screws | 6.5mm Cancellous Screws | 25 - 120mm | 112735 | February 2017 |  | Changed Product Name, Size.
06 - Specialist Orthopaedic | 06.03 - SKELETAL RECONSTRUCTION | 06.03.04 - Screws | 06.03.04.01 - Standard ( ≥4.5mm) |  | ZI400 | 72 |  | Zimmer Biomet Pty Ltd | Cortical Screws | Screws- Cortical - Ti alloy | 4.5/30 to 60mm | 100337 | February 2012 |  | Changed Product Group, Product Sub Group, Benefit.
06 - Specialist Orthopaedic | 06.03 - SKELETAL RECONSTRUCTION | 06.03.04 - Screws | 06.03.04.01 - Standard ( ≥4.5mm) |  | ZI831 | 72 |  | Zimmer Biomet Pty Ltd | NCB Polyaxial Locking System | Variable Angle Locking Screw Cap - Ti Alloy | 8mm | 100337 | February 2012 |  | Expanded from ZI370
06 - Specialist Orthopaedic | 06.03 - SKELETAL RECONSTRUCTION | 06.03.04 - Screws | 06.03.04.01 - Standard ( ≥4.5mm) |  | ZI891 | 72 |  | Zimmer Biomet Pty Ltd | NCB System | NCB Screws | 14- 100mm | 100337 | February 2014 |  | Compressed from ZI830, ZI833
06 - Specialist Orthopaedic | 06.03 - SKELETAL RECONSTRUCTION | 06.03.04 - Screws | 06.03.04.01 - Standard ( ≥4.5mm) | CN | BH139 | 212 |  | Zimmer Biomet Pty Ltd | Peanut Growth Control Plating System - Screws | Cannulated growth contol screws, titanium alloy | 4.5mm Diameter, Length 16, 24, 30 and 40mm | 188744 | February 2012 |  | New Listing
06 - Specialist Orthopaedic | 06.03 - SKELETAL RECONSTRUCTION | 06.03.04 - Screws | 06.03.04.01 - Standard ( ≥4.5mm) | CN | BH184 | 212 |  | Zimmer Biomet Pty Ltd | Small / Large Fragment Set | Cannulated Bone Screw Titanium | 4.5 - 8mm | 153087 | February 2013 |  | Transferred from DP592
06 - Specialist Orthopaedic | 06.03 - SKELETAL RECONSTRUCTION | 06.03.04 - Screws | 06.03.04.01 - Standard ( ≥4.5mm) | CN | BU005 | 212 |  | CAB MEDICAL PTY LTD | Nexis osteosynthesis screws | Bone screw titanium alloy (headed) | Diameter 5-7 mm, Length 26-120mm | 235765 | August 2016 |  | Transferred from LI089
06 - Specialist Orthopaedic | 06.03 - SKELETAL RECONSTRUCTION | 06.03.04 - Screws | 06.03.04.01 - Standard ( ≥4.5mm) | CN | DE371 | 212 |  | Device Technologies Australia Pty Ltd | Cannulated Titanium Low Profile Screws, Large | Cannulated titanium Low Profile Screws, Large | 4.5-6.7mm | 140686 | February 2012 |  | Expanded from DE286
06 - Specialist Orthopaedic | 06.03 - SKELETAL RECONSTRUCTION | 06.03.04 - Screws | 06.03.04.01 - Standard ( ≥4.5mm) | CN | DZ036 | 212 |  | AUSTRALIAN ORTHOPAEDIC FIXATIONS PTY LTD | Valens - Cannulated Screws | Cannulated Compression Screw | 4.5mm, 6.5mm, 7.3mm | 276915 | August 2017 |  | New Listing
06 - Specialist Orthopaedic | 06.03 - SKELETAL RECONSTRUCTION | 06.03.04 - Screws | 06.03.04.01 - Standard ( ≥4.5mm) | CN | ER392 | 212 |  | Emergo Asia Pacific Pty Ltd | Paragon 28 Monster Screw System-Screws, Standard ( ≥4.5mm), cannulated | Paragon 28 Monster Screw System-Screws, standard ( ≥4.5mm), cannulated, headed, with and without blunt tip | diameter (4.5-7.0 mm) x length (18-200 mm) x length of thread (6-200 mm) | 289308 | August 2017 |  | New Listing
06 - Specialist Orthopaedic | 06.03 - SKELETAL RECONSTRUCTION | 06.03.04 - Screws | 06.03.04.01 - Standard ( ≥4.5mm) | CN | IT010 | 212 |  | Integrant Pty Ltd | Hawk 6.5mm Cannulated Screw System | 6.5mm Cannulated Screw | 6.5mm in diameter 45 to 115mm in length | 230954 | August 2015 |  | Transferred from LA001
06 - Specialist Orthopaedic | 06.03 - SKELETAL RECONSTRUCTION | 06.03.04 - Screws | 06.03.04.01 - Standard ( ≥4.5mm) | CN | JJ557 | 212 |  | Johnson & Johnson Medical Pty Ltd | DELTA Xtend | Non Locking Canulated Metaglene Screw | 4.5mm | 126913 | February 2012 |  | Changed Description, Size, Product Group, Product Sub Group, Suffix, Benefit.
06 - Specialist Orthopaedic | 06.03 - SKELETAL RECONSTRUCTION | 06.03.04 - Screws | 06.03.04.01 - Standard ( ≥4.5mm) | CN | LM288 | 212 |  | LMT Surgical Pty Ltd | IBS Screw | Neutralisation Screw | 4.5, 6.5 & 8.0mm diameter | 266217 | February 2016 |  | New Listing
06 - Specialist Orthopaedic | 06.03 - SKELETAL RECONSTRUCTION | 06.03.04 - Screws | 06.03.04.01 - Standard ( ≥4.5mm) | CN | OU034 | 212 |  | Ortho Solutions Pty Ltd | Cannulated Screw | Cannulated Screw | cannulated screw 7.0 length 45, thread length 32mm up to cannulated screw 7.0 length 130, thread length 32mm and cannulated screw 7.0 length 35, thread length 16mm up to cannulated screw 7.0 length 130, thread length 16mm 5.0mm x 30mm up to 100mm titanium cannulated cancellous lag screw 6.5mm x 20mm ( up to 120mm) titanium cann.18mm thread 8.0mm x 20mm titanuium cann (up to 120mm)18mm thread 8.0mm x 20mm titanuium cann (up to 120mm)30mm thread 8.0mm x 45mm titanuium cann (up to 120mm)45mm thread 6.5mm x 30mm ( up to 120mm) titanium cann. 30mm thread 6.5mm x 45mm (up to 120mm ) titanium cann .45mm thread | 198754 | August 2014 |  | Changed Size.
06 - Specialist Orthopaedic | 06.03 - SKELETAL RECONSTRUCTION | 06.03.04 - Screws | 06.03.04.01 - Standard ( ≥4.5mm) | CN | PB044 | 212 |  | Australian Pacific Medical Pty Ltd | Cannulated Screws 6.5 & 7.3mm | Cannulated Screws | 6.5mm & 7.3mm | 223188 | August 2016 |  | New Listing
06 - Specialist Orthopaedic | 06.03 - SKELETAL RECONSTRUCTION | 06.03.04 - Screws | 06.03.04.01 - Standard ( ≥4.5mm) | CN | SF116 | 212 |  | Signature Orthopaedics | Speyside Superscrew - Standard | Cannulated Cortical / Cancellous Lag Screw Partial or Full Thread | Dia. 4.5 / 5.0 / 6.5 / 7.2 mm x 25-140mm Length | 184460 | August 2016 |  | Changed Product Name.
06 - Specialist Orthopaedic | 06.03 - SKELETAL RECONSTRUCTION | 06.03.04 - Screws | 06.03.04.01 - Standard ( ≥4.5mm) | CN | SK529 | 212 |  | Stryker Australia Pty Ltd | Stryker Cannulated Screw System | Asnis III Cannulated screws | 5.0-8.0mm | 119660 | February 2012 |  | Expanded from SK484
06 - Specialist Orthopaedic | 06.03 - SKELETAL RECONSTRUCTION | 06.03.04 - Screws | 06.03.04.01 - Standard ( ≥4.5mm) | CN | SL008 | 212 |  | Smith & Nephew Pty Ltd | Cannulated Screw | Partially & Fully Threaded Titanium | ≥4.5mm | 104369 | February 2012 |  | Compressed from SN639, SN641
06 - Specialist Orthopaedic | 06.03 - SKELETAL RECONSTRUCTION | 06.03.04 - Screws | 06.03.04.01 - Standard ( ≥4.5mm) | CN | SL009 | 212 |  | Smith & Nephew Pty Ltd | Cannulated screws | Partially & Fully Threaded Stainless Steel | ≥4.5mm | 10439 | February 2012 |  | Compressed from SN438, SN635, SN636, SN637, SN638, SN643, SN644
06 - Specialist Orthopaedic | 06.03 - SKELETAL RECONSTRUCTION | 06.03.04 - Screws | 06.03.04.01 - Standard ( ≥4.5mm) | CN | SN631 | 212 |  | Smith & Nephew Pty Ltd | Cannulated Hip Pins | Rush Nails, Round Bevil Point Hook Pins | 20.3mm - 254mm | 25902 | February 2012 |  | Changed Product Group, Product Sub Group, Benefit.
06 - Specialist Orthopaedic | 06.03 - SKELETAL RECONSTRUCTION | 06.03.04 - Screws | 06.03.04.01 - Standard ( ≥4.5mm) | CN | SP029 | 212 |  | Surgiplas Medical | OsteoMed Plating & Fixation System | Plates - Fracture; Screws - Cannulated Lag | 6 Hole Fracture Plate 47 - 52mm; 2 x 2 Hole Angled Fracture Plate; 3 x 3 Hole Angled Fracture Plate; 6.5mm x (30 -150)mm; 7.3mm x (30 - 150)mm | 130508, 130509 | February 2012 |  | Changed Product Group, Product Sub Group, Suffix, Benefit.
06 - Specialist Orthopaedic | 06.03 - SKELETAL RECONSTRUCTION | 06.03.04 - Screws | 06.03.04.01 - Standard ( ≥4.5mm) | CN | SQ058 | 212 |  | Surgical Specialties | CPS Bioabsorbable Fixation System | OTPS fixation system: PLGA/TMC copolymer | 4.5 x 90mm | 154543 | February 2012 |  | Changed Product Group, Product Sub Group, Suffix, Benefit.
06 - Specialist Orthopaedic | 06.03 - SKELETAL RECONSTRUCTION | 06.03.04 - Screws | 06.03.04.01 - Standard ( ≥4.5mm) | CN | SQ090 | 212 |  | Surgical Specialties | Cannulated Screw System - Large: 7.0mm Stainless Steel | 7 mm partially threaded/fully threaded cannulated screw | Fully Threaded: 30mm-120mm, in 5 mm increments 32mm Threaded: 50-120 in 5mm increments 16mm Threaded: 30mm-120mm in 5 mm increments | 191602 | August 2013 |  | Transferred from ER064
06 - Specialist Orthopaedic | 06.03 - SKELETAL RECONSTRUCTION | 06.03.04 - Screws | 06.03.04.01 - Standard ( ≥4.5mm) | CN | SQ136 | 212 |  | Surgical Specialties | PediPlates - Cannulated Screws | 4.5 mm Cannulated Screw | 16mm-80mm | 191602 | August 2017 |  | Expanded from SQ089
06 - Specialist Orthopaedic | 06.03 - SKELETAL RECONSTRUCTION | 06.03.04 - Screws | 06.03.04.01 - Standard ( ≥4.5mm) | CN | SY630 | 212 |  | Johnson & Johnson Medical Pty Ltd | AO/ASIF Screws | Cannulated Full, Partial Thread screw | ≥4.50mm | 157068 | August 2012 |  | Changed Description.
06 - Specialist Orthopaedic | 06.03 - SKELETAL RECONSTRUCTION | 06.03.04 - Screws | 06.03.04.01 - Standard ( ≥4.5mm) | CN | TN001 | 212 |  | Newclip Technics Australia Pty Ltd | Newclip cannulated screws | Cannulated screws | Standard (≥4.5mm) | 260233, 260234 | February 2016 |  | New Listing
06 - Specialist Orthopaedic | 06.03 - SKELETAL RECONSTRUCTION | 06.03.04 - Screws | 06.03.04.01 - Standard ( ≥4.5mm) | CN | TO114 | 212 |  | Tornier Pty Ltd | MaxTorque Cannulated Screw System - Standard screws | Bone screws, Titanium, Cannulated, Short or Long Thread | Ø5.5mm Short Thread, Length 26-70mm Ø5.5mm Long Thread, Length 45-70mm Ø7.0mm Short thread, Length 40-130mm Ø7.0mm long Thread, Length 45-130mm | 214803 | February 2014 |  | New Listing
06 - Specialist Orthopaedic | 06.03 - SKELETAL RECONSTRUCTION | 06.03.04 - Screws | 06.03.04.01 - Standard ( ≥4.5mm) | CN | WR248 | 212 |  | Wright Medical Australia | Darco Headed Compression Screw System 4.5, 6.5, 7.5 | Cannulated titanium compression screws | 4.5mm x 8-60mm; 6.5mm x 35-120mm; 7.5mm x 35-120mm | 122967 | February 2012 |  | Changed Product Group, Product Sub Group, Suffix, Benefit. Transferred from DC037.
06 - Specialist Orthopaedic | 06.03 - SKELETAL RECONSTRUCTION | 06.03.04 - Screws | 06.03.04.01 - Standard ( ≥4.5mm) | CN | WR280 | 212 |  | Wright Medical Australia | Fyxis plate screw | Foot Plate Screw | 9-55 mm | 151782 | August 2015 |  | Transferred from LM151
06 - Specialist Orthopaedic | 06.03 - SKELETAL RECONSTRUCTION | 06.03.04 - Screws | 06.03.04.01 - Standard ( ≥4.5mm) | CN | ZI176 | 212 |  | Zimmer Biomet Pty Ltd | Zimmer Internal Fixation Systems: Cannulated Screw | Magna-FX - Stainless Steel | 16 mm Thread - 30-30 mm; 32 mm Thread - 40-120 mm; Fully Threaded - 30-130 mm Long | 112735 | February 2012 |  | Changed Product Group, Product Sub Group, Benefit.
06 - Specialist Orthopaedic | 06.03 - SKELETAL RECONSTRUCTION | 06.03.04 - Screws | 06.03.04.01 - Standard ( ≥4.5mm) | CN | ZI836 | 212 |  | Zimmer Biomet Pty Ltd | NCB Polyaxial Locking System | 4.5mm Cannulated Variable Angle Locking Screws - Ti Alloy | 14 - 100mm | 100337 | August 2013 |  | Changed Suffix, Benefit.
06 - Specialist Orthopaedic | 06.03 - SKELETAL RECONSTRUCTION | 06.03.04 - Screws | 06.03.04.01 - Standard ( ≥4.5mm) | CN | ZI872 | 212 |  | Zimmer Biomet Pty Ltd | Zimmer Cannulated Screw System | 7.0mm Cannulated Screw 32mm Thread 7.0mm Cannulated Screw Full Thread | 7.0mm Cannulated Screw 32mm Thread. L=140 7.0mm Cannulated Screw Full Thread. L=140 7.0mm Cannulated Screw 32mm Thread. L=145 7.0mm Cannulated Screw Full Thread. L=145 7.0mm Cannulated Screw 32mm Thread. L=150 7.0mm Cannulated Screw Full Thread. L=150 7.0mm Cannulated Screw 32mm Thread. L=155 7.0mm Cannulated Screw Full Thread. L=155 7.0mm Cannulated Screw 32mm Thread. L=160 7.0mm Cannulated Screw Full Thread. L=160 7.0mm Cannulated Screw 32mm Thread. L=165 7.0mm Cannulated Screw Full Thread. L=165 7.0mm Cannulated Screw 32mm Thread. L=170 7.0mm Cannulated Screw Full Thread. L=170 7.0mm Cannulated Screw 32mm Thread. L=175 7.0mm Cannulated Screw Full Thread. L=175 7.0mm Cannulated Screw 32mm Thread. L=180 7.0mm Cannulated Screw Full Thread. L=180 | 204658 | August 2013 |  | New Listing
06 - Specialist Orthopaedic | 06.03 - SKELETAL RECONSTRUCTION | 06.03.04 - Screws | 06.03.04.01 - Standard ( ≥4.5mm) | CN, DT | LM142 | 402 |  | LMT Surgical Pty Ltd | Extremity Medical Compression Screw System | Compression Screws | 6.5mm | 164980 | February 2012 |  | Expanded from LM098
06 - Specialist Orthopaedic | 06.03 - SKELETAL RECONSTRUCTION | 06.03.04 - Screws | 06.03.04.01 - Standard ( ≥4.5mm) | CN, DT | MO357 | 402 |  | Medical & Optical Instruments Australia Pty Ltd | Acutrak 2 | Headless compression screw | >4.5mm | 99823 | February 2012 |  | Expanded from MO274
06 - Specialist Orthopaedic | 06.03 - SKELETAL RECONSTRUCTION | 06.03.04 - Screws | 06.03.04.01 - Standard ( ≥4.5mm) | CN, DT | MO383 | 402 |  | Medical & Optical Instruments Australia Pty Ltd | Acumed Headless Compression Screw | Acutrak 6/7 screw, Acutrak Plus | >4.5mm | 99823 | February 2012 |  | Expanded from MO180
06 - Specialist Orthopaedic | 06.03 - SKELETAL RECONSTRUCTION | 06.03.04 - Screws | 06.03.04.01 - Standard ( ≥4.5mm) | CN, DT | SF087 | 402 |  | Signature Orthopaedics | Speyside Double Threaded Cannulated Screw | Speyside - Double threaded – Self tapping or self drilling cannulated screw | Diameter 4.5 and 6.5mm x Length 30 to 100mm | 184460 | February 2016 |  | Duplicated from LC068
06 - Specialist Orthopaedic | 06.03 - SKELETAL RECONSTRUCTION | 06.03.04 - Screws | 06.03.04.01 - Standard ( ≥4.5mm) | CN, DT | SF094 | 402 |  | Signature Orthopaedics | Versa Screw | Self Drilling self tapping Cannulated Compression Screw | 6.5 to 8mm Dia x 40 to 120mm length | 184460 | August 2015 |  | Duplicated from LC122
06 - Specialist Orthopaedic | 06.03 - SKELETAL RECONSTRUCTION | 06.03.04 - Screws | 06.03.04.01 - Standard ( ≥4.5mm) | CN, DT | SY645 | 402 |  | Johnson & Johnson Medical Pty Ltd | AO/ASIF Screws | HCS Countersinkable Compression Screw | 4.5mm-6.5mm | 157068 | February 2012 |  | Expanded from SY322
06 - Specialist Orthopaedic | 06.03 - SKELETAL RECONSTRUCTION | 06.03.04 - Screws | 06.03.04.01 - Standard ( ≥4.5mm) | CN, DT | TO123 | 402 |  | Tornier Pty Ltd | NexFix 4.5MM Compression Screw | The NexFix Compression Screw is a stainless steel, cannulated, self tapping, and self drilling fixation device for osteotomies, fusions and fracture fixation of small bones | 4.5mm diameter x 14-40mm in 2mm increments, 40-65mm in 5mm increments, with short and long thread options | 148960 | February 2014 |  | Transferred from OE015
06 - Specialist Orthopaedic | 06.03 - SKELETAL RECONSTRUCTION | 06.03.04 - Screws | 06.03.04.01 - Standard ( ≥4.5mm) | CN, DT | TO126 | 402 |  | Tornier Pty Ltd | NexFix 6.5mm Compression Screw | The NexFix Compression Screw is a stainless steel, cannulated, self tapping, and self drilling fixation device for osteotomies, fusions and fracture fixation of small bones | 6.5mm diameter x 40-120mm in 5mm increments with short and long thread options | 148960 | February 2014 |  | Transferred from OE018
06 - Specialist Orthopaedic | 06.03 - SKELETAL RECONSTRUCTION | 06.03.04 - Screws | 06.03.04.01 - Standard ( ≥4.5mm) | CN, DT | WR033 | 402 |  | Wright Medical Australia | Cannulated Screw | Multi use compression screw, cannulated, stainless steel or titanium | 6.5mm& 7.0mm dia, 40-110mm lengths in 5mm increments | 122967 | August 2012 |  | Changed Product Name, Description.
06 - Specialist Orthopaedic | 06.03 - SKELETAL RECONSTRUCTION | 06.03.04 - Screws | 06.03.04.01 - Standard ( ≥4.5mm) | CN, DT | ZI180 | 402 |  | Zimmer Biomet Pty Ltd | Zimmer Large Herbert Bone Screw | 4.5mm Cannulated Double Threaded Compression Bone Screw - Ti Alloy | 30 - 70mm | 112735 | February 2012 |  | Changed Product Name, Description, Product Group, Product Sub Group, Suffix, Benefit.
06 - Specialist Orthopaedic | 06.03 - SKELETAL RECONSTRUCTION | 06.03.04 - Screws | 06.03.04.01 - Standard ( ≥4.5mm) | CN, DT | ZI181 | 402 |  | Zimmer Biomet Pty Ltd | Zimmer Large Herbert Bone Screw | 6.5mm Cannulated Double Threaded Compression Bone Screw - Ti Alloy | 25 mm - 100mm | 112735 | February 2012 |  | Changed Product Name, Description, Product Group, Product Sub Group, Suffix, Benefit.
06 - Specialist Orthopaedic | 06.03 - SKELETAL RECONSTRUCTION | 06.03.04 - Screws | 06.03.04.01 - Standard ( ≥4.5mm) | CN, LK | JJ558 | 282 |  | Johnson & Johnson Medical Pty Ltd | DELTA Xtend | Locking Metaglene Screw Dia 4.5 | 4.5mm; 24, 30, 36, 42, 48 | 126913 | February 2012 |  | Changed Product Group, Product Sub Group, Suffix, Benefit.
06 - Specialist Orthopaedic | 06.03 - SKELETAL RECONSTRUCTION | 06.03.04 - Screws | 06.03.04.01 - Standard ( ≥4.5mm) | CN, LK | SK564 | 282 |  | Stryker Australia Pty Ltd | Stryker Plating System | SPS Locking Plate System | Locking Screws - 5mm | 119660 | February 2012 |  | Expanded from SK395
06 - Specialist Orthopaedic | 06.03 - SKELETAL RECONSTRUCTION | 06.03.04 - Screws | 06.03.04.01 - Standard ( ≥4.5mm) | CN, LK | SK593 | 282 |  | Stryker Australia Pty Ltd | Total Wrist Implant System | Carpal Screws | 15, 18, 22, 26, 30mm | 237794 | August 2015 |  | Transferred from AE208
06 - Specialist Orthopaedic | 06.03 - SKELETAL RECONSTRUCTION | 06.03.04 - Screws | 06.03.04.01 - Standard ( ≥4.5mm) | CN, LK | SN769 | 282 |  | Smith & Nephew Pty Ltd | Peri-Loc | Locking Cannulated Screws | ≥4.5mm | 104369 | February 2012 |  | Changed Description, Size, Product Group, Product Sub Group, Suffix, Benefit.
06 - Specialist Orthopaedic | 06.03 - SKELETAL RECONSTRUCTION | 06.03.04 - Screws | 06.03.04.01 - Standard ( ≥4.5mm) | CN, LK, DT | SY632 | 472 |  | Johnson & Johnson Medical Pty Ltd | AO/ASIF Screws | Cannulated Screws | ≥4.50mm | 157068 | February 2013 |  | Changed Product Name, Description.
06 - Specialist Orthopaedic | 06.03 - SKELETAL RECONSTRUCTION | 06.03.04 - Screws | 06.03.04.01 - Standard ( ≥4.5mm) | CN,DT | BU012 | 402 |  | CAB MEDICAL PTY LTD | Nexis osteosynthesis screws | Bone screw titanium alloy (compressive) | Diameter 5-7 mm, Length 26-120mm | 235765 | August 2016 |  | Transferred from LI087
06 - Specialist Orthopaedic | 06.03 - SKELETAL RECONSTRUCTION | 06.03.04 - Screws | 06.03.04.01 - Standard ( ≥4.5mm) | CN,DT | BU020 | 402 |  | CAB MEDICAL PTY LTD | MAGNEZIX CS 4.8 | Compression screw for bone fixation. | Diameter 4.8mm Length 24 - 70mm | 283491 | February 2017 |  | New Listing
06 - Specialist Orthopaedic | 06.03 - SKELETAL RECONSTRUCTION | 06.03.04 - Screws | 06.03.04.01 - Standard ( ≥4.5mm) | CN,DT | DE481 | 402 |  | Device Technologies Australia Pty Ltd | Headless Compression Screw System | Headless Compression Screw for bone fixation | 6.5mm Diameter (30-120mm Diameter) | 227070 | August 2016 |  | New Listing
06 - Specialist Orthopaedic | 06.03 - SKELETAL RECONSTRUCTION | 06.03.04 - Screws | 06.03.04.01 - Standard ( ≥4.5mm) | CN,DT | DZ037 | 402 |  | AUSTRALIAN ORTHOPAEDIC FIXATIONS PTY LTD | Valens - Cannulated Screws | Countersunk Cannulated Partial-Thread Screw | 5.0mm | 276915 | August 2017 |  | New Listing
06 - Specialist Orthopaedic | 06.03 - SKELETAL RECONSTRUCTION | 06.03.04 - Screws | 06.03.04.01 - Standard ( ≥4.5mm) | CN,DT | DZ057 | 402 |  | AUSTRALIAN ORTHOPAEDIC FIXATIONS PTY LTD | Valens Shoulder and Elbow - Screws | Cannulated Screws | 4.5mm, 5.0mm | 276915 | August 2017 |  | New Listing
06 - Specialist Orthopaedic | 06.03 - SKELETAL RECONSTRUCTION | 06.03.04 - Screws | 06.03.04.01 - Standard ( ≥4.5mm) | CN,DT | EF004 | 402 |  | Extend Medical | Merete - Cannulated HCS (headless Compression Screws) 6.5mm | Bone screws, Titanium, Cannulated Compression | Diameter + 6.5mm, length 40-120mm (in 5mm increments) | 212520 | February 2015 |  | Transferred from OE046
06 - Specialist Orthopaedic | 06.03 - SKELETAL RECONSTRUCTION | 06.03.04 - Screws | 06.03.04.01 - Standard ( ≥4.5mm) | CN,DT | EO093 | 402 |  | Medartis | APTUS SpeedTip CCS | APTUS SpeedTip CCS 5.0/7.0 | 5.0mm diameter and 7.0mm diameter. Short and long thread | 206157 | August 2015 |  | New Listing
06 - Specialist Orthopaedic | 06.03 - SKELETAL RECONSTRUCTION | 06.03.04 - Screws | 06.03.04.01 - Standard ( ≥4.5mm) | CN,DT | ER393 | 402 |  | Emergo Asia Pacific Pty Ltd | Paragon 28 Monster Screw System-Screws, standard ( ≥4.5mm), cannulated, dual thread, locking | Paragon 28 Monster Screw System-screws, cannulated, dual thread, locking, headless, partial thread, Titanium | dia (4.5-7.0 mm) x length (16-200 mm) x thread length (5-32 mm) | 289308 | August 2017 |  | New Listing
06 - Specialist Orthopaedic | 06.03 - SKELETAL RECONSTRUCTION | 06.03.04 - Screws | 06.03.04.01 - Standard ( ≥4.5mm) | CN,DT | HW561 | 402 |  | Stryker Australia Pty Ltd | Stryker Fixos Screws | Stryker Fixos Screws >4.5mm | 5mm & 7mm diameter | 227536 | February 2016 |  | New Listing
06 - Specialist Orthopaedic | 06.03 - SKELETAL RECONSTRUCTION | 06.03.04 - Screws | 06.03.04.01 - Standard ( ≥4.5mm) | CN,DT | LM287 | 402 |  | LMT Surgical Pty Ltd | IBS Screw | Compression Screw | 4.5, 6.5 & 8.0mm diameter | 266217 | February 2016 |  | New Listing
06 - Specialist Orthopaedic | 06.03 - SKELETAL RECONSTRUCTION | 06.03.04 - Screws | 06.03.04.01 - Standard ( ≥4.5mm) | CN,DT | OH547 | 402 |  | Orthotech Pty Ltd | Dynafit System | Compressive Screws | 4.7-6.5mm x 18-120mm | 216161, 216162 | August 2017 |  | Expanded from OH474
06 - Specialist Orthopaedic | 06.03 - SKELETAL RECONSTRUCTION | 06.03.04 - Screws | 06.03.04.01 - Standard ( ≥4.5mm) | CN,DT | PB037 | 402 |  | Australian Pacific Medical Pty Ltd | Headless Compression Screw System | Headless Compression Screw | ≥4.5mm | 223188 | February 2016 |  | New Listing
06 - Specialist Orthopaedic | 06.03 - SKELETAL RECONSTRUCTION | 06.03.04 - Screws | 06.03.04.01 - Standard ( ≥4.5mm) | CN,DT | PF024 | 402 |  | Perios Pty Ltd | FH Screw Systems | Large Compression Screw | 45mm - 110mm | 141164 | February 2017 |  | New Listing
06 - Specialist Orthopaedic | 06.03 - SKELETAL RECONSTRUCTION | 06.03.04 - Screws | 06.03.04.01 - Standard ( ≥4.5mm) | CN,DT | SL031 | 402 |  | Smith & Nephew Pty Ltd | Headless Cannulated Screw | Headless cannulated screw | >4.5mm | 104369 | August 2014 |  | New Listing
06 - Specialist Orthopaedic | 06.03 - SKELETAL RECONSTRUCTION | 06.03.04 - Screws | 06.03.04.01 - Standard ( ≥4.5mm) | CN,DT | TN002 | 402 |  | Newclip Technics Australia Pty Ltd | Newclip cannulated DT screws | Cannulated screws | Standard (≥4.5mm) | 260233, 260234 | February 2016 |  | New Listing
06 - Specialist Orthopaedic | 06.03 - SKELETAL RECONSTRUCTION | 06.03.04 - Screws | 06.03.04.01 - Standard ( ≥4.5mm) | CN,DT | WR319 | 402 |  | Wright Medical Australia | Unima Screw | Foot Screw | 4.5 x 26 - 70mm 7.3 x 40 - 120mm | 151098 | August 2017 |  | Compressed from WR281, WR282
06 - Specialist Orthopaedic | 06.03 - SKELETAL RECONSTRUCTION | 06.03.04 - Screws | 06.03.04.01 - Standard ( ≥4.5mm) | CN,DT,LK | LM134 | 472 |  | LMT Surgical Pty Ltd | TriMed Compression Screws | Compression Screws | 4.5-7.5mm | 229704 | August 2015 |  | Changed Suffix.
06 - Specialist Orthopaedic | 06.03 - SKELETAL RECONSTRUCTION | 06.03.04 - Screws | 06.03.04.01 - Standard ( ≥4.5mm) | CN,DT,LK | SL080 | 472 |  | Smith & Nephew Pty Ltd | Conquest FN | Cannulated Screws | ≥4.50mm | 104369 | August 2017 |  | New Listing
06 - Specialist Orthopaedic | 06.03 - SKELETAL RECONSTRUCTION | 06.03.04 - Screws | 06.03.04.01 - Standard ( ≥4.5mm) | CN,DT,LK | WR288 | 472 |  | Wright Medical Australia | TriMed Compression Screws | Compression Screws | 4.5-7.5mm | 151098 | August 2015 |  | Duplicated from LM134.
06 - Specialist Orthopaedic | 06.03 - SKELETAL RECONSTRUCTION | 06.03.04 - Screws | 06.03.04.01 - Standard ( ≥4.5mm) | CN,LK | BH269 | 282 |  | Zimmer Biomet Pty Ltd | Polyax Plating system | Cannulated Locking Screw, Titanium | 4.5 to 8.0mm diameter | 153087 | February 2013 |  | Transferred from JJ682
06 - Specialist Orthopaedic | 06.03 - SKELETAL RECONSTRUCTION | 06.03.04 - Screws | 06.03.04.01 - Standard ( ≥4.5mm) | CN,LK | LM277 | 282 |  | LMT Surgical Pty Ltd | PANTERA Proximal Humerus Fracture Fixation Plate System - Post with Cross Element | Threaded Locking Screw | 5.2mm | 182168 | February 2016 |  | New Listing
06 - Specialist Orthopaedic | 06.03 - SKELETAL RECONSTRUCTION | 06.03.04 - Screws | 06.03.04.01 - Standard ( ≥4.5mm) | CN,LK | MN200 | 282 |  | Johnson & Johnson Medical Pty Ltd | Bristow-Latarjet Instability Shoulder Set - Screw | Cannulated locking screw | ≥4.5mm | 136374 | August 2016 |  | Expanded from MN040
06 - Specialist Orthopaedic | 06.03 - SKELETAL RECONSTRUCTION | 06.03.04 - Screws | 06.03.04.01 - Standard ( ≥4.5mm) | CN,LK | SY631 | 282 |  | Johnson & Johnson Medical Pty Ltd | AO/ASIF Screws | Cannulated Locking Screws | ≥4.50mm | 157068 | August 2012 |  | Changed Description.
06 - Specialist Orthopaedic | 06.03 - SKELETAL RECONSTRUCTION | 06.03.04 - Screws | 06.03.04.01 - Standard ( ≥4.5mm) | CN,LK | TO051 | 282 |  | Tornier Pty Ltd | Aequalis Humeral Nail Screws | Screws for Aequalis Humeral Nail. Cannulated Proximal screws: 5mm Diameter cannulated Ti, PE insert with thread inside. Distal screws 4.5mm Diameter, Ti. Sterile and non sterile. | Proximal Screws length: From 36 to 60 every 4mm Distal Screws length: From 20 to 32 every 2mm | 164795 | February 2016 |  | Changed Description, Suffix.
06 - Specialist Orthopaedic | 06.03 - SKELETAL RECONSTRUCTION | 06.03.04 - Screws | 06.03.04.01 - Standard ( ≥4.5mm) | DT | BH246 | 262 |  | Zimmer Biomet Pty Ltd | Rockwood Clavical Pin | Clavical Pin with dual thread | 4.5mm | 140023 | February 2013 |  | Transferred from DY561
06 - Specialist Orthopaedic | 06.03 - SKELETAL RECONSTRUCTION | 06.03.04 - Screws | 06.03.04.01 - Standard ( ≥4.5mm) | DT | TO143 | 262 |  | Tornier Pty Ltd | 611 Ankle Fusion Nail -Component : LOCKING SCREWS | The 611 ankle arthrodesis nail, self locking screws are made out of titanium alloy (Ti6AI4V) and incorporate a unique anti-backout design feature to ensure optimal fixation | 5mm x100mm, 5mmx95mm, 5mmx90mm, 5mmx85mm, 5mmx80mm, 5mmx75mm, 5mmx70mm, 5mmx65mm, 5mmx60mm, 5mmx55mm, 5mmx50mm, 5mmx45mm, 5mmx40mm, 5mmx35mm, 5mmx32mm, 5mmx29mm, 5mmx26mm, 5mmx23mm, 5mmx20mm | 214803 | February 2014 |  | Transferred from OE037
06 - Specialist Orthopaedic | 06.03 - SKELETAL RECONSTRUCTION | 06.03.04 - Screws | 06.03.04.01 - Standard ( ≥4.5mm) | DT | WR317 | 262 |  | Wright Medical Australia | SALVATION Limb Salvage System Intramedullary Fusion Bolts | Intramedullary Fusion Bolts | 5 - 7mm x 50 - 170mm | 198549 | August 2017 |  | New Listing
06 - Specialist Orthopaedic | 06.03 - SKELETAL RECONSTRUCTION | 06.03.04 - Screws | 06.03.04.01 - Standard ( ≥4.5mm) | DT | WR318 | 262 |  | Wright Medical Australia | SALVATION Limb Salvage System Intramedullary Fusion Beams | Intramedullary Fusion Beams | 5 - 7mm x 50 - 170mm | 198549 | August 2017 |  | New Listing
06 - Specialist Orthopaedic | 06.03 - SKELETAL RECONSTRUCTION | 06.03.04 - Screws | 06.03.04.01 - Standard ( ≥4.5mm) | DT, CN | SY691 | 402 |  | Johnson & Johnson Medical Pty Ltd | Midfoot Fusion Bolt | Solid intramedullary arthodesis implant | 6.5mm diameter; 50-160mm Length | 182343 | August 2012 |  | New Listing
06 - Specialist Orthopaedic | 06.03 - SKELETAL RECONSTRUCTION | 06.03.04 - Screws | 06.03.04.01 - Standard ( ≥4.5mm) | LK | BB303 | 142 |  | B Braun Australia Pty Ltd | Position HTO Implant System - Locking Screws | Titanium cancellous and cortical screw, locking head for solid plate fixation. | 30mm-78mm x 4.5mm & 6.0mm diameter. | 150084 | February 2012 |  | Changed Product Group, Product Sub Group, Benefit.
06 - Specialist Orthopaedic | 06.03 - SKELETAL RECONSTRUCTION | 06.03.04 - Screws | 06.03.04.01 - Standard ( ≥4.5mm) | LK | BH166 | 142 |  | Zimmer Biomet Pty Ltd | Comprehensive Shoulder Screws | Screw, Locking, Ti | 4.75 dia x (15-30)mm | 144584 | February 2012 |  | Expanded from BH053
06 - Specialist Orthopaedic | 06.03 - SKELETAL RECONSTRUCTION | 06.03.04 - Screws | 06.03.04.01 - Standard ( ≥4.5mm) | LK | BH268 | 142 |  | Zimmer Biomet Pty Ltd | Polyax Plating System | Titanium Locking Screw | 4.5-5.5mm | 153087 | February 2013 |  | Transferred from JJ680
06 - Specialist Orthopaedic | 06.03 - SKELETAL RECONSTRUCTION | 06.03.04 - Screws | 06.03.04.01 - Standard ( ≥4.5mm) | LK | BH284 | 142 |  | Zimmer Biomet Pty Ltd | ALPS Plating System | Locking screws | 4.5 to 6.5mm diameter | 153087 | February 2013 |  | Transferred from JJ725
06 - Specialist Orthopaedic | 06.03 - SKELETAL RECONSTRUCTION | 06.03.04 - Screws | 06.03.04.01 - Standard ( ≥4.5mm) | LK | BH347 | 142 |  | Zimmer Biomet Pty Ltd | Comprehensive Segmental Revision System (SRS) | Comprehensive SRS Locking Screw | One size | 104347 | August 2013 |  | New Listing
06 - Specialist Orthopaedic | 06.03 - SKELETAL RECONSTRUCTION | 06.03.04 - Screws | 06.03.04.01 - Standard ( ≥4.5mm) | LK | DD056 | 142 |  | DJO Australasia Pty Ltd | Glenoid Baseplate Locking Bone Screws | Glenoid Baseplate Locking Bone Screws | 5.0mm diameter, length 14-38mm in 4mm increments | 212469 | February 2012 |  | Expanded from DD037
06 - Specialist Orthopaedic | 06.03 - SKELETAL RECONSTRUCTION | 06.03.04 - Screws | 06.03.04.01 - Standard ( ≥4.5mm) | LK | DE343 | 142 |  | Device Technologies Australia Pty Ltd | PEEKPower HTO Plate | Medial High Tibial Osteotomy Implant Device System | 5.0mm | 140710 | February 2012 |  | New Listing
06 - Specialist Orthopaedic | 06.03 - SKELETAL RECONSTRUCTION | 06.03.04 - Screws | 06.03.04.01 - Standard ( ≥4.5mm) | LK | DE344 | 142 |  | Device Technologies Australia Pty Ltd | iBalance HTO System | PEEK Screws for iBalance HTO Implant | 4.5mm Cortical and 6.5mm Cancellous | 140686 | February 2012 |  | New Listing
06 - Specialist Orthopaedic | 06.03 - SKELETAL RECONSTRUCTION | 06.03.04 - Screws | 06.03.04.01 - Standard ( ≥4.5mm) | LK | DE369 | 142 |  | Device Technologies Australia Pty Ltd | Titanium Locking Cortical and Cancellous Screws, Large | Titanium Locking Cortical and Cancellous Screws, Large | 4.5-6.5mm | 140686 | February 2012 |  | Expanded from DE128
06 - Specialist Orthopaedic | 06.03 - SKELETAL RECONSTRUCTION | 06.03.04 - Screws | 06.03.04.01 - Standard ( ≥4.5mm) | LK | DZ048 | 142 |  | AUSTRALIAN ORTHOPAEDIC FIXATIONS PTY LTD | Valetis Screws | Titanium Locking Screws | 5.0mm width, 10-100mm length | 284755 | August 2017 |  | New Listing
06 - Specialist Orthopaedic | 06.03 - SKELETAL RECONSTRUCTION | 06.03.04 - Screws | 06.03.04.01 - Standard ( ≥4.5mm) | LK | DZ056 | 142 |  | AUSTRALIAN ORTHOPAEDIC FIXATIONS PTY LTD | Valens Shoulder and Elbow - Screws | Cortex/Cancellous Screws | 4.5mm, 6.5mm | 276915 | August 2017 |  | New Listing
06 - Specialist Orthopaedic | 06.03 - SKELETAL RECONSTRUCTION | 06.03.04 - Screws | 06.03.04.01 - Standard ( ≥4.5mm) | LK | EX047 | 142 |  | EXACTECH AUSTRALIA PTY LTD | Equinoxe Glenosphere Locking Screw | The Locking Screw locks compression screws to the glenoid plate at a variable angle | one size | 159797 | February 2012 |  | Changed Product Group, Product Sub Group, Suffix, Benefit.
06 - Specialist Orthopaedic | 06.03 - SKELETAL RECONSTRUCTION | 06.03.04 - Screws | 06.03.04.01 - Standard ( ≥4.5mm) | LK | HW531 | 142 |  | Stryker Australia Pty Ltd | Stryker Plating System | Locking Screw | 5.0mm | 119660 | February 2014 |  | New Listing
06 - Specialist Orthopaedic | 06.03 - SKELETAL RECONSTRUCTION | 06.03.04 - Screws | 06.03.04.01 - Standard ( ≥4.5mm) | LK | IT015 | 142 |  | Integrant Pty Ltd | Superior Fusion Plate System - Locking screws | 4.5mm locking screw set with lengths ranging from 35mm to 110mm.Locking screws to hold and aid an anatomical contoured locking plate used for primary, revision and pantalar anterior ankle fusions. | 4.5mm in diameter with lengths of 35mm,37mm, 39mm, 41mm, 43mm, 45mm, 47mm, 49mm, 50mm, 55mm, 60mm, 65mm, 70mm, 75mm, 80mm, 85mm, 90mm, 95mm, 100mm, 105mm, 110mm each | 191738 | February 2016 |  | New Listing
06 - Specialist Orthopaedic | 06.03 - SKELETAL RECONSTRUCTION | 06.03.04 - Screws | 06.03.04.01 - Standard ( ≥4.5mm) | LK | MA530 | 142 |  | Mathys Orthopaedics Pty Ltd | Affinis Inverse locking screw | Locking Metaglene screw | 24x4.0mm to 48x4.0mm | 241996 | August 2012 |  | New Listing
06 - Specialist Orthopaedic | 06.03 - SKELETAL RECONSTRUCTION | 06.03.04 - Screws | 06.03.04.01 - Standard ( ≥4.5mm) | LK | MO414 | 142 |  | Medical & Optical Instruments Australia Pty Ltd | Acumed Screws | Locking Screws | >4.5mm | 99823 | February 2014 |  | Expanded from MO156
06 - Specialist Orthopaedic | 06.03 - SKELETAL RECONSTRUCTION | 06.03.04 - Screws | 06.03.04.01 - Standard ( ≥4.5mm) | LK | PJ003 | 142 |  | PurePlay Orthopaedics | FlexiSystem, Flexit Cortical and Cancellous locking screws and duel threaded screws | Cortical and Cancellous locking Duel threaded screws | 30,35,40,45,50,55,60,6,70,75mm | 206423 | February 2014 |  | New Listing
06 - Specialist Orthopaedic | 06.03 - SKELETAL RECONSTRUCTION | 06.03.04 - Screws | 06.03.04.01 - Standard ( ≥4.5mm) | LK | SN768 | 142 |  | Smith & Nephew Pty Ltd | Peri-Loc | Fixation Device, Internal, Locking, Stainless Steel, Cortical & Cancellous Screw | 4.5mm -5.0mm | 104369 | February 2013 |  | Changed Size, Product Sub Group, Benefit.
06 - Specialist Orthopaedic | 06.03 - SKELETAL RECONSTRUCTION | 06.03.04 - Screws | 06.03.04.01 - Standard ( ≥4.5mm) | LK | SN890 | 142 |  | Smith & Nephew Pty Ltd | PROMOS Reverse Modular Shoulder System | Glenoid Bone Screw | 6/20mm 6/25mm, 6/30mm, 6/35mm, 6/40mm | 147478 | February 2012 |  | Changed Product Sub Group, Suffix, Benefit.
06 - Specialist Orthopaedic | 06.03 - SKELETAL RECONSTRUCTION | 06.03.04 - Screws | 06.03.04.01 - Standard ( ≥4.5mm) | LK | SQ091 | 142 |  | Surgical Specialties | PediLoc - 4.5 Self-tapping, Locking Cortical Screws | 4.5 mm locking full thread screw | 10mm-60mm, in 2mm increments 60mm-90m, in 5mm increments | 191602 | August 2013 |  | Transferred from ER059
06 - Specialist Orthopaedic | 06.03 - SKELETAL RECONSTRUCTION | 06.03.04 - Screws | 06.03.04.01 - Standard ( ≥4.5mm) | LK | SQ116 | 142 |  | Surgical Specialties | SuperCable Trochanteric Grips and Cable Plate System | Locking Screw Titanium | 5.0mm diameter 10mm to 50mm length | 133719 | February 2016 |  | Transferred from GO198
06 - Specialist Orthopaedic | 06.03 - SKELETAL RECONSTRUCTION | 06.03.04 - Screws | 06.03.04.01 - Standard ( ≥4.5mm) | LK | SY653 | 142 |  | Johnson & Johnson Medical Pty Ltd | AO/ASIF Screws | Locking Screws | ≥ 4.5mm | 157068 | February 2013 |  | Changed Size.
06 - Specialist Orthopaedic | 06.03 - SKELETAL RECONSTRUCTION | 06.03.04 - Screws | 06.03.04.01 - Standard ( ≥4.5mm) | LK | SY693 | 142 |  | Johnson & Johnson Medical Pty Ltd | Dynamic Locking Screw | Pin-sleeve locking screw | 5.0mm | 157068 | August 2012 |  | New Listing
06 - Specialist Orthopaedic | 06.03 - SKELETAL RECONSTRUCTION | 06.03.04 - Screws | 06.03.04.01 - Standard ( ≥4.5mm) | LK | TN007 | 142 |  | Newclip Technics Australia Pty Ltd | Newclip Locking Bone Screws | Locking Bone Screws | Diam >4.5mm, length 15 - 110mm | 260233, 260234 | August 2017 |  | Changed Description, Size.
06 - Specialist Orthopaedic | 06.03 - SKELETAL RECONSTRUCTION | 06.03.04 - Screws | 06.03.04.01 - Standard ( ≥4.5mm) | LK | TO046 | 142 |  | Tornier Pty Ltd | Aequalis Reversed Shoulder - Fixation Screw for Articular Implant | Titanium, sterile and non-sterile | D4.5mm, L20 to 50mm | 130499 | August 2015 |  | Changed Description, Size, Benefit.
06 - Specialist Orthopaedic | 06.03 - SKELETAL RECONSTRUCTION | 06.03.04 - Screws | 06.03.04.01 - Standard ( ≥4.5mm) | LK | WR074 | 142 |  | Wright Medical Australia | Locking Screws | Stainless Steel or Titanium Locking Screws | 4.5-5.5mm diameter, 8 - 100m length | 122967 | February 2014 |  | Changed Product Name, Description, Size.
06 - Specialist Orthopaedic | 06.03 - SKELETAL RECONSTRUCTION | 06.03.04 - Screws | 06.03.04.01 - Standard ( ≥4.5mm) | LK | WR294 | 142 |  | Wright Medical Australia | SALVATION 3Di Plating System - OP Locking Screws | Osteopenic locking screws | Diameter: 5.5mm Length: 16, 18, 20, 22, 25, 30, 35, 40, 45, 50, 55, 60mm | 198485 | February 2016 |  | New Listing
06 - Specialist Orthopaedic | 06.03 - SKELETAL RECONSTRUCTION | 06.03.04 - Screws | 06.03.04.01 - Standard ( ≥4.5mm) | LK | ZI534 | 142 |  | Zimmer Biomet Pty Ltd | Zimmer Trabecular Metal Reverse Shoulder System | Inverse/Reverse Screw 4.5mm | 18mm, 24mm, 27mm, 30mm, 33mm, 36mm, 42mm, 48mm | 94829 | February 2012 |  | Changed Product Group, Product Sub Group, Suffix, Benefit.
06 - Specialist Orthopaedic | 06.03 - SKELETAL RECONSTRUCTION | 06.03.04 - Screws | 06.03.04.01 - Standard ( ≥4.5mm) | LK | ZI548 | 142 |  | Zimmer Biomet Pty Ltd | Zimmer Universal Locking System | 2.7mm Universal Locking Screw | Length:8mm; 10mm; 12mm; 14mm; 16mm; 18mm; 20mm; 22mm; 24mm; 26mm; 28mm; 30mm; 32mm; 34mm; 36mm; 38mm; 40mm; 42mm; 44mm; 46mm; 48mm; 50mm; 55mm; 60mm | 112735 | February 2012 |  | Changed Product Group, Product Sub Group, Benefit.
06 - Specialist Orthopaedic | 06.03 - SKELETAL RECONSTRUCTION | 06.03.04 - Screws | 06.03.04.02 - Small (2.71mm – 4.49mm) |  | AE154 | 91 |  | Allegra Orthopaedics Pty Ltd | ASDM Clavicle Plating System - Screws | Fixation Device, Internal, Non-locking, Stainless Steel, Cortical Screw Size: 3.5mm & Cancellous Screw sizes 4.0mm | 3.5mm Low-profile Cortex Screws, 10-30mm (2mm increments) 4.0mm Low-profile Cortex Screws, 10-30mm (2mm increments) | 137369 | February 2012 |  | New Listing
06 - Specialist Orthopaedic | 06.03 - SKELETAL RECONSTRUCTION | 06.03.04 - Screws | 06.03.04.02 - Small (2.71mm – 4.49mm) |  | BH185 | 91 |  | Zimmer Biomet Pty Ltd | Small / Large Fragment Set | Bone Screw, Titanium | 3.5 - 4.0mm diameter | 153087 | February 2013 |  | Transferred from DP597
06 - Specialist Orthopaedic | 06.03 - SKELETAL RECONSTRUCTION | 06.03.04 - Screws | 06.03.04.02 - Small (2.71mm – 4.49mm) |  | BH257 | 91 |  | Zimmer Biomet Pty Ltd | Distal Radius Fracture Repair System | Non-locking bone screw | 3.5mm diameter | 153087 | February 2013 |  | Transferred from JJ623
06 - Specialist Orthopaedic | 06.03 - SKELETAL RECONSTRUCTION | 06.03.04 - Screws | 06.03.04.02 - Small (2.71mm – 4.49mm) |  | BH260 | 91 |  | Zimmer Biomet Pty Ltd | HI S3 Shoulder Fixation System | Peg, Standard Stainless Steel | 4mm | 153087 | February 2013 |  | Transferred from JJ627
06 - Specialist Orthopaedic | 06.03 - SKELETAL RECONSTRUCTION | 06.03.04 - Screws | 06.03.04.02 - Small (2.71mm – 4.49mm) |  | BH262 | 91 |  | Zimmer Biomet Pty Ltd | HI S3 Shoulder Fixation System | Bone screw | 3.8 to 4.0mm | 153087 | February 2013 |  | Transferred from JJ631
06 - Specialist Orthopaedic | 06.03 - SKELETAL RECONSTRUCTION | 06.03.04 - Screws | 06.03.04.02 - Small (2.71mm – 4.49mm) |  | BH275 | 91 |  | Zimmer Biomet Pty Ltd | ALPS Plating System | Non locking Bone Screws | 3.0-4.0mm | 153087 | February 2013 |  | Transferred from JJ713
06 - Specialist Orthopaedic | 06.03 - SKELETAL RECONSTRUCTION | 06.03.04 - Screws | 06.03.04.02 - Small (2.71mm – 4.49mm) |  | BU007 | 91 |  | CAB MEDICAL PTY LTD | Airlock Bone screw | Bone Screws Titanium Alloy (non locking screws) | Diameter 3-3.5mm, Length 8-30mm | 235767 | August 2016 |  | Transferred from LI081
06 - Specialist Orthopaedic | 06.03 - SKELETAL RECONSTRUCTION | 06.03.04 - Screws | 06.03.04.02 - Small (2.71mm – 4.49mm) |  | DD055 | 91 |  | DJO Australasia Pty Ltd | Glenoid Baseplate Non Locking Bone Screw | Glenoid Baseplate Non Locking Bone Screw | 3.5mm diameter, length 14-34mm in 2mm increments | 161910 | February 2012 |  | Expanded from DD037
06 - Specialist Orthopaedic | 06.03 - SKELETAL RECONSTRUCTION | 06.03.04 - Screws | 06.03.04.02 - Small (2.71mm – 4.49mm) |  | DE407 | 91 |  | Device Technologies Australia Pty Ltd | Non-Locking Cortical and Cancellous Screws, Small | Non-Locking Cortical and Cancellous Screws, Small | 3-3.5mm | 284416 | February 2013 |  | Changed Product Name, Description.
06 - Specialist Orthopaedic | 06.03 - SKELETAL RECONSTRUCTION | 06.03.04 - Screws | 06.03.04.02 - Small (2.71mm – 4.49mm) |  | DZ013 | 91 |  | AUSTRALIAN ORTHOPAEDIC FIXATIONS PTY LTD | Austofix Proximal Humeral Plating System - Austofix PHP Cancellous Screw | Cancellous Screw, Titanium | 4mm 20-40mm | 111818 | February 2017 |  | Transferred from AX090
06 - Specialist Orthopaedic | 06.03 - SKELETAL RECONSTRUCTION | 06.03.04 - Screws | 06.03.04.02 - Small (2.71mm – 4.49mm) |  | DZ015 | 91 |  | AUSTRALIAN ORTHOPAEDIC FIXATIONS PTY LTD | Austofix Proximal Humeral Plating System - Austofix Cortical Screw | Cortical Screw, Titanium | 3.5mm, 20-40mm | 111818 | February 2017 |  | Transferred from AX087
06 - Specialist Orthopaedic | 06.03 - SKELETAL RECONSTRUCTION | 06.03.04 - Screws | 06.03.04.02 - Small (2.71mm – 4.49mm) |  | DZ020 | 91 |  | AUSTRALIAN ORTHOPAEDIC FIXATIONS PTY LTD | VRP Distal Radius Fixation System, 3.5mm Cortical Screw, Titanium | 3.5mm Cortical Screw, Titanium | 3.5mm diameter, 10mm-20mm lengths | 149433 | February 2017 |  | Transferred from AX042
06 - Specialist Orthopaedic | 06.03 - SKELETAL RECONSTRUCTION | 06.03.04 - Screws | 06.03.04.02 - Small (2.71mm – 4.49mm) |  | DZ045 | 91 |  | AUSTRALIAN ORTHOPAEDIC FIXATIONS PTY LTD | Valens Hand - Screws | Cannulated Screws | 3.0mm, 3.5mm, 4.0mm | 276915 | August 2017 |  | New Listing
06 - Specialist Orthopaedic | 06.03 - SKELETAL RECONSTRUCTION | 06.03.04 - Screws | 06.03.04.02 - Small (2.71mm – 4.49mm) |  | DZ049 | 91 |  | AUSTRALIAN ORTHOPAEDIC FIXATIONS PTY LTD | Valetis Screws | Titanium Cortical Screws | 3.5mm width, 10-80mm length 4.0mm width, 10-80mm length | 284755 | August 2017 |  | New Listing
06 - Specialist Orthopaedic | 06.03 - SKELETAL RECONSTRUCTION | 06.03.04 - Screws | 06.03.04.02 - Small (2.71mm – 4.49mm) |  | DZ050 | 91 |  | AUSTRALIAN ORTHOPAEDIC FIXATIONS PTY LTD | Valetis Screws | Titanium Cancellous Screws | 3.5mm width, 10-80mm length 4.0mm width, 10-80mm length | 284755 | August 2017 |  | New Listing
06 - Specialist Orthopaedic | 06.03 - SKELETAL RECONSTRUCTION | 06.03.04 - Screws | 06.03.04.02 - Small (2.71mm – 4.49mm) |  | DZ055 | 91 |  | AUSTRALIAN ORTHOPAEDIC FIXATIONS PTY LTD | Valens Shoulder and Elbow - Screws | Cortex/Cancellous Screws | 3.5mm, 4.0mm | 276915 | August 2017 |  | New Listing
06 - Specialist Orthopaedic | 06.03 - SKELETAL RECONSTRUCTION | 06.03.04 - Screws | 06.03.04.02 - Small (2.71mm – 4.49mm) |  | EF007 | 91 |  | Extend Medical | Arix Cortical Bone Screws | Cortical Bone Screw | 2.8mm – 3.5mm diameter | 239817 | August 2015 |  | New Listing
06 - Specialist Orthopaedic | 06.03 - SKELETAL RECONSTRUCTION | 06.03.04 - Screws | 06.03.04.02 - Small (2.71mm – 4.49mm) |  | EO077 | 91 |  | Medartis | APTUS Screws | Cortical Screws | 2.71mm – 4.49mm | 206157 | August 2017 |  | Changed Size.
06 - Specialist Orthopaedic | 06.03 - SKELETAL RECONSTRUCTION | 06.03.04 - Screws | 06.03.04.02 - Small (2.71mm – 4.49mm) |  | ER386 | 91 |  | Emergo Asia Pacific Pty Ltd | Hintermann Series H3™ Total Ankle Prosthesis-Screw | Hintermann Series H3™ Total Ankle Prosthesis-Screw, cortical, stainless steel | dia 3.5 mm x length (12-42 mm) | 289320 | August 2017 |  | New Listing
06 - Specialist Orthopaedic | 06.03 - SKELETAL RECONSTRUCTION | 06.03.04 - Screws | 06.03.04.02 - Small (2.71mm – 4.49mm) |  | ER394 | 91 |  | Emergo Asia Pacific Pty Ltd | Paragon 28 Monster Screw System-Screws, small (2.71mm – 4.49mm) | Paragon 28 Monster Screw System-Screws, small, headed, with and without blunt tip, solid, recon/Tuffneck | dia (3.0-4.2 mm) x length (10-150 mm) x thread length (3-150 mm) | 289308 | August 2017 |  | New Listing
06 - Specialist Orthopaedic | 06.03 - SKELETAL RECONSTRUCTION | 06.03.04 - Screws | 06.03.04.02 - Small (2.71mm – 4.49mm) |  | GM109 | 91 |  | Global Manufacturing Technology Pty Ltd | OsteoBridge | OsteoBridge Interlocking Screw | 18m to 56mm | 131659 | February 2012 |  | Changed Product Group, Product Sub Group, Benefit.
06 - Specialist Orthopaedic | 06.03 - SKELETAL RECONSTRUCTION | 06.03.04 - Screws | 06.03.04.02 - Small (2.71mm – 4.49mm) |  | HW461 | 91 |  | Stryker Australia Pty Ltd | Memometal Anchorage Bone Screws | Anchorage Locking Bone Screws | 3.0 - 3.5mm diameter to 10 - 40mm in length | 149535 | August 2012 |  | Transferred from LM114
06 - Specialist Orthopaedic | 06.03 - SKELETAL RECONSTRUCTION | 06.03.04 - Screws | 06.03.04.02 - Small (2.71mm – 4.49mm) |  | IG063 | 91 |  | Integra Neurosciences Pty Ltd | Tibiaxys Distal tibia system | Titanium screw for use with Tibiaxys distal tibia system | 4mm diameter with 6mm head; 40mm - 100mm length | 173963 | February 2012 |  | Changed Product Name, Description, Suffix, Benefit.
06 - Specialist Orthopaedic | 06.03 - SKELETAL RECONSTRUCTION | 06.03.04 - Screws | 06.03.04.02 - Small (2.71mm – 4.49mm) |  | IG066 | 91 |  | Integra Neurosciences Pty Ltd | Integra Total Wrist Fusion System | Cortical Screw for use with the Integra Total Wrist Fusion Plates | 3.5mm diameter: 10-32mm length | 176758 | February 2012 |  | Changed Product Name, Description, Benefit.
06 - Specialist Orthopaedic | 06.03 - SKELETAL RECONSTRUCTION | 06.03.04 - Screws | 06.03.04.02 - Small (2.71mm – 4.49mm) |  | IG080 | 91 |  | Integra Neurosciences Pty Ltd | Hintegra Total Ankle Prosthesis | Cortical fixation screw, Composition - Stainless Steel | Length 12 - 42mm | 173960 | February 2012 |  | Changed Product Group, Product Sub Group, Benefit.
06 - Specialist Orthopaedic | 06.03 - SKELETAL RECONSTRUCTION | 06.03.04 - Screws | 06.03.04.02 - Small (2.71mm – 4.49mm) |  | IG099 | 91 |  | Integra Neurosciences Pty Ltd | Calcanea Variable Angle Screw | Cortical Screw, Titanium | Diameter 3.5mm, Length 20mm to 45mm | 173963 | February 2012 |  | Changed Product Group, Product Sub Group, Benefit.
06 - Specialist Orthopaedic | 06.03 - SKELETAL RECONSTRUCTION | 06.03.04 - Screws | 06.03.04.02 - Small (2.71mm – 4.49mm) |  | IG130 | 91 |  | Integra Neurosciences Pty Ltd | Spider Limited Wrist Fusion System - 2.8mm bone screws | Stainless steel screws for Spider Plate | Diameter 2.8mm, length 10-18mm | 177622 | February 2012 |  | Expanded from IG061
06 - Specialist Orthopaedic | 06.03 - SKELETAL RECONSTRUCTION | 06.03.04 - Screws | 06.03.04.02 - Small (2.71mm – 4.49mm) |  | IT008 | 91 |  | Integrant Pty Ltd | Hawk Anterior Ankle Fusion Set | 3.5mm diameter screw set lengths 35mm to 110mm | 3.5mm x length 35mm to 110mm | 191738 | August 2015 |  | Transferred from HA021
06 - Specialist Orthopaedic | 06.03 - SKELETAL RECONSTRUCTION | 06.03.04 - Screws | 06.03.04.02 - Small (2.71mm – 4.49mm) |  | JD003 | 91 |  | JOI ORTHOPAEDICS PTY LTD | CarboFix Piccolo Plate Systems – Non-Locking Screws: Small | Titanium alloy screws (non-locking) for fixation of CarboFix plate shaft and head. | Non-Locking Distal Screw 3.5mm x 10mm, 12mm, 14mm, 16mm, 18mm, 22.5mm, 25.0mm, 27.5mm, 30.0mm, 32.5mm, 35.0mm, 40.0mm, 45.0mm Non-Locking Screw 3.5mm x 10mm, 12mm, 14mm, 16mm, 18mm, 20mm, 22mm, 24mm, 26mm, 30mm, 35mm, 40mm, 45mm, 50mm, 55mm | 222648 | August 2017 |  | Transferred from AE259
06 - Specialist Orthopaedic | 06.03 - SKELETAL RECONSTRUCTION | 06.03.04 - Screws | 06.03.04.02 - Small (2.71mm – 4.49mm) |  | LM146 | 91 |  | LMT Surgical Pty Ltd | TriMed Bone Screws | Non-Locking Cortical Bone Screw | 3.2/3.8/4.0 x 10-60mm | 182677 | February 2012 |  | Expanded from LM007
06 - Specialist Orthopaedic | 06.03 - SKELETAL RECONSTRUCTION | 06.03.04 - Screws | 06.03.04.02 - Small (2.71mm – 4.49mm) |  | LM279 | 91 |  | LMT Surgical Pty Ltd | PANTERA Proximal Humerus Fracture Fixation Plate System - Cortical Screw | Cortical Screw | 3.5mm | 182168 | February 2016 |  | New Listing
06 - Specialist Orthopaedic | 06.03 - SKELETAL RECONSTRUCTION | 06.03.04 - Screws | 06.03.04.02 - Small (2.71mm – 4.49mm) |  | LM317 | 91 |  | LMT Surgical Pty Ltd | Skeletal Dynamics Bone Screw Non-Locking | Non-Locking Cortical Bone Screws | 3.0mm, 3.5mm | 278692 | August 2017 |  | Changed Product Name, Size.
06 - Specialist Orthopaedic | 06.03 - SKELETAL RECONSTRUCTION | 06.03.04 - Screws | 06.03.04.02 - Small (2.71mm – 4.49mm) |  | LM326 | 91 |  | LMT Surgical Pty Ltd | Extremilock Screws | Screws | 2.7mm - 4.49mm x 8-70mm | 149435, 202319 | February 2017 |  | Compressed from LM075, LM251
06 - Specialist Orthopaedic | 06.03 - SKELETAL RECONSTRUCTION | 06.03.04 - Screws | 06.03.04.02 - Small (2.71mm – 4.49mm) |  | MO321 | 91 |  | Medical & Optical Instruments Australia Pty Ltd | Acumed Hexalobe Non Locking Screws | Acumed Hexalobe Non Locking Screws | Small (2.71mm-4.49mm) | 99823 | February 2012 |  | Changed Benefit.
06 - Specialist Orthopaedic | 06.03 - SKELETAL RECONSTRUCTION | 06.03.04 - Screws | 06.03.04.02 - Small (2.71mm – 4.49mm) |  | MO378 | 91 |  | Medical & Optical Instruments Australia Pty Ltd | Acu-Loc Distal Radius Plate System | Cortical Screw Locking | 3.5mm | 99823 | February 2012 |  | Expanded from MO249
06 - Specialist Orthopaedic | 06.03 - SKELETAL RECONSTRUCTION | 06.03.04 - Screws | 06.03.04.02 - Small (2.71mm – 4.49mm) |  | OU024 | 91 |  | Ortho Solutions Pty Ltd | Locking screw | FPS 3.5mm locking screw FPS GENII 3.5mm locking screw FPS 2.7mm locking screw FPS GENII 2.7mm locking screw | 10-50MM(FPS 3.5MM locking) 8-30MM (FPS 2.7MM locking) | 198754 | August 2014 |  | Changed Size, Suffix, Benefit.
06 - Specialist Orthopaedic | 06.03 - SKELETAL RECONSTRUCTION | 06.03.04 - Screws | 06.03.04.02 - Small (2.71mm – 4.49mm) |  | OU028 | 91 |  | Ortho Solutions Pty Ltd | fps non-LOCKING SCREW | FPS 2.7mm non locking screw FPS GENII 2.7mm non-locking screw FPS 3.5mm non-locking screw FPS GENII 3.5mm non-locking screw | 8-30mm (FPS 2.7mm non locking) 10-50mm (FPS 3.5mm non-locking) | 198754 | February 2014 |  | Changed Product Name, Description, Size.
06 - Specialist Orthopaedic | 06.03 - SKELETAL RECONSTRUCTION | 06.03.04 - Screws | 06.03.04.02 - Small (2.71mm – 4.49mm) |  | OU032 | 91 |  | Ortho Solutions Pty Ltd | CORTICAL SCREW | CORTICAL SCREW SELF TAPPING CORTICAL SCREW | 3.5MM CORTICAL SCREW 8MM 3.5MM CORTICAL SCREW 10MM 3.5MM CORTICAL SCREW 12MM 3.5MM CORTICAL SCREW 14MM 3.5MM CORTICAL SCREW 16MM 3.5MM CORTICAL SCREW 18MM 3.5MM CORTICAL SCREW 20MM 3.5MM CORTICAL SCREW 22MM 3.5MM CORTICAL SCREW 24MM 3.5MM CORTICAL SCREW 26MM 3.5MM CORTICAL SCREW 28MM 3.5MM CORTICAL SCREW 30MM 3.5MM CORTICAL SCREW 32MM 3.5MM CORTICAL SCREW 34MM 3.5MM CORTICAL SCREW 36MM 3.5MM CORTICAL SCREW 38MM 3.5MM CORTICAL SCREW 40MM 3.5MM CORTICAL SCREW 42MM 3.5MM CORTICAL SCREW 44MM 3.5MM CORTICAL SCREW 45MM 3.5MM CORTICAL SCREW 50MM 3.5MM CORTICAL SCREW 55MM 3.5MM CORTICAL SCREW 60mm 3.5MM CORTICAL SCREW 65mm 3.5MM CORTICAL SCREW 70mm 3.5MM CORTICAL SCREW 75mm 3.5MM CORTICAL SCREW 80mm 3.5MM CORTICAL SCREW 85mm 3.5MM CORTICAL SCREW 90mm 3.5MM CORTICAL SCREW 95mm 3.5MM CORTICAL SCREW 100mm 3.5MM CORTICAL SCREW 105mm 3.5MM CORTICAL SCREW 110mm 3.5MM SELF TAPPING CORTICAL SCREW 10MM 3.5MM SELF TAPPING CORTICAL SCREW 12MM 3.5MM SELF TAPPING CORTICAL SCREW 14MM 3.5MM SELF TAPPING CORTICAL SCREW 16MM 3.5MM SELF TAPPING CORTICAL SCREW 18MM 3.5MM SELF TAPPING CORTICAL SCREW 20MM 3.5MM SELF TAPPING CORTICAL SCREW 22MM 3.5MM SELF TAPPING CORTICAL SCREW 24MM 3.5MM SELF TAPPING CORTICAL SCREW 26MM 3.5MM SELF TAPPING CORTICAL SCREW 28MM 3.5MM SELF TAPPING CORTICAL SCREW 30MM 3.5MM SELF TAPPING CORTICAL SCREW 32MM 3.5MM SELF TAPPING CORTICAL SCREW 34MM 3.5MM SELF TAPPING CORTICAL SCREW 36MM 3.5MM SELF TAPPING CORTICAL SCREW 38MM 3.5MM SELF TAPPING CORTICAL SCREW 40MM 3.5MM SELF TAPPING CORTICAL SCREW 45MM 3.5MM SELF TAPPING CORTICAL SCREW 50MM 3.5MM SELF TAPPING CORTICAL SCREW 55MM 3.5MM SELF TAPPING CORTICAL SCREW 60MM | 198754 | February 2013 |  | New Listing
06 - Specialist Orthopaedic | 06.03 - SKELETAL RECONSTRUCTION | 06.03.04 - Screws | 06.03.04.02 - Small (2.71mm – 4.49mm) |  | OU036 | 91 |  | Ortho Solutions Pty Ltd | Cancellous Screw | Cancellous Screw | 4.0mm cancellous screw fully threaded 10mm to 60mm 4.0mm cancellous screw partially threaded 10mm to 60mm | 198754 | February 2013 |  | New Listing
06 - Specialist Orthopaedic | 06.03 - SKELETAL RECONSTRUCTION | 06.03.04 - Screws | 06.03.04.02 - Small (2.71mm – 4.49mm) |  | PB021 | 91 |  | Australian Pacific Medical Pty Ltd | Calcaneal Locking Plate MIPO System - Cortex, Cancellous and Non Locking Screw | Cortex, Cancellous, Non locking Screws | 2.71mm - 4.49mm | 223188 | February 2016 |  | New Listing
06 - Specialist Orthopaedic | 06.03 - SKELETAL RECONSTRUCTION | 06.03.04 - Screws | 06.03.04.02 - Small (2.71mm – 4.49mm) |  | SF120 | 91 |  | Signature Orthopaedics | Islay Locking screw | FPS 3.5mm locking screw FPS GENII 3.5mm locking screw FPS 2.7mm locking screw FPS GENII 2.7mm locking screw | 10-50MM(FPS 3.5MM locking) 8-30MM (FPS 2.7MM locking) | 184460 | August 2016 |  | Changed Product Name.
06 - Specialist Orthopaedic | 06.03 - SKELETAL RECONSTRUCTION | 06.03.04 - Screws | 06.03.04.02 - Small (2.71mm – 4.49mm) |  | SK229 | 91 |  | Stryker Australia Pty Ltd | Omega Plus Compression Hip Screw System | Cephalic Implants | Hansson Twin Hook Compression Screw 25mm | 94876 | February 2012 |  | Changed Product Group, Product Sub Group, Benefit.
06 - Specialist Orthopaedic | 06.03 - SKELETAL RECONSTRUCTION | 06.03.04 - Screws | 06.03.04.02 - Small (2.71mm – 4.49mm) |  | SK452 | 91 |  | Stryker Australia Pty Ltd | Stryker Plating System | Cortical Screws | 2.7mm - 4.5mm Diameter 8mm - 150mm Length | 119660 | February 2014 |  | Changed Description.
06 - Specialist Orthopaedic | 06.03 - SKELETAL RECONSTRUCTION | 06.03.04 - Screws | 06.03.04.02 - Small (2.71mm – 4.49mm) |  | SK619 | 91 |  | Stryker Australia Pty Ltd | Stability Sigmoid Notch Total DRUJ System / Sigmoid Notch Screw | The Sigmoid Notch Radial Screw is a low profile self tapping cortical screw made of implantable CoCr. It is designed to be placed bi cortical in the radius and is introduced into the Radial stem thru a hole. It is placed into the stem and tightened down | The Sigmoid Notch screw is available in 2mm increments from 18mm - 32mm and has a diameter of approx 4mm. | 237798 | August 2015 |  | Transferred from AE235
06 - Specialist Orthopaedic | 06.03 - SKELETAL RECONSTRUCTION | 06.03.04 - Screws | 06.03.04.02 - Small (2.71mm – 4.49mm) |  | SK631 | 91 |  | Stryker Australia Pty Ltd | Sbi Non-Locking Screws | Titanium Cortical Non-Locking Self tapping screws | 2.7mm Cortical, Non Locking, Self-tapping 10 -30mm 2.7mm Lag, Non Locking, self tapping 10 -30mm 3.5mm Cortical, Non Locking,Self tapping 8 -20mm | 167057 | August 2015 |  | Transferred from AE247
06 - Specialist Orthopaedic | 06.03 - SKELETAL RECONSTRUCTION | 06.03.04 - Screws | 06.03.04.02 - Small (2.71mm – 4.49mm) |  | SL011 | 91 |  | Smith & Nephew Pty Ltd | TC-100 | Cortical and Cancellous Screws | 2.71mm-4.49mm | 104369 | February 2012 |  | Compressed from SN002, SN007, SN606, SN607, SN609, SN612, SN621, SN625
06 - Specialist Orthopaedic | 06.03 - SKELETAL RECONSTRUCTION | 06.03.04 - Screws | 06.03.04.02 - Small (2.71mm – 4.49mm) |  | SL012 | 91 |  | Smith & Nephew Pty Ltd | Peri-Loc and Peri-Loc VLP | Cortical and Osteopenia Screws | 2.71mm-4.49mm | 104369 | February 2012 |  | Compressed from SN765, SN766, SN792
06 - Specialist Orthopaedic | 06.03 - SKELETAL RECONSTRUCTION | 06.03.04 - Screws | 06.03.04.02 - Small (2.71mm – 4.49mm) |  | SP032 | 91 |  | Surgiplas Medical | OsteoMed Plating & Fixation System | Lag Screws - Maxi, MMF, 3.0mm | 2.4mm x (8 - 42)mm; 2.4 x (12 - 18)mm; 3.0mm x (12 - 36)mm; | 130509 | February 2012 |  | Changed Product Group, Product Sub Group, Benefit.
06 - Specialist Orthopaedic | 06.03 - SKELETAL RECONSTRUCTION | 06.03.04 - Screws | 06.03.04.02 - Small (2.71mm – 4.49mm) |  | SQ085 | 91 |  | Surgical Specialties | PediNail-Captured locking screws-small | 4.0 x 15 Cort Screw (7mm Distal Lock) 4.0 x 20 Cort Screw (7mm Distal Lock) 4.0 x 25 Cort Screw (7mm Distal Lock) 4.0 x 55 Cort Screw (7mm Distal Lock) 4.0 x 60 Cort Screw (7mm Distal Lock) 4.0 x 30Cort Screw (7mm Distal Lock) 4.0 x 35 Cort Screw (7mm Distal Lock) 4.0 x 40 Cort Screw (7mm Distal Lock) 4.0 x 45 Cort Screw (7mm Distal Lock) 4.0 x 50 Cort Screw (7mm Distal Lock) | 4mmx15mm-60mm in 5 mm increments | 191587 | August 2013 |  | Transferred from ER121
06 - Specialist Orthopaedic | 06.03 - SKELETAL RECONSTRUCTION | 06.03.04 - Screws | 06.03.04.02 - Small (2.71mm – 4.49mm) |  | SQ092 | 91 |  | Surgical Specialties | PediLoc Small Screws | 3.5-4.0mm non-locking screws | 10-70mm | 191602 | August 2013 |  | Changed Product Name, Description, Size, Benefit. Transferred from ER057.
06 - Specialist Orthopaedic | 06.03 - SKELETAL RECONSTRUCTION | 06.03.04 - Screws | 06.03.04.02 - Small (2.71mm – 4.49mm) |  | ST006 | 91 |  | Stryker Australia Pty Ltd | Stryker Plating System | Cancelleous screws | 2.7-4.0mm | 119660, 25735 | February 2014 |  | Changed Product Name, Description, Size.
06 - Specialist Orthopaedic | 06.03 - SKELETAL RECONSTRUCTION | 06.03.04 - Screws | 06.03.04.02 - Small (2.71mm – 4.49mm) |  | SY068 | 91 |  | Johnson & Johnson Medical Pty Ltd | AO/ASIF Screws | Cortex, Conical, Cancellous, Compression Screws | 2.71mm-4.49mm | 157068 | February 2016 |  | Changed Size.
06 - Specialist Orthopaedic | 06.03 - SKELETAL RECONSTRUCTION | 06.03.04 - Screws | 06.03.04.02 - Small (2.71mm – 4.49mm) |  | TN022 | 91 |  | Newclip Technics Australia Pty Ltd | Newclip Bone Screws | Non-Locking Bone Screws | 2.71 - 4.49mm diameter, length 10-80mm | 260233, 260234 | August 2017 |  | Changed Description, Size.
06 - Specialist Orthopaedic | 06.03 - SKELETAL RECONSTRUCTION | 06.03.04 - Screws | 06.03.04.02 - Small (2.71mm – 4.49mm) |  | TO108 | 91 |  | Tornier Pty Ltd | MaxLock Extreme System - 3.5/4mm Non Locking Screws | Bone screws, Titanium, non locking | Ø 3.5mm, length 8-50mm Ø 4mm, length 8-60mm | 198485 | February 2014 |  | New Listing
06 - Specialist Orthopaedic | 06.03 - SKELETAL RECONSTRUCTION | 06.03.04 - Screws | 06.03.04.02 - Small (2.71mm – 4.49mm) |  | TO145 | 91 |  | Tornier Pty Ltd | WAVE Calcaneal Fracture System - Fully Threaded Screw | The WAVE Calcaneal Fracture System is a low profile, anatomical plate and screws system designed for the fixation of calcaneal fractures. The plate and associated locking and non- locking screws facilitate the reconstrution of the height and width of the calcaneus, and possible remodelling of the lateral calcaneal wall. The WAVE calcaneal Fracture System is provided non-sterile. The Fully Threaded Screw is used with the WAVE Calcaneal Plate | Screws Diameter = 4.0mm; Length = 26-50mm in 2mm increments & 55-90mm in 5mm | 168890 | February 2014 |  | Transferred from OE040
06 - Specialist Orthopaedic | 06.03 - SKELETAL RECONSTRUCTION | 06.03.04 - Screws | 06.03.04.02 - Small (2.71mm – 4.49mm) |  | WR219 | 91 |  | Wright Medical Australia | Evolve Ortholoc EPS System 3.5 NL Screws | Stainless Steel, Cortical & Cancellous Screws | 3.5mm diameter 10-60mm | 198485 | February 2012 |  | Changed Benefit.
06 - Specialist Orthopaedic | 06.03 - SKELETAL RECONSTRUCTION | 06.03.04 - Screws | 06.03.04.02 - Small (2.71mm – 4.49mm) |  | WR241 | 91 |  | Wright Medical Australia | Stainless Steel Screw | Stainless steel plate screw, non locking | 2.7 & 3.2 dia. 8-50mm length in 2mm increments | 198485 | February 2012 |  | Expanded from WR051
06 - Specialist Orthopaedic | 06.03 - SKELETAL RECONSTRUCTION | 06.03.04 - Screws | 06.03.04.02 - Small (2.71mm – 4.49mm) |  | WR295 | 91 |  | Wright Medical Australia | SALVATION 3Di Plating System - Osteopenic Screws | Osteopenic screws | Diameter: 4.0mm Length: 16, 18, 20, 22, 25, 30, 35, 40, 45, 50, 55, 60mm | 198485 | February 2016 |  | New Listing
06 - Specialist Orthopaedic | 06.03 - SKELETAL RECONSTRUCTION | 06.03.04 - Screws | 06.03.04.02 - Small (2.71mm – 4.49mm) |  | ZI150 | 91 |  | Zimmer Biomet Pty Ltd | Periarticular Plates | Periarticular 4.0mm Cancellous Screws - Stainless Steel | Part thread - 30-60 mm, Full thread 30-110 mm | 112735 | February 2012 |  | Changed Product Group, Product Sub Group, Benefit.
06 - Specialist Orthopaedic | 06.03 - SKELETAL RECONSTRUCTION | 06.03.04 - Screws | 06.03.04.02 - Small (2.71mm – 4.49mm) |  | ZI152 | 91 |  | Zimmer Biomet Pty Ltd | Periarticular Plates | 3.5mm screws | lengths up to 130mm | 112735 | February 2017 |  | Changed Description, Size.
06 - Specialist Orthopaedic | 06.03 - SKELETAL RECONSTRUCTION | 06.03.04 - Screws | 06.03.04.02 - Small (2.71mm – 4.49mm) |  | ZI202 | 91 |  | Zimmer Biomet Pty Ltd | Zimmer ECT Screws | 3.5mm Cortical Screws | 10 - 130 mm | 112735 | February 2012 |  | Changed Product Group, Product Sub Group, Benefit.
06 - Specialist Orthopaedic | 06.03 - SKELETAL RECONSTRUCTION | 06.03.04 - Screws | 06.03.04.02 - Small (2.71mm – 4.49mm) |  | ZI203 | 91 |  | Zimmer Biomet Pty Ltd | Zimmer ECT Screws | 4.0mm Cancellous Screws | 10 - 60 mm | 112735 | February 2012 |  | Changed Product Group, Product Sub Group, Benefit.
06 - Specialist Orthopaedic | 06.03 - SKELETAL RECONSTRUCTION | 06.03.04 - Screws | 06.03.04.02 - Small (2.71mm – 4.49mm) |  | ZI892 | 91 |  | Zimmer Biomet Pty Ltd | NCB System | NCB Screws | 4mm x 14-90mm | 100337 | February 2014 |  | Compressed from ZI599, ZI832
06 - Specialist Orthopaedic | 06.03 - SKELETAL RECONSTRUCTION | 06.03.04 - Screws | 06.03.04.02 - Small (2.71mm – 4.49mm) |  | ZI932 | 91 |  | Zimmer Biomet Pty Ltd | Proximal Humerus Plating System | Non-locking screws | 3.5 mm | 209305, 210296 | August 2016 |  | New Listing
06 - Specialist Orthopaedic | 06.03 - SKELETAL RECONSTRUCTION | 06.03.04 - Screws | 06.03.04.02 - Small (2.71mm – 4.49mm) |  | ZI940 | 91 |  | Zimmer Biomet Pty Ltd | Screws - Standard | Standard Screws | 10 - 70mm | 140687 | August 2016 |  | Transferred from LM170
06 - Specialist Orthopaedic | 06.03 - SKELETAL RECONSTRUCTION | 06.03.04 - Screws | 06.03.04.02 - Small (2.71mm – 4.49mm) | Break off | DE365 | 336 |  | Device Technologies Australia Pty Ltd | QuickFix Screw, Small | Titanium Snapp-off Small Bone Screw, small | 3.0mm Diameter x 13-19mm Lengths | 140686 | February 2012 |  | Expanded from DE291
06 - Specialist Orthopaedic | 06.03 - SKELETAL RECONSTRUCTION | 06.03.04 - Screws | 06.03.04.02 - Small (2.71mm – 4.49mm) | Breakoff | HW450 | 336 |  | Stryker Australia Pty Ltd | Fixos Screws, Snap-off, 2.7mm | Bone Fixation Screws, Snap-off, 2.7mm | 2.7mm diameter, 14 to 22mm (each 2mm) | 149535 | August 2012 |  | New Listing
06 - Specialist Orthopaedic | 06.03 - SKELETAL RECONSTRUCTION | 06.03.04 - Screws | 06.03.04.02 - Small (2.71mm – 4.49mm) | Breakoff | IG134 | 336 |  | Integra Neurosciences Pty Ltd | Snap-Off screws | Titanium break-off barrel screws for Hallu-Fix | Diameter 3.0mm, Length 10 - 18mm | 173963 | February 2012 |  | Expanded from IG071
06 - Specialist Orthopaedic | 06.03 - SKELETAL RECONSTRUCTION | 06.03.04 - Screws | 06.03.04.02 - Small (2.71mm – 4.49mm) | Breakoff, DT | PF002 | 526 |  | Perios Pty Ltd | BePOD | Self-Compressive Screw | Lengths 10mm - 34mm | 141164 | August 2013 |  | Changed Description, Size, Suffix, Benefit.
06 - Specialist Orthopaedic | 06.03 - SKELETAL RECONSTRUCTION | 06.03.04 - Screws | 06.03.04.02 - Small (2.71mm – 4.49mm) | Breakoff, DT | PF008 | 526 |  | Perios Pty Ltd | Forefoot Snap off Screws | Titanium Alloy Screws with Snap-off Grip / Cannulated | Arthrodesis large diameter L28 - L40 | 141164 | August 2013 |  | Changed Suffix, Benefit.
06 - Specialist Orthopaedic | 06.03 - SKELETAL RECONSTRUCTION | 06.03.04 - Screws | 06.03.04.02 - Small (2.71mm – 4.49mm) | CN | BH186 | 231 |  | Zimmer Biomet Pty Ltd | Small / Large Fragment Set | Cannulated Titanium Bone Screw | 3.0mm - 4.0mm | 153087 | February 2013 |  | Transferred from DP598
06 - Specialist Orthopaedic | 06.03 - SKELETAL RECONSTRUCTION | 06.03.04 - Screws | 06.03.04.02 - Small (2.71mm – 4.49mm) | CN | BH277 | 231 |  | Zimmer Biomet Pty Ltd | ALPS Plating System | Cannulated Bone Screws | 3.0 to 4.0mm diameter | 153087 | February 2013 |  | Transferred from JJ715
06 - Specialist Orthopaedic | 06.03 - SKELETAL RECONSTRUCTION | 06.03.04 - Screws | 06.03.04.02 - Small (2.71mm – 4.49mm) | CN | BU003 | 231 |  | CAB MEDICAL PTY LTD | Nexis osteosynthesis screws | Bone screw titanium alloy (headed) | Diameter 2.9-4mm, Length 10-60mm | 235765 | August 2016 |  | Transferred from LI088
06 - Specialist Orthopaedic | 06.03 - SKELETAL RECONSTRUCTION | 06.03.04 - Screws | 06.03.04.02 - Small (2.71mm – 4.49mm) | CN | DE370 | 231 |  | Device Technologies Australia Pty Ltd | Cannulated Low Profile Screws, Small | Cannulated Low Profile Screws, Small | 3-4mm | 140686 | February 2013 |  | Changed Product Name, Description, Size.
06 - Specialist Orthopaedic | 06.03 - SKELETAL RECONSTRUCTION | 06.03.04 - Screws | 06.03.04.02 - Small (2.71mm – 4.49mm) | CN | ER395 | 231 |  | Emergo Asia Pacific Pty Ltd | Paragon 28 Monster Screw System-Screws, small (2.71mm – 4.49mm), cannulated | Paragon 28 Monster Screw System-Screws, small, cannulated, headed, partial or full thread | dia (3.0-4.0) x length (10-150 mm) x thread length (3-150 mm) | 289308 | August 2017 |  | New Listing
06 - Specialist Orthopaedic | 06.03 - SKELETAL RECONSTRUCTION | 06.03.04 - Screws | 06.03.04.02 - Small (2.71mm – 4.49mm) | CN | IT011 | 231 |  | Integrant Pty Ltd | Hawk 4.0mm Cannulated Screw System | 4.0mm Cannulated screw | 4.0mm in diameter with lengths of 26mm to 70mm | 230954 | August 2015 |  | Transferred from LA004
06 - Specialist Orthopaedic | 06.03 - SKELETAL RECONSTRUCTION | 06.03.04 - Screws | 06.03.04.02 - Small (2.71mm – 4.49mm) | CN | LM286 | 231 |  | LMT Surgical Pty Ltd | IBS Screw | Neutralisation Screw | 3.00 & 3.5mm diameter | 266217 | February 2016 |  | New Listing
06 - Specialist Orthopaedic | 06.03 - SKELETAL RECONSTRUCTION | 06.03.04 - Screws | 06.03.04.02 - Small (2.71mm – 4.49mm) | CN | OU030 | 231 |  | Ortho Solutions Pty Ltd | Cannulated Screw Self Drill/Tap | bone screws and washers are indicated for use in fixation of various fractured bones. Mini plates and screws 3.5mm or smaller are intended fro use in small bones in the hand or foot and include metacarpal, metatarsal and phalange bones. Small and large plates and screws 4.0mm and larger are intended for use in large and long bones which can include the clavicle, scaplua, pelvis, calcaneus, talus ans long bones (humerus, ulna, radius, femur, tibia and fibula) | 3.5mm x 22mm, 3.5mm x 24mm, 3.5mm x 26mm, 3.5mm x 28mm, 3.5mm x 30mm, 3.5mm x 32mm, 3.5mm x 34mm, 3.5mm x 36mm, 3.5mm x 40mm, 3.5mm x 42mm, 3.5mm x 44mm, 3.5mm x 45mm, 3.5mm x 46mm, 3.5mm x 48mm, 3.5mm x 50mm, 3.5mm x 55mm, 3.5mm x 60mm | 198754 | February 2013 |  | New Listing
06 - Specialist Orthopaedic | 06.03 - SKELETAL RECONSTRUCTION | 06.03.04 - Screws | 06.03.04.02 - Small (2.71mm – 4.49mm) | CN | OU033 | 231 |  | Ortho Solutions Pty Ltd | Titianium Cannulated Cancellous lag Screw | Titianium Cannulated Cancellous lag Screw | 4.0mm x 10mm Titianium Cannulated Cancellous lag Screw up to (4.0mm x 28mm) | 198754 | February 2013 |  | New Listing
06 - Specialist Orthopaedic | 06.03 - SKELETAL RECONSTRUCTION | 06.03.04 - Screws | 06.03.04.02 - Small (2.71mm – 4.49mm) | CN | PB040 | 231 |  | Australian Pacific Medical Pty Ltd | Cannulated Screws 4mm | Cannulated 4mm | 4mm | 223188 | August 2016 |  | New Listing
06 - Specialist Orthopaedic | 06.03 - SKELETAL RECONSTRUCTION | 06.03.04 - Screws | 06.03.04.02 - Small (2.71mm – 4.49mm) | CN | PJ004 | 231 |  | PurePlay Orthopaedics | Trilliant Tiger Cannulated Screw System | Trilliant Tiger Cannulated Screw | 8-56mm in 2mm increments | 263793 | February 2016 |  | Duplicated from XD026
06 - Specialist Orthopaedic | 06.03 - SKELETAL RECONSTRUCTION | 06.03.04 - Screws | 06.03.04.02 - Small (2.71mm – 4.49mm) | CN | SK528 | 231 |  | Stryker Australia Pty Ltd | Stryker Cannulated Screw System | Asnis III Cannulated screws | 4.0mm | 119660 | February 2012 |  | Expanded from SK484
06 - Specialist Orthopaedic | 06.03 - SKELETAL RECONSTRUCTION | 06.03.04 - Screws | 06.03.04.02 - Small (2.71mm – 4.49mm) | CN | SN971 | 231 |  | Smith & Nephew Pty Ltd | Cannulated Screw | Stainless Steel | 2.71mm - 4.49mm | 104369, 25902 | February 2012 |  | Expanded from SN642
06 - Specialist Orthopaedic | 06.03 - SKELETAL RECONSTRUCTION | 06.03.04 - Screws | 06.03.04.02 - Small (2.71mm – 4.49mm) | CN | SP037 | 231 |  | Surgiplas Medical | OsteoMed Plating & Fixation System | Screws - Cannulated Lag | 3.0mm x (10 x 28)mm; 4.0mm x (12 - 30)mm | 130509 | February 2012 |  | Changed Product Group, Product Sub Group, Benefit.
06 - Specialist Orthopaedic | 06.03 - SKELETAL RECONSTRUCTION | 06.03.04 - Screws | 06.03.04.02 - Small (2.71mm – 4.49mm) | CN | SP038 | 231 |  | Surgiplas Medical | OsteoMed Plating & Fixation System | Screws - Cannulated Lag | 3.0mm x (30 x 40)mm; 4.0mm x (32 - 52)mm | 130509 | February 2012 |  | Changed Product Group, Product Sub Group, Suffix, Benefit.
06 - Specialist Orthopaedic | 06.03 - SKELETAL RECONSTRUCTION | 06.03.04 - Screws | 06.03.04.02 - Small (2.71mm – 4.49mm) | CN | SQ137 | 231 |  | Surgical Specialties | PediPlates - Cannulated Screws | 4.0 mm Cannulated Screw | 10mm-70mm | 191602 | August 2017 |  | Expanded from SQ089
06 - Specialist Orthopaedic | 06.03 - SKELETAL RECONSTRUCTION | 06.03.04 - Screws | 06.03.04.02 - Small (2.71mm – 4.49mm) | CN | SR094 | 231 |  | Stryker Australia Pty Ltd | Stryker Cannulated Screw System | Asnis Micro Cannulated screw | 2.71mm-3.0mm, Diameters, 8mm-40mm lengths | 119660 | February 2012 |  | Expanded from SR058
06 - Specialist Orthopaedic | 06.03 - SKELETAL RECONSTRUCTION | 06.03.04 - Screws | 06.03.04.02 - Small (2.71mm – 4.49mm) | CN | SY071 | 231 |  | Johnson & Johnson Medical Pty Ltd | AO/ASIF Screws | Cannulated screws | >2.7mm-4.49mm | 157068 | August 2012 |  | Changed Product Name, Size.
06 - Specialist Orthopaedic | 06.03 - SKELETAL RECONSTRUCTION | 06.03.04 - Screws | 06.03.04.02 - Small (2.71mm – 4.49mm) | CN | TN025 | 231 |  | Newclip Technics Australia Pty Ltd | Newclip Cannulated Screws | Cannulated Screws | 2.71 - 4.49mm diameter, lengths 10 - 70mm | 260233, 260234 | August 2017 |  | Changed Product Name, Description, Size, Suffix, Benefit.
06 - Specialist Orthopaedic | 06.03 - SKELETAL RECONSTRUCTION | 06.03.04 - Screws | 06.03.04.02 - Small (2.71mm – 4.49mm) | CN | TO113 | 231 |  | Tornier Pty Ltd | MaxTorque Cannulated Screw System - Small Screws | Bone screws, Titanium, Cannulated, Short or Long Thread | Ø3.2mm Short Thread, Length 12-30mm Ø3.2mm Long Thread, Length 12-38mm Ø3.8mm Short Thread,Length 16-50mm Ø4.0mm Long Thread, Length 14-50mm Ø4.0mm Long Thread, Length 24-50mm | 214803 | February 2014 |  | New Listing
06 - Specialist Orthopaedic | 06.03 - SKELETAL RECONSTRUCTION | 06.03.04 - Screws | 06.03.04.02 - Small (2.71mm – 4.49mm) | CN | TO146 | 231 |  | Tornier Pty Ltd | WAVE Calcaneal Fracture System - Cannulated Lag Screw | The WAVE Calcaneal Fracture System is a low profile, anatomical plate and screws system designed for the fixation of calcaneal fractures. The plate and associated locking and non-locking screws facilitate the reconstruction of the height and width of the calcaneus, and possible remodelling of the lateral calcaneal wall. The WAVE Calcaneal Fracture System is provided non-sterile. The Cannulated Lag Screw is used with the WAVE Calcaneal Fracture Plate or with the washer for optional off plate use. | Screws: Diameter: 4mm; Length = 26mm - 90mm (for lag screws) in 2mm increments up to 50mm and 5mm increments up to 90mm | 168890 | February 2014 |  | Transferred from OE041
06 - Specialist Orthopaedic | 06.03 - SKELETAL RECONSTRUCTION | 06.03.04 - Screws | 06.03.04.02 - Small (2.71mm – 4.49mm) | CN | TO169 | 231 |  | Tornier Pty Ltd | Forefoot STP Screw System - 3.0mm Headless Fully Threaded Screw | Headless Cannulated Fully Threaded Screw, Titanium | Diameter 3.0mm, Length 10-34mm | 148960 | February 2016 |  | New Listing
06 - Specialist Orthopaedic | 06.03 - SKELETAL RECONSTRUCTION | 06.03.04 - Screws | 06.03.04.02 - Small (2.71mm – 4.49mm) | CN | WR068 | 231 |  | Wright Medical Australia | Cannulated Screw | Titanium cannulated screw intended for use in conjunction with a plate for fixation of midfoot fusion | 3.5mm diameter x 34, 36 & 38mm | 122967 | February 2012 |  | Changed Product Group, Product Sub Group, Benefit.
06 - Specialist Orthopaedic | 06.03 - SKELETAL RECONSTRUCTION | 06.03.04 - Screws | 06.03.04.02 - Small (2.71mm – 4.49mm) | CN | WR247 | 231 |  | Wright Medical Australia | Darco Headed Compression Screw System | Cannulated titanium compression screws | 3.0-4.0mm x 16-50mm | 122967 | February 2012 |  | Changed Product Name, Size, Product Group, Product Sub Group, Suffix, Benefit. Transferred from DC036.
06 - Specialist Orthopaedic | 06.03 - SKELETAL RECONSTRUCTION | 06.03.04 - Screws | 06.03.04.02 - Small (2.71mm – 4.49mm) | CN | WR283 | 231 |  | Wright Medical Australia | EOS Footset-Antares | Footscrew | 12-34mm | 151099 | August 2015 |  | Transferred from LM154
06 - Specialist Orthopaedic | 06.03 - SKELETAL RECONSTRUCTION | 06.03.04 - Screws | 06.03.04.02 - Small (2.71mm – 4.49mm) | CN | ZI177 | 231 |  | Zimmer Biomet Pty Ltd | Zimmer Internal Fixation Systems: Cannulated Screw | Mini Magna-FX - Stainless Steel | 4 & 5mm diameters | 112735 | February 2012 |  | Changed Product Group, Product Sub Group, Benefit.
06 - Specialist Orthopaedic | 06.03 - SKELETAL RECONSTRUCTION | 06.03.04 - Screws | 06.03.04.02 - Small (2.71mm – 4.49mm) | CN | ZI835 | 231 |  | Zimmer Biomet Pty Ltd | NCB Polyaxial Locking System | 4.0mm Cannulated Variable Angle Locking Screws - Ti Alloy | 14 - 65mm | 100337 | August 2013 |  | Changed Suffix, Benefit.
06 - Specialist Orthopaedic | 06.03 - SKELETAL RECONSTRUCTION | 06.03.04 - Screws | 06.03.04.02 - Small (2.71mm – 4.49mm) | CN, DT | HW451 | 421 |  | Stryker Australia Pty Ltd | Fixos Screws, Snap-off,AO fitting 3.0mm | Bone Fixation Screws, Snap-off, AO fitting 3.0mm | 3.0mm diameter, 10 to 22mm (each 2mm) | 149535 | August 2012 |  | New Listing
06 - Specialist Orthopaedic | 06.03 - SKELETAL RECONSTRUCTION | 06.03.04 - Screws | 06.03.04.02 - Small (2.71mm – 4.49mm) | CN, DT | IG057 | 421 |  | Integra Neurosciences Pty Ltd | Kompressor | Titanium compression screw | 10-34mm | 160519 | February 2012 |  | Changed Product Group, Product Sub Group, Suffix, Benefit.
06 - Specialist Orthopaedic | 06.03 - SKELETAL RECONSTRUCTION | 06.03.04 - Screws | 06.03.04.02 - Small (2.71mm – 4.49mm) | CN, DT | IG069 | 421 |  | Integra Neurosciences Pty Ltd | Bold Compression Screw | Cannulated titanium | 3mm diam 10-34mm length | 173963 | February 2012 |  | Changed Product Group, Product Sub Group, Suffix, Benefit.
06 - Specialist Orthopaedic | 06.03 - SKELETAL RECONSTRUCTION | 06.03.04 - Screws | 06.03.04.02 - Small (2.71mm – 4.49mm) | CN, DT | IG070 | 421 |  | Integra Neurosciences Pty Ltd | ICOS Screw: Ideal Compression Screw | Cannulated titanium | 4.0mm diam 26-60mm length, 6.5mm diam 40-150mm length | 173963 | February 2012 |  | Changed Product Group, Product Sub Group, Suffix, Benefit.
06 - Specialist Orthopaedic | 06.03 - SKELETAL RECONSTRUCTION | 06.03.04 - Screws | 06.03.04.02 - Small (2.71mm – 4.49mm) | CN, DT | IG109 | 421 |  | Integra Neurosciences Pty Ltd | Qwix Screw | Self drilling, self tapping, cannulated, titanium screws. | Diameter 3.0mm-7.5mm, length 10mm-120mm | 173963 | February 2012 |  | Changed Product Group, Product Sub Group, Suffix, Benefit.
06 - Specialist Orthopaedic | 06.03 - SKELETAL RECONSTRUCTION | 06.03.04 - Screws | 06.03.04.02 - Small (2.71mm – 4.49mm) | CN, DT | LM052 | 421 |  | LMT Surgical Pty Ltd | Ascension Compression Screw | Titanium Compression Screw | 2-5mm diameter ; 12 - 40mm length | 118626 | February 2012 |  | Changed Product Group, Product Sub Group, Suffix, Benefit.
06 - Specialist Orthopaedic | 06.03 - SKELETAL RECONSTRUCTION | 06.03.04 - Screws | 06.03.04.02 - Small (2.71mm – 4.49mm) | CN, DT | LM143 | 421 |  | LMT Surgical Pty Ltd | Extremity Medical Compression Screw System | Compression Screws | 3.0-4.5mm | 164980 | February 2012 |  | Expanded from LM098
06 - Specialist Orthopaedic | 06.03 - SKELETAL RECONSTRUCTION | 06.03.04 - Screws | 06.03.04.02 - Small (2.71mm – 4.49mm) | CN, DT | LM268 | 421 |  | LMT Surgical Pty Ltd | ExtremiFix Screws | Headless Cannulated Compression Screw | Diameter 3.0mm, 4.0mm. Length 10mm to 52mm; Diameter 2.71mm - 4.49mm. | 202435 | August 2015 |  | Transferred from OH446
06 - Specialist Orthopaedic | 06.03 - SKELETAL RECONSTRUCTION | 06.03.04 - Screws | 06.03.04.02 - Small (2.71mm – 4.49mm) | CN, DT | MO355 | 421 |  | Medical & Optical Instruments Australia Pty Ltd | Acutrak 2 | Headless compression screw | 2.71mm - 4.49mm | 99823 | February 2012 |  | Expanded from MO274
06 - Specialist Orthopaedic | 06.03 - SKELETAL RECONSTRUCTION | 06.03.04 - Screws | 06.03.04.02 - Small (2.71mm – 4.49mm) | CN, DT | MO368 | 421 |  | Medical & Optical Instruments Australia Pty Ltd | Acumed Fixation Screw | Acutrak Compression Screw Titanium | 2.71mm - 4.49mm | 99823 | February 2012 |  | Expanded from MO179
06 - Specialist Orthopaedic | 06.03 - SKELETAL RECONSTRUCTION | 06.03.04 - Screws | 06.03.04.02 - Small (2.71mm – 4.49mm) | CN, DT | MO382 | 421 |  | Medical & Optical Instruments Australia Pty Ltd | Acutrak Headless Compression Screw | Acutrak 4/5 screw | 2.71mm - 4.49mm | 99823 | February 2012 |  | Expanded from MO180
06 - Specialist Orthopaedic | 06.03 - SKELETAL RECONSTRUCTION | 06.03.04 - Screws | 06.03.04.02 - Small (2.71mm – 4.49mm) | CN, DT | OU031 | 421 |  | Ortho Solutions Pty Ltd | Compression Screw | Compression Screw | 3.0MM META SCREW - LONG THREAD 10MM 3.0MM META SCREW - LONG THREAD 12MM 3.0MM META SCREW - LONG THREAD 14MM 3.0MM META SCREW - LONG THREAD 16MM 3.0MM META SCREW - LONG THREAD 18MM 3.0MM META SCREW - LONG THREAD 20MM 3.0MM META SCREW - LONG THREAD 22MM 3.0MM META SCREW - LONG THREAD 24MM 3.0MM META SCREW - LONG THREAD 26MM 3.0MM META SCREW - LONG THREAD 28MM 3.0MM META SCREW - LONG THREAD 30MM 3.0MM META SCREW - LONG THREAD 32MM 3.0MM META SCREW - LONG THREAD 34MM 3.0MM META SCREW - SHORT THREAD 12MM 3.0MM META SCREW - SHORT THREAD 14MM 3.0MM META SCREW - SHORT THREAD 16MM 3.0MM META SCREW - SHORT THREAD 18MM 3.0MM META SCREW - SHORT THREAD 20MM 3.0MM META SCREW - SHORT THREAD 22MM 3.0MM META SCREW - SHORT THREAD 24MM 3.0MM META SCREW - SHORT THREAD 26MM 3.0MM META SCREW - SHORT THREAD 28MM 3.0MM META SCREW - SHORT THREAD 30MM 3.0MM META SCREW - SHORT THREAD 32MM 3.0MM META SCREW - SHORT THREAD 34MM 3.0MM META SCREW - SHORT THREAD 36MM 3.0MM META SCREW - SHORT THREAD 40MM 3.0MM META SCREW - SHORT THREAD 44MM COMPRESSION SCREW 10MM COMPRESSION SCREW 12MM COMPRESSION SCREW 14MM COMPRESSION SCREW 16MM COMPRESSION SCREW 18MM COMPRESSION SCREW 20MM COMPRESSION SCREW 22MM COMPRESSION SCREW 24MM COMPRESSION SCREW 26MM COMPRESSION SCREW 28MM COMPRESSION SCREW 30MM COMPRESSION SCREW 32MM COMPRESSION SCREW 34MM SCARF SCREW 10MM SCARF SCREW 12MM SCARF SCREW 14MM SCARF SCREW 16MM SCARF SCREW 16MM SCARF SCREW 18MM SCARF SCREW 20MM SCARF SCREW 22MM SCARF SCREW 24MM SCARF SCREW 26MM SCARF SCREW 28MM SCARF SCREW 30MM SCARF SCREW 32MM SCARF SCREW 34MM | 198754 | February 2013 |  | New Listing
06 - Specialist Orthopaedic | 06.03 - SKELETAL RECONSTRUCTION | 06.03.04 - Screws | 06.03.04.02 - Small (2.71mm – 4.49mm) | CN, DT | SF092 | 421 |  | Signature Orthopaedics | Twinlock Screw - Standard | Twinlock Screw - Standard | 5.2/5.5mm to 6.0/7.0mm Dia x 25 to 120 mm Length | 184460 | August 2015 |  | Duplicated from LC125
06 - Specialist Orthopaedic | 06.03 - SKELETAL RECONSTRUCTION | 06.03.04 - Screws | 06.03.04.02 - Small (2.71mm – 4.49mm) | CN, DT | SF093 | 421 |  | Signature Orthopaedics | TwinLock Screw - Small | TwinLock Screw - Small | 3.5/3.6mm to 4.0/4.1mm Dia x 16 to 34 mm length | 184460 | August 2015 |  | Duplicated from LC124
06 - Specialist Orthopaedic | 06.03 - SKELETAL RECONSTRUCTION | 06.03.04 - Screws | 06.03.04.02 - Small (2.71mm – 4.49mm) | CN, DT | SF114 | 421 |  | Signature Orthopaedics | Twinlock Screw - Standard | Twinlock Screw - Standard | 5.2/5.5mm to 6.0/7.0mm Dia x 25 to 120 mm Length | 184460 | February 2016 |  | Transferred from LC125
06 - Specialist Orthopaedic | 06.03 - SKELETAL RECONSTRUCTION | 06.03.04 - Screws | 06.03.04.02 - Small (2.71mm – 4.49mm) | CN, DT | SF115 | 421 |  | Signature Orthopaedics | TwinLock Screw - Small | TwinLock Screw - Small | 3.5/3.6mm to 4.0/4.1mm Dia x 16 to 34 mm length | 184460 | February 2016 |  | Transferred from LC124
06 - Specialist Orthopaedic | 06.03 - SKELETAL RECONSTRUCTION | 06.03.04 - Screws | 06.03.04.02 - Small (2.71mm – 4.49mm) | CN, DT | SK256 | 421 |  | Stryker Australia Pty Ltd | TwinFix Cannulated Compression Screw System | 0 | Diameter 3.2mm, lengths 14-34mm | 124319, 64730 | February 2012 |  | Changed Description, Product Group, Product Sub Group, Suffix, Benefit.
06 - Specialist Orthopaedic | 06.03 - SKELETAL RECONSTRUCTION | 06.03.04 - Screws | 06.03.04.02 - Small (2.71mm – 4.49mm) | CN, DT | SM173 | 421 |  | Smith & Nephew Pty Ltd | Peri-Loc | Headless Cannulated Screw | 2.71mm-4.49mm Headless Cannulated Screw 8mm - 40mm | 104369 | February 2012 |  | Changed Size, Product Group, Product Sub Group, Suffix, Benefit.
06 - Specialist Orthopaedic | 06.03 - SKELETAL RECONSTRUCTION | 06.03.04 - Screws | 06.03.04.02 - Small (2.71mm – 4.49mm) | CN, DT | SP122 | 421 |  | Surgiplas Medical | ExtremiFix Screws | Headless Cannulated Compression Screw | Diameter 3.0mm, 4.0mm. Length 10mm to 52mm; Diameter 2.71mm - 4.49mm. | 130509 | February 2012 |  | Expanded from SP054
06 - Specialist Orthopaedic | 06.03 - SKELETAL RECONSTRUCTION | 06.03.04 - Screws | 06.03.04.02 - Small (2.71mm – 4.49mm) | CN, DT | TO124 | 421 |  | Tornier Pty Ltd | NexFix 3.0mm Compression Screw | The NexFix Compression Screw is a stainless steel, cannulated, self tapping, and self drilling fixation device for osteotomies, fusions and fracture fixation of small bones | 3.0mm diameter x 10 - 34mm length in 2mm increments | 148960 | February 2014 |  | Transferred from OE016
06 - Specialist Orthopaedic | 06.03 - SKELETAL RECONSTRUCTION | 06.03.04 - Screws | 06.03.04.02 - Small (2.71mm – 4.49mm) | CN, DT | WR034 | 421 |  | Wright Medical Australia | Charlotte Foot & Ankle System | Multi use compression screw, cannulated, stainless steel | 3.0 & 4.3mm dia. 10-60mm in 2mm increments | 122967 | February 2012 |  | Changed Product Group, Product Sub Group, Suffix, Benefit.
06 - Specialist Orthopaedic | 06.03 - SKELETAL RECONSTRUCTION | 06.03.04 - Screws | 06.03.04.02 - Small (2.71mm – 4.49mm) | CN, LK | IG093 | 301 |  | Integra Neurosciences Pty Ltd | Newdeal Screws/Lock Screws | Screws - Cancellous, Cancellous cannulated, cortical, cortical cannulated plus Lock screws | Cancellous/Cancellous cannulated - Diameter 6.5mm, Length 20mm - 100mm + Lock Screw, Cortical - Diameter 5.0mm, Length 25mm - 45mm + Lock Screw, Cortical - Diameter 4.5mm, Length 14mm - 65mm + Lock Screw, Cortical - Diameter 3.5mm, Length 14mm - 32mm + Lo | 173963 | February 2012 |  | Changed Product Group, Product Sub Group, Suffix, Benefit.
06 - Specialist Orthopaedic | 06.03 - SKELETAL RECONSTRUCTION | 06.03.04 - Screws | 06.03.04.02 - Small (2.71mm – 4.49mm) | CN, LK | IG108 | 301 |  | Integra Neurosciences Pty Ltd | Newdeal Surfix Style Screws | Titanium bone screw +locking screw for the fixation of specific Newdeal bone plates | Diameter 3.5mm, Length 10-50mm; Diameter 4.5mm, length 14-65mm; Diameter 6.5, length 20-100mm | 173963 | February 2012 |  | Changed Product Group, Product Sub Group, Suffix, Benefit.
06 - Specialist Orthopaedic | 06.03 - SKELETAL RECONSTRUCTION | 06.03.04 - Screws | 06.03.04.02 - Small (2.71mm – 4.49mm) | CN,DT | BH190 | 421 |  | Zimmer Biomet Pty Ltd | Headless Compression Screws | Headless Compression Screws | 3mm-4mm | 210290 | August 2016 |  | Changed Product Name, Description, Size, Suffix.
06 - Specialist Orthopaedic | 06.03 - SKELETAL RECONSTRUCTION | 06.03.04 - Screws | 06.03.04.02 - Small (2.71mm – 4.49mm) | CN,DT | BU009 | 421 |  | CAB MEDICAL PTY LTD | Nexis osteosynthesis screws | Bone screw titanium alloy (compressive) | Diameter 2.9-4 mm, Length 10-60mm | 235765 | August 2016 |  | Transferred from LI085
06 - Specialist Orthopaedic | 06.03 - SKELETAL RECONSTRUCTION | 06.03.04 - Screws | 06.03.04.02 - Small (2.71mm – 4.49mm) | CN,DT | BU019 | 421 |  | CAB MEDICAL PTY LTD | MAGNEZIX CS 3.2 | Compression screw for bone fixation. | Diameter 3.2mm Length 10-40mm | 283491 | February 2017 |  | New Listing
06 - Specialist Orthopaedic | 06.03 - SKELETAL RECONSTRUCTION | 06.03.04 - Screws | 06.03.04.02 - Small (2.71mm – 4.49mm) | CN,DT | DE427 | 421 |  | Device Technologies Australia Pty Ltd | Headless Compression Screw | Headless Compression Screw for bone fixation | 3mm x 10-32mm | 203466 | August 2013 |  | New Listing
06 - Specialist Orthopaedic | 06.03 - SKELETAL RECONSTRUCTION | 06.03.04 - Screws | 06.03.04.02 - Small (2.71mm – 4.49mm) | CN,DT | DE466 | 421 |  | Device Technologies Australia Pty Ltd | Compression FT | Headless Compression Screw for bone fixation | 3.5mm/4.0mm x 12-50mm | 227070 | February 2015 |  | New Listing
06 - Specialist Orthopaedic | 06.03 - SKELETAL RECONSTRUCTION | 06.03.04 - Screws | 06.03.04.02 - Small (2.71mm – 4.49mm) | CN,DT | DE480 | 421 |  | Device Technologies Australia Pty Ltd | Headless Compression Screw System | Headless Compression Screw for bone fixation | 3mm Diameter ( 10-36mm Lengths) 4.3mm Diameter (14-80mm Lengths) | 227070 | August 2016 |  | New Listing
06 - Specialist Orthopaedic | 06.03 - SKELETAL RECONSTRUCTION | 06.03.04 - Screws | 06.03.04.02 - Small (2.71mm – 4.49mm) | CN,DT | EF005 | 421 |  | Extend Medical | Merete - Cannulated HCS (Compression Screws 3.0mm x 4.3mm) | Bone Screws, Titanium, Cannulated Compression | Diameter = 3.0mm, Length = 12-32mm in2mm increments & 35mm, 40mm Diameter = 4.3mm, Length =20-40mm in 2mm increments | 212520 | February 2015 |  | Transferred from OE048
06 - Specialist Orthopaedic | 06.03 - SKELETAL RECONSTRUCTION | 06.03.04 - Screws | 06.03.04.02 - Small (2.71mm – 4.49mm) | CN,DT | EF011 | 421 |  | Extend Medical | Merete Cannulated Headless Compression Screws (HCS) | Self-tapping Compression Screw | 3.0mm – 4.49mm diameter | 212520 | August 2015 |  | New Listing
06 - Specialist Orthopaedic | 06.03 - SKELETAL RECONSTRUCTION | 06.03.04 - Screws | 06.03.04.02 - Small (2.71mm – 4.49mm) | CN,DT | EF018 | 421 |  | Extend Medical | Arix Cannulated Headless Screws | Self-tapping Compression Screw | 3.0mm – 4.5mm diameter | 239817 | August 2015 |  | New Listing
06 - Specialist Orthopaedic | 06.03 - SKELETAL RECONSTRUCTION | 06.03.04 - Screws | 06.03.04.02 - Small (2.71mm – 4.49mm) | CN,DT | ER396 | 421 |  | Emergo Asia Pacific Pty Ltd | Paragon 28 Monster Screw System-Screws, small (2.71mm – 4.49mm), cannulated, dual thread, locking | Paragon 28 Monster Screw System-Screws, small, cannulated, dual thread, locking, headless, Titanium | dia (3.0-4.0) x length (10-100 mm) x length of thread (3.5-100 mm) | 289308 | August 2017 |  | New Listing
06 - Specialist Orthopaedic | 06.03 - SKELETAL RECONSTRUCTION | 06.03.04 - Screws | 06.03.04.02 - Small (2.71mm – 4.49mm) | CN,DT | HW452 | 421 |  | Stryker Australia Pty Ltd | Fixos Screws | Bone Fixation Srews, Cannulated, Double Threaded | 3.0mm-7.0mm diamter | 149535 | February 2015 |  | Changed Size, Suffix, Benefit.
06 - Specialist Orthopaedic | 06.03 - SKELETAL RECONSTRUCTION | 06.03.04 - Screws | 06.03.04.02 - Small (2.71mm – 4.49mm) | CN,DT | IT012 | 421 |  | Integrant Pty Ltd | Hawk 3.0mm Cannulated Screw system | 3.0mm cannulated screw | 3.0mm in diameter with lengths of 14mm to 50mm | 230954 | February 2016 |  | Changed Suffix, Benefit.
06 - Specialist Orthopaedic | 06.03 - SKELETAL RECONSTRUCTION | 06.03.04 - Screws | 06.03.04.02 - Small (2.71mm – 4.49mm) | CN,DT | LM285 | 421 |  | LMT Surgical Pty Ltd | IBS Screw | Compression Screw | 3.00 & 3.5mm diameter | 266217 | February 2016 |  | New Listing
06 - Specialist Orthopaedic | 06.03 - SKELETAL RECONSTRUCTION | 06.03.04 - Screws | 06.03.04.02 - Small (2.71mm – 4.49mm) | CN,DT | LM315 | 421 |  | LMT Surgical Pty Ltd | Headless Compression Screws | Compression Screws | 3.5mm | 279795 | February 2017 |  | New Listing
06 - Specialist Orthopaedic | 06.03 - SKELETAL RECONSTRUCTION | 06.03.04 - Screws | 06.03.04.02 - Small (2.71mm – 4.49mm) | CN,DT | OH480 | 421 |  | Orthotech Pty Ltd | HBS 2 midi | Self-compressive screws | 3.0mm x 10-40mm | 216997 | February 2014 |  | New Listing
06 - Specialist Orthopaedic | 06.03 - SKELETAL RECONSTRUCTION | 06.03.04 - Screws | 06.03.04.02 - Small (2.71mm – 4.49mm) | CN,DT | OH546 | 421 |  | Orthotech Pty Ltd | Dynafit System | Compressive Screws | 2.8-4mm x 10-70mm | 216161, 216162 | August 2017 |  | Expanded from OH474
06 - Specialist Orthopaedic | 06.03 - SKELETAL RECONSTRUCTION | 06.03.04 - Screws | 06.03.04.02 - Small (2.71mm – 4.49mm) | CN,DT | PB036 | 421 |  | Australian Pacific Medical Pty Ltd | Headless Compression Screw System | Headless Compression Screw | 2.71 - 4.49mm | 223188 | February 2016 |  | New Listing
06 - Specialist Orthopaedic | 06.03 - SKELETAL RECONSTRUCTION | 06.03.04 - Screws | 06.03.04.02 - Small (2.71mm – 4.49mm) | CN,DT | PB043 | 421 |  | Australian Pacific Medical Pty Ltd | Cannulated Screws 3mm | Cannulated Screws | 3mm | 223188 | August 2016 |  | New Listing
06 - Specialist Orthopaedic | 06.03 - SKELETAL RECONSTRUCTION | 06.03.04 - Screws | 06.03.04.02 - Small (2.71mm – 4.49mm) | CN,DT | PF001 | 421 |  | Perios Pty Ltd | FH Screw Systems | Canulated Self-Compressive Screws | lengths 10mm to 50mm | 141164 | February 2017 |  | Changed Product Name, Size.
06 - Specialist Orthopaedic | 06.03 - SKELETAL RECONSTRUCTION | 06.03.04 - Screws | 06.03.04.02 - Small (2.71mm – 4.49mm) | CN,DT | PJ005 | 421 |  | PurePlay Orthopaedics | Trilliant Tiger Headless Cannulated Screw System | Trilliant Tiger Headless Cannulated Screw | 10-34mm in 2mm increments | 263793 | February 2016 |  | Duplicated from XD027
06 - Specialist Orthopaedic | 06.03 - SKELETAL RECONSTRUCTION | 06.03.04 - Screws | 06.03.04.02 - Small (2.71mm – 4.49mm) | CN,DT | SY644 | 421 |  | Johnson & Johnson Medical Pty Ltd | AO/ASIF Screws | HCS Countersinkable Compression Screw | 2.71mm - 4.49mm | 157068 | February 2016 |  | Changed Size, Suffix.
06 - Specialist Orthopaedic | 06.03 - SKELETAL RECONSTRUCTION | 06.03.04 - Screws | 06.03.04.02 - Small (2.71mm – 4.49mm) | CN,DT | TN016 | 421 |  | Newclip Technics Australia Pty Ltd | Newclip Compression Screws | Self-compressive cannulated screw | 2.71-4.49mm diameter, length 10-70mm | 260233, 260234 | August 2017 |  | Changed Product Name, Description, Size.
06 - Specialist Orthopaedic | 06.03 - SKELETAL RECONSTRUCTION | 06.03.04 - Screws | 06.03.04.02 - Small (2.71mm – 4.49mm) | CN,DT | TO168 | 421 |  | Tornier Pty Ltd | Forefoot STP Screw System - 3.0mm Headless Compression Screw | Headless Cannulated Compression Screw, Titanium | Diameter 3.0mm, Length 10-34mm | 148960 | February 2016 |  | New Listing
06 - Specialist Orthopaedic | 06.03 - SKELETAL RECONSTRUCTION | 06.03.04 - Screws | 06.03.04.02 - Small (2.71mm – 4.49mm) | CN,DT | WR062 | 421 |  | Wright Medical Australia | Headless Compression screws | Compression screw cannulated, titanium, self tapping, self drilling. | 2.5-3.2mm diameter x 10-32mm | 122967 | August 2014 |  | Changed Suffix.
06 - Specialist Orthopaedic | 06.03 - SKELETAL RECONSTRUCTION | 06.03.04 - Screws | 06.03.04.02 - Small (2.71mm – 4.49mm) | CN,DT | WR264 | 421 |  | Wright Medical Australia | MICA Compression Screw | Compression Screw for Minimally Invasive Surgery | Sizes: 3mm - 4mm diameter, 14mm - 70mm length | 151098 | August 2017 |  | Changed Size.
06 - Specialist Orthopaedic | 06.03 - SKELETAL RECONSTRUCTION | 06.03.04 - Screws | 06.03.04.02 - Small (2.71mm – 4.49mm) | CN,DT | WR301 | 421 |  | Wright Medical Australia | Omnitech Evolution | Headless Compression Screw - Cannulated, Titanium, Self-tapping, Self-drilling | 2.9, 3.0, 3.5mm diameter 10-45mm length in 2mm increments | 151098 | August 2016 |  | New Listing
06 - Specialist Orthopaedic | 06.03 - SKELETAL RECONSTRUCTION | 06.03.04 - Screws | 06.03.04.02 - Small (2.71mm – 4.49mm) | CN,DT,LK | LM133 | 491 |  | LMT Surgical Pty Ltd | TriMed Compression Screws | Compression Screws | 3.0-4.5mm | 229704 | August 2015 |  | Changed Suffix.
06 - Specialist Orthopaedic | 06.03 - SKELETAL RECONSTRUCTION | 06.03.04 - Screws | 06.03.04.02 - Small (2.71mm – 4.49mm) | CN,LK | MN199 | 301 |  | Johnson & Johnson Medical Pty Ltd | Bristow-Latarjet Instability Shoulder Set - Screw | Cannulated Locking Screw | 2.71mm – 4.49mm | 136374 | August 2016 |  | Expanded from MN040
06 - Specialist Orthopaedic | 06.03 - SKELETAL RECONSTRUCTION | 06.03.04 - Screws | 06.03.04.02 - Small (2.71mm – 4.49mm) | CN,LK | SY797 | 301 |  | Johnson & Johnson Medical Pty Ltd | AO/ASIF Screws | Philos Cannulated locking screw | 3.5mm | 157068 | February 2014 |  | New Listing
06 - Specialist Orthopaedic | 06.03 - SKELETAL RECONSTRUCTION | 06.03.04 - Screws | 06.03.04.02 - Small (2.71mm – 4.49mm) | CN,LK | ZI853 | 301 |  | Zimmer Biomet Pty Ltd | Zimmer Periarticular Plating System | 5.5mm Cannulated Periarticular Locking Screws | 30 - 150mm | 112735 | August 2013 |  | Changed Suffix, Benefit.
06 - Specialist Orthopaedic | 06.03 - SKELETAL RECONSTRUCTION | 06.03.04 - Screws | 06.03.04.02 - Small (2.71mm – 4.49mm) | CN,LK | ZI855 | 301 |  | Zimmer Biomet Pty Ltd | Zimmer Periarticular Locking System | 3.5mm Cannulated Periarticular Locking Screws | 30 - 90mm | 112735 | August 2013 |  | Changed Suffix, Benefit.
06 - Specialist Orthopaedic | 06.03 - SKELETAL RECONSTRUCTION | 06.03.04 - Screws | 06.03.04.02 - Small (2.71mm – 4.49mm) | DT | BH247 | 281 |  | Zimmer Biomet Pty Ltd | Rockwood Clavical Pin | Clavical Pin with dual thread | 3.0-3.8mm | 140023 | February 2013 |  | Transferred from DY562
06 - Specialist Orthopaedic | 06.03 - SKELETAL RECONSTRUCTION | 06.03.04 - Screws | 06.03.04.02 - Small (2.71mm – 4.49mm) | DT | DE272 | 281 |  | Device Technologies Australia Pty Ltd | Bio-Compression Screw System | Fixation Device | 16mm, 18mm, 20mm, 22mm, 24mm, 26mm | 140794 | February 2012 |  | Changed Product Group, Product Sub Group, Suffix, Benefit.
06 - Specialist Orthopaedic | 06.03 - SKELETAL RECONSTRUCTION | 06.03.04 - Screws | 06.03.04.02 - Small (2.71mm – 4.49mm) | DT | EO092 | 281 |  | Medartis | APTUS SpeedTip C System | APTUS SpeedTip C Screws | 2.8mm diameter | 206157 | February 2015 |  | New Listing
06 - Specialist Orthopaedic | 06.03 - SKELETAL RECONSTRUCTION | 06.03.04 - Screws | 06.03.04.02 - Small (2.71mm – 4.49mm) | DT | MO374 | 281 |  | Medical & Optical Instruments Australia Pty Ltd | Acutrak Fusion Screws | Fusion Screws Titanium | 2.71mm - 4.49mm | 99823 | February 2012 |  | Expanded from MO178
06 - Specialist Orthopaedic | 06.03 - SKELETAL RECONSTRUCTION | 06.03.04 - Screws | 06.03.04.02 - Small (2.71mm – 4.49mm) | DT | OH477 | 281 |  | Orthotech Pty Ltd | DynafitSystem | Self-compressive screws | 3.2 x 10-40mm | 216161, 216162 | August 2017 |  | Changed Size, Suffix, Benefit.
06 - Specialist Orthopaedic | 06.03 - SKELETAL RECONSTRUCTION | 06.03.04 - Screws | 06.03.04.02 - Small (2.71mm – 4.49mm) | DT | TN017 | 281 |  | Newclip Technics Australia Pty Ltd | Newclip Compression Screws | Self-Compressive Screws | 2.71-4.49mm diameter, Length 10-30mm | 260233, 260234 | August 2017 |  | Changed Product Name, Description, Size.
06 - Specialist Orthopaedic | 06.03 - SKELETAL RECONSTRUCTION | 06.03.04 - Screws | 06.03.04.02 - Small (2.71mm – 4.49mm) | DT, CN | EO058 | 421 |  | Medartis | Aptus 3.0 Cannulated Headless Compression Screw | Aptus 3.0 Cannulated Headless Compression Screw | 3.0 diameter. Short and long threaded 10mm to 40mm | 141171 | February 2012 |  | New Listing
06 - Specialist Orthopaedic | 06.03 - SKELETAL RECONSTRUCTION | 06.03.04 - Screws | 06.03.04.02 - Small (2.71mm – 4.49mm) | DT, CN | ER294 | 421 |  | Emergo Asia Pacific Pty Ltd | Orthomed Metallic Compression Screw | The compression screw is indicated for fixation of bone fragments for forefoot surgery. The compression screws are self-tapping cannulated screws, which present two types of thread diameter (one on the screw head and a body part of the screw). They are particularly intended to repair the 1st metatarsal in the foot. The pitch difference between the proximal and the distal part allows creating a compression are between the upper and lower bone fragment of 1st metatarsal improving the healing process. | 10 sizes Head diameter: 3.8mm Proximal diameter: 3mm Internal diameter: 1.10mm Different length from 10mm to 34mm by pitch of 2mm between each reference | 188564 | August 2016 |  | Transferred from RQ003
06 - Specialist Orthopaedic | 06.03 - SKELETAL RECONSTRUCTION | 06.03.04 - Screws | 06.03.04.02 - Small (2.71mm – 4.49mm) | DT, CN | IG107 | 421 |  | Integra Neurosciences Pty Ltd | Bold Compression Screw | Cannulated Titanium | Diameter 3.0-3.70mm, length 10-34mm | 173963 | February 2012 |  | Changed Product Name, Size, Product Group, Product Sub Group, Benefit.
06 - Specialist Orthopaedic | 06.03 - SKELETAL RECONSTRUCTION | 06.03.04 - Screws | 06.03.04.02 - Small (2.71mm – 4.49mm) | DT, LK | EO074 | 351 |  | Medartis | APTUS Screws | Aptus Locking Screws | 2.8mm - 3.5mm Diameter | 141171 | February 2012 |  | Expanded from EO006
06 - Specialist Orthopaedic | 06.03 - SKELETAL RECONSTRUCTION | 06.03.04 - Screws | 06.03.04.02 - Small (2.71mm – 4.49mm) | LK | AE155 | 161 |  | Allegra Orthopaedics Pty Ltd | ASDM Clavicle Plating System - Screws | Fixation Device, Internal, Locking, Stainless Steel, Cortical Screw Size: 3.5mm | 3.5mm Locking Screws, 10-30mm (2mm increments) | 137369 | February 2012 |  | New Listing
06 - Specialist Orthopaedic | 06.03 - SKELETAL RECONSTRUCTION | 06.03.04 - Screws | 06.03.04.02 - Small (2.71mm – 4.49mm) | LK | BH261 | 161 |  | Zimmer Biomet Pty Ltd | HI S3 Shoulder Fixation System | Locking Peg | 4mm diameter | 153087 | February 2013 |  | Transferred from JJ628
06 - Specialist Orthopaedic | 06.03 - SKELETAL RECONSTRUCTION | 06.03.04 - Screws | 06.03.04.02 - Small (2.71mm – 4.49mm) | LK | BH272 | 161 |  | Zimmer Biomet Pty Ltd | Polyax Plating System | Locking Bone screws | 4.0mm diameter | 153087 | February 2013 |  | Transferred from JJ685
06 - Specialist Orthopaedic | 06.03 - SKELETAL RECONSTRUCTION | 06.03.04 - Screws | 06.03.04.02 - Small (2.71mm – 4.49mm) | LK | BH276 | 161 |  | Zimmer Biomet Pty Ltd | ALPS Plating System | Cancellous titanium Locking Bone Screws | 10-100mm | 153087 | February 2013 |  | Transferred from JJ714
06 - Specialist Orthopaedic | 06.03 - SKELETAL RECONSTRUCTION | 06.03.04 - Screws | 06.03.04.02 - Small (2.71mm – 4.49mm) | LK | BH289 | 161 |  | Zimmer Biomet Pty Ltd | ALPS System | Polyaxial locking screws | 3-4.0mm diameter | 153087 | February 2013 |  | Transferred from JJ731
06 - Specialist Orthopaedic | 06.03 - SKELETAL RECONSTRUCTION | 06.03.04 - Screws | 06.03.04.02 - Small (2.71mm – 4.49mm) | LK | BU004 | 161 |  | CAB MEDICAL PTY LTD | Airlock Bone screw | Bone Screws Titanium Alloy (Locking screws) | Diameter 3-3.5mm, Length 8-30mm | 235767 | August 2016 |  | Transferred from LI080
06 - Specialist Orthopaedic | 06.03 - SKELETAL RECONSTRUCTION | 06.03.04 - Screws | 06.03.04.02 - Small (2.71mm – 4.49mm) | LK | DE366 | 161 |  | Device Technologies Australia Pty Ltd | Low Profile Cancellous Bone Screws | Low Profile Cancellous Bone Screws | 4mm | 140686 | February 2014 |  | Changed Suffix, Benefit.
06 - Specialist Orthopaedic | 06.03 - SKELETAL RECONSTRUCTION | 06.03.04 - Screws | 06.03.04.02 - Small (2.71mm – 4.49mm) | LK | DE368 | 161 |  | Device Technologies Australia Pty Ltd | Locking Cortical land Cancellous Screws, Small | Locking Cortical and Cancellous Screws, Small | 3-3.5mm | 140686 | February 2013 |  | Changed Product Name, Description.
06 - Specialist Orthopaedic | 06.03 - SKELETAL RECONSTRUCTION | 06.03.04 - Screws | 06.03.04.02 - Small (2.71mm – 4.49mm) | LK | DZ008 | 161 |  | AUSTRALIAN ORTHOPAEDIC FIXATIONS PTY LTD | Austofix Intramedullary Screws | Humeral Head Screw, stainless steel | 4.3mm | 111818 | February 2017 |  | Transferred from AX003
06 - Specialist Orthopaedic | 06.03 - SKELETAL RECONSTRUCTION | 06.03.04 - Screws | 06.03.04.02 - Small (2.71mm – 4.49mm) | LK | DZ014 | 161 |  | AUSTRALIAN ORTHOPAEDIC FIXATIONS PTY LTD | Austofix Proximal Humeral Plating System - Austofix PHP Locking Screw | Locking Screw Titanium | 3.5mm, 20-100mm | 111818 | February 2017 |  | Transferred from AX086
06 - Specialist Orthopaedic | 06.03 - SKELETAL RECONSTRUCTION | 06.03.04 - Screws | 06.03.04.02 - Small (2.71mm – 4.49mm) | LK | DZ017 | 161 |  | AUSTRALIAN ORTHOPAEDIC FIXATIONS PTY LTD | Austofix Proximal Humeral Plating System - Austofix VA Locking Screw | Variable Angle Locking Screw, Cobalt Chrome | 3.5mm 20-100mm | 111818 | February 2017 |  | Transferred from AX089
06 - Specialist Orthopaedic | 06.03 - SKELETAL RECONSTRUCTION | 06.03.04 - Screws | 06.03.04.02 - Small (2.71mm – 4.49mm) | LK | DZ047 | 161 |  | AUSTRALIAN ORTHOPAEDIC FIXATIONS PTY LTD | Valetis Screws | Titanium Locking Screws | 3.5mm width, 10-65mm length 4.0mm width, 10-75mm length | 284755 | August 2017 |  | New Listing
06 - Specialist Orthopaedic | 06.03 - SKELETAL RECONSTRUCTION | 06.03.04 - Screws | 06.03.04.02 - Small (2.71mm – 4.49mm) | LK | EF006 | 161 |  | Extend Medical | Merete - MetaFix LS - Locking Screws | Bone screws, Titanium, Locking | 2.71mm - 4.49mm diameter, lengths 12 - 48mm | 212520 | August 2017 |  | Changed Product Name, Size.
06 - Specialist Orthopaedic | 06.03 - SKELETAL RECONSTRUCTION | 06.03.04 - Screws | 06.03.04.02 - Small (2.71mm – 4.49mm) | LK | EF010 | 161 |  | Extend Medical | Arix Locking Screws | VAL Locking Bone Screw | 2.8mm – 3.5mm diameter | 239817 | August 2015 |  | New Listing
06 - Specialist Orthopaedic | 06.03 - SKELETAL RECONSTRUCTION | 06.03.04 - Screws | 06.03.04.02 - Small (2.71mm – 4.49mm) | LK | ER425 | 161 |  | Emergo Asia Pacific Pty Ltd | Paragon 28 Gorilla Plating System-Screws, small | Paragon 28 Gorilla Plating System-Screws, small, locking; recon/Tuffneck | dia (3.5-4.2 mm) x length (8-70 mm) | 289308 | August 2017 |  | New Listing
06 - Specialist Orthopaedic | 06.03 - SKELETAL RECONSTRUCTION | 06.03.04 - Screws | 06.03.04.02 - Small (2.71mm – 4.49mm) | LK | HW460 | 161 |  | Stryker Australia Pty Ltd | Memometal Anchorage Bone Screws | Anchorage Bone Screws | 3.0-3.5mm diameter to 10 - 40mm in length | 149535 | August 2012 |  | Transferred from LM113
06 - Specialist Orthopaedic | 06.03 - SKELETAL RECONSTRUCTION | 06.03.04 - Screws | 06.03.04.02 - Small (2.71mm – 4.49mm) | LK | IG067 | 161 |  | Integra Neurosciences Pty Ltd | Surfix screw plus Surfix Lock-Screw | Locking screws with an independent lock-screw head | 2.7mm: 10-32mm | 173963 | February 2012 |  | Changed Product Sub Group, Benefit.
06 - Specialist Orthopaedic | 06.03 - SKELETAL RECONSTRUCTION | 06.03.04 - Screws | 06.03.04.02 - Small (2.71mm – 4.49mm) | LK | IG068 | 161 |  | Integra Neurosciences Pty Ltd | Surfix Screw plus Surfix Lock-Screw | Locking screws with an independent lock-screw head that screw into fixation plates. This combination effects dynamic compression. | 3.5mm: 10-28mm | 173963 | February 2012 |  | Changed Description, Benefit.
06 - Specialist Orthopaedic | 06.03 - SKELETAL RECONSTRUCTION | 06.03.04 - Screws | 06.03.04.02 - Small (2.71mm – 4.49mm) | LK | IG092 | 161 |  | Integra Neurosciences Pty Ltd | Newdeal Lock Screws | For use with Newdeal bone screws and plates | Diameter 2.7mm - 6.5mm | 173963 | February 2012 |  | Changed Product Group, Product Sub Group, Benefit.
06 - Specialist Orthopaedic | 06.03 - SKELETAL RECONSTRUCTION | 06.03.04 - Screws | 06.03.04.02 - Small (2.71mm – 4.49mm) | LK | IG098 | 161 |  | Integra Neurosciences Pty Ltd | Calcanea Locking Screw | Cortical Screw, Titanium | Diameter 3.5mm, Length 20mm to 45mm | 173963 | February 2012 |  | Changed Product Group, Product Sub Group, Benefit.
06 - Specialist Orthopaedic | 06.03 - SKELETAL RECONSTRUCTION | 06.03.04 - Screws | 06.03.04.02 - Small (2.71mm – 4.49mm) | LK | IG120 | 161 |  | Integra Neurosciences Pty Ltd | Surfix Locking Screws | Locking screws with an independent lock-screw head | 3mm; 10-24mm length | 173963 | February 2012 |  | New Listing
06 - Specialist Orthopaedic | 06.03 - SKELETAL RECONSTRUCTION | 06.03.04 - Screws | 06.03.04.02 - Small (2.71mm – 4.49mm) | LK | JD001 | 161 |  | JOI ORTHOPAEDICS PTY LTD | CarboFix Piccolo Plate Systems – Locking Screws: Small | Titanium alloy screws (locking) for fixation of CarboFix plate shaft and head. | Locking Proximal Screw 4.0mm x 25.0mm, 30.0mm, 32.5mm, 35.0mm, 37.5mm, 40.0mm, 42.5mm, 45.0mm, 47.5mm, 50.0mm, 55.0mm, 60.0mm Locking Distal Screw 3.5mm x 10mm, 12mm, 14mm, 16mm, 18mm, 22.5mm, 25.0mm, 27.5mm, 30.0mm, 32.5mm, 35.0mm, 40.0mm, 45.0mm Locking Screw 3.5mm x 12mm, 14mm, 16mm, 18mm, 20mm, 22mm, 24mm, 26mm | 222648 | August 2017 |  | Transferred from AE258
06 - Specialist Orthopaedic | 06.03 - SKELETAL RECONSTRUCTION | 06.03.04 - Screws | 06.03.04.02 - Small (2.71mm – 4.49mm) | LK | LM145 | 161 |  | LMT Surgical Pty Ltd | TriMed Bone Screw | Locking Cortical Bone Screw | 3.2mm x 10-40mm | 182677 | February 2012 |  | Expanded from LM007
06 - Specialist Orthopaedic | 06.03 - SKELETAL RECONSTRUCTION | 06.03.04 - Screws | 06.03.04.02 - Small (2.71mm – 4.49mm) | LK | LM147 | 161 |  | LMT Surgical Pty Ltd | TriMed Bone Screw | Locking Compression Bone Screw | 4mm x 35-60mm | 182677 | February 2012 |  | Expanded from LM007
06 - Specialist Orthopaedic | 06.03 - SKELETAL RECONSTRUCTION | 06.03.04 - Screws | 06.03.04.02 - Small (2.71mm – 4.49mm) | LK | LM252 | 161 |  | LMT Surgical Pty Ltd | OsteoMed FPS | Bone screws | 3.5/4mm x 10-70mm | 202319 | February 2017 |  | Changed Size.
06 - Specialist Orthopaedic | 06.03 - SKELETAL RECONSTRUCTION | 06.03.04 - Screws | 06.03.04.02 - Small (2.71mm – 4.49mm) | LK | LM278 | 161 |  | LMT Surgical Pty Ltd | PANTERA Proximal Humerus Fracture Fixation Plate System - Locking Cortical Screw | Locking Cortical Screw | 3.5mm | 182168 | February 2016 |  | New Listing
06 - Specialist Orthopaedic | 06.03 - SKELETAL RECONSTRUCTION | 06.03.04 - Screws | 06.03.04.02 - Small (2.71mm – 4.49mm) | LK | LM280 | 161 |  | LMT Surgical Pty Ltd | PANTERA Proximal Humerus Fracture Fixation Plate System - Post Cap Screw | Post Cap Screw | 2.7 mm | 182168 | February 2016 |  | New Listing
06 - Specialist Orthopaedic | 06.03 - SKELETAL RECONSTRUCTION | 06.03.04 - Screws | 06.03.04.02 - Small (2.71mm – 4.49mm) | LK | LM290 | 161 |  | LMT Surgical Pty Ltd | NEOFIT - Screws | NEOFIT screws | 2.7 & 3.0mm | 266216 | February 2016 |  | New Listing
06 - Specialist Orthopaedic | 06.03 - SKELETAL RECONSTRUCTION | 06.03.04 - Screws | 06.03.04.02 - Small (2.71mm – 4.49mm) | LK | LM310 | 161 |  | LMT Surgical Pty Ltd | Skeletal Dynamics Bone Screw Locking | Bone Screw Locking | 3.0m and 3.5mm | 278692 | August 2017 |  | Changed Size.
06 - Specialist Orthopaedic | 06.03 - SKELETAL RECONSTRUCTION | 06.03.04 - Screws | 06.03.04.02 - Small (2.71mm – 4.49mm) | LK | MO322 | 161 |  | Medical & Optical Instruments Australia Pty Ltd | Acumed Hexalobe Locking Screws | Acumed Hexalobe Locking Screws | Small (2.71mm-4.49mm) | 992823 | February 2012 |  | Changed Benefit.
06 - Specialist Orthopaedic | 06.03 - SKELETAL RECONSTRUCTION | 06.03.04 - Screws | 06.03.04.02 - Small (2.71mm – 4.49mm) | LK | MO370 | 161 |  | Medical & Optical Instruments Australia Pty Ltd | Acumed Tap-Loc | Tap screws, Tap-Loc Screws | 3.6mm -60 mm Length | 99823 | February 2012 |  | Expanded from MO273
06 - Specialist Orthopaedic | 06.03 - SKELETAL RECONSTRUCTION | 06.03.04 - Screws | 06.03.04.02 - Small (2.71mm – 4.49mm) | LK | MO377 | 161 |  | Medical & Optical Instruments Australia Pty Ltd | Acu-Loc Distal Radius Plate System | Cortical Screw | 3.5mm | 99823 | February 2012 |  | Expanded from MO249
06 - Specialist Orthopaedic | 06.03 - SKELETAL RECONSTRUCTION | 06.03.04 - Screws | 06.03.04.02 - Small (2.71mm – 4.49mm) | LK | MO415 | 161 |  | Medical & Optical Instruments Australia Pty Ltd | Acumed Screws | Screws | 2.71mm - 4.49mm | 99823 | February 2014 |  | Expanded from MO156
06 - Specialist Orthopaedic | 06.03 - SKELETAL RECONSTRUCTION | 06.03.04 - Screws | 06.03.04.02 - Small (2.71mm – 4.49mm) | LK | MO426 | 161 |  | Medical & Optical Instruments Australia Pty Ltd | ACUMED Hexalobe Low Profile 4.3mm screws | ACUMED Hexalobe low profile 4.3mm locking screws, Titanium, fully threaded | 4.3mm in diameter, 18mm to 64mm in length | 99823 | February 2015 |  | New Listing
06 - Specialist Orthopaedic | 06.03 - SKELETAL RECONSTRUCTION | 06.03.04 - Screws | 06.03.04.02 - Small (2.71mm – 4.49mm) | LK | MZ015 | 161 |  | Medigroup Australia | Tritum SCP (Sternal Cable Plate), Rescue Screw | Cannullous Locking Rescue Screw for use with Pioneer Tritium SCP (Sternal Cable Plate), 3.0mm | Diameter: 3.0mm Lengths: 8mm, 10mm, 12mm, 14mm, 16mm,18mm,20mm | 193369 | August 2014 |  | Changed Product Group, Product Sub Group, Suffix, Benefit.
06 - Specialist Orthopaedic | 06.03 - SKELETAL RECONSTRUCTION | 06.03.04 - Screws | 06.03.04.02 - Small (2.71mm – 4.49mm) | LK | PB022 | 161 |  | Australian Pacific Medical Pty Ltd | Calcaneal Locking Plate MIPO System - Locking Screw | Locking Screws | 2.71mm - 4.49mm | 223188 | February 2016 |  | New Listing
06 - Specialist Orthopaedic | 06.03 - SKELETAL RECONSTRUCTION | 06.03.04 - Screws | 06.03.04.02 - Small (2.71mm – 4.49mm) | LK | SF084 | 161 |  | Signature Orthopaedics | Signature FAA Screw | Titanium Locking Screw. | 2.7mm diameter from 8-30mm in length. | 184460 | August 2015 |  | New Listing
06 - Specialist Orthopaedic | 06.03 - SKELETAL RECONSTRUCTION | 06.03.04 - Screws | 06.03.04.02 - Small (2.71mm – 4.49mm) | LK | SF124 | 161 |  | Signature Orthopaedics | Islay non-LOCKING SCREW | 2.7mm non locking screw GENII 2.7mm non-locking screw 3.5mm non-locking screw GENII 3.5mm non-locking screw | 8-30mm (FPS 2.7mm non locking) 10-50mm (FPS 3.5mm non-locking) | 184460 | August 2016 |  | Changed Product Name, Description, Suffix, Benefit.
06 - Specialist Orthopaedic | 06.03 - SKELETAL RECONSTRUCTION | 06.03.04 - Screws | 06.03.04.02 - Small (2.71mm – 4.49mm) | LK | SK563 | 161 |  | Stryker Australia Pty Ltd | Stryker Plating System | SPS Locking Plate System | Locking screws 3-4mm | 119660 | February 2012 |  | Expanded from SK395
06 - Specialist Orthopaedic | 06.03 - SKELETAL RECONSTRUCTION | 06.03.04 - Screws | 06.03.04.02 - Small (2.71mm – 4.49mm) | LK | SK630 | 161 |  | Stryker Australia Pty Ltd | SBi Locking Screws | Titanium Cortical Locking Self-tapping screws | 2.7mm Cortical Locking, Self-tapping 10 - 30mm 3.5mm Cortical, Locking, Self tapping 8 -20mm | 167057 | August 2015 |  | Transferred from AE246
06 - Specialist Orthopaedic | 06.03 - SKELETAL RECONSTRUCTION | 06.03.04 - Screws | 06.03.04.02 - Small (2.71mm – 4.49mm) | LK | SL077 | 161 |  | Smith & Nephew Pty Ltd | VLP | Locking Screws | 2.71mm – 4.49mm | 104369 | August 2017 |  | New Listing
06 - Specialist Orthopaedic | 06.03 - SKELETAL RECONSTRUCTION | 06.03.04 - Screws | 06.03.04.02 - Small (2.71mm – 4.49mm) | LK | SN944 | 161 |  | Smith & Nephew Pty Ltd | Peri-Loc | Locking Screws | 2.71mm - 4.49mm | 104369 | February 2012 |  | Expanded from SN790
06 - Specialist Orthopaedic | 06.03 - SKELETAL RECONSTRUCTION | 06.03.04 - Screws | 06.03.04.02 - Small (2.71mm – 4.49mm) | LK | SQ132 | 161 |  | Surgical Specialties | PediLoc - 3.5mm Self-tapping, Locking Cortical Screws | 3.5 mm Self-tapping/ Locking Cortical Screw (Threaded/T15 Hexalobe) | Self-tapping cortical screw with T 15 hexalobe: 10mm-60mm, in 2mm increments, 60-70mm, in 5mm increments. Locking cortical full thread screw: 10mm-60mm, in 2mm increments, 60mm-70mm, in 5mm increments Locking cortical screw with T15 hexalobe: 10mm-56mm, in 2mm increments | 191602 | August 2017 |  | Expanded from SQ093
06 - Specialist Orthopaedic | 06.03 - SKELETAL RECONSTRUCTION | 06.03.04 - Screws | 06.03.04.02 - Small (2.71mm – 4.49mm) | LK | SR073 | 161 |  | Stryker Australia Pty Ltd | Stryker Locking Plate System | Locking Screws | Diameter 2.7 to 3.5mm | 124318 | February 2015 |  | Changed Size, Benefit.
06 - Specialist Orthopaedic | 06.03 - SKELETAL RECONSTRUCTION | 06.03.04 - Screws | 06.03.04.02 - Small (2.71mm – 4.49mm) | LK | SY652 | 161 |  | Johnson & Johnson Medical Pty Ltd | AO/ASIF Screws | Locking Head Screws | >2.7mm - <4.5mm | 157068 | August 2012 |  | Changed Product Name, Size.
06 - Specialist Orthopaedic | 06.03 - SKELETAL RECONSTRUCTION | 06.03.04 - Screws | 06.03.04.02 - Small (2.71mm – 4.49mm) | LK | SY692 | 161 |  | Johnson & Johnson Medical Pty Ltd | Dynamic Locking Screw | Pin-sleeve locking screw | 3.7mm | 157068 | August 2012 |  | New Listing
06 - Specialist Orthopaedic | 06.03 - SKELETAL RECONSTRUCTION | 06.03.04 - Screws | 06.03.04.02 - Small (2.71mm – 4.49mm) | LK | TN023 | 161 |  | Newclip Technics Australia Pty Ltd | Newclip Locking Bone Screws | Locking Bone Screws | 2.71 - 4.49mm diameter, length 10-70mm | 260233, 260234 | August 2017 |  | Changed Product Name, Description, Size.
06 - Specialist Orthopaedic | 06.03 - SKELETAL RECONSTRUCTION | 06.03.04 - Screws | 06.03.04.02 - Small (2.71mm – 4.49mm) | LK | TO032 | 161 |  | Tornier Pty Ltd | Aequalis Humeral Plate Screws | Proximal humeral plate screws (Cancellous self-tapping locking screws, Cortical self-tapping locking screws or Cortical Self-tapping compression screws) | Proximal locking screws: 4mm, cortical self tapping locking screws: 20 to 60mm length; proxmial inferior locking screws: 3.5mm, cortical self tapping locking screws: 10 to 40mm length; distal compression screws: 3.5mm, cortical self-tapping compression | 130499 | February 2012 |  | Changed Size, Product Group, Product Sub Group, Suffix, Benefit.
06 - Specialist Orthopaedic | 06.03 - SKELETAL RECONSTRUCTION | 06.03.04 - Screws | 06.03.04.02 - Small (2.71mm – 4.49mm) | LK | TO109 | 161 |  | Tornier Pty Ltd | MaxLock Extreme System - 3.5mm locking screws | Bone screws, titanium, fixed or variable angle locking | Ø 3.5mm Fixed angle, Length 8-45mm Ø 3.5mm Variable angle, Length 10-50mm | 214671 | February 2014 |  | New Listing
06 - Specialist Orthopaedic | 06.03 - SKELETAL RECONSTRUCTION | 06.03.04 - Screws | 06.03.04.02 - Small (2.71mm – 4.49mm) | LK | TO118 | 161 |  | Tornier Pty Ltd | Nexfix MTP Fusion System | Unique low profile stainless steel locking screw for use with NexFix MTP Fusion plates, indicated for use in osteoporotic bone | 3.2mm x 12mm, 14mm, 16mm, 18mm, 20mm | 148960 | February 2014 |  | Transferred from OE007
06 - Specialist Orthopaedic | 06.03 - SKELETAL RECONSTRUCTION | 06.03.04 - Screws | 06.03.04.02 - Small (2.71mm – 4.49mm) | LK | TO147 | 161 |  | Tornier Pty Ltd | WAVE Calcaneal Fracture System - Locking Screw | The WAVE Calcaneal Fracture System is a low profile, anatomical plate and screw system designed for the minimally invasive fixation of the calcaneal fractures. The plate and associated locking and non-locking screws facilitate the reconstruction of the height and width of the calcaneus, and remodelling of the lateral calcaneal wall. The WAVE calcaneal System is provided non-sterile. The Locking Screw is used with the WAVE Calcaneal Fracture Plate | Screws: Diameter = 4.0mm, Length - 14-44 in 2mm increments | 168890 | February 2014 |  | Transferred from OE042
06 - Specialist Orthopaedic | 06.03 - SKELETAL RECONSTRUCTION | 06.03.04 - Screws | 06.03.04.02 - Small (2.71mm – 4.49mm) | LK | WR072 | 161 |  | Wright Medical Australia | Ortholoc Fracture System Screws | Titanium, variable angle locking screws | 2.7, 3.5 & 4.0mm diameter, 8-100mm length | 198485 | August 2017 |  | Changed Size.
06 - Specialist Orthopaedic | 06.03 - SKELETAL RECONSTRUCTION | 06.03.04 - Screws | 06.03.04.02 - Small (2.71mm – 4.49mm) | LK | WR078 | 161 |  | Wright Medical Australia | Charlotte Lisfranc Recontruction System - Screw. | Solid core stainless steel screw. | 3.7mm diameter, 8-100mm length. | 122967 | February 2012 |  | Changed Benefit.
06 - Specialist Orthopaedic | 06.03 - SKELETAL RECONSTRUCTION | 06.03.04 - Screws | 06.03.04.02 - Small (2.71mm – 4.49mm) | LK | WR218 | 161 |  | Wright Medical Australia | Evolve Ortholoc EPS System 3.5 locking | Stainless Steel, Variable Angle Locking, Cortical & Cancellous Screws | 3.5mm Diameter, 10-60mm | 198485 | February 2012 |  | Changed Benefit.
06 - Specialist Orthopaedic | 06.03 - SKELETAL RECONSTRUCTION | 06.03.04 - Screws | 06.03.04.02 - Small (2.71mm – 4.49mm) | LK | WR228 | 161 |  | Wright Medical Australia | Titanium Screw | Locking, non-locking or cannulated, for use only with Darco titanium plates, self-tapping | 8-40mm, 3.5mm | 122967 | February 2012 |  | Expanded from WR059
06 - Specialist Orthopaedic | 06.03 - SKELETAL RECONSTRUCTION | 06.03.04 - Screws | 06.03.04.02 - Small (2.71mm – 4.49mm) | LK | WR242 | 161 |  | Wright Medical Australia | Stainless Steel Screw | Stainless steel plate screw, locking | 2.7 & 3.2 dia. 8-50mm length in 2mm increments | 198485 | February 2012 |  | Expanded from WR051
06 - Specialist Orthopaedic | 06.03 - SKELETAL RECONSTRUCTION | 06.03.04 - Screws | 06.03.04.02 - Small (2.71mm – 4.49mm) | LK | WR245 | 161 |  | Wright Medical Australia | Charlotte Claw Locking Screws | 3.5mm stainless steel locking screws for use with Claw Plate | 3.5mm: 12-40mm | 122967 | August 2012 |  | Changed Size.
06 - Specialist Orthopaedic | 06.03 - SKELETAL RECONSTRUCTION | 06.03.04 - Screws | 06.03.04.02 - Small (2.71mm – 4.49mm) | LK | WR293 | 161 |  | Wright Medical Australia | SALVATION 3Di Plating System - OP Locking Screws | Osteopenic locking screws | Diameter: 4.0mm Length: 16, 18, 20, 22, 25, 30, 35, 40, 45, 50, 55, 60mm | 198485 | February 2016 |  | New Listing
06 - Specialist Orthopaedic | 06.03 - SKELETAL RECONSTRUCTION | 06.03.04 - Screws | 06.03.04.02 - Small (2.71mm – 4.49mm) | LK | ZI852 | 161 |  | Zimmer Biomet Pty Ltd | Zimmer Periarticular Plating System | 4.5mm Periarticular Locking Screws | 12 - 110mm | 112735 | February 2012 |  | Expanded from ZI486
06 - Specialist Orthopaedic | 06.03 - SKELETAL RECONSTRUCTION | 06.03.04 - Screws | 06.03.04.02 - Small (2.71mm – 4.49mm) | LK | ZI854 | 161 |  | Zimmer Biomet Pty Ltd | Zimmer Universal Locking System | 3.5mm Universal Locking Screws | 12 - 90mm | 112735 | August 2013 |  | Changed Suffix, Benefit.
06 - Specialist Orthopaedic | 06.03 - SKELETAL RECONSTRUCTION | 06.03.04 - Screws | 06.03.04.02 - Small (2.71mm – 4.49mm) | LK | ZI856 | 161 |  | Zimmer Biomet Pty Ltd | Zimmer Universal Locking System | 3.5mm Universal Locking Screws - Ti Alloy | 12 - 60mm | 112735 | August 2013 |  | Changed Suffix, Benefit.
06 - Specialist Orthopaedic | 06.03 - SKELETAL RECONSTRUCTION | 06.03.04 - Screws | 06.03.04.02 - Small (2.71mm – 4.49mm) | LK | ZI931 | 161 |  | Zimmer Biomet Pty Ltd | Proximal Humerus Plating System | Locking pegs and screws | 3.2-4.0mm | 209305, 210296 | August 2016 |  | New Listing
06 - Specialist Orthopaedic | 06.03 - SKELETAL RECONSTRUCTION | 06.03.04 - Screws | 06.03.04.02 - Small (2.71mm – 4.49mm) | LK | ZI941 | 161 |  | Zimmer Biomet Pty Ltd | Normed Foot screws | Titanium locking bone screws | 2.7-4.0mm | 140687 | August 2016 |  | Transferred from LM069
06 - Specialist Orthopaedic | 06.03 - SKELETAL RECONSTRUCTION | 06.03.04 - Screws | 06.03.04.02 - Small (2.71mm – 4.49mm) | LK | ZI947 | 161 |  | Zimmer Biomet Pty Ltd | Screws -Locking | Locking Screw | 10 - 70mm | 140687 | August 2016 |  | Transferred from LM171
06 - Specialist Orthopaedic | 06.03 - SKELETAL RECONSTRUCTION | 06.03.04 - Screws | 06.03.04.03 - Mini (2.01 – 2.7 mm) |  | AE080 | 93 |  | Allegra Orthopaedics Pty Ltd | Carpal Fusion System Screw | 316L Stainless Steel, Low Profile Custom Thread Screw | 2 - 7 mm Diameter 12 - 24mm Length | 131433 | February 2012 |  | Changed Product Group, Product Sub Group, Benefit.
06 - Specialist Orthopaedic | 06.03 - SKELETAL RECONSTRUCTION | 06.03.04 - Screws | 06.03.04.03 - Mini (2.01 – 2.7 mm) |  | AE149 | 93 |  | Allegra Orthopaedics Pty Ltd | ASDM Clavicle Plating System - Screws | Fixation Device, Internal, Non-locking, Stainless Steel, Cortical Screw Size: 2.7mm | 2.7mm Low-profile cortex screws, 10-30mm (2mm increments) | 134456 | February 2012 |  | New Listing
06 - Specialist Orthopaedic | 06.03 - SKELETAL RECONSTRUCTION | 06.03.04 - Screws | 06.03.04.03 - Mini (2.01 – 2.7 mm) |  | BH278 | 93 |  | Zimmer Biomet Pty Ltd | ALPS Plating System | Non-locking bone screw | 2.5 to 2.7mm | 153087 | February 2013 |  | Transferred from JJ716
06 - Specialist Orthopaedic | 06.03 - SKELETAL RECONSTRUCTION | 06.03.04 - Screws | 06.03.04.03 - Mini (2.01 – 2.7 mm) |  | BH302 | 93 |  | Zimmer Biomet Pty Ltd | ALPS Hand Fracture System | Bone screws | 2.5mm | 153087 | February 2013 |  | Transferred from JJ878
06 - Specialist Orthopaedic | 06.03 - SKELETAL RECONSTRUCTION | 06.03.04 - Screws | 06.03.04.03 - Mini (2.01 – 2.7 mm) |  | BI768 | 93 |  | Zimmer Biomet Pty Ltd | Mandibular Fracture System | Screw, IMF 2./2.4 Mandibular Fracture, Titanium | 2.0 x(5 - 13)mm | 128459 | February 2012 |  | Changed Product Group, Product Sub Group, Benefit.
06 - Specialist Orthopaedic | 06.03 - SKELETAL RECONSTRUCTION | 06.03.04 - Screws | 06.03.04.03 - Mini (2.01 – 2.7 mm) |  | DE214 | 93 |  | Device Technologies Australia Pty Ltd | Cortical Screw | Screw for Bone fixation | 2.01-2.7mm | 284416 | August 2017 |  | Changed Description, Size.
06 - Specialist Orthopaedic | 06.03 - SKELETAL RECONSTRUCTION | 06.03.04 - Screws | 06.03.04.03 - Mini (2.01 – 2.7 mm) |  | DE543 | 93 |  | Device Technologies Australia Pty Ltd | Cortex Screw | Cortical Screw | 2.4mm x (18-34mm) | 284416 | August 2017 |  | New Listing
06 - Specialist Orthopaedic | 06.03 - SKELETAL RECONSTRUCTION | 06.03.04 - Screws | 06.03.04.03 - Mini (2.01 – 2.7 mm) |  | DZ044 | 93 |  | AUSTRALIAN ORTHOPAEDIC FIXATIONS PTY LTD | Valens Hand - Screws | Cannulated Screws | 2.7mm | 276915 | August 2017 |  | New Listing
06 - Specialist Orthopaedic | 06.03 - SKELETAL RECONSTRUCTION | 06.03.04 - Screws | 06.03.04.03 - Mini (2.01 – 2.7 mm) |  | EO076 | 93 |  | Medartis | APTUS Screws | Cortical Screws | 2.3mm - 2.5mm Diameter | 141171 | February 2012 |  | Expanded from EO007
06 - Specialist Orthopaedic | 06.03 - SKELETAL RECONSTRUCTION | 06.03.04 - Screws | 06.03.04.03 - Mini (2.01 – 2.7 mm) |  | ER397 | 93 |  | Emergo Asia Pacific Pty Ltd | Paragon 28 Monster Screw System-Screws, mini (2.01 – 2.7 mm) | Paragon 28 Monster Screw System-Screws, mini, headed, with or without a blunt tip, recon/Tuffneck, Titanium | dia (2.5-2.7 mm) x length (10-100 mm) x length of thread (3-100 mm) | 289308 | August 2017 |  | New Listing
06 - Specialist Orthopaedic | 06.03 - SKELETAL RECONSTRUCTION | 06.03.04 - Screws | 06.03.04.03 - Mini (2.01 – 2.7 mm) |  | IG065 | 93 |  | Integra Neurosciences Pty Ltd | Integra Total Wrist Fusion System - Cortical Screw | Cortical screw for use with the integra Total Wrist Fusion Plates | 2.7mm diameter: 10-32mm length | 176758 | February 2012 |  | Changed Product Name, Description, Benefit.
06 - Specialist Orthopaedic | 06.03 - SKELETAL RECONSTRUCTION | 06.03.04 - Screws | 06.03.04.03 - Mini (2.01 – 2.7 mm) |  | IG129 | 93 |  | Integra Neurosciences Pty Ltd | Spider Limited Wrist Fusion System - 2.4mm bone screws | Stainless steel screws for Spider plate | Diameter 2.4mm, length 8-14mm | 177622 | February 2012 |  | Expanded from IG061
06 - Specialist Orthopaedic | 06.03 - SKELETAL RECONSTRUCTION | 06.03.04 - Screws | 06.03.04.03 - Mini (2.01 – 2.7 mm) |  | JD002 | 93 |  | JOI ORTHOPAEDICS PTY LTD | CarboFix Piccolo Plate Systems – Non-Locking Screws: Mini | Titanium alloy screws (non-locking) for fixation of CarboFix plate shaft and head. | Non-Locking Proximal Screw 2.5mm x 14mm, 16mm, 18mm, 20mm, 22mm, 24mm, 26mm Non-Locking Screw 2.7mm x 12mm, 14mm, 16mm, 18mm, 20mm, 22mm, 24mm | 222648 | August 2017 |  | Transferred from AE257
06 - Specialist Orthopaedic | 06.03 - SKELETAL RECONSTRUCTION | 06.03.04 - Screws | 06.03.04.03 - Mini (2.01 – 2.7 mm) |  | LM111 | 93 |  | LMT Surgical Pty Ltd | Ascension Radial Head Plate Screws | Ascension radial Head Plate Non-Locking Screws | 2.7mm x 10-26mm | 118625 | February 2012 |  | Expanded from LM048
06 - Specialist Orthopaedic | 06.03 - SKELETAL RECONSTRUCTION | 06.03.04 - Screws | 06.03.04.03 - Mini (2.01 – 2.7 mm) |  | LM144 | 93 |  | LMT Surgical Pty Ltd | TriMed Bone Screw | Non-Locking Cortical Bone Screws | 2.3mm x 7mm - 32mm 2.7mm x 8mm - 28mm | 182677 | August 2017 |  | Changed Size.
06 - Specialist Orthopaedic | 06.03 - SKELETAL RECONSTRUCTION | 06.03.04 - Screws | 06.03.04.03 - Mini (2.01 – 2.7 mm) |  | LM319 | 93 |  | LMT Surgical Pty Ltd | Screws | Non Locking | 2.01 - 2.7mm x 12mm - 40mm | 278692 | August 2017 |  | Changed Size.
06 - Specialist Orthopaedic | 06.03 - SKELETAL RECONSTRUCTION | 06.03.04 - Screws | 06.03.04.03 - Mini (2.01 – 2.7 mm) |  | LM325 | 93 |  | LMT Surgical Pty Ltd | Osteomed Screws | Bone Screw standard and threaded/lag. | 2.01-2.7mm x 4-50mm. | 202319 | February 2017 |  | Compressed from LM249, LM261
06 - Specialist Orthopaedic | 06.03 - SKELETAL RECONSTRUCTION | 06.03.04 - Screws | 06.03.04.03 - Mini (2.01 – 2.7 mm) |  | MO323 | 93 |  | Medical & Optical Instruments Australia Pty Ltd | Acumed Hexalobe Non Locking Screws | Acumed Hexalobe Non Locking Screws | Mini (2.01mm-2.7mm) | 99823 | February 2012 |  | Changed Benefit.
06 - Specialist Orthopaedic | 06.03 - SKELETAL RECONSTRUCTION | 06.03.04 - Screws | 06.03.04.03 - Mini (2.01 – 2.7 mm) |  | MO375 | 93 |  | Medical & Optical Instruments Australia Pty Ltd | Acu-Loc Distal Radius Plate System | Threaded, non-threaded,locking, non-locking screw peg, titanium | 2.3 mm | 99823 | February 2012 |  | Expanded from MO249
06 - Specialist Orthopaedic | 06.03 - SKELETAL RECONSTRUCTION | 06.03.04 - Screws | 06.03.04.03 - Mini (2.01 – 2.7 mm) |  | MO423 | 93 |  | Medical & Optical Instruments Australia Pty Ltd | ACUMED Hexalobe 2.3mm Lag screw | ACUMED Hexalobe 2.3mm Lag screw | 2.3mm in diameter, 5mm to 20mm in length | 99823 | August 2015 |  | Changed Size, Benefit.
06 - Specialist Orthopaedic | 06.03 - SKELETAL RECONSTRUCTION | 06.03.04 - Screws | 06.03.04.03 - Mini (2.01 – 2.7 mm) |  | OH469 | 93 |  | Orthotech Pty Ltd | IXOS Radius Plating System | Std Screw | 2.5-3mm x 8-30mm | 217001 | August 2016 |  | Changed Size.
06 - Specialist Orthopaedic | 06.03 - SKELETAL RECONSTRUCTION | 06.03.04 - Screws | 06.03.04.03 - Mini (2.01 – 2.7 mm) |  | OH518 | 93 |  | Orthotech Pty Ltd | KLS Martin Hand fracture system - standard screw | Standard screw | 2.3mm | 236206 | August 2015 |  | New Listing
06 - Specialist Orthopaedic | 06.03 - SKELETAL RECONSTRUCTION | 06.03.04 - Screws | 06.03.04.03 - Mini (2.01 – 2.7 mm) |  | OU026 | 93 |  | Ortho Solutions Pty Ltd | Cortex screws | Cortex screws | 2.4mm x 10mm up to 28mm 2.0mm x 8mm up to 26mm 2.0mm cortical screw 6mm up to 38mm 2.0mm self tapping S/S cortical screw 8mm up to 24mm 2.7mm cortical screw 6mm up to 38mm | 198754 | February 2013 |  | New Listing
06 - Specialist Orthopaedic | 06.03 - SKELETAL RECONSTRUCTION | 06.03.04 - Screws | 06.03.04.03 - Mini (2.01 – 2.7 mm) |  | PB033 | 93 |  | Australian Pacific Medical Pty Ltd | Mini Locking System - Cortex Screw, Stardrive, Self-tapping | Cortex Screws, Stardrive, Self-tapping | 6.-30mm | 223188 | February 2016 |  | New Listing
06 - Specialist Orthopaedic | 06.03 - SKELETAL RECONSTRUCTION | 06.03.04 - Screws | 06.03.04.03 - Mini (2.01 – 2.7 mm) |  | SK103 | 93 |  | Stryker Australia Pty Ltd | Stryker Plating System | Cortical bone screws | 2.7mm diameter, 22 - 80mm lengths | 119660, 25735 | February 2012 |  | Changed Product Group, Product Sub Group, Benefit.
06 - Specialist Orthopaedic | 06.03 - SKELETAL RECONSTRUCTION | 06.03.04 - Screws | 06.03.04.03 - Mini (2.01 – 2.7 mm) |  | SK599 | 93 |  | Stryker Australia Pty Ltd | Carpal Screw | Titanium | 2.5mm diameter in sizes 12mm - 20mm length | 167057 | August 2015 |  | Transferred from AE214
06 - Specialist Orthopaedic | 06.03 - SKELETAL RECONSTRUCTION | 06.03.04 - Screws | 06.03.04.03 - Mini (2.01 – 2.7 mm) |  | SK618 | 93 |  | Stryker Australia Pty Ltd | Percufix | Titanium | Diameter: 2-2.5mm, Length 22-40mm | 252452 | August 2015 |  | Transferred from AE234
06 - Specialist Orthopaedic | 06.03 - SKELETAL RECONSTRUCTION | 06.03.04 - Screws | 06.03.04.03 - Mini (2.01 – 2.7 mm) |  | SL045 | 93 |  | Smith & Nephew Pty Ltd | VLP EVOS | VAL Cortical Screws | Mini Screws (2.01 – 2.7 mm) | 104369 | February 2015 |  | New Listing
06 - Specialist Orthopaedic | 06.03 - SKELETAL RECONSTRUCTION | 06.03.04 - Screws | 06.03.04.03 - Mini (2.01 – 2.7 mm) |  | SN082 | 93 |  | Smith & Nephew Pty Ltd | TC 100 | Cortical Screws | 2.01mm - 2.7mm | 76504 | February 2012 |  | Changed Product Name, Description, Size, Product Group, Product Sub Group, Benefit.
06 - Specialist Orthopaedic | 06.03 - SKELETAL RECONSTRUCTION | 06.03.04 - Screws | 06.03.04.03 - Mini (2.01 – 2.7 mm) |  | SN833 | 93 |  | Smith & Nephew Pty Ltd | Peri-Loc & Peri-Loc VLP | Cortical Screws | 2.01-2.7mm | 104369 | February 2012 |  | Changed Product Name, Description, Size, Product Group, Product Sub Group, Benefit.
06 - Specialist Orthopaedic | 06.03 - SKELETAL RECONSTRUCTION | 06.03.04 - Screws | 06.03.04.03 - Mini (2.01 – 2.7 mm) |  | SY352 | 93 |  | Johnson & Johnson Medical Pty Ltd | A/ASIF Screw | Cortex, Cancellous, Compression Screws | 2.01mm-2.7mm | 157068 | February 2016 |  | Changed Size.
06 - Specialist Orthopaedic | 06.03 - SKELETAL RECONSTRUCTION | 06.03.04 - Screws | 06.03.04.03 - Mini (2.01 – 2.7 mm) |  | TN036 | 93 |  | Newclip Technics Australia Pty Ltd | Newclip Bone Screws | Non-locking Bone Screw | 2.01-2.7mm diameter, lengths 8 - 34mm | 260233, 260234 | August 2017 |  | New Listing
06 - Specialist Orthopaedic | 06.03 - SKELETAL RECONSTRUCTION | 06.03.04 - Screws | 06.03.04.03 - Mini (2.01 – 2.7 mm) |  | TO107 | 93 |  | Tornier Pty Ltd | MaxLock Extreme System - 2.4/2.7mm Non locking screws | Bone screws, Titanium, Non locking | Ø 2.4/2.7mm, length 6-40mm | 214671 | February 2014 |  | New Listing
06 - Specialist Orthopaedic | 06.03 - SKELETAL RECONSTRUCTION | 06.03.04 - Screws | 06.03.04.03 - Mini (2.01 – 2.7 mm) |  | TO120 | 93 |  | Tornier Pty Ltd | Nexfix MTP Fusion System | Unique low profile stainless steel locking screw for use with NexFix MTP Fusion plates, indicated for use in normal bone | 2.7mm x 12mm, 14mm, 16mm, 18mm, 20mm, 24mm, 28mm | 148960 | February 2014 |  | Transferred from OE010
06 - Specialist Orthopaedic | 06.03 - SKELETAL RECONSTRUCTION | 06.03.04 - Screws | 06.03.04.03 - Mini (2.01 – 2.7 mm) |  | TO130 | 93 |  | Tornier Pty Ltd | Activa Screw | The Activa Screw is a bioresorbable device that maintains accurate alignment of bone fractures, osteotomies, arthrodeses, bone grafts and osteochondral fractures after surgical procedure. The Activa Screw possess' rigidity similar to bone which decreases | 2.7mm x 10, 12 , 14 , 16, 20 & 24mm | 165679 | February 2014 |  | Transferred from OE022
06 - Specialist Orthopaedic | 06.03 - SKELETAL RECONSTRUCTION | 06.03.04 - Screws | 06.03.04.03 - Mini (2.01 – 2.7 mm) |  | WR031 | 93 |  | Wright Medical Australia | Micronail intramedullary radial fixation | 2.7mm Titanium Screw | 10mm - 20mm | 122967 | February 2012 |  | Changed Product Group, Product Sub Group, Benefit.
06 - Specialist Orthopaedic | 06.03 - SKELETAL RECONSTRUCTION | 06.03.04 - Screws | 06.03.04.03 - Mini (2.01 – 2.7 mm) |  | WR255 | 93 |  | Wright Medical Australia | Evolve EPS System Non-Locking | Stainless Steel Cortical Screws | 2.5 - 2.7mm Diameter, 10-50mm | 198485 | August 2012 |  | Expanded from WR217
06 - Specialist Orthopaedic | 06.03 - SKELETAL RECONSTRUCTION | 06.03.04 - Screws | 06.03.04.03 - Mini (2.01 – 2.7 mm) |  | ZI981 | 93 |  | Zimmer Biomet Pty Ltd | Re-Line Fixation System – Compression Screw | Re-Line Fixation System – Compression Screw | 2.7mm x 10mm, 2.7mm x 12mm, 2.7mm x 14mm, 2.7mm x 16mm, 2.7mm x 18mm, 2.7mm x 20mm, 2.7mm x 22mm | 259860 | August 2017 |  | Transferred from XD028
06 - Specialist Orthopaedic | 06.03 - SKELETAL RECONSTRUCTION | 06.03.04 - Screws | 06.03.04.03 - Mini (2.01 – 2.7 mm) |  | ZI984 | 93 |  | Zimmer Biomet Pty Ltd | MSP Fixation System – Cortical Screw | MSP Fixation System – Cortical Screw | 2.4mm x 8mm, 2.4mm x 10mm, 2.4mm x 12mm, 2.4mm x 14mm, 2.4mm x 16mm, 2.4mm x 18mm, | 259860 | August 2017 |  | Transferred from XD030
06 - Specialist Orthopaedic | 06.03 - SKELETAL RECONSTRUCTION | 06.03.04 - Screws | 06.03.04.03 - Mini (2.01 – 2.7 mm) | Breakoff | EF012 | 338 |  | Extend Medical | Merete TwistCut Snap-Off Screw | Self-tapping Snap-Off Screw | 2.0mm diameter | 212520 | August 2015 |  | New Listing
06 - Specialist Orthopaedic | 06.03 - SKELETAL RECONSTRUCTION | 06.03.04 - Screws | 06.03.04.03 - Mini (2.01 – 2.7 mm) | Breakoff | ER398 | 338 |  | Emergo Asia Pacific Pty Ltd | Paragon 28 Monster Screw System-Screw, mini (2.01 – 2.7 mm), breakoff | Paragon 28 Monster Bite screw, mini, snap-off, 1/2 threaded, Titanium | dia 2.7mm x length (8-24 mm) | 289308 | August 2017 |  | New Listing
06 - Specialist Orthopaedic | 06.03 - SKELETAL RECONSTRUCTION | 06.03.04 - Screws | 06.03.04.03 - Mini (2.01 – 2.7 mm) | Breakoff | HW453 | 338 |  | Stryker Australia Pty Ltd | Fixos Screws | Bone Fixation Screws, Double Threaded | 2.2mm diameter, 11 to 16mm (each 1mm) | 149535 | August 2012 |  | New Listing
06 - Specialist Orthopaedic | 06.03 - SKELETAL RECONSTRUCTION | 06.03.04 - Screws | 06.03.04.03 - Mini (2.01 – 2.7 mm) | Breakoff | IG105 | 338 |  | Integra Neurosciences Pty Ltd | Hallu Break-off screw | Titanium with break-off barrel | Diameter 2.7mm, Length 11-14mm | 173963 | February 2012 |  | Changed Product Name, Description, Size, Product Group, Product Sub Group, Suffix, Benefit.
06 - Specialist Orthopaedic | 06.03 - SKELETAL RECONSTRUCTION | 06.03.04 - Screws | 06.03.04.03 - Mini (2.01 – 2.7 mm) | Breakoff | IG133 | 338 |  | Integra Neurosciences Pty Ltd | Snap-Off screws | Titanium break-off barrel screws for Hallu-Fix | Diameter 2.7mm; length 10-34mm | 173963 | February 2012 |  | Expanded from IG071
06 - Specialist Orthopaedic | 06.03 - SKELETAL RECONSTRUCTION | 06.03.04 - Screws | 06.03.04.03 - Mini (2.01 – 2.7 mm) | Breakoff | OU029 | 338 |  | Ortho Solutions Pty Ltd | TWIST-OFF SCREW | 11 mm TWIST-OFF SCREW2.5MM Cancellous thread 12 mm TWIST-OFF SCREW2.5MM Cancellous thread 13 mm TWIST-OFF SCREW2.5MM Cancellous thread 14 mm TWIST-OFF SCREW2.5MM Cancellous thread 15 mm TWIST-OFF SCREW2.5MM Cancellous thread 17 mm TWIST-OFF SCREW2.5MM Cancellous thread TWIST-OFF SCREWS10mm (1.5mm Shank) TWIST-OFF SCREWS11mm (1.5mm Shank) TWIST-OFF SCREWS12mm (1.5mm Shank) TWIST-OFF SCREWS13mm (1.5mm Shank) TWIST-OFF SCREWS14mm (1.5mm Shank) TWIST-OFF SCREWS15mm (1.5mm Shank) TWIST-OFF SCREWS16mm (1.5mm Shank) TWIST-OFF SCREWS17mm (1.5mm Shank) TWIST-OFF SCREWS18mm (1.5mm Shank) TWIST-OFF SCREWS10mm TWIST-OFF SCREWS11mm TWIST-OFF SCREWS12mm TWIST-OFF SCREWS13mm TWIST-OFF SCREWS14mm TWIST-OFF SCREWS15mm TWIST-OFF SCREWS16mm TWIST-OFF SCREWS17mm TWIST-OFF SCREWS18mm | 10-18mm (1.5mm shank) 10-18mm, 11-17mm (cancellous thread) | 198754 | August 2014 |  | Changed Product Name, Description, Size.
06 - Specialist Orthopaedic | 06.03 - SKELETAL RECONSTRUCTION | 06.03.04 - Screws | 06.03.04.03 - Mini (2.01 – 2.7 mm) | Breakoff | PF007 | 338 |  | Perios Pty Ltd | Forefoot Snap off Screws | Titanium Alloy Screws with Snap-off Grip | Weil self tapping L9 - L15 | 141164 | February 2012 |  | Changed Suffix, Benefit. Transferred from EO034.
06 - Specialist Orthopaedic | 06.03 - SKELETAL RECONSTRUCTION | 06.03.04 - Screws | 06.03.04.03 - Mini (2.01 – 2.7 mm) | Breakoff | SF117 | 338 |  | Signature Orthopaedics | Speyside TWIST-OFF SCREW | 11 mm TWIST-OFF SCREW2.5MM Cancellous thread 12 mm TWIST-OFF SCREW2.5MM Cancellous thread 13 mm TWIST-OFF SCREW2.5MM Cancellous thread 14 mm TWIST-OFF SCREW2.5MM Cancellous thread 15 mm TWIST-OFF SCREW2.5MM Cancellous thread 17 mm TWIST-OFF SCREW2.5MM Cancellous thread TWIST-OFF SCREWS10mm (1.5mm Shank) TWIST-OFF SCREWS11mm (1.5mm Shank) TWIST-OFF SCREWS12mm (1.5mm Shank) TWIST-OFF SCREWS13mm (1.5mm Shank) TWIST-OFF SCREWS14mm (1.5mm Shank) TWIST-OFF SCREWS15mm (1.5mm Shank) TWIST-OFF SCREWS16mm (1.5mm Shank) TWIST-OFF SCREWS17mm (1.5mm Shank) TWIST-OFF SCREWS18mm (1.5mm Shank) TWIST-OFF SCREWS10, 11, 12, 13, 14, 15, 16, 17, 18mm | 10-18mm (1.5mm shank) 10-18mm, 11-17mm (cancellous thread) | 184460 | August 2016 |  | Changed Product Name, Description.
06 - Specialist Orthopaedic | 06.03 - SKELETAL RECONSTRUCTION | 06.03.04 - Screws | 06.03.04.03 - Mini (2.01 – 2.7 mm) | Breakoff | TN039 | 338 |  | Newclip Technics Australia Pty Ltd | Newclip Snap-off Screws | Snap-off screws | 2.01 – 2.7 mm | 260233, 260234 | August 2017 |  | New Listing
06 - Specialist Orthopaedic | 06.03 - SKELETAL RECONSTRUCTION | 06.03.04 - Screws | 06.03.04.03 - Mini (2.01 – 2.7 mm) | Breakoff | TO133 | 338 |  | Tornier Pty Ltd | NexFix Snap-Off Screw | The NexFix Snap-Off Screw System is a self-drilling and self-tapping screw system for fixation of fractures, fusions and osteotomies. The design allows the holding device to break off once the screw head is in contact with the distal cortex. | 2.0mm x 11mm, 2.0mm x 12mm, 2.0mm x 13mm, 2.7mm x 13mm, 2.7mm x 15mm, 2.7mm x 17 mm | 148960 | February 2014 |  | Transferred from OE025
06 - Specialist Orthopaedic | 06.03 - SKELETAL RECONSTRUCTION | 06.03.04 - Screws | 06.03.04.03 - Mini (2.01 – 2.7 mm) | Breakoff | WR035 | 338 |  | Wright Medical Australia | Charlotte Foot & Ankle System | Snap-off screws, titanium alloy | 2.0 dia 11, 12, 14mm. 2.7 dia 13, 15, 17mm | 122967 | February 2012 |  | Changed Suffix, Benefit.
06 - Specialist Orthopaedic | 06.03 - SKELETAL RECONSTRUCTION | 06.03.04 - Screws | 06.03.04.03 - Mini (2.01 – 2.7 mm) | Breakoff | WR230 | 338 |  | Wright Medical Australia | Twist-off Screw | Unique feature of two thread diameters to suit variable bone quality, specifically designed for Weil-osteotomy, titanium, self drilling and self tapping, twist-off connector. | 2.5mm diameter x 11-15mm | 122967 | February 2012 |  | Expanded from WR061
06 - Specialist Orthopaedic | 06.03 - SKELETAL RECONSTRUCTION | 06.03.04 - Screws | 06.03.04.03 - Mini (2.01 – 2.7 mm) | Breakoff | WR284 | 338 |  | Wright Medical Australia | EOS Footset - Entos | Footscrew | 11-14mm | 151100 | August 2015 |  | Transferred from LM155
06 - Specialist Orthopaedic | 06.03 - SKELETAL RECONSTRUCTION | 06.03.04 - Screws | 06.03.04.03 - Mini (2.01 – 2.7 mm) | Breakoff | ZI921 | 338 |  | Zimmer Biomet Pty Ltd | Twistoff Screws | Twistoff Screws | 2.7mm x 8mm-24mm | 210296 | August 2016 |  | New Listing
06 - Specialist Orthopaedic | 06.03 - SKELETAL RECONSTRUCTION | 06.03.04 - Screws | 06.03.04.03 - Mini (2.01 – 2.7 mm) | Breakoff, CN | HW457 | 478 |  | Stryker Australia Pty Ltd | Fixos Screws | Bone Fixation Screws | 2mm diam. X11mm lenth to 2mm x 16mm | 149535 | August 2012 |  | Transferred from LM082
06 - Specialist Orthopaedic | 06.03 - SKELETAL RECONSTRUCTION | 06.03.04 - Screws | 06.03.04.03 - Mini (2.01 – 2.7 mm) | CN | BU011 | 233 |  | CAB MEDICAL PTY LTD | Nexis osteosynthesis screws | Bone screw titanium alloy (headed) | Diameter 2.3mm, Length 10-30mm | 235765 | August 2016 |  | Transferred from LI086
06 - Specialist Orthopaedic | 06.03 - SKELETAL RECONSTRUCTION | 06.03.04 - Screws | 06.03.04.03 - Mini (2.01 – 2.7 mm) | CN | ER399 | 233 |  | Emergo Asia Pacific Pty Ltd | Paragon 28 Monster Screw System-Screws, mini (2.01 – 2.7 mm), cannulated | Paragon 28 Monster Screw System-Screws, mini, cannulated, partially or fully threaded | dia 2.5mm x length (10-100 mm) x length of thread (3-100 mm) | 289308 | August 2017 |  | New Listing
06 - Specialist Orthopaedic | 06.03 - SKELETAL RECONSTRUCTION | 06.03.04 - Screws | 06.03.04.03 - Mini (2.01 – 2.7 mm) | CN | LM284 | 233 |  | LMT Surgical Pty Ltd | IBS Screw | Neutralisation Screw | 2.5mm diameter | 266217 | February 2016 |  | New Listing
06 - Specialist Orthopaedic | 06.03 - SKELETAL RECONSTRUCTION | 06.03.04 - Screws | 06.03.04.03 - Mini (2.01 – 2.7 mm) | CN | SN970 | 233 |  | Smith & Nephew Pty Ltd | Cannulated Screw | Stainless Steel | 2.01mm - 2.7mm | 104369 | August 2017 |  | Changed Size.
06 - Specialist Orthopaedic | 06.03 - SKELETAL RECONSTRUCTION | 06.03.04 - Screws | 06.03.04.03 - Mini (2.01 – 2.7 mm) | CN | SP035 | 233 |  | Surgiplas Medical | OsteoMed Plating & Fixation System | Screws - Cannulated Lag | 2.0mm x (6 - 16)mm; 2.4mm x (6 - 20)mm | 130509 | February 2012 |  | Changed Product Group, Product Sub Group, Benefit.
06 - Specialist Orthopaedic | 06.03 - SKELETAL RECONSTRUCTION | 06.03.04 - Screws | 06.03.04.03 - Mini (2.01 – 2.7 mm) | CN | SP036 | 233 |  | Surgiplas Medical | OsteoMed Plating & Fixation System | Screws - Cannulated Lag | 2.0mm x (18 - 42)mm; 2.4mm x (22 - 50)mm | 130509 | February 2012 |  | Changed Product Group, Product Sub Group, Benefit.
06 - Specialist Orthopaedic | 06.03 - SKELETAL RECONSTRUCTION | 06.03.04 - Screws | 06.03.04.03 - Mini (2.01 – 2.7 mm) | CN | SR095 | 233 |  | Stryker Australia Pty Ltd | Stryker Cannulated Screw System | Asnis Micro Cannulated Screw | 2.01mm-2.7mm, Diameters, 8mm-40mm lengths | 119660 | February 2012 |  | Expanded from SR058
06 - Specialist Orthopaedic | 06.03 - SKELETAL RECONSTRUCTION | 06.03.04 - Screws | 06.03.04.03 - Mini (2.01 – 2.7 mm) | CN | SY321 | 233 |  | Johnson & Johnson Medical Pty Ltd | AO/ASIF Screw | Cannulated screw | 2.4mm | 157068 | February 2012 |  | Changed Description, Size, Product Group, Product Sub Group, Benefit.
06 - Specialist Orthopaedic | 06.03 - SKELETAL RECONSTRUCTION | 06.03.04 - Screws | 06.03.04.03 - Mini (2.01 – 2.7 mm) | CN | TO112 | 233 |  | Tornier Pty Ltd | MaxTorque Cannulated Screw System - Mini Cannulated Screws | Bone screws, Titanium, Cannulated, Short or Long Thread | Ø2.5mm Short Thread, Length 18-30mm Ø2.5mm Long Thread, Length 10-30mm | 214803 | February 2014 |  | New Listing
06 - Specialist Orthopaedic | 06.03 - SKELETAL RECONSTRUCTION | 06.03.04 - Screws | 06.03.04.03 - Mini (2.01 – 2.7 mm) | CN | TO167 | 233 |  | Tornier Pty Ltd | Forefoot STP Screw System - 2.5mm Headless Fully Threaded Screw | Headless Cannulated Fully Threaded Screw, Titanium | Dia 2.5mm, Length 10 - 34mm | 148960 | February 2016 |  | New Listing
06 - Specialist Orthopaedic | 06.03 - SKELETAL RECONSTRUCTION | 06.03.04 - Screws | 06.03.04.03 - Mini (2.01 – 2.7 mm) | CN | WR246 | 233 |  | Wright Medical Australia | Headed Compression Screw System | Cannulated compression screws - titanium or stainless steel | 2.0-2.7mm x 10-50mm | 122967 | August 2012 |  | Changed Product Name, Description, Size.
06 - Specialist Orthopaedic | 06.03 - SKELETAL RECONSTRUCTION | 06.03.04 - Screws | 06.03.04.03 - Mini (2.01 – 2.7 mm) | CN | WR285 | 233 |  | Wright Medical Australia | EOS Footset-Pyxis | Footscrew | 11-28mm | 151100 | August 2015 |  | Transferred from LM156
06 - Specialist Orthopaedic | 06.03 - SKELETAL RECONSTRUCTION | 06.03.04 - Screws | 06.03.04.03 - Mini (2.01 – 2.7 mm) | CN, DT | HW454 | 423 |  | Stryker Australia Pty Ltd | Fixos Screws, Cannulated, Double Threaded, 2.5mm | Done Fixation Screws, Cannulated Threaded, 2.5mm | 2.5mm diameter, 10 to 30 (each 2mm) | 149535 | August 2012 |  | New Listing
06 - Specialist Orthopaedic | 06.03 - SKELETAL RECONSTRUCTION | 06.03.04 - Screws | 06.03.04.03 - Mini (2.01 – 2.7 mm) | CN, DT | LC062 | 423 |  | Lima Orthopaedics Australia Pty Ltd | HVS BONE SCREW | Self drilling, self threading double threaded cannulated screw | Length 10-34mm | 173930 | February 2012 |  | Changed Product Sub Group, Suffix, Benefit.
06 - Specialist Orthopaedic | 06.03 - SKELETAL RECONSTRUCTION | 06.03.04 - Screws | 06.03.04.03 - Mini (2.01 – 2.7 mm) | CN, DT | SF088 | 423 |  | Signature Orthopaedics | Speyside HVS Bone Screw | Self drilling, self threading double threaded cannulated screw | Length 10-34mm | 184460 | February 2016 |  | Duplicated from LC062
06 - Specialist Orthopaedic | 06.03 - SKELETAL RECONSTRUCTION | 06.03.04 - Screws | 06.03.04.03 - Mini (2.01 – 2.7 mm) | CN, DT | SK620 | 423 |  | Stryker Australia Pty Ltd | AutoFIX | The SBi AutoFIX Twin Pitch Cannulated Compression Screw System implants are indicated in the treatment of fractures, nonunions, pseudarthrosis and degenerative changes, as well as corrective osteotomies geared towards a functionally stable osteosynthesis | 2.0mm and 2.5mm Cannulated Compression Screw | 252452 | August 2015 |  | Transferred from AE236
06 - Specialist Orthopaedic | 06.03 - SKELETAL RECONSTRUCTION | 06.03.04 - Screws | 06.03.04.03 - Mini (2.01 – 2.7 mm) | CN, DT | SP121 | 423 |  | Surgiplas Medical | ExtremiFix Screws | Headless Cannulated Compression Screw | Diameter 2.0mm, 2.4mm. Length 10mm to 52mm; Diameter 2.01mm - 2.7mm | 130509 | February 2012 |  | Expanded from SP054
06 - Specialist Orthopaedic | 06.03 - SKELETAL RECONSTRUCTION | 06.03.04 - Screws | 06.03.04.03 - Mini (2.01 – 2.7 mm) | CN, DT | TO125 | 423 |  | Tornier Pty Ltd | NexFix 2.5mm Compression Screw | The NexFix Compression Screw is a stainless steel, cannulated, self tapping, and self drilling fixation device for osteotomies, fusions and fracture fixation of small bones | 2.5mm diameter x 10 - 34mm length in 2mm increments | 148960 | February 2014 |  | Transferred from OE017
06 - Specialist Orthopaedic | 06.03 - SKELETAL RECONSTRUCTION | 06.03.04 - Screws | 06.03.04.03 - Mini (2.01 – 2.7 mm) | CN,DT | BH241 | 423 |  | Zimmer Biomet Pty Ltd | Headless Compression Screws | Headless Compression Screws | 2.0 - 2.5mm | 210296 | August 2016 |  | Changed Product Name, Description, Size, Suffix.
06 - Specialist Orthopaedic | 06.03 - SKELETAL RECONSTRUCTION | 06.03.04 - Screws | 06.03.04.03 - Mini (2.01 – 2.7 mm) | CN,DT | BU010 | 423 |  | CAB MEDICAL PTY LTD | Nexis osteosynthesis screws | Bone screw titanium alloy (compressive) | Diameter 2.3mm, Length 10-30mm | 235765 | August 2016 |  | Transferred from LI084
06 - Specialist Orthopaedic | 06.03 - SKELETAL RECONSTRUCTION | 06.03.04 - Screws | 06.03.04.03 - Mini (2.01 – 2.7 mm) | CN,DT | BU018 | 423 |  | CAB MEDICAL PTY LTD | MAGNEZIX CS 2.7 | Compression screw for bone fixation. | Diameter 2.7mm Length 10 - 34mm | 283491 | February 2017 |  | New Listing
06 - Specialist Orthopaedic | 06.03 - SKELETAL RECONSTRUCTION | 06.03.04 - Screws | 06.03.04.03 - Mini (2.01 – 2.7 mm) | CN,DT | DE465 | 423 |  | Device Technologies Australia Pty Ltd | Compression FT | Headless Compression Screw for bone fixation | 2.5mm x 8-30mm | 227070 | February 2015 |  | New Listing
06 - Specialist Orthopaedic | 06.03 - SKELETAL RECONSTRUCTION | 06.03.04 - Screws | 06.03.04.03 - Mini (2.01 – 2.7 mm) | CN,DT | DE479 | 423 |  | Device Technologies Australia Pty Ltd | Headless Compression Screw System | Headless Compression Screw for bone fixation | 2.5mm Diameter x (8-34mm Length) | 227070 | August 2016 |  | New Listing
06 - Specialist Orthopaedic | 06.03 - SKELETAL RECONSTRUCTION | 06.03.04 - Screws | 06.03.04.03 - Mini (2.01 – 2.7 mm) | CN,DT | ER400 | 423 |  | Emergo Asia Pacific Pty Ltd | Paragon 28 Monster Screw System-Screws, mini (2.01 – 2.7 mm), cannulated, dual thread, locking | Paragon 28 Monster Screw System-screws, mini, cannulated, dual thread, locking, headless, partially threaded, Titanium | dia 2.5 mm x length (8-100 mm) x length of thread (3-32 mm) | 289308 | August 2017 |  | New Listing
06 - Specialist Orthopaedic | 06.03 - SKELETAL RECONSTRUCTION | 06.03.04 - Screws | 06.03.04.03 - Mini (2.01 – 2.7 mm) | CN,DT | LM283 | 423 |  | LMT Surgical Pty Ltd | IBS Screw | Compression Screw | 2.5mm diameter | 266217 | February 2016 |  | New Listing
06 - Specialist Orthopaedic | 06.03 - SKELETAL RECONSTRUCTION | 06.03.04 - Screws | 06.03.04.03 - Mini (2.01 – 2.7 mm) | CN,DT | LM314 | 423 |  | LMT Surgical Pty Ltd | Headless Compression Screws | Compression Screws | 2.5mm | 279795 | February 2017 |  | New Listing
06 - Specialist Orthopaedic | 06.03 - SKELETAL RECONSTRUCTION | 06.03.04 - Screws | 06.03.04.03 - Mini (2.01 – 2.7 mm) | CN,DT | LM327 | 423 |  | LMT Surgical Pty Ltd | Osteomed Screws | Cannulated Compression Screws | Diameter 2.0mm, 2.4mm and 2.7mm. Length 6mm to 52mm | 202319 | February 2017 |  | Compressed from LM259, LM269
06 - Specialist Orthopaedic | 06.03 - SKELETAL RECONSTRUCTION | 06.03.04 - Screws | 06.03.04.03 - Mini (2.01 – 2.7 mm) | CN,DT | MO356 | 423 |  | Medical & Optical Instruments Australia Pty Ltd | Acutrak 2 | Headless compression screw | 2.5mm | 99823 | February 2014 |  | Changed Suffix.
06 - Specialist Orthopaedic | 06.03 - SKELETAL RECONSTRUCTION | 06.03.04 - Screws | 06.03.04.03 - Mini (2.01 – 2.7 mm) | CN,DT | OH475 | 423 |  | Orthotech Pty Ltd | DynafitSystem | Self-compressive screws | 2.6mm x 10-40mm | 216161, 216162 | August 2017 |  | Changed Size.
06 - Specialist Orthopaedic | 06.03 - SKELETAL RECONSTRUCTION | 06.03.04 - Screws | 06.03.04.03 - Mini (2.01 – 2.7 mm) | CN,DT | OH481 | 423 |  | Orthotech Pty Ltd | HBS 2 mini | Self-compressive screws | 2.5mm x10-40mm | 216999 | February 2014 |  | New Listing
06 - Specialist Orthopaedic | 06.03 - SKELETAL RECONSTRUCTION | 06.03.04 - Screws | 06.03.04.03 - Mini (2.01 – 2.7 mm) | CN,DT | PB042 | 423 |  | Australian Pacific Medical Pty Ltd | Compression Screws | Headless Compression Screws | 2.4mm | 223188 | August 2016 |  | New Listing
06 - Specialist Orthopaedic | 06.03 - SKELETAL RECONSTRUCTION | 06.03.04 - Screws | 06.03.04.03 - Mini (2.01 – 2.7 mm) | CN,DT | SF122 | 423 |  | Signature Orthopaedics | 2.5 mm Speyside B Screw | Speyside B Screw | 2.5mm length 10 up to 2.5mm length 26mm | 184460 | August 2016 |  | Changed Product Name, Description, Suffix.
06 - Specialist Orthopaedic | 06.03 - SKELETAL RECONSTRUCTION | 06.03.04 - Screws | 06.03.04.03 - Mini (2.01 – 2.7 mm) | CN,DT | SY646 | 423 |  | Johnson & Johnson Medical Pty Ltd | AO/ASIF Screws | HCS Countersinkable Compression Screw | 2.01mm-2.7mm | 157068 | February 2016 |  | Changed Size, Suffix.
06 - Specialist Orthopaedic | 06.03 - SKELETAL RECONSTRUCTION | 06.03.04 - Screws | 06.03.04.03 - Mini (2.01 – 2.7 mm) | CN,DT | TN018 | 423 |  | Newclip Technics Australia Pty Ltd | Newclip Compression Screws | Self-Compressive Cannulated Screws | 2.01mm - 2.7mm diameter, length 10 - 34mm | 260233, 260234 | August 2017 |  | Changed Product Name, Description, Size.
06 - Specialist Orthopaedic | 06.03 - SKELETAL RECONSTRUCTION | 06.03.04 - Screws | 06.03.04.03 - Mini (2.01 – 2.7 mm) | CN,DT | TO166 | 423 |  | Tornier Pty Ltd | Forefoot STP Screw System - 2.5mm Headless Compression Screw | Headless Cannulated Compression Screw, Titanium | Diameter 2.5mm, Length 10-34mm | 148960 | February 2016 |  | New Listing
06 - Specialist Orthopaedic | 06.03 - SKELETAL RECONSTRUCTION | 06.03.04 - Screws | 06.03.04.03 - Mini (2.01 – 2.7 mm) | CN,DT | WR303 | 423 |  | Wright Medical Australia | Omnitech Evolution | Headless Compression Screw Cannulated, Titanium, Self-Tapping, Self-Drilling | 2.1, 2.5mm diameter 10-32mm length, in 2mm increments | 151098 | August 2016 |  | New Listing
06 - Specialist Orthopaedic | 06.03 - SKELETAL RECONSTRUCTION | 06.03.04 - Screws | 06.03.04.03 - Mini (2.01 – 2.7 mm) | CN,DT,LK | LM132 | 493 |  | LMT Surgical Pty Ltd | TriMed Compression Screws | Compression Screws | 2.0mm – 2.5mm | 229704 | August 2015 |  | Changed Suffix.
06 - Specialist Orthopaedic | 06.03 - SKELETAL RECONSTRUCTION | 06.03.04 - Screws | 06.03.04.03 - Mini (2.01 – 2.7 mm) | CN,DT,LK | LM312 | 493 |  | LMT Surgical Pty Ltd | Skeletal Dynamics Peg High Compression Locking | High Compression Locking Peg | 2.7mm | 278692 | February 2017 |  | New Listing
06 - Specialist Orthopaedic | 06.03 - SKELETAL RECONSTRUCTION | 06.03.04 - Screws | 06.03.04.03 - Mini (2.01 – 2.7 mm) | CN,LK | MO437 | 303 |  | Medical & Optical Instruments Australia Pty Ltd | Acu-Loc Distal Radius Plating System | Frag-Loc Cannulated Compression Screw with Compression Sleeve | Standard 16mm to 24mm,Long 20mm to 28mm | 99823 | February 2017 |  | New Listing
06 - Specialist Orthopaedic | 06.03 - SKELETAL RECONSTRUCTION | 06.03.04 - Screws | 06.03.04.03 - Mini (2.01 – 2.7 mm) | DT | BH245 | 257 |  | Zimmer Biomet Pty Ltd | Rockwood Clavicle Pin | Clavicle Pin with dual thread | 2.5mm | 140023 | February 2013 |  | Transferred from DY560
06 - Specialist Orthopaedic | 06.03 - SKELETAL RECONSTRUCTION | 06.03.04 - Screws | 06.03.04.03 - Mini (2.01 – 2.7 mm) | DT | MO373 | 283 |  | Medical & Optical Instruments Australia Pty Ltd | Acutrak fusion Screws | Fusion Screws Titanium | 2.01mm - 2.7mm | 99823 | February 2012 |  | Expanded from MO178
06 - Specialist Orthopaedic | 06.03 - SKELETAL RECONSTRUCTION | 06.03.04 - Screws | 06.03.04.03 - Mini (2.01 – 2.7 mm) | DT | OH476 | 283 |  | Orthotech Pty Ltd | DynafitSystem | Compressive Screws | 2.4/2.6mm - 10x40mm | 216161, 216162 | August 2017 |  | Changed Description, Size.
06 - Specialist Orthopaedic | 06.03 - SKELETAL RECONSTRUCTION | 06.03.04 - Screws | 06.03.04.03 - Mini (2.01 – 2.7 mm) | DT | ZI178 | 283 |  | Zimmer Biomet Pty Ltd | Zimmer Herbert Bone Screw | Double Threaded Compression Bone Screw | Scaphoid - 12 - 30mm length | 112735 | February 2012 |  | Changed Product Name, Description, Product Group, Product Sub Group, Benefit.
06 - Specialist Orthopaedic | 06.03 - SKELETAL RECONSTRUCTION | 06.03.04 - Screws | 06.03.04.03 - Mini (2.01 – 2.7 mm) | DT | ZI179 | 283 |  | Zimmer Biomet Pty Ltd | Zimmer Herbert/Whipple Bone Screw | Cannulated Double Threaded Compression Bone Screw | 12 mm - 30 mm | 112735 | February 2012 |  | Changed Product Name, Description, Product Group, Product Sub Group, Benefit.
06 - Specialist Orthopaedic | 06.03 - SKELETAL RECONSTRUCTION | 06.03.04 - Screws | 06.03.04.03 - Mini (2.01 – 2.7 mm) | DT CN | OU025 | 423 |  | Ortho Solutions Pty Ltd | 2.5 mm Meta Screw | Meta Screw | 2.5mm length 10 up to 2.5mm length 26mm | 19875 | February 2013 |  | New Listing
06 - Specialist Orthopaedic | 06.03 - SKELETAL RECONSTRUCTION | 06.03.04 - Screws | 06.03.04.03 - Mini (2.01 – 2.7 mm) | DT, CN | EO057 | 423 |  | Medartis | Aptus 2.2 Cannulated Headless Compression Screws | APTUS® Cannulated Compression Screws | 2.2 diameter. Short and long threaded 10mm to 30mm | 141171 | February 2012 |  | New Listing
06 - Specialist Orthopaedic | 06.03 - SKELETAL RECONSTRUCTION | 06.03.04 - Screws | 06.03.04.03 - Mini (2.01 – 2.7 mm) | DT, CN | IG121 | 423 |  | Integra Neurosciences Pty Ltd | BOLD 2.5mm Compression Screw | Cannulated, double threaded compression screw | Diameter 2.5mm, length 10-30mm | 173963 | February 2012 |  | New Listing
06 - Specialist Orthopaedic | 06.03 - SKELETAL RECONSTRUCTION | 06.03.04 - Screws | 06.03.04.03 - Mini (2.01 – 2.7 mm) | DT, LK | EO073 | 423 |  | Medartis | APTUS Screws | Aptus Locking Screws | 2.5mm Diameter | 141171 | February 2012 |  | Expanded from EO006
06 - Specialist Orthopaedic | 06.03 - SKELETAL RECONSTRUCTION | 06.03.04 - Screws | 06.03.04.03 - Mini (2.01 – 2.7 mm) | DT,LK | OH515 | 353 |  | Orthotech Pty Ltd | KLS Martin Hand fracture system - multidirectional screw | Multidirectional screw | 2.3mm | 236206 | August 2015 |  | New Listing
06 - Specialist Orthopaedic | 06.03 - SKELETAL RECONSTRUCTION | 06.03.04 - Screws | 06.03.04.03 - Mini (2.01 – 2.7 mm) | DT,LK | SK527 | 163 |  | Stryker Australia Pty Ltd | Stryker Locking Plate System | Locking Screws | 2.3-2.7mm | 119660 | 2017-11-01 |  | Changed Benefit.
06 - Specialist Orthopaedic | 06.03 - SKELETAL RECONSTRUCTION | 06.03.04 - Screws | 06.03.04.03 - Mini (2.01 – 2.7 mm) | LK | BH294 | 163 |  | Zimmer Biomet Pty Ltd | Distal Radius Fracture Repair System | Locking titanium bone screws | 2-2.5mm | 153087 | February 2013 |  | Transferred from JJ868
06 - Specialist Orthopaedic | 06.03 - SKELETAL RECONSTRUCTION | 06.03.04 - Screws | 06.03.04.03 - Mini (2.01 – 2.7 mm) | LK | BH295 | 163 |  | Zimmer Biomet Pty Ltd | Distal Radius Fracture Repair System | Multidirectional locking bone screws | 2-2.5mm | 153087 | February 2013 |  | Transferred from JJ869
06 - Specialist Orthopaedic | 06.03 - SKELETAL RECONSTRUCTION | 06.03.04 - Screws | 06.03.04.03 - Mini (2.01 – 2.7 mm) | LK | BH296 | 163 |  | Zimmer Biomet Pty Ltd | Distal Radius Fracture Repair System | Locking titanium bone screws with dual thread | 2.0 - 2.5mm | 153087 | February 2013 |  | Transferred from JJ870
06 - Specialist Orthopaedic | 06.03 - SKELETAL RECONSTRUCTION | 06.03.04 - Screws | 06.03.04.03 - Mini (2.01 – 2.7 mm) | LK | BH301 | 163 |  | Zimmer Biomet Pty Ltd | ALPS Hand Fracture System | Multidirectional locking bone screws | 2.5mm | 153087 | February 2013 |  | Transferred from JJ877
06 - Specialist Orthopaedic | 06.03 - SKELETAL RECONSTRUCTION | 06.03.04 - Screws | 06.03.04.03 - Mini (2.01 – 2.7 mm) | LK | BH303 | 163 |  | Zimmer Biomet Pty Ltd | ALPS Hand Fracture System | Locking Bone Screws | 2.5mm | 153087 | February 2013 |  | Transferred from JJ879
06 - Specialist Orthopaedic | 06.03 - SKELETAL RECONSTRUCTION | 06.03.04 - Screws | 06.03.04.03 - Mini (2.01 – 2.7 mm) | LK | BI929 | 163 |  | Zimmer Biomet Pty Ltd | RibFix/Sternalock | Screws Ti | 2.4-2.7mm x 7-20mm | 128459 | August 2016 |  | Changed Product Name, Size.
06 - Specialist Orthopaedic | 06.03 - SKELETAL RECONSTRUCTION | 06.03.04 - Screws | 06.03.04.03 - Mini (2.01 – 2.7 mm) | LK | DE412 | 163 |  | Device Technologies Australia Pty Ltd | Low Profile Locking Screws | Locking screws for Arthrex Fracture Plate Fixation | 2.01mm to 2.7mm | 284416 | August 2016 |  | Changed Size.
06 - Specialist Orthopaedic | 06.03 - SKELETAL RECONSTRUCTION | 06.03.04 - Screws | 06.03.04.03 - Mini (2.01 – 2.7 mm) | LK | DZ010 | 163 |  | AUSTRALIAN ORTHOPAEDIC FIXATIONS PTY LTD | VRP Distal Radius Fixation System | VRP Distal Radius Fixation System, Variable Angle, Threaded, non-threaded, partially threaded locking, non-locking screw, peg, titanium | 2.0, 2.5, 2.6mm diameter, 14mm-30mm lengths | 149433 | August 2017 |  | Changed Size.
06 - Specialist Orthopaedic | 06.03 - SKELETAL RECONSTRUCTION | 06.03.04 - Screws | 06.03.04.03 - Mini (2.01 – 2.7 mm) | LK | DZ026 | 163 |  | AUSTRALIAN ORTHOPAEDIC FIXATIONS PTY LTD | VRP Distal Radius Fixation System - VRP VA locking Screw | Variable Angle Locking Screw, Cobalt Chrome | 2.5mm, 10-30mm | 149433 | February 2017 |  | Transferred from AX083
06 - Specialist Orthopaedic | 06.03 - SKELETAL RECONSTRUCTION | 06.03.04 - Screws | 06.03.04.03 - Mini (2.01 – 2.7 mm) | LK | DZ043 | 163 |  | AUSTRALIAN ORTHOPAEDIC FIXATIONS PTY LTD | Valens Hand - Screws | Locking Screws | 2.5mm | 276915 | August 2017 |  | New Listing
06 - Specialist Orthopaedic | 06.03 - SKELETAL RECONSTRUCTION | 06.03.04 - Screws | 06.03.04.03 - Mini (2.01 – 2.7 mm) | LK | DZ046 | 163 |  | AUSTRALIAN ORTHOPAEDIC FIXATIONS PTY LTD | Valetis Screws | Titanium Locking Screws | 2.7mm width, 6-28mm length | 284755 | August 2017 |  | New Listing
06 - Specialist Orthopaedic | 06.03 - SKELETAL RECONSTRUCTION | 06.03.04 - Screws | 06.03.04.03 - Mini (2.01 – 2.7 mm) | LK | DZ054 | 163 |  | AUSTRALIAN ORTHOPAEDIC FIXATIONS PTY LTD | Valens Shoulder and Elbow - Screws | Self-Tapping Locking Screws | 2.4mm, 2.7mm | 276915 | August 2017 |  | New Listing
06 - Specialist Orthopaedic | 06.03 - SKELETAL RECONSTRUCTION | 06.03.04 - Screws | 06.03.04.03 - Mini (2.01 – 2.7 mm) | LK | ER426 | 163 |  | Emergo Asia Pacific Pty Ltd | Paragon 28 Gorilla Plating System-Screws, mini | Paragon 28 Gorilla Plating System-Screws, mini, locking; recon/Tuffneck/baby | dia (2.5-2.7 mm) x length (8-50 mm) | 289308 | August 2017 |  | New Listing
06 - Specialist Orthopaedic | 06.03 - SKELETAL RECONSTRUCTION | 06.03.04 - Screws | 06.03.04.03 - Mini (2.01 – 2.7 mm) | LK | IG126 | 163 |  | Integra Neurosciences Pty Ltd | Surfix Locking Screws | Locking screws with an independent lock-screw head | 2.7mm, 10 - 24mm length | 173963 | February 2012 |  | New Listing
06 - Specialist Orthopaedic | 06.03 - SKELETAL RECONSTRUCTION | 06.03.04 - Screws | 06.03.04.03 - Mini (2.01 – 2.7 mm) | LK | JD007 | 163 |  | JOI ORTHOPAEDICS PTY LTD | CarboFix Piccolo Plate Systems – Locking Screws: Mini | Titanium alloy screws (locking) for fixation of CarboFix plate shaft and head. | Locking Proximal Screw 2.5mm x 14mm, 16mm, 18mm, 20mm, 22mm, 24mm, 26mm Locking Screw 2.7mm x 10mm, 12mm, 14mm, 16mm, 18mm, 20mm, 22mm, 24mm | 222648 | August 2017 |  | Transferred from AE256
06 - Specialist Orthopaedic | 06.03 - SKELETAL RECONSTRUCTION | 06.03.04 - Screws | 06.03.04.03 - Mini (2.01 – 2.7 mm) | LK | LM061 | 163 |  | LMT Surgical Pty Ltd | Xpode Screws | Xpode screws | 2.4mm | 182677 | August 2016 |  | Changed Size.
06 - Specialist Orthopaedic | 06.03 - SKELETAL RECONSTRUCTION | 06.03.04 - Screws | 06.03.04.03 - Mini (2.01 – 2.7 mm) | LK | LM112 | 163 |  | LMT Surgical Pty Ltd | Ascension Radial Head Plate Screws | Ascension Radial Head Plate Locking Screws | 2.7mm x 10mm - 40mm | 118625 | February 2012 |  | Expanded from LM048
06 - Specialist Orthopaedic | 06.03 - SKELETAL RECONSTRUCTION | 06.03.04 - Screws | 06.03.04.03 - Mini (2.01 – 2.7 mm) | LK | LM185 | 163 |  | LMT Surgical Pty Ltd | Trimed Locking Cortical Screws | Locking cortical screw | 2.7mm x 10 -20mm | 182677 | August 2013 |  | New Listing
06 - Specialist Orthopaedic | 06.03 - SKELETAL RECONSTRUCTION | 06.03.04 - Screws | 06.03.04.03 - Mini (2.01 – 2.7 mm) | LK | LM313 | 163 |  | LMT Surgical Pty Ltd | Volar Bearing Plate Screws | Volar Bearing Plate Screws | 2.5mm x 10mm-30mm | 278692 | August 2017 |  | Changed Product Name, Size, Suffix, Benefit.
06 - Specialist Orthopaedic | 06.03 - SKELETAL RECONSTRUCTION | 06.03.04 - Screws | 06.03.04.03 - Mini (2.01 – 2.7 mm) | LK | LM320 | 163 |  | LMT Surgical Pty Ltd | Screws | Screws, Locking | 2.3mm X 12- 40mm | 278692 | February 2017 |  | New Listing
06 - Specialist Orthopaedic | 06.03 - SKELETAL RECONSTRUCTION | 06.03.04 - Screws | 06.03.04.03 - Mini (2.01 – 2.7 mm) | LK | LM324 | 163 |  | LMT Surgical Pty Ltd | Osteomed Screws | Bone Screws | 2- 2.7m x 6-38mm | 202319 | February 2017 |  | Compressed from LM250, LM260
06 - Specialist Orthopaedic | 06.03 - SKELETAL RECONSTRUCTION | 06.03.04 - Screws | 06.03.04.03 - Mini (2.01 – 2.7 mm) | LK | MO320 | 163 |  | Medical & Optical Instruments Australia Pty Ltd | Acumed Hexalobe Locking Screws | Acumed Hexalobe Locking Screws | Mini (2.01mm-2.7mm) | 99823 | February 2012 |  | Changed Benefit.
06 - Specialist Orthopaedic | 06.03 - SKELETAL RECONSTRUCTION | 06.03.04 - Screws | 06.03.04.03 - Mini (2.01 – 2.7 mm) | LK | MO369 | 163 |  | Medical & Optical Instruments Australia Pty Ltd | Acumed Tap-Loc | Tap screws, Tap-Loc Screws | 2.7mm 36mm-60mm length | 99823 | February 2012 |  | Expanded from MO273
06 - Specialist Orthopaedic | 06.03 - SKELETAL RECONSTRUCTION | 06.03.04 - Screws | 06.03.04.03 - Mini (2.01 – 2.7 mm) | LK | MO376 | 163 |  | Medical & Optical Instruments Australia Pty Ltd | Acu-Loc Distal Radius Plate System | Locking screws | 2.01-2.7mm | 99823 | August 2013 |  | Changed Size, Benefit.
06 - Specialist Orthopaedic | 06.03 - SKELETAL RECONSTRUCTION | 06.03.04 - Screws | 06.03.04.03 - Mini (2.01 – 2.7 mm) | LK | MO394 | 163 |  | Medical & Optical Instruments Australia Pty Ltd | RibLoc rib fracture plating system screws | RibLoc Screws | Mini 2.01-2.7mm | 158694 | February 2015 |  | Changed Suffix, Benefit.
06 - Specialist Orthopaedic | 06.03 - SKELETAL RECONSTRUCTION | 06.03.04 - Screws | 06.03.04.03 - Mini (2.01 – 2.7 mm) | LK | MO421 | 163 |  | Medical & Optical Instruments Australia Pty Ltd | ACUMED Hexalobe 2.3mm Multiscrews | ACUMED Hexalobe 2.3 Multiscrew | 2.3mm in diameter, 5mm to 20mm in length | 99823 | February 2015 |  | New Listing
06 - Specialist Orthopaedic | 06.03 - SKELETAL RECONSTRUCTION | 06.03.04 - Screws | 06.03.04.03 - Mini (2.01 – 2.7 mm) | LK | MO435 | 163 |  | Medical & Optical Instruments Australia Pty Ltd | RibLoc Dual Locking Screw | Locking Screws | 2.7mm diameter,6mm to 14mm length | 158694 | February 2017 |  | New Listing
06 - Specialist Orthopaedic | 06.03 - SKELETAL RECONSTRUCTION | 06.03.04 - Screws | 06.03.04.03 - Mini (2.01 – 2.7 mm) | LK | MZ017 | 163 |  | Medigroup Australia | Tritium SCP (Sternao Cable Plate), Standard Screw | Cannullous Locking Screw for use with Pioneer Tritium SCP (Sternal Cable Plate), 2.7mm | "Diamter: 2.7mm Lengths: 8mm, 10mm, 12mm, 14mm, 16mm, 18mm, 20mm" | 193369 | August 2014 |  | Changed Product Group, Product Sub Group, Suffix, Benefit.
06 - Specialist Orthopaedic | 06.03 - SKELETAL RECONSTRUCTION | 06.03.04 - Screws | 06.03.04.03 - Mini (2.01 – 2.7 mm) | LK | OH468 | 163 |  | Orthotech Pty Ltd | IXOS Radius Plpating System | Locking Screw | 2.5-3mm x 8-30mm | 217001 | August 2016 |  | Changed Size.
06 - Specialist Orthopaedic | 06.03 - SKELETAL RECONSTRUCTION | 06.03.04 - Screws | 06.03.04.03 - Mini (2.01 – 2.7 mm) | LK | PB020 | 163 |  | Australian Pacific Medical Pty Ltd | Calcaneal Locking Plate MIPO System - Locking Screw | Locking Screws | Mini (2.01mm-2.7mm) | 223188 | February 2016 |  | New Listing
06 - Specialist Orthopaedic | 06.03 - SKELETAL RECONSTRUCTION | 06.03.04 - Screws | 06.03.04.03 - Mini (2.01 – 2.7 mm) | LK | SL028 | 163 |  | Smith & Nephew Pty Ltd | D-RAD SMART PACK | Cortical screws | 2.01 mm - 2.7 mm | 104369, 214894 | February 2014 |  | New Listing
06 - Specialist Orthopaedic | 06.03 - SKELETAL RECONSTRUCTION | 06.03.04 - Screws | 06.03.04.03 - Mini (2.01 – 2.7 mm) | LK | SL030 | 163 |  | Smith & Nephew Pty Ltd | D-RAD SMART PACK | VAL Locking screws 2.01mm - 2.7mm | 2.01mm - 2.7mm | 104369, 214894 | February 2014 |  | New Listing
06 - Specialist Orthopaedic | 06.03 - SKELETAL RECONSTRUCTION | 06.03.04 - Screws | 06.03.04.03 - Mini (2.01 – 2.7 mm) | LK | SL042 | 163 |  | Smith & Nephew Pty Ltd | VLP EVOS | VAL Locking Screws | Mini Screws (2.01 – 2.7 mm) | 104369 | February 2015 |  | New Listing
06 - Specialist Orthopaedic | 06.03 - SKELETAL RECONSTRUCTION | 06.03.04 - Screws | 06.03.04.03 - Mini (2.01 – 2.7 mm) | LK | SL044 | 163 |  | Smith & Nephew Pty Ltd | VLP EVOS | VAL Locking Screws | Micro Screws (2.01 – 2.7 mm) | 104369 | February 2015 |  | New Listing
06 - Specialist Orthopaedic | 06.03 - SKELETAL RECONSTRUCTION | 06.03.04 - Screws | 06.03.04.03 - Mini (2.01 – 2.7 mm) | LK | SN968 | 163 |  | Smith & Nephew Pty Ltd | Peri-Loc | Locking screws | 2.01mm - 2.7mm | 104369 | February 2012 |  | Expanded from SN832
06 - Specialist Orthopaedic | 06.03 - SKELETAL RECONSTRUCTION | 06.03.04 - Screws | 06.03.04.03 - Mini (2.01 – 2.7 mm) | LK | SN969 | 163 |  | Smith & Nephew Pty Ltd | Peri-Loc VLP | VAL Locking Screws 2.01mm - 2.7mm | 2.01mm - 2.7mm | 104369 | February 2012 |  | Expanded from SN832
06 - Specialist Orthopaedic | 06.03 - SKELETAL RECONSTRUCTION | 06.03.04 - Screws | 06.03.04.03 - Mini (2.01 – 2.7 mm) | LK | SQ131 | 163 |  | Surgical Specialties | PediLoc - 2.7mm Self-tapping, Locking Cortical Screws | 2.7 mm Self-tapping/ Locking Cortical Screw (Threaded/ T15 Hexalobe) | Self-tapping cortical screw with T 10 hexalobe: 8mm-30mm, in 2mm increments. Self-tapping locking screw with T 10 hexalobe: 8mm-30mm, in 2mm increments. | 191602 | August 2017 |  | Expanded from SQ093
06 - Specialist Orthopaedic | 06.03 - SKELETAL RECONSTRUCTION | 06.03.04 - Screws | 06.03.04.03 - Mini (2.01 – 2.7 mm) | LK | SY651 | 163 |  | Johnson & Johnson Medical Pty Ltd | AO/ASIF Cortex Screws | Locking Head Screws | 2.4mm-2.7mm | 157068 | February 2012 |  | Expanded from SY278
06 - Specialist Orthopaedic | 06.03 - SKELETAL RECONSTRUCTION | 06.03.04 - Screws | 06.03.04.03 - Mini (2.01 – 2.7 mm) | LK | TN041 | 163 |  | Newclip Technics Australia Pty Ltd | Newclip Locking Bone Screws | Locking Bone Screw | 2.01 - 2.7mm diameter, lengths 8 - 34mm | 260233, 260234 | August 2017 |  | New Listing
06 - Specialist Orthopaedic | 06.03 - SKELETAL RECONSTRUCTION | 06.03.04 - Screws | 06.03.04.03 - Mini (2.01 – 2.7 mm) | LK | TO104 | 163 |  | Tornier Pty Ltd | Mini MaxLock Extreme System - 2.4/2.7mm Locking Screws | Bone screws, Titanium, fixed or variable angle locking | Ø2.4/2.7mm Fixed angle locking, Length 6-40mm Ø2.4mm Variable angle locking, Length 6-30mm | 214671 | February 2014 |  | New Listing
06 - Specialist Orthopaedic | 06.03 - SKELETAL RECONSTRUCTION | 06.03.04 - Screws | 06.03.04.03 - Mini (2.01 – 2.7 mm) | LK | WR032 | 163 |  | Wright Medical Australia | Micronail Intramedullary Radial Fixation | 2.5mm titanium buttress screw | 16 - 28mm | 122967 | February 2012 |  | Changed Description, Product Group, Product Sub Group, Suffix, Benefit.
06 - Specialist Orthopaedic | 06.03 - SKELETAL RECONSTRUCTION | 06.03.04 - Screws | 06.03.04.03 - Mini (2.01 – 2.7 mm) | LK | WR081 | 163 |  | Wright Medical Australia | Ortholoc Fracture System | Titanium, variable angle locking screws | 2.4, 2.7mm diameter, 8-100mm length | 198485 | February 2012 |  | Changed Suffix, Benefit.
06 - Specialist Orthopaedic | 06.03 - SKELETAL RECONSTRUCTION | 06.03.04 - Screws | 06.03.04.03 - Mini (2.01 – 2.7 mm) | LK | WR227 | 163 |  | Wright Medical Australia | Titanium Screw | Locking, non-locking or cannulated, for use only with Darco titanium plates, self-tapping | 8-40mm, 2.7mm | 122967 | February 2012 |  | Expanded from WR059
06 - Specialist Orthopaedic | 06.03 - SKELETAL RECONSTRUCTION | 06.03.04 - Screws | 06.03.04.03 - Mini (2.01 – 2.7 mm) | LK | WR243 | 163 |  | Wright Medical Australia | Charlotte Claw Locking Screws | 2.7mm stainless steel locking screws for use with Claw Plate | 2.7mm, 12-36mm | 122967 | August 2012 |  | Changed Size.
06 - Specialist Orthopaedic | 06.03 - SKELETAL RECONSTRUCTION | 06.03.04 - Screws | 06.03.04.03 - Mini (2.01 – 2.7 mm) | LK | WR257 | 163 |  | Wright Medical Australia | Evolve EPS System 2.7 Locking | Stainless Steel Variable Angle Locking Screws | 2.7mm Diameter, 10-50mm | 198485 | August 2012 |  | Expanded from WR216
06 - Specialist Orthopaedic | 06.03 - SKELETAL RECONSTRUCTION | 06.03.04 - Screws | 06.03.04.03 - Mini (2.01 – 2.7 mm) | LK | ZI201 | 163 |  | Zimmer Biomet Pty Ltd | Zimmer Cortical Screws | Cortical Screws | 6 - 50mm | 112735 | February 2015 |  | Changed Product Name, Description, Suffix, Benefit.
06 - Specialist Orthopaedic | 06.03 - SKELETAL RECONSTRUCTION | 06.03.04 - Screws | 06.03.04.03 - Mini (2.01 – 2.7 mm) | LK | ZI858 | 163 |  | Zimmer Biomet Pty Ltd | Zimmer Periarticular Locking Screws | 2.4 & 2.7mm Periarticular Locking Screws | 8-40mm | 112735 | February 2015 |  | Changed Product Name.
06 - Specialist Orthopaedic | 06.03 - SKELETAL RECONSTRUCTION | 06.03.04 - Screws | 06.03.04.03 - Mini (2.01 – 2.7 mm) | LK | ZI985 | 163 |  | Zimmer Biomet Pty Ltd | MSP Fixation System – Locking Screw | MSP Fixation System – Locking Screw | 2.4mm x 8mm, 2.4mm x 10mm, 2.4mm x 12mm, 2.4mm x 14mm, 2.4mm x 16mm, 2.4mm x 18mm | 259860 | August 2017 |  | Transferred from XD031
06 - Specialist Orthopaedic | 06.03 - SKELETAL RECONSTRUCTION | 06.03.04 - Screws | 06.03.04.04 - Micro (≤ 2.0mm) |  | BH299 | 67 |  | Zimmer Biomet Pty Ltd | ALPS Hand Fracture System | Bone Screws | 1.0 - 2.0mm | 153087 | February 2013 |  | Transferred from JJ875
06 - Specialist Orthopaedic | 06.03 - SKELETAL RECONSTRUCTION | 06.03.04 - Screws | 06.03.04.04 - Micro (≤ 2.0mm) |  | DZ041 | 67 |  | AUSTRALIAN ORTHOPAEDIC FIXATIONS PTY LTD | Valens Hand - Screws | Cortical Screws | 1.5mm, 2.0mm | 276915 | August 2017 |  | New Listing
06 - Specialist Orthopaedic | 06.03 - SKELETAL RECONSTRUCTION | 06.03.04 - Screws | 06.03.04.04 - Micro (≤ 2.0mm) |  | EF015 | 67 |  | Extend Medical | Arix Hand System | H2 Bone Screw | 2.0mm – 2.5mm diameter | 239817 | August 2015 |  | New Listing
06 - Specialist Orthopaedic | 06.03 - SKELETAL RECONSTRUCTION | 06.03.04 - Screws | 06.03.04.04 - Micro (≤ 2.0mm) |  | EO075 | 67 |  | Medartis | APTUS Screws | Cortical Screws | 1.5mm - 2.0mm Diameter | 141171 | February 2012 |  | Expanded from EO007
06 - Specialist Orthopaedic | 06.03 - SKELETAL RECONSTRUCTION | 06.03.04 - Screws | 06.03.04.04 - Micro (≤ 2.0mm) |  | ER401 | 67 |  | Emergo Asia Pacific Pty Ltd | Paragon 28 Monster Screw System-Screws, micro (≤ 2.0mm) | Paragon 28 Monster Screw System-Screws, micro, headed, blunt tip, solid, partially or fully threaded | dia 2.0 mm x length (8-100 mm) x length of thread (3-100 mm) | 289308 | August 2017 |  | New Listing
06 - Specialist Orthopaedic | 06.03 - SKELETAL RECONSTRUCTION | 06.03.04 - Screws | 06.03.04.04 - Micro (≤ 2.0mm) |  | LM256 | 67 |  | LMT Surgical Pty Ltd | Osteomed Screws | Bone Screws - threaded/lag | 1.2/1.6/2.0mm x 4-36mm | 202319 | August 2017 |  | Changed Product Name.
06 - Specialist Orthopaedic | 06.03 - SKELETAL RECONSTRUCTION | 06.03.04 - Screws | 06.03.04.04 - Micro (≤ 2.0mm) |  | MO422 | 67 |  | Medical & Optical Instruments Australia Pty Ltd | ACUMED Hexalobe 1.5mm Lag Screws | ACUMED Hexalobe 1.5mm Lag Screw | 1.5mm in diameter, 5mm to 20mm in length | 99823 | August 2015 |  | Changed Size, Benefit.
06 - Specialist Orthopaedic | 06.03 - SKELETAL RECONSTRUCTION | 06.03.04 - Screws | 06.03.04.04 - Micro (≤ 2.0mm) |  | OH517 | 67 |  | Orthotech Pty Ltd | KLS Martin Hand fracture system, standard screw | Bone screw | 1.2 – 2.0mm | 236206 | August 2015 |  | New Listing
06 - Specialist Orthopaedic | 06.03 - SKELETAL RECONSTRUCTION | 06.03.04 - Screws | 06.03.04.04 - Micro (≤ 2.0mm) |  | PB032 | 67 |  | Australian Pacific Medical Pty Ltd | Mini Locking System - Cortex Screw | Cortex Screws | ≤ 2.0mm | 223188 | February 2016 |  | New Listing
06 - Specialist Orthopaedic | 06.03 - SKELETAL RECONSTRUCTION | 06.03.04 - Screws | 06.03.04.04 - Micro (≤ 2.0mm) |  | SL006 | 67 |  | Smith & Nephew Pty Ltd | TC-100 | Cortical Screws | ≤2.0mm | 104369 | February 2012 |  | Compressed from SN112, SN540
06 - Specialist Orthopaedic | 06.03 - SKELETAL RECONSTRUCTION | 06.03.04 - Screws | 06.03.04.04 - Micro (≤ 2.0mm) |  | SL036 | 67 |  | Smith & Nephew Pty Ltd | VLP | Cortical Screws | Micro Screws ≤ 2.0mm | 104369 | August 2014 |  | New Listing
06 - Specialist Orthopaedic | 06.03 - SKELETAL RECONSTRUCTION | 06.03.04 - Screws | 06.03.04.04 - Micro (≤ 2.0mm) |  | SL043 | 67 |  | Smith & Nephew Pty Ltd | VLP EVOS | Cortical Screws | Micro (Screw size ≤ 2.0mm) | 104369 | August 2017 |  | Changed Size, Product Group, Product Sub Group, Benefit.
06 - Specialist Orthopaedic | 06.03 - SKELETAL RECONSTRUCTION | 06.03.04 - Screws | 06.03.04.04 - Micro (≤ 2.0mm) |  | SY065 | 67 |  | Johnson & Johnson Medical Pty Ltd | AO/ASIF Screws | Cortex Screw | ≤2.0mm | 157068 | February 2012 |  | Changed Product Name, Size, Product Group, Product Sub Group, Benefit.
06 - Specialist Orthopaedic | 06.03 - SKELETAL RECONSTRUCTION | 06.03.04 - Screws | 06.03.04.04 - Micro (≤ 2.0mm) |  | WR256 | 67 |  | Wright Medical Australia | Evolve EPS System Non-Locking | Stainless Steel Cortical Screws | 1.5 - 2.0mm Diameter, 10-40mm | 198485 | August 2012 |  | Expanded from WR217
06 - Specialist Orthopaedic | 06.03 - SKELETAL RECONSTRUCTION | 06.03.04 - Screws | 06.03.04.04 - Micro (≤ 2.0mm) |  | ZI742 | 67 |  | Zimmer Biomet Pty Ltd | Zimmer ECT Screws | 1.5mm Cortical Screws | 6 - 18mm | 112735 | February 2012 |  | Compressed from ZI199, ZI200
06 - Specialist Orthopaedic | 06.03 - SKELETAL RECONSTRUCTION | 06.03.04 - Screws | 06.03.04.04 - Micro (≤ 2.0mm) | Break off | DE364 | 312 |  | Device Technologies Australia Pty Ltd | QuickFix Screw Micro | Titanium Snap-off Small Bone Screw | 2.0mm Diameter x 10-14mm lengths | 140686 | February 2012 |  | Expanded from DE291
06 - Specialist Orthopaedic | 06.03 - SKELETAL RECONSTRUCTION | 06.03.04 - Screws | 06.03.04.04 - Micro (≤ 2.0mm) | Break Off | ER298 | 312 |  | Emergo Asia Pacific Pty Ltd | Orthomed Metallic Snap-off screw | The Snap-off screw is indicated for fixation of bone fragments. Snap off screws are breakable self tapping screws, which present a breakable cartridge necessary to the screw setting. They are particularly intended to repair the 2nd, 3rd, 4th and 5th metatarsal of the foot. | Thread diameter: 2mm/cortical thread Core diameter: 1mm Overall length: depending on reference Threaded length: depending on reference 2 opposite slots at the tip (self drilling and self tappering profile) 4 slots in the screw head for screwdriver grip | 191656 | August 2016 |  | Transferred from RQ001
06 - Specialist Orthopaedic | 06.03 - SKELETAL RECONSTRUCTION | 06.03.04 - Screws | 06.03.04.04 - Micro (≤ 2.0mm) | Breakoff | BH193 | 312 |  | Zimmer Biomet Pty Ltd | Twistoff Screw | TwistOff Screw Titanium | 8-15mm Long | 210290 | August 2016 |  | Changed Size.
06 - Specialist Orthopaedic | 06.03 - SKELETAL RECONSTRUCTION | 06.03.04 - Screws | 06.03.04.04 - Micro (≤ 2.0mm) | Breakoff | BU001 | 312 |  | CAB MEDICAL PTY LTD | Nexis osteosynthesis screws | Bone screw titanium alloy snap off | Diameter 2mm, Length 11-16mm |  | February 2016 |  | New Listing
06 - Specialist Orthopaedic | 06.03 - SKELETAL RECONSTRUCTION | 06.03.04 - Screws | 06.03.04.04 - Micro (≤ 2.0mm) | Breakoff | ER402 | 312 |  | Emergo Asia Pacific Pty Ltd | Paragon 28 Monster Screw System-Screws, micro (≤ 2.0mm), breakoff | Paragon 28 Monster Bite Screws, micro (≤ 2.0mm), snap-off, 1/2 or 3/4 threaded | dia 2.0 mm x length (8-24 mm) | 289308 | August 2017 |  | New Listing
06 - Specialist Orthopaedic | 06.03 - SKELETAL RECONSTRUCTION | 06.03.04 - Screws | 06.03.04.04 - Micro (≤ 2.0mm) | Breakoff | IG135 | 312 |  | Integra Neurosciences Pty Ltd | Spin screw: Snap-off screws | Titanium break-off barrel screws | Diameter 2.0 mm, Length 11 -14mm | 173963 | February 2012 |  | Expanded from IG071
06 - Specialist Orthopaedic | 06.03 - SKELETAL RECONSTRUCTION | 06.03.04 - Screws | 06.03.04.04 - Micro (≤ 2.0mm) | Breakoff | IT013 | 312 |  | Integrant Pty Ltd | Hawk 2.0mm Twist off Screw | 2.0mm Twist off Screw | 2.0mm in diameter with lengths of 11mm to 20mm | 230954 | August 2015 |  | Transferred from LA007
06 - Specialist Orthopaedic | 06.03 - SKELETAL RECONSTRUCTION | 06.03.04 - Screws | 06.03.04.04 - Micro (≤ 2.0mm) | Breakoff | SF091 | 312 |  | Signature Orthopaedics | Speyside Self Breaking Screw - Micro | Speyside Self Breaking Screw - Micro | Dia 2.0 mm x Length 7-24 mm | 184460 | February 2016 |  | Duplicated from LC077
06 - Specialist Orthopaedic | 06.03 - SKELETAL RECONSTRUCTION | 06.03.04 - Screws | 06.03.04.04 - Micro (≤ 2.0mm) | Breakoff | SM172 | 312 |  | Smith & Nephew Pty Ltd | Peri-Loc | 2.0mm Twist-Off Screw | 2.0mm Twist-Off Screw 8mm, 2.0mm Twist-Off Screw 10mm, 2.0mm Twist-Off Screw 12mm, 2.0mm Twist-Off Screw 14mm, 2.0mm Twist-Off Screw 16mm, 2.0mm Twist-Off Screw 18mm | 104369 | February 2012 |  | Changed Product Group, Product Sub Group, Suffix, Benefit.
06 - Specialist Orthopaedic | 06.03 - SKELETAL RECONSTRUCTION | 06.03.04 - Screws | 06.03.04.04 - Micro (≤ 2.0mm) | Breakoff | WR229 | 312 |  | Wright Medical Australia | Twist-off Screw | Unique feature of two thread diameters to suit variable bone quality, specifically designed for Weil-osteotomy, titanium, self drilling and self tapping, twist-off connector. | 2.0mm diameter x 11-15mm | 122967 | February 2012 |  | Expanded from WR061
06 - Specialist Orthopaedic | 06.03 - SKELETAL RECONSTRUCTION | 06.03.04 - Screws | 06.03.04.04 - Micro (≤ 2.0mm) | Breakoff, DT | EO090 | 502 |  | Medartis | APTUS SpeedTip C-Snap System | APTUS SpeedTip C-Snap Screws | 2.0mm diameter | 206157 | February 2015 |  | New Listing
06 - Specialist Orthopaedic | 06.03 - SKELETAL RECONSTRUCTION | 06.03.04 - Screws | 06.03.04.04 - Micro (≤ 2.0mm) | Breakoff, DT | OH545 | 502 |  | Orthotech Pty Ltd | Dynafit System | Snap Off, Compressive Screws | 2.0mm x 10-14mm | 216161, 216162 | August 2017 |  | Expanded from OH482
06 - Specialist Orthopaedic | 06.03 - SKELETAL RECONSTRUCTION | 06.03.04 - Screws | 06.03.04.04 - Micro (≤ 2.0mm) | CN | ER403 | 207 |  | Emergo Asia Pacific Pty Ltd | Paragon 28 Monster Screw System-Screws, micro (≤ 2.0mm), cannulated | Paragon 28 Monster Screw System-screws, micro, cannulated, headed | dia 2.0 mm x length (8-100mm) x length of thread (3-100 mm) | 289308 | August 2017 |  | New Listing
06 - Specialist Orthopaedic | 06.03 - SKELETAL RECONSTRUCTION | 06.03.04 - Screws | 06.03.04.04 - Micro (≤ 2.0mm) | CN | LM281 | 207 |  | LMT Surgical Pty Ltd | PANTERA Proximal Humerus Fracture Fixation Plate System - Cross Element Screw | Cross Element Screw | 1.9 mm | 182168 | February 2016 |  | New Listing
06 - Specialist Orthopaedic | 06.03 - SKELETAL RECONSTRUCTION | 06.03.04 - Screws | 06.03.04.04 - Micro (≤ 2.0mm) | CN | TO165 | 207 |  | Tornier Pty Ltd | Forefoot STP Screw System - 2.0mm Headless Fully Threaded Screw | Headless Cannulated Fully Threaded Screw, Titanium | Diameter 2.0mm, Length 10-30mm | 148960 | February 2016 |  | New Listing
06 - Specialist Orthopaedic | 06.03 - SKELETAL RECONSTRUCTION | 06.03.04 - Screws | 06.03.04.04 - Micro (≤ 2.0mm) | CN, DT | TN015 | 397 |  | Newclip Technics Australia Pty Ltd | Foot Motion - weil screws | Weil screw is a titanium self tapping, self-cutting screw | 2.0mm diameter, length 8mm - 15mm | 260233, 260234 | February 2016 |  | Duplicated from LM187
06 - Specialist Orthopaedic | 06.03 - SKELETAL RECONSTRUCTION | 06.03.04 - Screws | 06.03.04.04 - Micro (≤ 2.0mm) | CN,DT | BU017 | 397 |  | CAB MEDICAL PTY LTD | MAGNEZIX CS 2.0 | Absorbable compression screw. | Diameter 2.0mm | 283491 | February 2017 |  | New Listing
06 - Specialist Orthopaedic | 06.03 - SKELETAL RECONSTRUCTION | 06.03.04 - Screws | 06.03.04.04 - Micro (≤ 2.0mm) | CN,DT | EF017 | 397 |  | Extend Medical | Arix Cannulated Headless Screws | Self-tapping Compression Screw | 2.3mm diameter | 239817 | August 2015 |  | New Listing
06 - Specialist Orthopaedic | 06.03 - SKELETAL RECONSTRUCTION | 06.03.04 - Screws | 06.03.04.04 - Micro (≤ 2.0mm) | CN,DT | ER404 | 397 |  | Emergo Asia Pacific Pty Ltd | Paragon 28 Monster Screw System-Screws, micro (≤ 2.0mm), cannulated, dual thread, locking | Paragon 28 Monster micro screws, cannulated, dual thread, locking, headless, partially threaded | dia 2.0 mm x length (8-100 mm) x length of thread (3mm-32 mm) | 289308 | August 2017 |  | New Listing
06 - Specialist Orthopaedic | 06.03 - SKELETAL RECONSTRUCTION | 06.03.04 - Screws | 06.03.04.04 - Micro (≤ 2.0mm) | CN,DT | LM258 | 397 |  | LMT Surgical Pty Ltd | Bone Screws- cannulated | Screws - cannulated | 2.0mm x 6.0-36mm | 202319 | August 2017 |  | Changed Product Name, Description, Size.
06 - Specialist Orthopaedic | 06.03 - SKELETAL RECONSTRUCTION | 06.03.04 - Screws | 06.03.04.04 - Micro (≤ 2.0mm) | CN,DT | LM282 | 397 |  | LMT Surgical Pty Ltd | IBS Screw | Compression Screw | 2mm diameter | 266217 | February 2016 |  | New Listing
06 - Specialist Orthopaedic | 06.03 - SKELETAL RECONSTRUCTION | 06.03.04 - Screws | 06.03.04.04 - Micro (≤ 2.0mm) | CN,DT | PB035 | 397 |  | Australian Pacific Medical Pty Ltd | Mini Locking System - Headless Compression Screw | Compression Screws | 1.5mm & 2mm | 223188 | February 2016 |  | New Listing
06 - Specialist Orthopaedic | 06.03 - SKELETAL RECONSTRUCTION | 06.03.04 - Screws | 06.03.04.04 - Micro (≤ 2.0mm) | CN,DT | SY647 | 397 |  | Johnson & Johnson Medical Pty Ltd | AO/ASIF Screws | HCS Countersinkable Compression Screw | ≤ 2.0mm | 157068 | February 2016 |  | Changed Size, Suffix.
06 - Specialist Orthopaedic | 06.03 - SKELETAL RECONSTRUCTION | 06.03.04 - Screws | 06.03.04.04 - Micro (≤ 2.0mm) | CN,DT | TO164 | 397 |  | Tornier Pty Ltd | Forefoot STP Screw System - 2.0mm Headless Compression Screw | Headless Cannulated Compression Screw, Titanium | Diameter 2.0mm, Length 10-30mm | 148960 | February 2016 |  | New Listing
06 - Specialist Orthopaedic | 06.03 - SKELETAL RECONSTRUCTION | 06.03.04 - Screws | 06.03.04.04 - Micro (≤ 2.0mm) | CN,DT | WR300 | 397 |  | Wright Medical Australia | Omnitech Evolution | Headless Compression Screw - Cannulated, Titanium, Sefl-tapping, Self-drilling | 1.7mm diameter 6-15mm length in 2mm increments | 151098 | August 2016 |  | New Listing
06 - Specialist Orthopaedic | 06.03 - SKELETAL RECONSTRUCTION | 06.03.04 - Screws | 06.03.04.04 - Micro (≤ 2.0mm) | CN,DT,LK | LM131 | 467 |  | LMT Surgical Pty Ltd | TriMed Compression Screws | Compression screws | 1.7mm | 229704 | August 2015 |  | Changed Suffix.
06 - Specialist Orthopaedic | 06.03 - SKELETAL RECONSTRUCTION | 06.03.04 - Screws | 06.03.04.04 - Micro (≤ 2.0mm) | DT | EO091 | 257 |  | Medartis | APTUS SpeedTip C System | APTUS SpeedTip C Screws | 2.0mm diameter | 206157 | February 2015 |  | New Listing
06 - Specialist Orthopaedic | 06.03 - SKELETAL RECONSTRUCTION | 06.03.04 - Screws | 06.03.04.04 - Micro (≤ 2.0mm) | DT | OH544 | 257 |  | Orthotech Pty Ltd | Dynafit System | Compressive Screw | 2.0mm x 10-14mm | 216161, 216162 | August 2017 |  | Expanded from OH482
06 - Specialist Orthopaedic | 06.03 - SKELETAL RECONSTRUCTION | 06.03.04 - Screws | 06.03.04.04 - Micro (≤ 2.0mm) | DT | TO128 | 257 |  | Tornier Pty Ltd | NexFix Compression Pin | The NexFix Compression Pin is a tapered stainless steel compression pin for use in maintaining alignment and providing interfragmentary compression of small bones in osteotomies, fusions and fractures until a stable bony union occurs. It is self drilling | 2.0mm x 10mm, 2.0mm x 12mm, 2.0mm x 14mm, 2.0mm x 16mm, 2.7mm x 20mm, 2.7mm x 24mm, 3.5mm x 25mm, 3.5mm x 30mm | 132072 | February 2014 |  | Transferred from OE020
06 - Specialist Orthopaedic | 06.03 - SKELETAL RECONSTRUCTION | 06.03.04 - Screws | 06.03.04.04 - Micro (≤ 2.0mm) | DT, Break off | MO367 | 502 |  | Medical & Optical Instruments Australia Pty Ltd | Acumed Fixation Screw | Acutrak Compression Screw Titanium | ≤2mm | 99823 | February 2012 |  | Expanded from MO179
06 - Specialist Orthopaedic | 06.03 - SKELETAL RECONSTRUCTION | 06.03.04 - Screws | 06.03.04.04 - Micro (≤ 2.0mm) | DT, LK | EO072 | 297 |  | Medartis | APTUS Screws | Aptus Locking Screws | 1.5mm - 2.0mm Diameter | 141171 | February 2012 |  | Expanded from EO006
06 - Specialist Orthopaedic | 06.03 - SKELETAL RECONSTRUCTION | 06.03.04 - Screws | 06.03.04.04 - Micro (≤ 2.0mm) | DT,LK | OH514 | 327 |  | Orthotech Pty Ltd | KLS Martin Hand fracture system - multidirectional locking screw | Multidirectional locking screw | 1.2 – 2.0mm | 236206 | August 2015 |  | New Listing
06 - Specialist Orthopaedic | 06.03 - SKELETAL RECONSTRUCTION | 06.03.04 - Screws | 06.03.04.04 - Micro (≤ 2.0mm) | LK | BH300 | 137 |  | Zimmer Biomet Pty Ltd | ALPS Hand Fracture System | Locking Bone Screws | 1.0 - 2.0mm | 153087 | February 2013 |  | Transferred from JJ876
06 - Specialist Orthopaedic | 06.03 - SKELETAL RECONSTRUCTION | 06.03.04 - Screws | 06.03.04.04 - Micro (≤ 2.0mm) | LK | DZ042 | 137 |  | AUSTRALIAN ORTHOPAEDIC FIXATIONS PTY LTD | Valens Hand - Screws | Locking Screws | 1.5mm, 2.0mm | 276915 | August 2017 |  | New Listing
06 - Specialist Orthopaedic | 06.03 - SKELETAL RECONSTRUCTION | 06.03.04 - Screws | 06.03.04.04 - Micro (≤ 2.0mm) | LK | DZ053 | 137 |  | AUSTRALIAN ORTHOPAEDIC FIXATIONS PTY LTD | Valens Shoulder and Elbow - Screws | Self-Tapping Locking Screws | 2.0mm | 276915 | August 2017 |  | New Listing
06 - Specialist Orthopaedic | 06.03 - SKELETAL RECONSTRUCTION | 06.03.04 - Screws | 06.03.04.04 - Micro (≤ 2.0mm) | LK | EF014 | 137 |  | Extend Medical | Arix Hand System | Self-tapping Locking Bone Screws | 2.0mm – 2.3mm diameter | 239817 | August 2015 |  | New Listing
06 - Specialist Orthopaedic | 06.03 - SKELETAL RECONSTRUCTION | 06.03.04 - Screws | 06.03.04.04 - Micro (≤ 2.0mm) | LK | ER427 | 137 |  | Emergo Asia Pacific Pty Ltd | Paragon 26 Gorilla Plating System-Screws, micro | Paragon 26 Gorilla Plating System-Screws, locking, baby | dia 2.0 mm x length (8-40 mm) | 289308 | August 2017 |  | New Listing
06 - Specialist Orthopaedic | 06.03 - SKELETAL RECONSTRUCTION | 06.03.04 - Screws | 06.03.04.04 - Micro (≤ 2.0mm) | LK | LM257 | 137 |  | LMT Surgical Pty Ltd | OsteoMed HPS | Bone screws - angled locking | 1.6/2mm x 6-36mm | 202230 | August 2015 |  | Transferred from OH460
06 - Specialist Orthopaedic | 06.03 - SKELETAL RECONSTRUCTION | 06.03.04 - Screws | 06.03.04.04 - Micro (≤ 2.0mm) | LK | MO420 | 137 |  | Medical & Optical Instruments Australia Pty Ltd | ACUMED Hexalobe 1.5mm Multiscrews | ACUMED Hexalobe 1.5mm locking Multiscrew | 1.5mm in diameter, 5mm to 20mm in length | 99823 | February 2015 |  | New Listing
06 - Specialist Orthopaedic | 06.03 - SKELETAL RECONSTRUCTION | 06.03.04 - Screws | 06.03.04.04 - Micro (≤ 2.0mm) | LK | PB034 | 137 |  | Australian Pacific Medical Pty Ltd | Mini Locking System - Locking Screw, Stardrive, Self Tapping | Locking Screws | 1.5mm & 2mm | 223188 | February 2016 |  | New Listing
06 - Specialist Orthopaedic | 06.03 - SKELETAL RECONSTRUCTION | 06.03.04 - Screws | 06.03.04.04 - Micro (≤ 2.0mm) | LK | SK526 | 137 |  | Stryker Australia Pty Ltd | Stryker Locking Plate System | Locking Screws | 1.2-2.0mm diameter | 124318 | February 2012 |  | Expanded from SK464
06 - Specialist Orthopaedic | 06.03 - SKELETAL RECONSTRUCTION | 06.03.04 - Screws | 06.03.04.04 - Micro (≤ 2.0mm) | LK | SL037 | 137 |  | Smith & Nephew Pty Ltd | VLP | VAL Locking screws | Micro Screws ≤ 2.0mm | 104369 | August 2014 |  | New Listing
06 - Specialist Orthopaedic | 06.03 - SKELETAL RECONSTRUCTION | 06.03.04 - Screws | 06.03.04.04 - Micro (≤ 2.0mm) | LK | SY650 | 137 |  | Johnson & Johnson Medical Pty Ltd | AO/ASIF Cortex Screws | Locking head screws | 1.3-2.0mm | 157068 | August 2016 |  | Changed Size.
06 - Specialist Orthopaedic | 06.03 - SKELETAL RECONSTRUCTION | 06.03.04 - Screws | 06.03.04.04 - Micro (≤ 2.0mm) | LK | WR030 | 137 |  | Wright Medical Australia | Evolve Locking Cancellous Bone Screws | The Evolve stainless steel locking screw | 2.0mm x 14 - 28mm | 122967 | February 2012 |  | Changed Product Group, Product Sub Group, Benefit.
06 - Specialist Orthopaedic | 06.03 - SKELETAL RECONSTRUCTION | 06.03.04 - Screws | 06.03.04.04 - Micro (≤ 2.0mm) | LK | WR073 | 137 |  | Wright Medical Australia | Ortholoc Fracture System | Titanium, variable angle locking screws | 2.0mm diameter, 8 - 100mm length | 198485 | February 2012 |  | Changed Suffix, Benefit.
06 - Specialist Orthopaedic | 06.03 - SKELETAL RECONSTRUCTION | 06.03.04 - Screws | 06.03.04.04 - Micro (≤ 2.0mm) | LK | WR258 | 137 |  | Wright Medical Australia | Evolve EPS System 2.0 Locking | Stainless Steel Variable Angle Locking Screws | 2.0mm Diameter, 10-50mm | 198485 | August 2012 |  | Expanded from WR216
06 - Specialist Orthopaedic | 06.03 - SKELETAL RECONSTRUCTION | 06.03.04 - Screws | 06.03.04.05 - Dynamic |  | AE068 | 247 |  | Allegra Orthopaedics Pty Ltd | ASDM Clavicle Compression System | Clavicle Compression Pin Titanium Screw, Double Threaded | 3.2 & 4.0 mm x 50mm - 130mm | 127403 | February 2012 |  | Changed Product Group, Product Sub Group, Suffix, Benefit.
06 - Specialist Orthopaedic | 06.03 - SKELETAL RECONSTRUCTION | 06.03.04 - Screws | 06.03.04.05 - Dynamic |  | HW333 | 247 |  | Stryker Australia Pty Ltd | Omega Plus Compression Hip Screw System | Lag Screw - Standard - Stainless Steel | 50-130mm length | 119660 | February 2012 |  | Changed Product Group, Product Sub Group, Benefit.
06 - Specialist Orthopaedic | 06.03 - SKELETAL RECONSTRUCTION | 06.03.04 - Screws | 06.03.04.05 - Dynamic |  | HW334 | 247 |  | Stryker Australia Pty Ltd | Omega Plus Compression Hip Screw System | Lag Screw - Super - Stainless Steel | 50-130mm length | 119660, 76592 | February 2012 |  | Changed Product Group, Product Sub Group, Benefit.
06 - Specialist Orthopaedic | 06.03 - SKELETAL RECONSTRUCTION | 06.03.04 - Screws | 06.03.04.05 - Dynamic |  | OU035 | 247 |  | Ortho Solutions Pty Ltd | CHS/SCS Lag Screw | Lag Screrw | CHS/SCS Lag Screw 50mm to145mm | 198754 | February 2013 |  | New Listing
06 - Specialist Orthopaedic | 06.03 - SKELETAL RECONSTRUCTION | 06.03.04 - Screws | 06.03.04.05 - Dynamic |  | SK228 | 274 |  | Stryker Australia Pty Ltd | Omega Plus Compression Hip Screw System | Cephalic Implants | Hansson Twin Hook 50-140mm | 94876 | August 2013 |  | Changed Product Group, Product Sub Group, Benefit.
06 - Specialist Orthopaedic | 06.03 - SKELETAL RECONSTRUCTION | 06.03.04 - Screws | 06.03.04.05 - Dynamic |  | SN489 | 247 |  | Smith & Nephew Pty Ltd | Intermediate Osteotomy System | Lag | 35 mm - 85mm, 1 1/2" - 3-3/4" | 25902 | February 2012 |  | Changed Product Group, Product Sub Group, Benefit.
06 - Specialist Orthopaedic | 06.03 - SKELETAL RECONSTRUCTION | 06.03.04 - Screws | 06.03.04.05 - Dynamic |  | SN492 | 247 |  | Smith & Nephew Pty Ltd | Paediatric Osteotomy System | Lag Screw | 22mm- 40mm | 25902 | February 2012 |  | Changed Product Group, Product Sub Group, Benefit.
06 - Specialist Orthopaedic | 06.03 - SKELETAL RECONSTRUCTION | 06.03.04 - Screws | 06.03.04.05 - Dynamic |  | SY054 | 247 |  | Johnson & Johnson Medical Pty Ltd | AO/ASIF Screws | DHS/DCS lag screw | 50-145mm L | 157068 | February 2013 |  | Change.
06 - Specialist Orthopaedic | 06.03 - SKELETAL RECONSTRUCTION | 06.03.04 - Screws | 06.03.04.05 - Dynamic |  | SY690 | 247 |  | Johnson & Johnson Medical Pty Ltd | MultiLoc Screw | Conical, Locking "Screw-in-Screw" | 4.5mm; 20mm - 60mm Length | 161139 | August 2012 |  | New Listing
06 - Specialist Orthopaedic | 06.03 - SKELETAL RECONSTRUCTION | 06.03.04 - Screws | 06.03.04.05 - Dynamic |  | ZI158 | 247 |  | Zimmer Biomet Pty Ltd | Zimmer Internal Fixation Systems: Compression Hip Screw | Freelock/Versa-fx lag screw - Stainless Steel | 50 mm - 150 mm long | 112735 | February 2012 |  | Changed Product Group, Product Sub Group, Benefit.
06 - Specialist Orthopaedic | 06.03 - SKELETAL RECONSTRUCTION | 06.03.04 - Screws | 06.03.04.06 - Screw Washers |  | BH169 | 103 |  | Zimmer Biomet Pty Ltd | Washerloc Tibial Fixation Device | Interference Anchor Plate | (4.75 or 6.5)mm dia x 15-50mm | 116765 | February 2012 |  | Expanded from BI206
06 - Specialist Orthopaedic | 06.03 - SKELETAL RECONSTRUCTION | 06.03.04 - Screws | 06.03.04.06 - Screw Washers |  | BH189 | 103 |  | Zimmer Biomet Pty Ltd | Small / Large Fragment Set S/S | Washer Spiked, Standard, Cancellous, Cortical & Fastening Wire | One size only | 200720 | February 2013 |  | Transferred from DP759
06 - Specialist Orthopaedic | 06.03 - SKELETAL RECONSTRUCTION | 06.03.04 - Screws | 06.03.04.06 - Screw Washers |  | BH280 | 103 |  | Zimmer Biomet Pty Ltd | ALPS SFS | Flat and cupped Titanium washers | Flat and cupped | 200720 | February 2013 |  | Transferred from JJ719
06 - Specialist Orthopaedic | 06.03 - SKELETAL RECONSTRUCTION | 06.03.04 - Screws | 06.03.04.06 - Screw Washers |  | BH286 | 103 |  | Zimmer Biomet Pty Ltd | ALPS LFS | Flat and cupped Titanium washers | 4.5-6.5mm | 200720 | February 2013 |  | Transferred from JJ728
06 - Specialist Orthopaedic | 06.03 - SKELETAL RECONSTRUCTION | 06.03.04 - Screws | 06.03.04.06 - Screw Washers |  | BH332 | 103 |  | Zimmer Biomet Pty Ltd | Small / Large Fragment Set | Washer Titanium - Flat/Cup/Countersink | One size only | 200720 | February 2013 |  | Transferred from DP646
06 - Specialist Orthopaedic | 06.03 - SKELETAL RECONSTRUCTION | 06.03.04 - Screws | 06.03.04.06 - Screw Washers |  | DE071 | 103 |  | Device Technologies Australia Pty Ltd | Washer | Screw Washer | 6mm - 18mm | 140690, 280276 | February 2017 |  | Changed Size.
06 - Specialist Orthopaedic | 06.03 - SKELETAL RECONSTRUCTION | 06.03.04 - Screws | 06.03.04.06 - Screw Washers |  | DE163 | 103 |  | Device Technologies Australia Pty Ltd | Bio-Post & Washers | PLLA composition | Implant 35mm - 50mm, Washers 16mm | 140794 | February 2012 |  | Changed Product Group, Product Sub Group, Suffix, Benefit.
06 - Specialist Orthopaedic | 06.03 - SKELETAL RECONSTRUCTION | 06.03.04 - Screws | 06.03.04.06 - Screw Washers |  | DZ023 | 103 |  | AUSTRALIAN ORTHOPAEDIC FIXATIONS PTY LTD | Austofix Femoral & Tibial Nailing System | Washer for screws; s-s | Dia 11mm & 13mm | 111818 | February 2017 |  | Transferred from AX027
06 - Specialist Orthopaedic | 06.03 - SKELETAL RECONSTRUCTION | 06.03.04 - Screws | 06.03.04.06 - Screw Washers |  | DZ038 | 103 |  | AUSTRALIAN ORTHOPAEDIC FIXATIONS PTY LTD | Valens - Cannulated Screw Washer | Washer | 8mm, 10mm, 12mm | 276915 | August 2017 |  | New Listing
06 - Specialist Orthopaedic | 06.03 - SKELETAL RECONSTRUCTION | 06.03.04 - Screws | 06.03.04.06 - Screw Washers |  | ER405 | 103 |  | Emergo Asia Pacific Pty Ltd | Paragon 28 Monster Screw System-washer | Paragon 28 Monster Screw System-washer, deep well, flat/dome | dia 2-7 mm | 289309 | August 2017 |  | New Listing
06 - Specialist Orthopaedic | 06.03 - SKELETAL RECONSTRUCTION | 06.03.04 - Screws | 06.03.04.06 - Screw Washers |  | HW298 | 103 |  | Stryker Australia Pty Ltd | Asnis Guided Screw System | Washer, Stainless Steel | One size only | 119849 | February 2012 |  | Changed Product Group, Product Sub Group, Suffix, Benefit.
06 - Specialist Orthopaedic | 06.03 - SKELETAL RECONSTRUCTION | 06.03.04 - Screws | 06.03.04.06 - Screw Washers |  | HW299 | 103 |  | Stryker Australia Pty Ltd | Asnis Guided Screw System | Washer - Titanium | 4, 5, 6.5,8mm | 119849, 16235 | February 2012 |  | Changed Product Group, Product Sub Group, Suffix, Benefit.
06 - Specialist Orthopaedic | 06.03 - SKELETAL RECONSTRUCTION | 06.03.04 - Screws | 06.03.04.06 - Screw Washers |  | IT002 | 103 |  | Integrant Pty Ltd | Hawk 6.5mm Cannulated Screw System - Washer | Titanium Washer | Internal diameter 6.6mm and external diameter 14mm | 232499 | August 2015 |  | Transferred from LA003
06 - Specialist Orthopaedic | 06.03 - SKELETAL RECONSTRUCTION | 06.03.04 - Screws | 06.03.04.06 - Screw Washers |  | IT003 | 103 |  | Integrant Pty Ltd | Hawk 4.0mm Cannulated Screw System - Washer | Titanium washer | internal diameter of 4.13mm and external diameter of 10mm | 232499 | August 2015 |  | Transferred from LA006
06 - Specialist Orthopaedic | 06.03 - SKELETAL RECONSTRUCTION | 06.03.04 - Screws | 06.03.04.06 - Screw Washers |  | JJ824 | 103 |  | Johnson & Johnson Medical Pty Ltd | Bristow-Latarjet Instability Shoulder Set - Top Hat Screw | Cannulated titanium top hat screw | One size only | 136374 | February 2012 |  | Changed Size, Suffix, Benefit.
06 - Specialist Orthopaedic | 06.03 - SKELETAL RECONSTRUCTION | 06.03.04 - Screws | 06.03.04.06 - Screw Washers |  | LM081 | 103 |  | LMT Surgical Pty Ltd | Surgicraft Washers | Fixation Washers | 0.5-3mm | 149434 | February 2012 |  | Changed Product Group, Product Sub Group, Benefit.
06 - Specialist Orthopaedic | 06.03 - SKELETAL RECONSTRUCTION | 06.03.04 - Screws | 06.03.04.06 - Screw Washers |  | LM255 | 103 |  | LMT Surgical Pty Ltd | OsteoMed FPS | Screw Washers | 2/2.7/3.5/4.0mm | 202319 | August 2015 |  | Transferred from OH458
06 - Specialist Orthopaedic | 06.03 - SKELETAL RECONSTRUCTION | 06.03.04 - Screws | 06.03.04.06 - Screw Washers |  | LM316 | 103 |  | LMT Surgical Pty Ltd | Skeletal Dynamics Washer | Washer | One size | 278692 | February 2017 |  | New Listing
06 - Specialist Orthopaedic | 06.03 - SKELETAL RECONSTRUCTION | 06.03.04 - Screws | 06.03.04.06 - Screw Washers |  | MO158 | 103 |  | Medical & Optical Instruments Australia Pty Ltd | Polarus Humeral Rod System | Polarus Washer | 3.5mm | 169180 | February 2012 |  | Changed Product Group, Product Sub Group, Benefit.
06 - Specialist Orthopaedic | 06.03 - SKELETAL RECONSTRUCTION | 06.03.04 - Screws | 06.03.04.06 - Screw Washers |  | OH489 | 103 |  | Orthotech Pty Ltd | DynafitSystem | washer | 8-10mm | 221403 | February 2015 |  | New Listing
06 - Specialist Orthopaedic | 06.03 - SKELETAL RECONSTRUCTION | 06.03.04 - Screws | 06.03.04.06 - Screw Washers |  | OH519 | 103 |  | Orthotech Pty Ltd | KLS Martin Hand fracture system - washer | Washer | 4.5 – 5mm | 236206 | August 2015 |  | New Listing
06 - Specialist Orthopaedic | 06.03 - SKELETAL RECONSTRUCTION | 06.03.04 - Screws | 06.03.04.06 - Screw Washers |  | OU048 | 103 |  | Ortho Solutions Pty Ltd | Cannulated Bone Screw Washers | Washers | 4.0mm Cannulated screw plain washer 4.0mm Cannulated screw cup washer 5.0mm Cannulated screw plain washer 5.00mm Cannulated screw cup washer 6.5mm Titanium flat washer 8.0mm titanium flat washer FPS 3.5mm washer | 228377 | August 2014 |  | New Listing
06 - Specialist Orthopaedic | 06.03 - SKELETAL RECONSTRUCTION | 06.03.04 - Screws | 06.03.04.06 - Screw Washers |  | PB041 | 103 |  | Australian Pacific Medical Pty Ltd | Washers | Washers | Thickness 1- 5.5mm Width 7 - 13mm | 223188 | August 2016 |  | New Listing
06 - Specialist Orthopaedic | 06.03 - SKELETAL RECONSTRUCTION | 06.03.04 - Screws | 06.03.04.06 - Screw Washers |  | SF095 | 103 |  | Signature Orthopaedics | Versa Screw Washer | Versa Screw Washer | One Size | 184460 | August 2015 |  | Duplicated from LC121
06 - Specialist Orthopaedic | 06.03 - SKELETAL RECONSTRUCTION | 06.03.04 - Screws | 06.03.04.06 - Screw Washers |  | SK201 | 103 |  | Stryker Australia Pty Ltd | Stryker Trauma Locking Nail System | Proximal Humeral Nail | Proximal Humerous Washer round/square | 119849, 76714 | February 2012 |  | Changed Product Group, Product Sub Group, Benefit.
06 - Specialist Orthopaedic | 06.03 - SKELETAL RECONSTRUCTION | 06.03.04 - Screws | 06.03.04.06 - Screw Washers |  | SK565 | 103 |  | Stryker Australia Pty Ltd | Stryker Plating System | Washers | 7-13mm | 119849 | February 2012 |  | Expanded from ST040
06 - Specialist Orthopaedic | 06.03 - SKELETAL RECONSTRUCTION | 06.03.04 - Screws | 06.03.04.06 - Screw Washers |  | SL007 | 103 |  | Smith & Nephew Pty Ltd | Universal Washers | Screw Washers | All sizes | 120321 | February 2012 |  | Compressed from SN449, SN450, SN626, SN627, SN628
06 - Specialist Orthopaedic | 06.03 - SKELETAL RECONSTRUCTION | 06.03.04 - Screws | 06.03.04.06 - Screw Washers |  | SN424 | 103 |  | Smith & Nephew Pty Ltd | ACL/PCL Reconstructions | Acufex Spiked Washer | One size only | 24411 | February 2012 |  | Changed Product Group, Product Sub Group, Benefit.
06 - Specialist Orthopaedic | 06.03 - SKELETAL RECONSTRUCTION | 06.03.04 - Screws | 06.03.04.06 - Screw Washers |  | SQ129 | 103 |  | Surgical Specialties | Screw Washer | Stainless Steel | Screw sizes 4.0mm - 7.0mm | 191602 | August 2017 |  | New Listing
06 - Specialist Orthopaedic | 06.03 - SKELETAL RECONSTRUCTION | 06.03.04 - Screws | 06.03.04.06 - Screw Washers |  | SY092 | 103 |  | Johnson & Johnson Medical Pty Ltd | AO/ASIF Washers | Washers | 1.0mm - 18mm | 133919 | February 2016 |  | Changed Size.
06 - Specialist Orthopaedic | 06.03 - SKELETAL RECONSTRUCTION | 06.03.04 - Screws | 06.03.04.06 - Screw Washers |  | TN003 | 103 |  | Newclip Technics Australia Pty Ltd | Washers | Washers | 4-8 mm | 260231 | February 2016 |  | New Listing
06 - Specialist Orthopaedic | 06.03 - SKELETAL RECONSTRUCTION | 06.03.04 - Screws | 06.03.04.06 - Screw Washers |  | TO115 | 103 |  | Tornier Pty Ltd | MaxTorque Cannulated Screw System- Washers | Screw washer, Titanium, Contoured or Flat | Ø4.0 to 7.0mm | 214803 | February 2014 |  | New Listing
06 - Specialist Orthopaedic | 06.03 - SKELETAL RECONSTRUCTION | 06.03.04 - Screws | 06.03.04.06 - Screw Washers |  | TO127 | 103 |  | Tornier Pty Ltd | NexFix Washer | The NexFix Washer is a threaded circular piece of stainless steel through which is inserted a NexFix Compression Screw. The Compression Screw is locked to the washer to form a headed screw that will increase bone coverage and prevent the screw from sinking | 9mm, 11mm, 13mm | 163237 | February 2014 |  | Transferred from OE019
06 - Specialist Orthopaedic | 06.03 - SKELETAL RECONSTRUCTION | 06.03.04 - Screws | 06.03.04.06 - Screw Washers |  | WR060 | 103 |  | Wright Medical Australia | Ring washer | Screw Washers | 2.7/3.7/4.0/4.5 | 122967 | February 2012 |  | Changed Product Group, Product Sub Group, Benefit.
06 - Specialist Orthopaedic | 06.03 - SKELETAL RECONSTRUCTION | 06.03.04 - Screws | 06.03.04.06 - Screw Washers |  | WR297 | 103 |  | Wright Medical Australia | SALVATION 3Di Plating System - Washers | Washer | One size only | 168052 | February 2016 |  | New Listing
06 - Specialist Orthopaedic | 06.03 - SKELETAL RECONSTRUCTION | 06.03.04 - Screws | 06.03.04.06 - Screw Washers |  | ZI210 | 103 |  | Zimmer Biomet Pty Ltd | Zimmer Washers | Washer | Small & Large | 112735 | February 2017 |  | Changed Product Name, Description.
06 - Specialist Orthopaedic | 06.03 - SKELETAL RECONSTRUCTION | 06.03.04 - Screws | 06.03.04.06 - Screw Washers | Ti | SN982 | 85 |  | Smith & Nephew Pty Ltd | Double-spiked plate | Low-profile washer for tibial fixation system | 10-25mm | 109451 | August 2012 |  | New Listing
06 - Specialist Orthopaedic | 06.03 - SKELETAL RECONSTRUCTION | 06.03.04 - Screws | 06.03.04.07 - Screw post/peg |  | AE255 | 140 |  | Allegra Orthopaedics Pty Ltd | CarboFix Piccolo Plate Systems – Pegs | Titanium alloy smooth locking pegs for fixation of CarboFix plate head. | 2.0mm x 14mm, 16mm, 18mm, 20mm, 22mm, 24mm, 26mm | 222648 | August 2015 |  | New Listing
06 - Specialist Orthopaedic | 06.03 - SKELETAL RECONSTRUCTION | 06.03.04 - Screws | 06.03.04.07 - Screw post/peg |  | EO088 | 140 |  | Medartis | Aptus Shoulder (Spiral Blades ) | Spiral Blades Proximal Humerus | 3.5mm System | 141170 | August 2013 |  | New Listing
06 - Specialist Orthopaedic | 06.03 - SKELETAL RECONSTRUCTION | 06.03.04 - Screws | 06.03.04.07 - Screw post/peg |  | LM041 | 140 |  | LMT Surgical Pty Ltd | Trimed Bearing Plate, Fixation Pegs | Bearing plate fixation pegs | 2.3mm | 182677 | February 2012 |  | Changed Description, Size, Product Group, Product Sub Group, Suffix, Benefit.
06 - Specialist Orthopaedic | 06.03 - SKELETAL RECONSTRUCTION | 06.03.04 - Screws | 06.03.04.07 - Screw post/peg |  | LM311 | 140 |  | LMT Surgical Pty Ltd | Skeletal Dynamics Pegs | Smooth Pegs:Locking, Threaded Pegs: Locking & Non Locking | 2mm, 2.3mm & 2.7mm | 278692 | February 2017 |  | New Listing
06 - Specialist Orthopaedic | 06.03 - SKELETAL RECONSTRUCTION | 06.03.04 - Screws | 06.03.04.07 - Screw post/peg |  | LV022 | 140 |  | ConMed Linvatec Australia Pty Ltd | EndoPearl Bio-Absorbable Implant - ACL Fixation | ACL Fixation - PLLA | 7mm - 9mm | 151007 | February 2012 |  | Changed Product Group, Product Sub Group, Suffix, Benefit.
06 - Specialist Orthopaedic | 06.03 - SKELETAL RECONSTRUCTION | 06.03.04 - Screws | 06.03.04.07 - Screw post/peg |  | SK154 | 140 |  | Stryker Australia Pty Ltd | Stryker Cross-Screw | HA/PLLA screw for ligament/tendon fixation | Dia 6mm: Length 40-60mm | 143030 | February 2012 |  | Changed Product Group, Product Sub Group, Suffix, Benefit.
06 - Specialist Orthopaedic | 06.03 - SKELETAL RECONSTRUCTION | 06.03.04 - Screws | 06.03.04.07 - Screw post/peg |  | SK155 | 140 |  | Stryker Australia Pty Ltd | Wedge Interference screw | Threaded PLLA screw with cross pin for ligament/tendon fixation | Dia 7-12mm, Length 20-40mm; pin length standard | 139735 | February 2012 |  | Changed Product Group, Product Sub Group, Suffix, Benefit.
06 - Specialist Orthopaedic | 06.03 - SKELETAL RECONSTRUCTION | 06.03.04 - Screws | 06.03.04.07 - Screw post/peg |  | SL029 | 140 |  | Smith & Nephew Pty Ltd | D-RAD SMART PACK | Variable angle locking screw or peg | 1.0 - 2.0mm | 104369, 214894 | February 2014 |  | New Listing
06 - Specialist Orthopaedic | 06.03 - SKELETAL RECONSTRUCTION | 06.03.04 - Screws | 06.03.04.07 - Screw post/peg |  | SN422 | 140 |  | Smith & Nephew Pty Ltd | Fixation Post | Tibial fixation device | 25 -55mm | 24411 | February 2012 |  | Changed Product Sub Group, Benefit.
06 - Specialist Orthopaedic | 06.03 - SKELETAL RECONSTRUCTION | 06.03.04 - Screws | 06.03.04.07 - Screw post/peg |  | SY110 | 140 |  | Johnson & Johnson Medical Pty Ltd | AO/ASIF Screws | Buttress Pin | Various lengths | 157068 | August 2012 |  | Changed Description, Size.
06 - Specialist Orthopaedic | 06.03 - SKELETAL RECONSTRUCTION | 06.03.04 - Screws | 06.03.04.07 - Screw post/peg |  | SY435 | 140 |  | Johnson & Johnson Medical Pty Ltd | Epoca Custom Offset Shoulder Prosthesis | Epoca Screw | 8-30mm | 214668 | February 2017 |  | Changed Description.
06 - Specialist Orthopaedic | 06.03 - SKELETAL RECONSTRUCTION | 06.03.04 - Screws | 06.03.04.07 - Screw post/peg |  | SY649 | 140 |  | Johnson & Johnson Medical Pty Ltd | AO/ASIF Screws | Self Drilling, self tapping, conical screws | ≥ 3.5mm | 157068 | August 2012 |  | Changed Description, Size.
06 - Specialist Orthopaedic | 06.03 - SKELETAL RECONSTRUCTION | 06.03.04 - Screws | 06.03.04.07 - Screw post/peg |  | TO098 | 140 |  | Tornier Pty Ltd | MaxLock Extreme System - DRLock Extreme Locking Peg | Locking Peg, Titanium | Ø2.0mm, Length 10-30mm | 214671 | February 2014 |  | New Listing
06 - Specialist Orthopaedic | 06.03 - SKELETAL RECONSTRUCTION | 06.03.04 - Screws | 06.03.04.08 - Screw Accessories - Nuts |  | SK204 | 40 |  | Stryker Australia Pty Ltd | Stryker Trauma Locking Nail System | SCN | Nut for Condyle Screws 5mm | 139625, 76714 | August 2014 |  | Changed Product Group, Product Sub Group, Benefit.
06 - Specialist Orthopaedic | 06.03 - SKELETAL RECONSTRUCTION | 06.03.04 - Screws | 06.03.04.08 - Screw Accessories - Nuts |  | SK566 | 40 |  | Stryker Australia Pty Ltd | Stryker Plating System | Nuts | 4.5-5.0mm | 120234 | February 2012 |  | Expanded from ST040
06 - Specialist Orthopaedic | 06.03 - SKELETAL RECONSTRUCTION | 06.03.04 - Screws | 06.03.04.08 - Screw Accessories - Nuts |  | ZI209 | 40 |  | Zimmer Biomet Pty Ltd | Zimmer Large-Frag System | Cortical Nut for 4.5mm screw | Small & Large | 112735 | February 2012 |  | Changed Product Group, Product Sub Group, Benefit.
06 - Specialist Orthopaedic | 06.03 - SKELETAL RECONSTRUCTION | 06.03.04 - Screws | 06.03.04.09 - Screw Accessories - Locking Nuts / Insert |  | HW274 | 280 |  | Stryker Australia Pty Ltd | Stryker Plating System | Locking Insert/Plug Assembly | 5mm | 139625 | February 2012 |  | Changed Product Name, Description, Product Group, Product Sub Group, Benefit.
06 - Specialist Orthopaedic | 06.03 - SKELETAL RECONSTRUCTION | 06.03.04 - Screws | 06.03.04.10 - Screw Accessories - Caps |  | HW335 | 130 |  | Stryker Australia Pty Ltd | Omega Plus Compression Hip Screw System | Compression Screw - Stainless Steel | 25mm length | 119660, 76592 | February 2012 |  | Changed Product Group, Product Sub Group, Benefit.
06 - Specialist Orthopaedic | 06.03 - SKELETAL RECONSTRUCTION | 06.03.04 - Screws | 06.03.04.10 - Screw Accessories - Caps |  | SN945 | 130 |  | Smith & Nephew Pty Ltd | Peri-Loc | Screw Accessories, Hole Filler | 4.5mm | 104369 | February 2012 |  | Expanded from SN790
06 - Specialist Orthopaedic | 06.03 - SKELETAL RECONSTRUCTION | 06.03.04 - Screws | 06.03.04.10 - Screw Accessories - Caps |  | SY195 | 10 |  | Johnson & Johnson Medical Pty Ltd | Orthopaedic External Fixator Systems | Protective caps for rods, protection caps | One size only | 155806 | February 2013 |  | Changed Product Group, Product Sub Group.
06 - Specialist Orthopaedic | 06.03 - SKELETAL RECONSTRUCTION | 06.03.04 - Screws | 06.03.04.10 - Screw Accessories - Caps |  | TO110 | 130 |  | Tornier Pty Ltd | MaxLock Extreme System - PEEK ring | Locking Ring, PEEK,Pre - assembled on inserter | Ø 2.4/3.5mm | 214671 | February 2014 |  | New Listing
06 - Specialist Orthopaedic | 06.03 - SKELETAL RECONSTRUCTION | 06.03.04 - Screws | 06.03.04.10 - Screw Accessories - Caps |  | ZI597 | 130 |  | Zimmer Biomet Pty Ltd | NCB Plating System | NCB Spacers & Screw Caps | 1, 2 and 3 | 100337 | February 2012 |  | Changed Product Group, Product Sub Group, Benefit.
06 - Specialist Orthopaedic | 06.03 - SKELETAL RECONSTRUCTION | 06.03.05 - Surgical Accessories | 06.03.05.01 - Wires |  | BH264 | 12 |  | Zimmer Biomet Pty Ltd | Small Bone Fixation System - Small Bone Flexible Nail | Intramedullary Nail | 1.6mm and 1.1mm | 137673 | August 2015 |  | Changed Product Group, Product Sub Group, Benefit.
06 - Specialist Orthopaedic | 06.03 - SKELETAL RECONSTRUCTION | 06.03.05 - Surgical Accessories | 06.03.05.01 - Wires |  | BH335 | 12 |  | Zimmer Biomet Pty Ltd | Small / Large Fragment Set S/S | K/Wire Stainless Steel | 0.8 to 3.0 mm x 6-9" or 150-500mm | 200700, 202246, 202248, 203768 | August 2013 |  | Changed Product Group, Product Sub Group, Benefit.
06 - Specialist Orthopaedic | 06.03 - SKELETAL RECONSTRUCTION | 06.03.05 - Surgical Accessories | 06.03.05.01 - Wires |  | DP045 | 12 |  | Johnson & Johnson Medical Pty Ltd | Isola System (Stainless Steel) | Double Wire | One size only | 97391 | August 2013 |  | Changed Product Group, Product Sub Group, Benefit.
06 - Specialist Orthopaedic | 06.03 - SKELETAL RECONSTRUCTION | 06.03.05 - Surgical Accessories | 06.03.05.01 - Wires |  | ER054 | 12 |  | Emergo Asia Pacific Pty Ltd | Nile CoCr Wire System | CoCr wire | 1.0mm | 183361 | August 2013 |  | Changed Benefit.
06 - Specialist Orthopaedic | 06.03 - SKELETAL RECONSTRUCTION | 06.03.05 - Surgical Accessories | 06.03.05.01 - Wires |  | MC506 | 12 |  | Medtronic Australasia Pty Ltd | Orfil | Double Pearl-Tipped Wires | 1 - 350mm | 169514 | August 2013 |  | Changed Product Group, Product Sub Group, Benefit.
06 - Specialist Orthopaedic | 06.03 - SKELETAL RECONSTRUCTION | 06.03.05 - Surgical Accessories | 06.03.05.01 - Wires |  | SN460 | 12 |  | Smith & Nephew Pty Ltd | Wire | Cerclage | 0.6mmx175mm - 0.8mmx200mm | 25622 | August 2013 |  | Changed Product Group, Product Sub Group, Benefit.
06 - Specialist Orthopaedic | 06.03 - SKELETAL RECONSTRUCTION | 06.03.05 - Surgical Accessories | 06.03.05.01 - Wires |  | SQ141 | 12 |  | Surgical Specialties | NEO Pedicle Screw System - K-wire | Stainless steel | 1.5mm | 289290 | 2017-11-01 |  | New Listing
06 - Specialist Orthopaedic | 06.03 - SKELETAL RECONSTRUCTION | 06.03.05 - Surgical Accessories | 06.03.05.01 - Wires | OL | DY528 | 166 |  | Johnson & Johnson Medical Pty Ltd | Expedium Spinal System - Cobalt Chrome Single Wire | CoCr wire single with/without button | 1.0mm | 169174 | August 2013 |  | Changed Product Group, Product Sub Group, Suffix, Benefit.
06 - Specialist Orthopaedic | 06.03 - SKELETAL RECONSTRUCTION | 06.03.05 - Surgical Accessories | 06.03.05.02 - Pins |  | AE052 | 30 |  | Allegra Orthopaedics Pty Ltd | ASDM K-wire | Stainless steel - sterile | Dia 0.7 - 2.5mm, length 100 - 230mm | 164927 | August 2015 |  | Changed Product Sub Group, Benefit.
06 - Specialist Orthopaedic | 06.03 - SKELETAL RECONSTRUCTION | 06.03.05 - Surgical Accessories | 06.03.05.02 - Pins |  | AE070 | 30 |  | Allegra Orthopaedics Pty Ltd | ASDM Steinmann Pin | Steinmann Pin | 2.8-5.0mm diameter | 164927 | August 2013 |  | Changed Product Group, Product Sub Group, Benefit.
06 - Specialist Orthopaedic | 06.03 - SKELETAL RECONSTRUCTION | 06.03.05 - Surgical Accessories | 06.03.05.02 - Pins |  | BH202 | 30 |  | Zimmer Biomet Pty Ltd | Ace External Fixator | Wire bayonet point - stainless steel | 1.8mm | 162938, 200704 | August 2015 |  | Changed Product Sub Group, Benefit.
06 - Specialist Orthopaedic | 06.03 - SKELETAL RECONSTRUCTION | 06.03.05 - Surgical Accessories | 06.03.05.02 - Pins |  | BI304 | 30 |  | Zimmer Biomet Pty Ltd | Rush Intramedullary Pins | Stainless Steel | 3.2mm x (100-250mm) | 138206 | August 2013 |  | Changed Product Group, Product Sub Group, Benefit.
06 - Specialist Orthopaedic | 06.03 - SKELETAL RECONSTRUCTION | 06.03.05 - Surgical Accessories | 06.03.05.02 - Pins |  | BI306 | 30 |  | Zimmer Biomet Pty Ltd | Rush Intramedullary Pins | Stainless Steel | (6 - 6.4mm) x (280 - 440mm) | 138206 | August 2013 |  | Changed Product Group, Product Sub Group, Benefit.
06 - Specialist Orthopaedic | 06.03 - SKELETAL RECONSTRUCTION | 06.03.05 - Surgical Accessories | 06.03.05.02 - Pins |  | BI857 | 30 |  | Zimmer Biomet Pty Ltd | Kirschner Wires | Stainless Steel wire | (1-3.2mm) diameter x (100 to 310mm) length | 138206 | August 2013 |  | Changed Product Group, Product Sub Group, Benefit.
06 - Specialist Orthopaedic | 06.03 - SKELETAL RECONSTRUCTION | 06.03.05 - Surgical Accessories | 06.03.05.02 - Pins |  | DP809 | 30 |  | Johnson & Johnson Medical Pty Ltd | Small / Large Fragment Set S/S | K-wire standard | 0.2-3.5mm | 132151, 132155, 139419, 140187, 143217, 144676, 99178 | August 2013 |  | Changed Product Group, Product Sub Group, Benefit.
06 - Specialist Orthopaedic | 06.03 - SKELETAL RECONSTRUCTION | 06.03.05 - Surgical Accessories | 06.03.05.02 - Pins |  | EO089 | 30 |  | Medartis | Aptus K-wires | K-wires | 0.8mm - 2.2mm Diameter, various lengths | 200263 | August 2017 |  | Changed Size.
06 - Specialist Orthopaedic | 06.03 - SKELETAL RECONSTRUCTION | 06.03.05 - Surgical Accessories | 06.03.05.02 - Pins |  | HW368 | 30 |  | Stryker Australia Pty Ltd | Osteo Kirschner Wire | K wire - Stainless Steel | Diameter 1.0 - 2.0mm | 143230 | August 2013 |  | Changed Product Group, Product Sub Group, Benefit.
06 - Specialist Orthopaedic | 06.03 - SKELETAL RECONSTRUCTION | 06.03.05 - Surgical Accessories | 06.03.05.02 - Pins |  | IG073 | 30 |  | Integra Neurosciences Pty Ltd | K-Wire (Kirschner) | Stainless steel | 70mm, 100mm, 200mm length | 173964 | August 2013 |  | Changed Product Group, Product Sub Group, Benefit.
06 - Specialist Orthopaedic | 06.03 - SKELETAL RECONSTRUCTION | 06.03.05 - Surgical Accessories | 06.03.05.02 - Pins |  | IT004 | 30 |  | Integrant Pty Ltd | Hawk 6.5mm Cannulated Screw System - Guide Pin | Threaded, Stainless steel | 2.5mm in diameter and 200 in length | 230955 | August 2015 |  | Transferred from LA002
06 - Specialist Orthopaedic | 06.03 - SKELETAL RECONSTRUCTION | 06.03.05 - Surgical Accessories | 06.03.05.02 - Pins |  | IT005 | 30 |  | Integrant Pty Ltd | Hawk 4.0mm Cannulated Screw system - Guide Pin | Threaded, Stainless steel | 1.5mm in diameter and length of 200mm | 230955 | August 2015 |  | Transferred from LA005
06 - Specialist Orthopaedic | 06.03 - SKELETAL RECONSTRUCTION | 06.03.05 - Surgical Accessories | 06.03.05.02 - Pins |  | IT006 | 30 |  | Integrant Pty Ltd | Hawk 3.0mm Cannulated Screw System - guide pin | Threaded, stainless steel | 1.0mm in diameter with a length of 200mm | 230955 | August 2015 |  | Transferred from LA009
06 - Specialist Orthopaedic | 06.03 - SKELETAL RECONSTRUCTION | 06.03.05 - Surgical Accessories | 06.03.05.02 - Pins |  | JC001 | 30 |  | JELLICOE SURGICAL PTY LTD | K-Wires | K-Wires - stainless steel | Diameter 0.8mm to 4mm Length 100mm to 350mm | 286985 | August 2017 |  | New Listing
06 - Specialist Orthopaedic | 06.03 - SKELETAL RECONSTRUCTION | 06.03.05 - Surgical Accessories | 06.03.05.02 - Pins |  | LM014 | 30 |  | LMT Surgical Pty Ltd | Trimed Marked K-Wire | Stainless Steel | Diameter 0.9 - 1.1mm | 182677 | August 2013 |  | Changed Product Group, Product Sub Group, Suffix, Benefit.
06 - Specialist Orthopaedic | 06.03 - SKELETAL RECONSTRUCTION | 06.03.05 - Surgical Accessories | 06.03.05.02 - Pins |  | LO147 | 30 |  | Link Orthopaedics Australia | Bone Cerclage Wire | Cerclage Wire | Length 470mm, Diameter sizes of 0.4mm, 0.5mm, 0.6mm, 0.7mm, 0.8mm. Packet size of 10 | 141021 | August 2015 |  | Changed Product Sub Group, Benefit.
06 - Specialist Orthopaedic | 06.03 - SKELETAL RECONSTRUCTION | 06.03.05 - Surgical Accessories | 06.03.05.02 - Pins |  | MO177 | 30 |  | Medical & Optical Instruments Australia Pty Ltd | Acutrak Fixation Screw | Wire Kirschner Stainless Steel | 0.70mm to 1.6mm diameter, 4 to 9in (10.16 to 22.86mm) length | 99820 | August 2013 |  | Changed Product Group, Product Sub Group, Benefit.
06 - Specialist Orthopaedic | 06.03 - SKELETAL RECONSTRUCTION | 06.03.05 - Surgical Accessories | 06.03.05.02 - Pins |  | OU001 | 11 |  | Ortho Solutions Pty Ltd | RFS STRAIGHT WIRE | RFS STRAIGHT WIRE | RFS STRAIGHT WIRE 1.8MM X 370MM RFS DT STRAIGHT WIRE 1.8MM X 370MM RFS STRAIGHT WIRE 1.5MM X 300MM RFS TITANIUM STRAIGHT WIRE 1.8MM X 370MM | 198768 | February 2013 |  | New Listing
06 - Specialist Orthopaedic | 06.03 - SKELETAL RECONSTRUCTION | 06.03.05 - Surgical Accessories | 06.03.05.02 - Pins |  | OU003 | 30 |  | Ortho Solutions Pty Ltd | K-WIRE DOUBLE TROCAR | K-WIRE DOUBLE TROCAR | 1.1mm x 150mm 1.6mm x 125mm 2.0mm x 150mm 0.6-0.8DIA up to 150mm 0.9-1.4DIA up to 230mm 1.6-1.8DIA up to 400mm 2.0-2.3DIA up to 310mm | 198768 | August 2014 |  | Changed Size, Product Group, Product Sub Group, Benefit.
06 - Specialist Orthopaedic | 06.03 - SKELETAL RECONSTRUCTION | 06.03.05 - Surgical Accessories | 06.03.05.02 - Pins |  | SK213 | 30 |  | Stryker Australia Pty Ltd | Hoffmann II External Fixation System | Hoffmann II Micro | K-wire | 112434, 16241 | August 2013 |  | Changed Product Group, Product Sub Group, Benefit.
06 - Specialist Orthopaedic | 06.03 - SKELETAL RECONSTRUCTION | 06.03.05 - Surgical Accessories | 06.03.05.02 - Pins |  | SK622 | 30 |  | Stryker Australia Pty Ltd | SBi K-Wire | K-Wire | 1.6mm | 239452, 240015, 252452 | August 2015 |  | Transferred from AE238
06 - Specialist Orthopaedic | 06.03 - SKELETAL RECONSTRUCTION | 06.03.05 - Surgical Accessories | 06.03.05.02 - Pins |  | SN440 | 30 |  | Smith & Nephew Pty Ltd | Ilizarov | Wires | 300-370 length x 1-1.8mm diameter | 25581 | August 2015 |  | Changed Product Sub Group, Benefit.
06 - Specialist Orthopaedic | 06.03 - SKELETAL RECONSTRUCTION | 06.03.05 - Surgical Accessories | 06.03.05.02 - Pins |  | SN451 | 30 |  | Smith & Nephew Pty Ltd | Wire | Kirschner | Various 1.3 - 304.8mm | 25637 | August 2013 |  | Changed Product Group, Product Sub Group, Benefit.
06 - Specialist Orthopaedic | 06.03 - SKELETAL RECONSTRUCTION | 06.03.05 - Surgical Accessories | 06.03.05.02 - Pins |  | ST007 | 30 |  | Stryker Australia Pty Ltd | Stryker Plating System - K Wires | Stainless Steel or Titanium | 150mm length in 1.25, 1.6, 2.0mm diameter | 143230, 25735 | August 2013 |  | Changed Product Group, Product Sub Group, Benefit.
06 - Specialist Orthopaedic | 06.03 - SKELETAL RECONSTRUCTION | 06.03.05 - Surgical Accessories | 06.03.05.02 - Pins |  | ST038 | 30 |  | Stryker Australia Pty Ltd | Stryker Plating System - Reduction Pin | 4.5mm Diameter, Stainless Steel | One size only | 139621, 25735 | August 2014 |  | Changed Product Group, Product Sub Group, Benefit.
06 - Specialist Orthopaedic | 06.03 - SKELETAL RECONSTRUCTION | 06.03.05 - Surgical Accessories | 06.03.05.02 - Pins |  | SY787 | 30 |  | Johnson & Johnson Medical Pty Ltd | AO/ASIF K-Wires | K-Wires | 0.25 - 3.2mm | 139010 | August 2017 |  | Changed Size.
06 - Specialist Orthopaedic | 06.03 - SKELETAL RECONSTRUCTION | 06.03.05 - Surgical Accessories | 06.03.05.02 - Pins |  | TS001 | 30 |  | Trewavis Surgical Instruments Pty Ltd | Trewavis Surgical Kirschner Wires | Composition: Stainless Steel, Model Nos: 200-000-A to 200-930-T, 200-1110-A to 200-1210-Z, 200-370-X to 200-370-Y and TSS200 to TSS241 | Dia 0.7-2.8mm, Length 100-370mm | 123770 | February 2017 |  | Changed Description, Size.
06 - Specialist Orthopaedic | 06.03 - SKELETAL RECONSTRUCTION | 06.03.05 - Surgical Accessories | 06.03.05.02 - Pins |  | TS002 | 30 |  | Trewavis Surgical Instruments Pty Ltd | Trewavis Surgical Steinmann Pins | Composition: Stainless Steel, Model Nos: 200-950-L to 200-970-Q | Dia 3.0 - 5.0mm | 123771 | February 2017 |  | Changed Description.
06 - Specialist Orthopaedic | 06.03 - SKELETAL RECONSTRUCTION | 06.03.05 - Surgical Accessories | 06.03.05.02 - Pins |  | WR063 | 30 |  | Wright Medical Australia | K Wire | Titanium or stainless steel, single or double trocar | 0.9 - 2.0mm | 122967 | August 2015 |  | Changed Product Sub Group, Benefit.
06 - Specialist Orthopaedic | 06.03 - SKELETAL RECONSTRUCTION | 06.03.05 - Surgical Accessories | 06.03.05.02 - Pins |  | ZI293 | 30 |  | Zimmer Biomet Pty Ltd | Zimmer Wires | Stainless Steel | Length 23cm, Thickness 2mm, 0-4mm, 8mm | 112735 | February 2015 |  | Changed Product Sub Group, Benefit.
06 - Specialist Orthopaedic | 06.03 - SKELETAL RECONSTRUCTION | 06.03.05 - Surgical Accessories | 06.03.05.02 - Pins |  | ZI323 | 30 |  | Zimmer Biomet Pty Ltd | Zimmer Wires | Stainless Steel Rushpins | Diameter 2.4 - 6.4mm; Length 2.5 - 52.7cm | 112735 | August 2013 |  | Changed Product Group, Product Sub Group, Benefit.
06 - Specialist Orthopaedic | 06.03 - SKELETAL RECONSTRUCTION | 06.03.05 - Surgical Accessories | 06.03.05.02 - Pins |  | ZI895 | 30 |  | Zimmer Biomet Pty Ltd | Zimmer Pins | Stainless steel, Threaded | Length 230mm, Diameter 2.0mm - 4.8mm | 112735 | August 2015 |  | Changed Benefit.
06 - Specialist Orthopaedic | 06.03 - SKELETAL RECONSTRUCTION | 06.03.05 - Surgical Accessories | 06.03.05.02 - Pins | AB | BH319 | 294 |  | Zimmer Biomet Pty Ltd | Orthosorb Absorbable Pin | Orthosorb - Polydiaxanone Fixation Pins 3 pins per pkt | 40 x 1.3mm | 149942 | August 2013 |  | Changed Product Group, Product Sub Group, Suffix, Benefit.
06 - Specialist Orthopaedic | 06.03 - SKELETAL RECONSTRUCTION | 06.03.05 - Surgical Accessories | 06.03.05.02 - Pins | AB | BH320 | 294 |  | Zimmer Biomet Pty Ltd | Orthosorb Absorbable Pin | Orthosorb - Polydiaxanone 3 pins per pkt | 40mm x 2mm | 149942 | August 2013 |  | Changed Product Group, Product Sub Group, Suffix, Benefit.
06 - Specialist Orthopaedic | 06.03 - SKELETAL RECONSTRUCTION | 06.03.05 - Surgical Accessories | 06.03.05.02 - Pins | AB | BH321 | 294 |  | Zimmer Biomet Pty Ltd | Orthosorb Absorbable Pin | Orthosorb Pkt 1 - Polydiaxanone | 1mm x 40mm x 1.3mm | 149942 | August 2013 |  | Changed Product Group, Product Sub Group, Suffix, Benefit.
06 - Specialist Orthopaedic | 06.03 - SKELETAL RECONSTRUCTION | 06.03.05 - Surgical Accessories | 06.03.05.02 - Pins | AB | BH322 | 294 |  | Zimmer Biomet Pty Ltd | Orthosorb Absorbable Pin | Orthosorb Pkt 1 - Polydiaxanone | 40 x 2.0mm | 149942 | August 2013 |  | Changed Product Group, Product Sub Group, Suffix, Benefit.
06 - Specialist Orthopaedic | 06.03 - SKELETAL RECONSTRUCTION | 06.03.05 - Surgical Accessories | 06.03.05.02 - Pins | AB | BH324 | 294 |  | Zimmer Biomet Pty Ltd | Orthosorb Absorbable Pin | Orthosorb -Polydiameterxanone | 50 x 1.3mm | 149943 | August 2013 |  | Changed Product Group, Product Sub Group, Suffix, Benefit.
06 - Specialist Orthopaedic | 06.03 - SKELETAL RECONSTRUCTION | 06.03.05 - Surgical Accessories | 06.03.05.02 - Pins | AB | BH325 | 294 |  | Zimmer Biomet Pty Ltd | Orthosorb Absorbable Pin | Orthosorb - Polydiaxanone 2 pins per pkt | 40mm x 2.0mm | 149942 | August 2013 |  | Changed Product Group, Product Sub Group, Suffix, Benefit.
06 - Specialist Orthopaedic | 06.03 - SKELETAL RECONSTRUCTION | 06.03.05 - Surgical Accessories | 06.03.05.02 - Pins | AB | BH326 | 294 |  | Zimmer Biomet Pty Ltd | Orthosorb Absorbable Pin | Orthosorb Arthroscopic Fix-Set - Polydiaxanone 5 pins per pkt | 40 x 1.3mm | 149944 | August 2013 |  | Changed Product Group, Product Sub Group, Suffix, Benefit.
06 - Specialist Orthopaedic | 06.03 - SKELETAL RECONSTRUCTION | 06.03.05 - Surgical Accessories | 06.03.05.02 - Pins | AB | BU016 | 294 |  | CAB MEDICAL PTY LTD | MAGNEZIX Pin and Screw | Bioabsorbable bone pin and screw. | Diameter 1.5, 2.0, 2.7 and 3.2mm Length 8 - 50mm Diameter 2.0, 2.7 and 3.5mm Length 6 - 40mm | 283491 | August 2017 |  | Changed Product Name, Description, Size.
06 - Specialist Orthopaedic | 06.03 - SKELETAL RECONSTRUCTION | 06.03.05 - Surgical Accessories | 06.03.05.02 - Pins | AB | DE273 | 294 |  | Device Technologies Australia Pty Ltd | Trim-IT Spin Pin | Trim-IT Pin Fixation | 1.5 - 2.0mm x 100mm | 140553 | August 2013 |  | Changed Product Group, Product Sub Group, Benefit.
06 - Specialist Orthopaedic | 06.03 - SKELETAL RECONSTRUCTION | 06.03.05 - Surgical Accessories | 06.03.05.02 - Pins | AB | LV050 | 294 |  | ConMed Linvatec Australia Pty Ltd | Bionx Implants - Rods | PGA, PLA or PLLA | 1.5mm x 10-70mm | 139657 | August 2013 |  | Changed Product Group, Product Sub Group, Benefit.
06 - Specialist Orthopaedic | 06.03 - SKELETAL RECONSTRUCTION | 06.03.05 - Surgical Accessories | 06.03.05.02 - Pins | AB | LV051 | 294 |  | ConMed Linvatec Australia Pty Ltd | Bionx Implants - Rods | PGA, PLA or PLLA | 2.0mm | 139657 | August 2013 |  | Changed Product Group, Product Sub Group, Benefit.
06 - Specialist Orthopaedic | 06.03 - SKELETAL RECONSTRUCTION | 06.03.05 - Surgical Accessories | 06.03.05.02 - Pins | AB | LV063 | 294 |  | ConMed Linvatec Australia Pty Ltd | SmartNail | Self-Reinforced 96L/4D PLA Bone Fixation Nail | 1.5mm O.D x 16, 20 & 25mm L | 139690 | August 2013 |  | Changed Product Group, Product Sub Group, Benefit.
06 - Specialist Orthopaedic | 06.03 - SKELETAL RECONSTRUCTION | 06.03.05 - Surgical Accessories | 06.03.05.02 - Pins | AB | LV084 | 294 |  | ConMed Linvatec Australia Pty Ltd | SmartNail | Self-reinforced 96L / 4D PLA Bone Fixation Nail | 2.4mm O.D x 16, 25, 35 & 45mm L | 139690 | August 2013 |  | Changed Product Group, Product Sub Group, Benefit.
06 - Specialist Orthopaedic | 06.03 - SKELETAL RECONSTRUCTION | 06.03.05 - Surgical Accessories | 06.03.05.02 - Pins | AB | LV088 | 294 |  | ConMed Linvatec Australia Pty Ltd | SmartPin Resorbable Bone Fixation Pin, 1.1mm | Self-Reinforced PLLA | 10, 20, 30 & 40mm | 139657 | August 2013 |  | Changed Product Group, Product Sub Group, Benefit.
06 - Specialist Orthopaedic | 06.03 - SKELETAL RECONSTRUCTION | 06.03.05 - Surgical Accessories | 06.03.05.02 - Pins | AB | TO129 | 294 |  | Tornier Pty Ltd | Activa Pin | The Activa pin is a bioreabsorbable grooved pin device for fixation of bone fractures, osteotomies, arthrodeses, and osteochondral fractures. They are designed to maintain structural function for up to 8 weeks and to completely resorb within 2 years, eliminating the need for implant removal. | 1.5mm x 50mm, 2.0mm x 50mm | 157095 | February 2014 |  | Transferred from OE021
06 - Specialist Orthopaedic | 06.03 - SKELETAL RECONSTRUCTION | 06.03.05 - Surgical Accessories | 06.03.05.02 - Pins | AB | VK021 | 294 |  | Akva Surgical Pty Ltd | CPS Bioabsorbable Fixation System | OTPS fixation system: PLGA/TMC copolymer | Pin 1.5 & 2 mm dia x 20-50 mm long | 154545 | August 2017 |  | Transferred from SQ063
06 - Specialist Orthopaedic | 06.03 - SKELETAL RECONSTRUCTION | 06.03.05 - Surgical Accessories | 06.03.05.02 - Pins | COM | SK230 | 358 |  | Stryker Australia Pty Ltd | Hansson Pin | Cephalic Implants | Hansson Pin 70-140mm | 94876 | August 2013 |  | Changed Product Group, Product Sub Group, Suffix, Benefit.
06 - Specialist Orthopaedic | 06.03 - SKELETAL RECONSTRUCTION | 06.03.05 - Surgical Accessories | 06.03.05.02 - Pins | OL | DP480 | 134 |  | Johnson & Johnson Medical Pty Ltd | DePuy Spinal Wire | Wire with Button or Beaded Wire | 18 - 24 gauge wire | 139772, 97391, 97395, 99178 | August 2013 |  | Changed Product Group, Product Sub Group, Suffix, Benefit.
06 - Specialist Orthopaedic | 06.03 - SKELETAL RECONSTRUCTION | 06.03.05 - Surgical Accessories | 06.03.05.02 - Pins | OL | DY527 | 134 |  | Johnson & Johnson Medical Pty Ltd | Expedium Spinal System - Cobalt Chrome Double Wire | CoCr wire double with/without button | 1.0mm | 169174 | August 2013 |  | Changed Product Group, Product Sub Group, Suffix, Benefit.
06 - Specialist Orthopaedic | 06.03 - SKELETAL RECONSTRUCTION | 06.03.05 - Surgical Accessories | 06.03.05.02 - Pins | OL | EO100 | 134 |  | Medartis | APTUS K-wires | Olive K-wires | 1.6mm | 200263 | August 2017 |  | New Listing
06 - Specialist Orthopaedic | 06.03 - SKELETAL RECONSTRUCTION | 06.03.05 - Surgical Accessories | 06.03.05.02 - Pins | OL | MO162 | 134 |  | Medical & Optical Instruments Australia Pty Ltd | Tension Band Pin | Stainless Steel | 50 to 90mm | 99821 | August 2013 |  | Changed Product Group, Product Sub Group, Suffix, Benefit.
06 - Specialist Orthopaedic | 06.03 - SKELETAL RECONSTRUCTION | 06.03.05 - Surgical Accessories | 06.03.05.02 - Pins | OL | OU002 | 134 |  | Ortho Solutions Pty Ltd | RFS OLIVE WIRE | RFS OLIVE WIRE | 1.8MM X 400MM 1.5MM X 300MM | 198768 | August 2015 |  | Changed Product Sub Group, Benefit.
06 - Specialist Orthopaedic | 06.03 - SKELETAL RECONSTRUCTION | 06.03.05 - Surgical Accessories | 06.03.05.02 - Pins | OL | SK117 | 134 |  | Stryker Australia Pty Ltd | Stryker Kirschner Wires | Olive Wires | 1.0- 2.0mm Diameter | 143230, 16241 | February 2014 |  | Changed Product Name, Description, Size.
06 - Specialist Orthopaedic | 06.03 - SKELETAL RECONSTRUCTION | 06.03.05 - Surgical Accessories | 06.03.05.02 - Pins | OL | SN441 | 134 |  | Smith & Nephew Pty Ltd | Ilizarov | Wires with stopper | 300-370 length x 1-1.8mm diameter | 25581 | August 2015 |  | Changed Product Sub Group, Benefit.
06 - Specialist Orthopaedic | 06.03 - SKELETAL RECONSTRUCTION | 06.03.05 - Surgical Accessories | 06.03.05.02 - Pins | OL | SN459 | 134 |  | Smith & Nephew Pty Ltd | Wire | Suture | 18Ga - 28Ga | 25637 | August 2015 |  | Changed Product Sub Group, Suffix, Benefit.
06 - Specialist Orthopaedic | 06.03 - SKELETAL RECONSTRUCTION | 06.03.05 - Surgical Accessories | 06.03.05.02 - Pins | TH | AE069 | 30 |  | Allegra Orthopaedics Pty Ltd | Threaded wires & pins | Threaded wires & pins | 1.0-5.0mm diameters various threaded lengths | 164927 | February 2014 |  | Changed Product Sub Group, Suffix, Benefit.
06 - Specialist Orthopaedic | 06.03 - SKELETAL RECONSTRUCTION | 06.03.05 - Surgical Accessories | 06.03.05.02 - Pins | TH | BI232 | 30 |  | Zimmer Biomet Pty Ltd | Moore Pins | Scan Pin, Stainless Steel | 16mm x 51-152mm | 138206 | August 2014 |  | Changed Suffix.
06 - Specialist Orthopaedic | 06.03 - SKELETAL RECONSTRUCTION | 06.03.05 - Surgical Accessories | 06.03.05.02 - Pins | TH | BI271 | 30 |  | Zimmer Biomet Pty Ltd | EBI XFIX Dynafix System | Wire Straight or Olive with Washer, Chrome Cobalt | 160 or 200mm x (1.6 or 2.0mm) | 145253 | August 2014 |  | Changed Suffix.
06 - Specialist Orthopaedic | 06.03 - SKELETAL RECONSTRUCTION | 06.03.05 - Surgical Accessories | 06.03.05.02 - Pins | TH | MO209 | 30 |  | Medical & Optical Instruments Australia Pty Ltd | Acumed Congruent Plate System | Threaded K-Wire - Titanium | WT-1606STT: Length 15cm x Diameter 0.62"; WT-0906STT: Length 15cm x Diameter 0.35"; WS-2408STT length 20.32cm x Diameter 0.24cm | 99820 | August 2014 |  | Changed Suffix.
06 - Specialist Orthopaedic | 06.03 - SKELETAL RECONSTRUCTION | 06.03.05 - Surgical Accessories | 06.03.05.02 - Pins | TH | SQ076 | 30 |  | Surgical Specialties | K wires | K wire threaded | 1.25mm - 4.5mm | 191530 | August 2017 |  | Changed Size.
06 - Specialist Orthopaedic | 06.03 - SKELETAL RECONSTRUCTION | 06.03.05 - Surgical Accessories | 06.03.05.02 - Pins | TH | ST890 | 30 |  | Stryker Australia Pty Ltd | Steinmann Pins | Stainless Steel | 7,9" | 142054 | August 2014 |  | Changed Suffix.
06 - Specialist Orthopaedic | 06.03 - SKELETAL RECONSTRUCTION | 06.03.05 - Surgical Accessories | 06.03.05.02 - Pins | TH | SY249 | 30 |  | Johnson & Johnson Medical Pty Ltd | AO/ASIF K Wires, Pins | Hybrid Pins - Spade point wires/reduction wires | 1.5 - 3.2mm | 133927 | February 2016 |  | Changed Size.
06 - Specialist Orthopaedic | 06.03 - SKELETAL RECONSTRUCTION | 06.03.05 - Surgical Accessories | 06.03.05.03 - Cables |  | BI253 | 379 |  | Zimmer Biomet Pty Ltd | BMP Cable System | Cable Chrome Cobalt | 1.6mm or 2.0mm | 145217 | August 2013 |  | Changed Product Group, Product Sub Group, Benefit.
06 - Specialist Orthopaedic | 06.03 - SKELETAL RECONSTRUCTION | 06.03.05 - Surgical Accessories | 06.03.05.03 - Cables |  | HW309 | 379 |  | Stryker Australia Pty Ltd | Dall Miles Cable Grip System - Vitallium | Vitallium: Cable - Vitallium | 1.6 and 2mm | 141273, 16234 | August 2013 |  | Changed Product Group, Product Sub Group, Benefit.
06 - Specialist Orthopaedic | 06.03 - SKELETAL RECONSTRUCTION | 06.03.05 - Surgical Accessories | 06.03.05.03 - Cables |  | PF014 | 379 |  | Perios Pty Ltd | TLS- Tendon Anchoring/Suspension Tape | Suspension tape for anchoring tendon for ACL/PCL reconstruction | One size - 6mm | 181401 | August 2013 |  | New Listing
06 - Specialist Orthopaedic | 06.03 - SKELETAL RECONSTRUCTION | 06.03.05 - Surgical Accessories | 06.03.05.03 - Cables |  | SY276 | 379 |  | Johnson & Johnson Medical Pty Ltd | Spine Cable System | Single Lead | One size only | 157705 | August 2013 |  | Changed Product Group, Product Sub Group, Benefit.
06 - Specialist Orthopaedic | 06.03 - SKELETAL RECONSTRUCTION | 06.03.05 - Surgical Accessories | 06.03.05.03 - Cables |  | ZI161 | 379 |  | Zimmer Biomet Pty Ltd | Zimmer Internal Fixation Systems: Cable System | Cable-Ready Stainless Steel | 1.3 mm | 108377 | August 2013 |  | Changed Product Group, Product Sub Group, Benefit.
06 - Specialist Orthopaedic | 06.03 - SKELETAL RECONSTRUCTION | 06.03.05 - Surgical Accessories | 06.03.05.03 - Cables |  | ZI163 | 379 |  | Zimmer Biomet Pty Ltd | Zimmer Internal Fixation Systems: Cable System | Cable-Ready Plate Cable Stainless Steel | 610 mm long | 108377 | August 2013 |  | Changed Product Group, Product Sub Group, Benefit.
06 - Specialist Orthopaedic | 06.03 - SKELETAL RECONSTRUCTION | 06.03.05 - Surgical Accessories | 06.03.05.04 - Cables - with in-built locking device |  | DP364 | 539 |  | Johnson & Johnson Medical Pty Ltd | Control Cable with Sleeve | Control Cable with sleeve | One size only | 99178 | August 2013 |  | Changed Product Group, Product Sub Group, Benefit.
06 - Specialist Orthopaedic | 06.03 - SKELETAL RECONSTRUCTION | 06.03.05 - Surgical Accessories | 06.03.05.04 - Cables - with in-built locking device |  | HW524 | 539 |  | Stryker Australia Pty Ltd | Dall Miles Cable Grip System | Cable and sleeve | 1.6mm and 2.0mm | 141273, 16234 | August 2013 |  | Compressed from HW303, HW315
06 - Specialist Orthopaedic | 06.03 - SKELETAL RECONSTRUCTION | 06.03.05 - Surgical Accessories | 06.03.05.04 - Cables - with in-built locking device |  | MI146 | 539 |  | Medtronic Australasia Pty Ltd | Atlas Cable System | Single | One size only | 126313 | February 2014 |  | Compressed from MC441, MC444
06 - Specialist Orthopaedic | 06.03 - SKELETAL RECONSTRUCTION | 06.03.05 - Surgical Accessories | 06.03.05.04 - Cables - with in-built locking device |  | SN732 | 539 |  | Smith & Nephew Pty Ltd | Accord | Orthopaedic Cable System, SS Cable w/clamp | 2.0mm | 25902 | August 2013 |  | Changed Product Group, Product Sub Group, Benefit.
06 - Specialist Orthopaedic | 06.03 - SKELETAL RECONSTRUCTION | 06.03.05 - Surgical Accessories | 06.03.05.04 - Cables - with in-built locking device |  | SQ115 | 539 |  | Surgical Specialties | Iso-Elastic™ Cerclage System | Iso-Elastic™ Cerclage Cable Assembly | One Size Only | 133719 | February 2016 |  | Transferred from GO168
06 - Specialist Orthopaedic | 06.03 - SKELETAL RECONSTRUCTION | 06.03.05 - Surgical Accessories | 06.03.05.04 - Cables - with in-built locking device |  | SY377 | 539 |  | Johnson & Johnson Medical Pty Ltd | Orthopaedic Cable System | Cable with Crimp | 1.0mm - 1.7mm, 750mm | 139010 | August 2013 |  | Changed Product Group, Product Sub Group, Suffix, Benefit.
06 - Specialist Orthopaedic | 06.03 - SKELETAL RECONSTRUCTION | 06.03.05 - Surgical Accessories | 06.03.05.04 - Cables - with in-built locking device |  | ZI164 | 539 |  | Zimmer Biomet Pty Ltd | Zimmer Internal Fixation Systems: Cable System | Cable-Ready GTR Distal end Cable - Cobalt Chrome | 635 mm long | 108377 | August 2013 |  | Changed Product Group, Product Sub Group, Benefit.
06 - Specialist Orthopaedic | 06.03 - SKELETAL RECONSTRUCTION | 06.03.05 - Surgical Accessories | 06.03.05.04 - Cables - with in-built locking device |  | ZI170 | 539 |  | Zimmer Biomet Pty Ltd | Zimmer Internal Fixation Systems: Cable System | Cable-Ready Pin - Stainless Steel | 35, 40, 45, 65mm long | 108377 | February 2014 |  | Changed Product Sub Group, Benefit.
06 - Specialist Orthopaedic | 06.03 - SKELETAL RECONSTRUCTION | 06.03.05 - Surgical Accessories | 06.03.05.04 - Cables - with in-built locking device |  | ZI173 | 539 |  | Zimmer Biomet Pty Ltd | Zimmer Internal Fixation Systems: Cable System | Cable-Ready GTR Cable - Proximal | 635mm long | 108377 | August 2013 |  | Changed Product Group, Product Sub Group, Benefit.
06 - Specialist Orthopaedic | 06.03 - SKELETAL RECONSTRUCTION | 06.03.05 - Surgical Accessories | 06.03.05.04 - Cables - with in-built locking device |  | ZI174 | 539 |  | Zimmer Biomet Pty Ltd | Zimmer Internal Fixation Systems: Cable System | Cable-Ready Stainless Steel Cable | 1.8mm | 108377 | August 2013 |  | Changed Product Group, Product Sub Group, Benefit.
06 - Specialist Orthopaedic | 06.03 - SKELETAL RECONSTRUCTION | 06.03.05 - Surgical Accessories | 06.03.05.05 - Cables - with >1 locking device |  | JJ923 | 539 |  | Johnson & Johnson Medical Pty Ltd | Songer Cable System | Double loop Cable with 2 crimps | One size only | 144675 | August 2013 |  | Compressed from DP860, DP862
06 - Specialist Orthopaedic | 06.03 - SKELETAL RECONSTRUCTION | 06.03.05 - Surgical Accessories | 06.03.05.05 - Cables - with >1 locking device |  | MI147 | 539 |  | Medtronic Australasia Pty Ltd | Atlas Cable System | Double w/2 crimps | One size only | 26313 | February 2014 |  | Compressed from MC442, MC445
06 - Specialist Orthopaedic | 06.03 - SKELETAL RECONSTRUCTION | 06.03.05 - Surgical Accessories | 06.03.05.05 - Cables - with >1 locking device |  | MZ007 | 470 |  | Medigroup Australia | Pioneer Cable System | Pioneer Titanium Sternal Orthopaedic Cable and Crimp - Single | One diameter size (1.10mm) Reverse cutting needle | 193369 | August 2012 |  | New Listing
06 - Specialist Orthopaedic | 06.03 - SKELETAL RECONSTRUCTION | 06.03.05 - Surgical Accessories | 06.03.05.05 - Cables - with >1 locking device |  | MZ008 | 470 |  | Medigroup Australia | Pioneer Cable System | Pioneer Stainless Steel Sternal Orthopaedic cable and crimp - Single | One diameter size (1.10mm) There are 4 needle types on the cables. Cutting Edge, Blunt Tip, Tapered Tip, Reverse Cutting. | 193369 | August 2012 |  | New Listing
06 - Specialist Orthopaedic | 06.03 - SKELETAL RECONSTRUCTION | 06.03.05 - Surgical Accessories | 06.03.05.05 - Cables - with >1 locking device |  | MZ009 | 470 |  | Medigroup Australia | Pioneer Cable System | Pioneer Stainless Steel Sternal Orthopeadic Cable and Crimp - 4 Pack | One diameter size (1.10mm) There are four needle types on the cables. Cutting edge, Blunt Tip, Tapered Tip, reverse Cutting. | 193369 | August 2012 |  | New Listing
06 - Specialist Orthopaedic | 06.03 - SKELETAL RECONSTRUCTION | 06.03.05 - Surgical Accessories | 06.03.05.05 - Cables - with >1 locking device |  | SK401 | 539 |  | Stryker Australia Pty Ltd | Trochanteric Grip | Dall-Miles Trochanteric Grip with 2 Chrome Cobalt Cables | Small, Medium and Large | 145550, 16232 | August 2013 |  | Changed Product Group, Product Sub Group, Benefit.
06 - Specialist Orthopaedic | 06.03 - SKELETAL RECONSTRUCTION | 06.03.05 - Surgical Accessories | 06.03.05.06 - Wire forms (including washers/screws) - all sizes |  | LM001 | 123 |  | LMT Surgical Pty Ltd | TriMed Wrist Fixation System | Washer | One size | 182677 | August 2016 |  | Changed Size.
06 - Specialist Orthopaedic | 06.03 - SKELETAL RECONSTRUCTION | 06.03.05 - Surgical Accessories | 06.03.05.06 - Wire forms (including washers/screws) - all sizes |  | LM323 | 123 |  | LMT Surgical Pty Ltd | GEMINUS Hook Plate | GEMINUS Hook Plate | One size | 278692 | February 2017 |  | New Listing
06 - Specialist Orthopaedic | 06.03 - SKELETAL RECONSTRUCTION | 06.03.05 - Surgical Accessories | 06.03.05.06 - Wire forms (including washers/screws) - all sizes |  | SY257 | 123 |  | Johnson & Johnson Medical Pty Ltd | A/O/ASIF K-wires | Cerclage Wire - coils with and without eye | 0.4-2.5mm | 139010 | August 2013 |  | Changed Product Name, Product Group, Product Sub Group, Benefit.
06 - Specialist Orthopaedic | 06.03 - SKELETAL RECONSTRUCTION | 06.03.05 - Surgical Accessories | 06.03.05.07 - Cerclage bands |  | LM005 | 497 |  | LMT Surgical Pty Ltd | TriMed Fixation Systems | Multiple stainless steel wire forms | various sizes | 182677 | August 2013 |  | Changed Product Group, Product Sub Group, Benefit.
06 - Specialist Orthopaedic | 06.03 - SKELETAL RECONSTRUCTION | 06.03.05 - Surgical Accessories | 06.03.05.07 - Cerclage bands |  | OO044 | 497 |  | Oceania Orthopaedics | IC Cerclage System | IC Bone Cerclage System, pure titanium | 8mm wide | 197728 | August 2013 |  | Changed Product Group, Product Sub Group, Benefit.
06 - Specialist Orthopaedic | 06.03 - SKELETAL RECONSTRUCTION | 06.03.05 - Surgical Accessories | 06.03.05.07 - Cerclage bands |  | SM010 | 497 |  | Smith & Nephew Pty Ltd | PLUS Endoprothetik Cerclage Systems | CCG Band - Pure Titanium | Length 27cm | 122862 | August 2013 |  | Changed Product Group, Product Sub Group, Benefit.
06 - Specialist Orthopaedic | 06.03 - SKELETAL RECONSTRUCTION | 06.03.05 - Surgical Accessories | 06.03.05.07 - Cerclage bands |  | SM011 | 497 |  | Smith & Nephew Pty Ltd | PLUS Endoprothetik Cerclage Systems | CCG-GF Band with fixation spikes - Pure Titanium | Length 27cm | 122862 | August 2013 |  | Changed Product Group, Product Sub Group, Benefit.
06 - Specialist Orthopaedic | 06.03 - SKELETAL RECONSTRUCTION | 06.03.05 - Surgical Accessories | 06.03.05.07 - Cerclage bands |  | SM033 | 497 |  | Smith & Nephew Pty Ltd | PLUS Endoprothetik Cerclage System | CCG Stabilizer with Band | XS - L | 122862 | August 2013 |  | Changed Product Group, Product Sub Group, Benefit.
06 - Specialist Orthopaedic | 06.03 - SKELETAL RECONSTRUCTION | 06.03.05 - Surgical Accessories | 06.03.05.08 - Locking device for wires/cables |  | BI254 | 116 |  | Zimmer Biomet Pty Ltd | BMP Cable System | Cable Sleeve, Chrome Cobalt, Stainless Steel | One Size only | 145218 | August 2013 |  | Changed Product Group, Product Sub Group, Benefit.
06 - Specialist Orthopaedic | 06.03 - SKELETAL RECONSTRUCTION | 06.03.05 - Surgical Accessories | 06.03.05.08 - Locking device for wires/cables |  | DP363 | 116 |  | Johnson & Johnson Medical Pty Ltd | Control Cable | Control Cable sleeve | One size only | 99178 | August 2013 |  | Changed Product Group, Product Sub Group, Benefit.
06 - Specialist Orthopaedic | 06.03 - SKELETAL RECONSTRUCTION | 06.03.05 - Surgical Accessories | 06.03.05.08 - Locking device for wires/cables |  | HW310 | 116 |  | Stryker Australia Pty Ltd | Dall Miles Cable Grip System - Vitallium | Vitallium: Sleeve - Vitallium | 1.6 and 2mm | 141273, 16234 | August 2013 |  | Changed Product Group, Product Sub Group, Benefit.
06 - Specialist Orthopaedic | 06.03 - SKELETAL RECONSTRUCTION | 06.03.05 - Surgical Accessories | 06.03.05.08 - Locking device for wires/cables |  | JJ924 | 116 |  | Johnson & Johnson Medical Pty Ltd | Songer Cable System | Flanged crimp/flat bar or 2 hole bar | One size only | 144675 | August 2013 |  | Compressed from DP854, DP858
06 - Specialist Orthopaedic | 06.03 - SKELETAL RECONSTRUCTION | 06.03.05 - Surgical Accessories | 06.03.05.08 - Locking device for wires/cables |  | JJ925 | 116 |  | Johnson & Johnson Medical Pty Ltd | Songer Cable System | Cable and Crimp | One size only | 144675 | August 2013 |  | Compressed from DP859, DP864
06 - Specialist Orthopaedic | 06.03 - SKELETAL RECONSTRUCTION | 06.03.05 - Surgical Accessories | 06.03.05.08 - Locking device for wires/cables |  | LM243 | 116 |  | LMT Surgical Pty Ltd | HK2 | Finger Mini Fixator System | 1.2mm, 1.5mm, 1.8mm | 235591 | August 2015 |  | New Listing
06 - Specialist Orthopaedic | 06.03 - SKELETAL RECONSTRUCTION | 06.03.05 - Surgical Accessories | 06.03.05.08 - Locking device for wires/cables |  | MI148 | 116 |  | Medtronic Australasia Pty Ltd | Atlas Cable System | Crimp | One size only | 126313 | February 2014 |  | Compressed from MC443, MC446
06 - Specialist Orthopaedic | 06.03 - SKELETAL RECONSTRUCTION | 06.03.05 - Surgical Accessories | 06.03.05.08 - Locking device for wires/cables |  | MZ018 | 116 |  | Medigroup Australia | Pioneer Cable System Crimps | Crimps - two pack | One size only | 193369 | February 2015 |  | New Listing
06 - Specialist Orthopaedic | 06.03 - SKELETAL RECONSTRUCTION | 06.03.05 - Surgical Accessories | 06.03.05.08 - Locking device for wires/cables |  | SN733 | 116 |  | Smith & Nephew Pty Ltd | Accord | Orthopaedic Cable System, SS Button Plate Adapter | One Size Only | 25902 | August 2013 |  | Changed Product Group, Product Sub Group, Benefit.
06 - Specialist Orthopaedic | 06.03 - SKELETAL RECONSTRUCTION | 06.03.05 - Surgical Accessories | 06.03.05.08 - Locking device for wires/cables |  | SY057 | 116 |  | Johnson & Johnson Medical Pty Ltd | AO/ASIF K-Wires, Pins, Washers etc | Wire mount & spacer | 2mm - 6mm | 133923 | August 2013 |  | Changed Product Name, Description, Size, Product Group, Product Sub Group, Benefit.
06 - Specialist Orthopaedic | 06.03 - SKELETAL RECONSTRUCTION | 06.03.05 - Surgical Accessories | 06.03.05.09 - Hook/Grip for wires/cables |  | BI255 | 582 |  | Zimmer Biomet Pty Ltd | BMP Cable System | Trochanteric Grip, Chrome Cobalt | 1.6mm or 2.0mm | 145218 | August 2013 |  | Changed Product Group, Product Sub Group, Benefit.
06 - Specialist Orthopaedic | 06.03 - SKELETAL RECONSTRUCTION | 06.03.05 - Surgical Accessories | 06.03.05.09 - Hook/Grip for wires/cables |  | HW302 | 582 |  | Stryker Australia Pty Ltd | Dall Miles Cable Grip System - Stainless Steel | Stainless Steel: Trochanter Grip - Stainless Steel | Small, Medium, Large | 144002, 144003 | August 2013 |  | Changed Product Group, Product Sub Group, Benefit.
06 - Specialist Orthopaedic | 06.03 - SKELETAL RECONSTRUCTION | 06.03.05 - Surgical Accessories | 06.03.05.09 - Hook/Grip for wires/cables |  | HW311 | 582 |  | Stryker Australia Pty Ltd | Dall Miles Cable Grip System - Vitallium | Vitallium: Trochanter Grip - Vitallium | Small, Medium and Large | 144003, 16234 | August 2013 |  | Changed Product Group, Product Sub Group, Benefit.
06 - Specialist Orthopaedic | 06.03 - SKELETAL RECONSTRUCTION | 06.03.05 - Surgical Accessories | 06.03.05.09 - Hook/Grip for wires/cables |  | SR072 | 582 |  | Stryker Australia Pty Ltd | Dall miles Trochanteric grip with divergent hooks | stainless steel dall miles trochanteric grip with diverging proximal hooks | small, medium, large 43-53mm | 144002, 144003, 145550 | August 2013 |  | Changed Product Group, Product Sub Group, Benefit.
06 - Specialist Orthopaedic | 06.03 - SKELETAL RECONSTRUCTION | 06.03.05 - Surgical Accessories | 06.03.05.09 - Hook/Grip for wires/cables |  | SY805 | 582 |  | Johnson & Johnson Medical Pty Ltd | AO/ASIF | Humerus Block | 12 x 16mm | 157069 | February 2016 |  | New Listing
06 - Specialist Orthopaedic | 06.03 - SKELETAL RECONSTRUCTION | 06.03.05 - Surgical Accessories | 06.03.05.10 - Grooved Button for wires/cables |  | HW313 | 195 |  | Stryker Australia Pty Ltd | Dall Miles Cable Grip System - Vitallium | Vitallium: Grooved Button - Vitallium | One size only | 144003, 16234 | August 2013 |  | Changed Product Group, Product Sub Group, Benefit.
06 - Specialist Orthopaedic | 06.03 - SKELETAL RECONSTRUCTION | 06.03.05 - Surgical Accessories | 06.03.05.10 - Grooved Button for wires/cables |  | SV036 | 240 |  | Signature Spine and Joint Pty Ltd | Parcus MiTi Suture Anchor | The Parcus MiTi Suture Anchor is a threaded, tapered fastener for use in attachment of soft tissue to bone. The device is made from a Titanium alloy, Ti-6A1-4V. MiTi Suture Anchors are presented as sterile items. | 2.0mm, 2.5mm & 3.5mm diameter | 177866 | August 2014 |  | Transferred from AE202
06 - Specialist Orthopaedic | 06.03 - SKELETAL RECONSTRUCTION | 06.03.05 - Surgical Accessories | 06.03.05.10 - Grooved Button for wires/cables |  | ZI234 | 195 |  | Zimmer Biomet Pty Ltd | Cable System | Cable Ready, Cable Button | 2,5mm - 5,0mm | 108377 | August 2013 |  | Changed Product Group, Product Sub Group, Benefit.
06 - Specialist Orthopaedic | 06.03 - SKELETAL RECONSTRUCTION | 06.03.05 - Surgical Accessories | 06.03.05.11 - Wedges |  | DE345 | 1681 |  | Device Technologies Australia Pty Ltd | iBalance HTO System | Medial High Tibial Osteotomy Implant Device System | Small (6mm, 7mm, 8mm, 9mm, 10mm, 11mm, 12mm, 13mm, 14mm, 15mm) Medium (5mm, 6mm, 7mm, 8mm, 9mm, 10mm, 11mm, 12mm, 13mm, 14mm, 15mm) Large (5mm, 6mm, 7mm, 8mm, 9mm, 10mm, 11mm, 12mm, 13mm, 14mm, 15mm) | 140686 | August 2013 |  | Changed Product Group, Product Sub Group, Benefit.
06 - Specialist Orthopaedic | 06.03 - SKELETAL RECONSTRUCTION | 06.03.05 - Surgical Accessories | 06.03.05.11 - Wedges |  | ER454 | 1681 |  | Emergo Asia Pacific Pty Ltd | Paragon 28 Titan 3-D Wedge | Paragon 28 Titan 3-D Cotton or Evans Wedge, Anatomical, Titanium metal scaffold for angular correction, Sterile | 5-8 mm (Cotton); 6-12 mm (Evans) | 290444 | August 2017 |  | New Listing
06 - Specialist Orthopaedic | 06.03 - SKELETAL RECONSTRUCTION | 06.03.05 - Surgical Accessories | 06.03.05.12 - Chest Wall Reconstruction Plates |  | MZ019 | 1919 |  | Medigroup Australia | Strasbourg Costal Osteosynthesis System (StraCos/StraTos) | Titanium 3D Rib Clip, 6, 9 & 13 Segments, Standard width and XL | 6 segments (46 mm) 9 segments (70 mm) 13 segments XL (25.5 mm width) | 235762 | February 2016 |  | New Listing
06 - Specialist Orthopaedic | 06.03 - SKELETAL RECONSTRUCTION | 06.03.05 - Surgical Accessories | 06.03.05.12 - Chest Wall Reconstruction Plates |  | ZI928 | 1919 |  | Zimmer Biomet Pty Ltd | RibFix Blu | Rib Osteosynthesis Plates | 8-24 hole | 128458 | August 2016 |  | New Listing
06 - Specialist Orthopaedic | 06.03 - SKELETAL RECONSTRUCTION | 06.03.05 - Surgical Accessories | 06.03.05.12 - Chest Wall Reconstruction Plates | Modified | MZ020 | 2250 |  | Medigroup Australia | Strasbourg Costal Osteosynthesis System (StraCos/StraTos) - Titanium 3D Rib Clips, Bar Mounting | Titanium 3D Rib Clip, Bar Mounting, Straight and Angled 22.5 & 45 degrees, Standard & XL | Two widths: Standard (19mm) & XL (27.5mm) Three Angles: 0 (Straight), 22.5 & 45 degrees | 235762 | February 2016 |  | New Listing
06 - Specialist Orthopaedic | 06.03 - SKELETAL RECONSTRUCTION | 06.03.05 - Surgical Accessories | 06.03.05.13 - Chest Wall Reconstruction Plate Accessories |  | MZ021 | 1450 |  | Medigroup Australia | Strasbourg Costal Osteosynthesis System (StraCos/StraTos) - Titanium Connecting Bar, (partially & completely serrated) | Titanium Connecting Bar for Straight and Angled 3D Rip Clips partially serrated completely serrated | Three Sizes of Partially Serrated : 150, 190 & 230mm; Two sizes of Completely Serrated: 190 & 230mm. | 235762 | February 2016 |  | New Listing
06 - Specialist Orthopaedic | 06.03 - SKELETAL RECONSTRUCTION | 06.03.06 - Staples | 06.03.06.01 - Staples |  | BH191 | 134 |  | Zimmer Biomet Pty Ltd | Barouk System Staples | Varisation Staple Stainless Steel | 26-90Deg x 8-10mm | 127053 | August 2013 |  | Changed Product Group, Product Sub Group, Benefit.
06 - Specialist Orthopaedic | 06.03 - SKELETAL RECONSTRUCTION | 06.03.06 - Staples | 06.03.06.01 - Staples |  | BH327 | 134 |  | Zimmer Biomet Pty Ltd | Barouk System Staples | TIFLEX Staple / Pin - Titanium | 1.6 - 2.5 Dia 7-24mm width 13/15-36/50mm Length | 97988 | August 2013 |  | Changed Product Group, Product Sub Group, Benefit.
06 - Specialist Orthopaedic | 06.03 - SKELETAL RECONSTRUCTION | 06.03.06 - Staples | 06.03.06.01 - Staples |  | BU015 | 134 |  | CAB MEDICAL PTY LTD | Arcad osteosynthesis memory staples | Stainless steel static staples | 8 to 10 mm | 235764 | August 2016 |  | Transferred from LI091
06 - Specialist Orthopaedic | 06.03 - SKELETAL RECONSTRUCTION | 06.03.06 - Staples | 06.03.06.01 - Staples |  | CR118 | 134 |  | Corin Australia Pty Ltd | LARS Ligament Staple | CoCr synthetic ligament anchor | Width 8mm & length 20mm | 138574 | August 2013 |  | Changed Size, Product Group, Product Sub Group, Benefit.
06 - Specialist Orthopaedic | 06.03 - SKELETAL RECONSTRUCTION | 06.03.06 - Staples | 06.03.06.01 - Staples |  | DE062 | 134 |  | Device Technologies Australia Pty Ltd | Ligament Staples | Cobalt Chromium Molybdenium Alloy | 6mm - 16mm | 140711 | August 2013 |  | Changed Product Group, Product Sub Group, Benefit.
06 - Specialist Orthopaedic | 06.03 - SKELETAL RECONSTRUCTION | 06.03.06 - Staples | 06.03.06.01 - Staples |  | DE292 | 134 |  | Device Technologies Australia Pty Ltd | QuickFix Staple System | Compression Staple for Fusion | 8mm 10mm | 159591 | August 2013 |  | Changed Product Group, Product Sub Group, Benefit.
06 - Specialist Orthopaedic | 06.03 - SKELETAL RECONSTRUCTION | 06.03.06 - Staples | 06.03.06.01 - Staples |  | EF013 | 134 |  | Extend Medical | Merete MetaTak Staple | Osteotomy Staple | 8-10mm width | 238694 | August 2015 |  | New Listing
06 - Specialist Orthopaedic | 06.03 - SKELETAL RECONSTRUCTION | 06.03.06 - Staples | 06.03.06.01 - Staples |  | HW317 | 134 |  | Stryker Australia Pty Ltd | Rutherford Staple | Ellison Arched Staple, Vitallium | 9,12,15mm x 23mm | 139631 | August 2013 |  | Changed Product Group, Product Sub Group, Suffix, Benefit.
06 - Specialist Orthopaedic | 06.03 - SKELETAL RECONSTRUCTION | 06.03.06 - Staples | 06.03.06.01 - Staples |  | HW318 | 134 |  | Stryker Australia Pty Ltd | Rutherford Staple | Ellison Flat Staple, Vitallium | 8,11,14 x 23mm | 139631, 16229 | August 2013 |  | Changed Product Group, Product Sub Group, Suffix, Benefit.
06 - Specialist Orthopaedic | 06.03 - SKELETAL RECONSTRUCTION | 06.03.06 - Staples | 06.03.06.01 - Staples |  | HW319 | 134 |  | Stryker Australia Pty Ltd | Rutherford Staple | Ellison Soft Tissue Retainer, Vitallium | 8,11,14mm | 139631, 16229 | August 2013 |  | Changed Product Group, Product Sub Group, Benefit.
06 - Specialist Orthopaedic | 06.03 - SKELETAL RECONSTRUCTION | 06.03.06 - Staples | 06.03.06.01 - Staples |  | HW557 | 134 |  | Stryker Australia Pty Ltd | Stryker Memometal Varisation Staple | Varisation Staple Stainless Steel | 26-90Deg x 8-10mm | 149534 | August 2015 |  | New Listing
06 - Specialist Orthopaedic | 06.03 - SKELETAL RECONSTRUCTION | 06.03.06 - Staples | 06.03.06.01 - Staples |  | IG075 | 134 |  | Integra Neurosciences Pty Ltd | Solustaple Standard Staple | Stainless steel 90 deg & 26 degree | 8 & 10mm length | 173961 | August 2013 |  | Changed Product Group, Product Sub Group, Benefit.
06 - Specialist Orthopaedic | 06.03 - SKELETAL RECONSTRUCTION | 06.03.06 - Staples | 06.03.06.01 - Staples |  | IG103 | 134 |  | Integra Neurosciences Pty Ltd | Uni-Clip Compression Staple | Stainless Steel, Notched and Non-Notched | Width 11-30mm, Length 13-32mm | 173961 | August 2014 |  | Changed Product Name.
06 - Specialist Orthopaedic | 06.03 - SKELETAL RECONSTRUCTION | 06.03.06 - Staples | 06.03.06.01 - Staples |  | LM247 | 134 |  | LMT Surgical Pty Ltd | OS2®-C Compression Staple | Compression Staples | 11, 13 & 15mm | 236772 | August 2015 |  | New Listing
06 - Specialist Orthopaedic | 06.03 - SKELETAL RECONSTRUCTION | 06.03.06 - Staples | 06.03.06.01 - Staples |  | LM248 | 134 |  | LMT Surgical Pty Ltd | OS2®-V Varisation Staple | Varisation Staple | 8 & 10mm, 26 degrees & 90 degrees | 236772 | September 2016 |  | Changed Size.
06 - Specialist Orthopaedic | 06.03 - SKELETAL RECONSTRUCTION | 06.03.06 - Staples | 06.03.06.01 - Staples |  | NY002 | 134 |  | NeoSurgical Pty Ltd | Fastlok | Titanium staple and buckle | 6mm x 23mm, 8mm x 23mm | 219650 | August 2014 |  | New Listing
06 - Specialist Orthopaedic | 06.03 - SKELETAL RECONSTRUCTION | 06.03.06 - Staples | 06.03.06.01 - Staples |  | OH528 | 134 |  | Orthotech Pty Ltd | Dynafit System Staples | Foot Staples | 8-10mm | 221403 | August 2016 |  | Expanded from OH488
06 - Specialist Orthopaedic | 06.03 - SKELETAL RECONSTRUCTION | 06.03.06 - Staples | 06.03.06.01 - Staples |  | OU005 | 134 |  | Ortho Solutions Pty Ltd | VARISATION STAPLE | VARISATION STAPLE 90° 10MM VARISATION STAPLE 26° 10MM VARISATION STAPLE 90° 8MM VARISATION STAPLE 26° 8MM | VARISATION STAPLE 90° 10MM WIDE VARISATION STAPLE 26° 10MM WIDE VARISATION STAPLE 90° 8MM WIDE VARISATION STAPLE 26° 8MM WIDE | 198767 | August 2013 |  | Changed Product Sub Group, Benefit.
06 - Specialist Orthopaedic | 06.03 - SKELETAL RECONSTRUCTION | 06.03.06 - Staples | 06.03.06.01 - Staples |  | SF125 | 134 |  | Signature Orthopaedics | Speyside STAPLE | STAPLE 90° 10MM, STAPLE 26° 10MM, STAPLE 90° 8MM, STAPLE 26° 8MM | STAPLE 90° 10MM WIDE, STAPLE 26° 10MM WIDE, STAPLE 90° 8MM WIDE, STAPLE 26° 8MM WIDE | 184460 | August 2016 |  | Changed Product Name, Description, Size.
06 - Specialist Orthopaedic | 06.03 - SKELETAL RECONSTRUCTION | 06.03.06 - Staples | 06.03.06.01 - Staples |  | SK621 | 134 |  | Stryker Australia Pty Ltd | StaFIX | The StaFIX Staples are retained implants and removable used primarily for the following applications: Synthesis of fractures; Synthesis of osteotomies; Arthrodesis; Reattachment of ligaments ot tendons. The aim of the StaFIX staple is to provide a effective fixation of the bone fragments during healing. | 6x6, 6x12,8x8, 8x16, 10x10, 10x20, 12x24 | 140683 | August 2015 |  | Transferred from AE237
06 - Specialist Orthopaedic | 06.03 - SKELETAL RECONSTRUCTION | 06.03.06 - Staples | 06.03.06.01 - Staples |  | SN463 | 134 |  | Smith & Nephew Pty Ltd | Bone Staple | Fixation - Osteotomy | Fixation Staple 5mm- 14mm. McConnel HTO PF 15mm 0-S | 25902 | August 2013 |  | Changed Product Group, Product Sub Group, Suffix, Benefit.
06 - Specialist Orthopaedic | 06.03 - SKELETAL RECONSTRUCTION | 06.03.06 - Staples | 06.03.06.01 - Staples |  | SN464 | 134 |  | Smith & Nephew Pty Ltd | Bone Staple | Fixation - Short Leg | Xsmall - large | 25902 | August 2013 |  | Changed Product Group, Product Sub Group, Suffix, Benefit.
06 - Specialist Orthopaedic | 06.03 - SKELETAL RECONSTRUCTION | 06.03.06 - Staples | 06.03.06.01 - Staples |  | SN465 | 134 |  | Smith & Nephew Pty Ltd | Bone Staple | Fixation - Table | Small -Medium 13mm - 16mm. | 25902 | August 2013 |  | Changed Product Group, Product Sub Group, Suffix, Benefit.
06 - Specialist Orthopaedic | 06.03 - SKELETAL RECONSTRUCTION | 06.03.06 - Staples | 06.03.06.01 - Staples |  | SN466 | 134 |  | Smith & Nephew Pty Ltd | Bone Staple | Krackow HTO | 12,14,16mm | 25902 | August 2013 |  | Changed Product Group, Product Sub Group, Suffix, Benefit.
06 - Specialist Orthopaedic | 06.03 - SKELETAL RECONSTRUCTION | 06.03.06 - Staples | 06.03.06.01 - Staples |  | SQ071 | 134 |  | Surgical Specialties | Mini Staple | For fixation of osteotomies of first phalanx (e.g. Akin), 1mm diameter, straight & angled design | 0° and 63°, 8-10mm x 10mm | 149143 | August 2013 |  | Changed Product Group, Product Sub Group, Benefit.
06 - Specialist Orthopaedic | 06.03 - SKELETAL RECONSTRUCTION | 06.03.06 - Staples | 06.03.06.01 - Staples |  | TO131 | 134 |  | Tornier Pty Ltd | NexFix Compression Staples | The NexFix Compression Staple is made of stailess steel and is used for internal fixation of fractures, fusions, bone grafts and osteotomies in the bones of the hand and foot. It is designed so the surgeon can control the amount of compression depending on the type of osteotomy and on the patient’s bone quality | 10 mm in width, leg length varies 13 mm - 20 mm | 163236 | February 2014 |  | Transferred from OE023.
06 - Specialist Orthopaedic | 06.03 - SKELETAL RECONSTRUCTION | 06.03.06 - Staples | 06.03.06.01 - Staples |  | TO132 | 134 |  | Tornier Pty Ltd | NexFix Closing Wedge Osteotomy Staples | The NexFix Closing wedge osteotomy staples are made of stainless steel and are intended to be used for internal fixation of fusions, bone grafts and osteotomies in the bones of the hand and foot following alignment correction | 8mm x 90 deg, 8mm x 64 deg | 163236 | February 2014 |  | Transferred from OE024
06 - Specialist Orthopaedic | 06.03 - SKELETAL RECONSTRUCTION | 06.03.06 - Staples | 06.03.06.01 - Staples |  | WR037 | 134 |  | Wright Medical Australia | Charlotte Foot & Ankle System | Compression Staple, Stainless Steel | 13, 15, 20, 25mm interaxis, leg lengths 11, 13, 15, 17, 20 & 25mm, 10 Sizes in Total | 122968 | August 2013 |  | Changed Product Group, Product Sub Group, Benefit.
06 - Specialist Orthopaedic | 06.03 - SKELETAL RECONSTRUCTION | 06.03.06 - Staples | 06.03.06.01 - Staples |  | WR038 | 134 |  | Wright Medical Australia | Charlotte Foot & Ankle System | Quick Staple, Stainless Steel | One Size Only | 122968 | August 2013 |  | Changed Product Group, Product Sub Group, Benefit.
06 - Specialist Orthopaedic | 06.03 - SKELETAL RECONSTRUCTION | 06.03.06 - Staples | 06.03.06.01 - Staples |  | WR286 | 134 |  | Wright Medical Australia | EOS Footset - Varisation staple | Foot staple | 8-10mm | 151100 | August 2015 |  | Transferred from LM157
06 - Specialist Orthopaedic | 06.03 - SKELETAL RECONSTRUCTION | 06.03.06 - Staples | 06.03.06.01 - Staples | COMP | DE295 | 417 |  | Device Technologies Australia Pty Ltd | Compression Staple | Compression staple for fusion | 10x10mm 10x15mm 15x10mm 15x15mm 20x20mm | 159591 | August 2013 |  | Changed Product Group, Product Sub Group, Suffix, Benefit.
06 - Specialist Orthopaedic | 06.03 - SKELETAL RECONSTRUCTION | 06.03.06 - Staples | 06.03.06.01 - Staples | MI | LV025 | 268 |  | ConMed Linvatec Australia Pty Ltd | Staplizer Bone Staple Cartridge | 5 Titanium staples per cartridge | 7 x 7mm, 7 x 10mm, 10 x 7mm, 10 x 10mm, 10 x 15mm, 13 x 7mm, 13 x 10mm, 13 x 15mm, 13 x 20mm, 16 x 10mm, 16 x 15mm, 16 x 20mm, 16 x 25mm | 93500 | February 2016 |  | Changed Suffix, Benefit.
06 - Specialist Orthopaedic | 06.03 - SKELETAL RECONSTRUCTION | 06.03.06 - Staples | 06.03.06.01 - Staples | MM | BH192 | 534 |  | Zimmer Biomet Pty Ltd | Barouk System Staples | Memory Staple - Titanium Alloy | 12-20mm Long | 127053, 97988 | August 2013 |  | Changed Product Group, Product Sub Group, Suffix, Benefit.
06 - Specialist Orthopaedic | 06.03 - SKELETAL RECONSTRUCTION | 06.03.06 - Staples | 06.03.06.01 - Staples | MM | BU002 | 534 |  | CAB MEDICAL PTY LTD | Arcad osteosynthesis memory staples | Memory metal implants | 25mm |  | February 2016 |  | New Listing
06 - Specialist Orthopaedic | 06.03 - SKELETAL RECONSTRUCTION | 06.03.06 - Staples | 06.03.06.01 - Staples | MM | BU006 | 534 |  | CAB MEDICAL PTY LTD | Arcad osteosynthesis memory staples | Memory metal implants | 15 to 20mm | 235764 | August 2016 |  | Transferred from LI078
06 - Specialist Orthopaedic | 06.03 - SKELETAL RECONSTRUCTION | 06.03.06 - Staples | 06.03.06.01 - Staples | MM | BU008 | 534 |  | CAB MEDICAL PTY LTD | Arcad osteosynthesis memory staples | Memory metal implants | 8 to 10mm | 235764 | August 2016 |  | Transferred from LI077
06 - Specialist Orthopaedic | 06.03 - SKELETAL RECONSTRUCTION | 06.03.06 - Staples | 06.03.06.01 - Staples | MM | ER439 | 534 |  | Emergo Asia Pacific Pty Ltd | Paragon 28 JAWS Nitinol Staple System | Paragon 28 JAWS Nitinol Staple System | bridge width 8-25 mm, angle 0 or 30, step height 4-12 mm | 291681 | August 2017 |  | New Listing
06 - Specialist Orthopaedic | 06.03 - SKELETAL RECONSTRUCTION | 06.03.06 - Staples | 06.03.06.01 - Staples | MM | HW462 | 534 |  | Stryker Australia Pty Ltd | Memometal Memory Staples | Memory Metal Implants | 10 mm to 25 mm | 149534 | August 2013 |  | Changed Product Group, Product Sub Group, Benefit.
06 - Specialist Orthopaedic | 06.03 - SKELETAL RECONSTRUCTION | 06.03.06 - Staples | 06.03.06.01 - Staples | MM | LH518 | 534 |  | Lifehealthcare Pty Ltd | Clover Staple | Plate Staple, 3 or 4 leg | (10-16)mm x (8-16)mm plate x (10-15)mm leg length x (3 or 4) leg | 218346 | August 2014 |  | New Listing
06 - Specialist Orthopaedic | 06.03 - SKELETAL RECONSTRUCTION | 06.03.06 - Staples | 06.03.06.01 - Staples | MM | LM214 | 534 |  | LMT Surgical Pty Ltd | Highly Elastic Staples | Nitinol Staples | 8-25mm | 229705 | February 2015 |  | New Listing
06 - Specialist Orthopaedic | 06.03 - SKELETAL RECONSTRUCTION | 06.03.06 - Staples | 06.03.06.01 - Staples | MM | OH527 | 534 |  | Orthotech Pty Ltd | Dynafit System Staples | Nitinol Memory Staples | 8mm - 25mm | 221403 | August 2016 |  | Expanded from OH488
06 - Specialist Orthopaedic | 06.03 - SKELETAL RECONSTRUCTION | 06.03.06 - Staples | 06.03.06.01 - Staples | MM | OU004 | 534 |  | Ortho Solutions Pty Ltd | MEMO STAPLE | 12mm memo staple /16mm memo staple/ 20mm memo staple | 12MM MEMO STAPLE (13MM) 12MM MEMO STAPLE (14MM) 12MM MEMO STAPLE (15MM) 12MM MEMO STAPLE (16MM) 12MM MEMO STAPLE (17MM) 12MM MEMO STAPLE (13MM X 15MM) 12MM MEMO STAPLE (14MM X 16MM) 12MM MEMO STAPLE (15MM X 17MM) 12MM MEMO STAPLE (16MM X 18MM) 12MM MEMO STAPLE (17MM X 19MM) 20MM MEMO STAPLE (13MM) 20MM MEMO STAPLE (15MM) 20MM MEMO STAPLE (17MM) 20MM MEMO STAPLE (19MM) 20MM MEMO STAPLE (21MM) 20MM MEMO STAPLE (23MM) 20MM MEMO STAPLE (25MM) 20MM MEMO STAPLE (12MM X 15MM) 20MM MEMO STAPLE (14MM X 17MM) 20MM MEMO STAPLE (16MM X 19MM) 20MM MEMO STAPLE (18MM X 21MM) 20MM MEMO STAPLE (20MM X 23MM) 12mm Memo Staple (13mm) 12mm Memo Staple (14mm) 12mm Memo Staple (15mm) 12mm Memo Staple (16mm) 12mm Memo Staple (17mm) 16mm Memo staple (14mm x 16mm) 16mm Memo staple (16mm x 18mm) 16mm Memo staple (18mm x 20mm) 16mm Memo staple (20mm x 22mm) | 198767 | February 2014 |  | Changed Description, Size, Suffix, Benefit.
06 - Specialist Orthopaedic | 06.03 - SKELETAL RECONSTRUCTION | 06.03.06 - Staples | 06.03.06.01 - Staples | MM | SF089 | 534 |  | Signature Orthopaedics | Speyside Memory Staple | Speyside Memory Staple - Medium | Width 11-20 mm | 184460 | February 2016 |  | Duplicated from LC064
06 - Specialist Orthopaedic | 06.03 - SKELETAL RECONSTRUCTION | 06.03.06 - Staples | 06.03.06.01 - Staples | MM | SK614 | 534 |  | Stryker Australia Pty Ltd | M-Fix | Nitinol | 10-19mm | 140683 | August 2015 |  | Transferred from AE230
06 - Specialist Orthopaedic | 06.03 - SKELETAL RECONSTRUCTION | 06.03.06 - Staples | 06.03.06.01 - Staples | MM | SY837 | 534 |  | Johnson & Johnson Medical Pty Ltd | Nitinol Implant System | Bone staples | Bridge size 9-30 | 95685 | February 2017 |  | New Listing
06 - Specialist Orthopaedic | 06.03 - SKELETAL RECONSTRUCTION | 06.03.06 - Staples | 06.03.06.01 - Staples | MM | WR290 | 534 |  | Wright Medical Australia | Eleos staple | Foot staple | 4-34/38mm | 118786 | August 2015 |  | Transferred from LM159
06 - Specialist Orthopaedic | 06.03 - SKELETAL RECONSTRUCTION | 06.03.06 - Staples | 06.03.06.01 - Staples | MM | WR291 | 534 |  | Wright Medical Australia | Fuseforce Fixation System | Osteosynthesis Staple Memory Alloy | 8-25mm | 122968 | February 2016 |  | New Listing
06 - Specialist Orthopaedic | 06.03 - SKELETAL RECONSTRUCTION | 06.03.07 - Soft Tissue Fixation Devices | 06.03.07.01 - No suture (including arrows) |  | BW001 | 246 |  | STABLE ORTHOPAEDICS PTY LTD | 5.5mm Knotless Anchor | Soft-tissue anchor, non-bioabsorbable | 5.5mm | 274097 | August 2016 |  | New Listing
06 - Specialist Orthopaedic | 06.03 - SKELETAL RECONSTRUCTION | 06.03.07 - Soft Tissue Fixation Devices | 06.03.07.01 - No suture (including arrows) |  | HW374 | 246 |  | Stryker Australia Pty Ltd | Howmedica Mainstay Soft Tissue Anchor | Without suture - Titanium | 4.5, 3.5 and 2.7 anchor | 139736, 16234 | August 2013 |  | Changed Product Group, Product Sub Group, Benefit.
06 - Specialist Orthopaedic | 06.03 - SKELETAL RECONSTRUCTION | 06.03.07 - Soft Tissue Fixation Devices | 06.03.07.01 - No suture (including arrows) |  | HW375 | 246 |  | Stryker Australia Pty Ltd | Howmedica Mainstay Soft Tissue Anchor | Zip anchor - Titanium | Sip 4.5 anchor with #5 suture and #2 suture 2 strands, zip 3.5 anchor with #2 suture and #0 suture 2 strands, zip 2.7 anchor with #0 suture | 139736, 16234 | August 2013 |  | Changed Product Group, Product Sub Group, Benefit.
06 - Specialist Orthopaedic | 06.03 - SKELETAL RECONSTRUCTION | 06.03.07 - Soft Tissue Fixation Devices | 06.03.07.01 - No suture (including arrows) |  | LM301 | 246 |  | LMT Surgical Pty Ltd | Sharc FT | Anchors without sutures. | 4mm | 262261 | August 2016 |  | New Listing
06 - Specialist Orthopaedic | 06.03 - SKELETAL RECONSTRUCTION | 06.03.07 - Soft Tissue Fixation Devices | 06.03.07.01 - No suture (including arrows) |  | LM302 | 246 |  | LMT Surgical Pty Ltd | Elite SPK | PEEK Suture Anchor | 7,9mm | 262261 | August 2016 |  | New Listing
06 - Specialist Orthopaedic | 06.03 - SKELETAL RECONSTRUCTION | 06.03.07 - Soft Tissue Fixation Devices | 06.03.07.01 - No suture (including arrows) |  | LV028 | 246 |  | ConMed Linvatec Australia Pty Ltd | Pre-loaded BioStinger Bio-Absorbable Meniscal Repair Implant | Violet, PLLA | 10, 13, 16mm | 151740 | August 2013 |  | Changed Product Group, Product Sub Group, Suffix, Benefit.
06 - Specialist Orthopaedic | 06.03 - SKELETAL RECONSTRUCTION | 06.03.07 - Soft Tissue Fixation Devices | 06.03.07.01 - No suture (including arrows) |  | LV071 | 246 |  | ConMed Linvatec Australia Pty Ltd | Contour Meniscus Arrow | 80L/20D, LPLA & PLLA | 1.1mm x 10, 13,16mm | 139661 | August 2013 |  | Changed Product Group, Product Sub Group, Suffix, Benefit.
06 - Specialist Orthopaedic | 06.03 - SKELETAL RECONSTRUCTION | 06.03.07 - Soft Tissue Fixation Devices | 06.03.07.01 - No suture (including arrows) |  | SK048 | 246 |  | Stryker Australia Pty Ltd | Stryker Cuff Anchor | Titanium anchor kit for soft tissue reattachment | Length 5-8mm | 139736, 78130 | August 2013 |  | Changed Product Group, Product Sub Group, Benefit.
06 - Specialist Orthopaedic | 06.03 - SKELETAL RECONSTRUCTION | 06.03.07 - Soft Tissue Fixation Devices | 06.03.07.01 - No suture (including arrows) |  | SN413 | 246 |  | Smith & Nephew Pty Ltd | Shoulder Reconstruction | 3.7mm TAG & Wedge Suture Wedge | 3.7mm | 24528 | August 2013 |  | Changed Product Group, Product Sub Group, Benefit.
06 - Specialist Orthopaedic | 06.03 - SKELETAL RECONSTRUCTION | 06.03.07 - Soft Tissue Fixation Devices | 06.03.07.01 - No suture (including arrows) |  | SN414 | 246 |  | Smith & Nephew Pty Ltd | Shoulder Reconstruction | Suretac Absorbable Staple | 6-8 x 16mm | 24528 | August 2013 |  | Changed Product Group, Product Sub Group, Suffix, Benefit.
06 - Specialist Orthopaedic | 06.03 - SKELETAL RECONSTRUCTION | 06.03.07 - Soft Tissue Fixation Devices | 06.03.07.01 - No suture (including arrows) |  | SN415 | 246 |  | Smith & Nephew Pty Ltd | Shoulder Reconstruction | TAG Bioabsorbable Anchor Wedge | 3.7mm | 24528 | August 2013 |  | Changed Product Group, Product Sub Group, Suffix, Benefit.
06 - Specialist Orthopaedic | 06.03 - SKELETAL RECONSTRUCTION | 06.03.07 - Soft Tissue Fixation Devices | 06.03.07.01 - No suture (including arrows) |  | ZI182 | 246 |  | Zimmer Biomet Pty Ltd | Zimmer Internal Fixation Systems: Soft Tissue Re-attachment Device | Statak/Mini-Statak - Suture, Stainless Steel | 2, 5 mm - 5, 0mm | 95936 | August 2013 |  | Changed Product Group, Product Sub Group, Benefit.
06 - Specialist Orthopaedic | 06.03 - SKELETAL RECONSTRUCTION | 06.03.07 - Soft Tissue Fixation Devices | 06.03.07.01 - No suture (including arrows) | AB | DE059 | 309 |  | Device Technologies Australia Pty Ltd | Arthrex Meniscal Dart | PLA | 10mm - 14mm | 140552 | August 2013 |  | Changed Product Group, Product Sub Group, Benefit.
06 - Specialist Orthopaedic | 06.03 - SKELETAL RECONSTRUCTION | 06.03.07 - Soft Tissue Fixation Devices | 06.03.07.01 - No suture (including arrows) | AB | DE126 | 309 |  | Device Technologies Australia Pty Ltd | Chondral Dart | Polylactide Compositition | Length 18mm | 140552 | August 2013 |  | Changed Product Group, Product Sub Group, Benefit.
06 - Specialist Orthopaedic | 06.03 - SKELETAL RECONSTRUCTION | 06.03.07 - Soft Tissue Fixation Devices | 06.03.07.02 - Suture, Small anchors (≤2.3mm) |  | BH360 | 310 |  | Zimmer Biomet Pty Ltd | JuggerKnot/JuggerLoc Soft Anchor | Suture Anchor, Polyester, PE | 1.0mm, 1.4mm,1.45mm, 1.5mm, 2.1mm, 2.3mm | 208040 | August 2016 |  | Changed Product Name, Size.
06 - Specialist Orthopaedic | 06.03 - SKELETAL RECONSTRUCTION | 06.03.07 - Soft Tissue Fixation Devices | 06.03.07.02 - Suture, Small anchors (≤2.3mm) |  | BI969 | 310 |  | Zimmer Biomet Pty Ltd | JuggerStitch | Meniscal Repair Device | one size | 117747 | February 2016 |  | Changed Product Name.
06 - Specialist Orthopaedic | 06.03 - SKELETAL RECONSTRUCTION | 06.03.07 - Soft Tissue Fixation Devices | 06.03.07.02 - Suture, Small anchors (≤2.3mm) |  | DE430 | 310 |  | Device Technologies Australia Pty Ltd | Corkscrew Suture Anchor | Titanium alloy with Fibrewire suture | 2.2mm | 126657 | August 2013 |  | Expanded from DE196
06 - Specialist Orthopaedic | 06.03 - SKELETAL RECONSTRUCTION | 06.03.07 - Soft Tissue Fixation Devices | 06.03.07.02 - Suture, Small anchors (≤2.3mm) |  | DE462 | 310 |  | Device Technologies Australia Pty Ltd | SutureTak Suture Anchor | Suture Anchor | 2mm | 164047 | August 2014 |  | New Listing
06 - Specialist Orthopaedic | 06.03 - SKELETAL RECONSTRUCTION | 06.03.07 - Soft Tissue Fixation Devices | 06.03.07.02 - Suture, Small anchors (≤2.3mm) |  | DE483 | 310 |  | Device Technologies Australia Pty Ltd | FiberTak Suture Anchor | Suture anchor with 2 x #2 FibreWire CL or 1.3mm SutureTape | 1.3mm | 126657 | August 2016 |  | New Listing
06 - Specialist Orthopaedic | 06.03 - SKELETAL RECONSTRUCTION | 06.03.07 - Soft Tissue Fixation Devices | 06.03.07.02 - Suture, Small anchors (≤2.3mm) |  | HW526 | 310 |  | Stryker Australia Pty Ltd | Memometal Anchor Fixation System | Anchors | 1-2mm | 149537 | August 2013 |  | Expanded from HW463
06 - Specialist Orthopaedic | 06.03 - SKELETAL RECONSTRUCTION | 06.03.07 - Soft Tissue Fixation Devices | 06.03.07.02 - Suture, Small anchors (≤2.3mm) |  | HW542 | 310 |  | Stryker Australia Pty Ltd | ICONiX Anchor | ICONiX Anchor soft-tissue fixation | 1.4mm, 2.3mm | 229717 | February 2015 |  | New Listing
06 - Specialist Orthopaedic | 06.03 - SKELETAL RECONSTRUCTION | 06.03.07 - Soft Tissue Fixation Devices | 06.03.07.02 - Suture, Small anchors (≤2.3mm) |  | HW543 | 310 |  | Stryker Australia Pty Ltd | Knotilus Implant Loop | Knotilus Non-Absorbable Implant Loop | 25mm | 229722 | February 2015 |  | New Listing
06 - Specialist Orthopaedic | 06.03 - SKELETAL RECONSTRUCTION | 06.03.07 - Soft Tissue Fixation Devices | 06.03.07.02 - Suture, Small anchors (≤2.3mm) |  | HW583 | 310 |  | Stryker Australia Pty Ltd | ICONiX w/ Needles | ICONiX w/ Needles Anchor for soft tissue fixation | 1.4mm, 2.3mm | 229717 | February 2017 |  | New Listing
06 - Specialist Orthopaedic | 06.03 - SKELETAL RECONSTRUCTION | 06.03.07 - Soft Tissue Fixation Devices | 06.03.07.02 - Suture, Small anchors (≤2.3mm) |  | JJ087 | 310 |  | Johnson & Johnson Medical Pty Ltd | Mitek Tacit Quick Anchor | Titanium Suture Anchor | 2.0 x 3.6mm | 136374 | August 2013 |  | Changed Product Group, Product Sub Group, Benefit.
06 - Specialist Orthopaedic | 06.03 - SKELETAL RECONSTRUCTION | 06.03.07 - Soft Tissue Fixation Devices | 06.03.07.02 - Suture, Small anchors (≤2.3mm) |  | JJ091 | 310 |  | Johnson & Johnson Medical Pty Ltd | Mini Quick Anchor with Suture | Anchor with Suture | Anchor with Suture and Multiple size needles | 136374, 154626, 154627 | August 2013 |  | Changed Product Group, Product Sub Group, Benefit.
06 - Specialist Orthopaedic | 06.03 - SKELETAL RECONSTRUCTION | 06.03.07 - Soft Tissue Fixation Devices | 06.03.07.02 - Suture, Small anchors (≤2.3mm) |  | JJ100 | 310 |  | Johnson & Johnson Medical Pty Ltd | Micro Quick Anchor | Titanium Suture Anchor | 1.3 x 3.7mm | 136374, 161092 | August 2013 |  | Changed Product Group, Product Sub Group, Benefit.
06 - Specialist Orthopaedic | 06.03 - SKELETAL RECONSTRUCTION | 06.03.07 - Soft Tissue Fixation Devices | 06.03.07.02 - Suture, Small anchors (≤2.3mm) |  | LV005 | 310 |  | ConMed Linvatec Australia Pty Ltd | Ultrafix MiniMite StitchPak Suture Anchor | Soft Tissue Re-attachment - Stainless Steel | 2.3mm predeployed diameter | 136631 | August 2013 |  | Changed Product Group, Product Sub Group, Benefit.
06 - Specialist Orthopaedic | 06.03 - SKELETAL RECONSTRUCTION | 06.03.07 - Soft Tissue Fixation Devices | 06.03.07.02 - Suture, Small anchors (≤2.3mm) |  | LV024 | 310 |  | ConMed Linvatec Australia Pty Ltd | Ultrafix MicroMite Small Joint Anchor | Suture Anchoring Device - Titanium | 1.5mm predeployed diameter | 136631 | August 2013 |  | Changed Product Group, Product Sub Group, Benefit.
06 - Specialist Orthopaedic | 06.03 - SKELETAL RECONSTRUCTION | 06.03.07 - Soft Tissue Fixation Devices | 06.03.07.02 - Suture, Small anchors (≤2.3mm) |  | LV119 | 310 |  | ConMed Linvatec Australia Pty Ltd | Y-Knot Suture Anchor | Y-Knot Suture Anchor 1.3mm and 1.8mm | 1.3mm and 1.8mm | 136631 | 2017-11-01 |  | Changed Benefit.
06 - Specialist Orthopaedic | 06.03 - SKELETAL RECONSTRUCTION | 06.03.07 - Soft Tissue Fixation Devices | 06.03.07.02 - Suture, Small anchors (≤2.3mm) |  | LV124 | 310 |  | ConMed Linvatec Australia Pty Ltd | PressFT PEEK Suture Anchor 2.1mm | The ConMed Linvatec PressFT Suture Anchors are manufactured from PEEK and are provided, preloaded on a single use driver and pre-threaded with either one or two Hi-Fi Sutures. | 2.1mm | 136631 | 2017-11-01 |  | Changed Benefit.
06 - Specialist Orthopaedic | 06.03 - SKELETAL RECONSTRUCTION | 06.03.07 - Soft Tissue Fixation Devices | 06.03.07.02 - Suture, Small anchors (≤2.3mm) |  | SF147 | 310 |  | Signature Orthopaedics | S-Knot Anchor | All suture anchors | 1.3 and 1.8mm | 193153 | February 2017 |  | New Listing
06 - Specialist Orthopaedic | 06.03 - SKELETAL RECONSTRUCTION | 06.03.07 - Soft Tissue Fixation Devices | 06.03.07.02 - Suture, Small anchors (≤2.3mm) |  | SK583 | 310 |  | Stryker Australia Pty Ltd | Nanotack Suture Anchor | 1.4mm High Strength PEEK suture anchor pre-loaded with suture and inserter for arthrosopic hip labral reattachment | 1.4mm | 207253 | February 2015 |  | Transferred from XD016
06 - Specialist Orthopaedic | 06.03 - SKELETAL RECONSTRUCTION | 06.03.07 - Soft Tissue Fixation Devices | 06.03.07.02 - Suture, Small anchors (≤2.3mm) |  | SL025 | 310 |  | Smith & Nephew Pty Ltd | Suturefix Ultra | All suture anchor | 1.7-2.3 | 109451 | August 2013 |  | New Listing
06 - Specialist Orthopaedic | 06.03 - SKELETAL RECONSTRUCTION | 06.03.07 - Soft Tissue Fixation Devices | 06.03.07.02 - Suture, Small anchors (≤2.3mm) |  | SL063 | 310 |  | Smith & Nephew Pty Ltd | Q-Fix All Suture Anchor | Soft suture anchor | 1.8mm | 217339 | August 2015 |  | Transferred from AF039
06 - Specialist Orthopaedic | 06.03 - SKELETAL RECONSTRUCTION | 06.03.07 - Soft Tissue Fixation Devices | 06.03.07.02 - Suture, Small anchors (≤2.3mm) |  | SM162 | 310 |  | Smith & Nephew Pty Ltd | SPYROMITE | A non-absorbable polymer (PEEK) anchor for use in ligament/tendon reconstruction in small joint applications | 2mm in diameter | 109451 | August 2013 |  | Changed Product Group, Product Sub Group, Benefit.
06 - Specialist Orthopaedic | 06.03 - SKELETAL RECONSTRUCTION | 06.03.07 - Soft Tissue Fixation Devices | 06.03.07.02 - Suture, Small anchors (≤2.3mm) |  | SM163 | 310 |  | Smith & Nephew Pty Ltd | DYNOMITE | A non-absorbable polymer (PEEK) anchor for use in ligament/tendon reconstruction in small joint applications | 2mm in diameter | 109451 | August 2013 |  | Changed Product Group, Product Sub Group, Benefit.
06 - Specialist Orthopaedic | 06.03 - SKELETAL RECONSTRUCTION | 06.03.07 - Soft Tissue Fixation Devices | 06.03.07.02 - Suture, Small anchors (≤2.3mm) |  | SN417 | 310 |  | Smith & Nephew Pty Ltd | T-Bar Suture Retention System | T-Fix RCG | 1.8mm | 24528 | August 2013 |  | Changed Product Group, Product Sub Group, Benefit.
06 - Specialist Orthopaedic | 06.03 - SKELETAL RECONSTRUCTION | 06.03.07 - Soft Tissue Fixation Devices | 06.03.07.02 - Suture, Small anchors (≤2.3mm) |  | SN418 | 310 |  | Smith & Nephew Pty Ltd | T-Bar Suture Retention System | T-Fix Single & Double | T-Fix Suture Bar, Straight Needle, Double Suture | 24528 | August 2013 |  | Changed Product Group, Product Sub Group, Benefit.
06 - Specialist Orthopaedic | 06.03 - SKELETAL RECONSTRUCTION | 06.03.07 - Soft Tissue Fixation Devices | 06.03.07.02 - Suture, Small anchors (≤2.3mm) |  | SN442 | 310 |  | Smith & Nephew Pty Ltd | Mini TAG | Suture Anchor 2.0mm | 2.0mm | 24528 | August 2013 |  | Changed Product Group, Product Sub Group, Benefit.
06 - Specialist Orthopaedic | 06.03 - SKELETAL RECONSTRUCTION | 06.03.07 - Soft Tissue Fixation Devices | 06.03.07.02 - Suture, Small anchors (≤2.3mm) |  | SV060 | 310 |  | Signature Spine and Joint Pty Ltd | Draw Tight Suture Anchors | Suture Anchor | 1.8mm | 177866 | February 2017 |  | New Listing
06 - Specialist Orthopaedic | 06.03 - SKELETAL RECONSTRUCTION | 06.03.07 - Soft Tissue Fixation Devices | 06.03.07.02 - Suture, Small anchors (≤2.3mm) |  | SY417 | 310 |  | Johnson & Johnson Medical Pty Ltd | Titanium Wire, Barb and Needle | Titanium wire surture and needle with titanium alloy barb fixation | One size only | 139010 | August 2013 |  | Changed Product Group, Product Sub Group, Benefit.
06 - Specialist Orthopaedic | 06.03 - SKELETAL RECONSTRUCTION | 06.03.07 - Soft Tissue Fixation Devices | 06.03.07.02 - Suture, Small anchors (≤2.3mm) |  | WR212 | 310 |  | Wright Medical Australia | G Force Anchorlok Soft Tissue Anchors | Titanium suture anchor | 1.9mm | 122967 | August 2013 |  | Changed Product Group, Product Sub Group, Suffix, Benefit.
06 - Specialist Orthopaedic | 06.03 - SKELETAL RECONSTRUCTION | 06.03.07 - Soft Tissue Fixation Devices | 06.03.07.02 - Suture, Small anchors (≤2.3mm) |  | ZI974 | 310 |  | Zimmer Biomet Pty Ltd | Soft Tissue Anchor | All-Suture, UHMWPE | 1.4-2.2mm, Single & Double Loaded | 209509 | February 2017 |  | Transferred from SQ110
06 - Specialist Orthopaedic | 06.03 - SKELETAL RECONSTRUCTION | 06.03.07 - Soft Tissue Fixation Devices | 06.03.07.02 - Suture, Small anchors (≤2.3mm) | AB | JJ421 | 529 |  | Johnson & Johnson Medical Pty Ltd | MicroFix Anchor with Suture | Anchor with suture | Anchor with Suture and Multiple size needles | 140549, 161091 | August 2013 |  | Changed Product Group, Product Sub Group, Benefit.
06 - Specialist Orthopaedic | 06.03 - SKELETAL RECONSTRUCTION | 06.03.07 - Soft Tissue Fixation Devices | 06.03.07.02 - Suture, Small anchors (≤2.3mm) | AB | JJ926 | 529 |  | Johnson & Johnson Medical Pty Ltd | MiniLok Anchor System | Suture Anchor | 2.3mm | 140353 | August 2013 |  | Compressed from JJ420, JJ422
06 - Specialist Orthopaedic | 06.03 - SKELETAL RECONSTRUCTION | 06.03.07 - Soft Tissue Fixation Devices | 06.03.07.02 - Suture, Small anchors (≤2.3mm) | AB | LV125 | 529 |  | ConMed Linvatec Australia Pty Ltd | GENESYS PressFT Suture Anchor 2.1mm | The ConMed Linvatec GENESYS PressFT (biocomposite) Suture Anchors are manufactured from polylactide copolymer (96L/4D PLA co-polymer) and beta-tricalcium phosphate (B-TCp), and are provided sterile, preloaded on a single-use driver and pre-threaded with either one or two Hi-Fi Sutures | 2.1mm | 208881 | August 2013 |  | New Listing
06 - Specialist Orthopaedic | 06.03 - SKELETAL RECONSTRUCTION | 06.03.07 - Soft Tissue Fixation Devices | 06.03.07.02 - Suture, Small anchors (≤2.3mm) | MI | LV115 | 795 |  | ConMed Linvatec Australia Pty Ltd | Sequent Meniscal Repair Device | The Sequent Meniscal Repair Device is pre-loaded with polyetheretherketone (PEEK) implants threaded onto one size #0 (3.5 metric) HiFi® suture. The device sequentially deplos the implants and suture that are tightened down to create multiple stitches to create fixation points along a soft tissue tear | 7 (5.1mm x 1.3mm Implants) | 120427 | February 2013 |  | Changed Size, Product Group, Product Sub Group, Suffix, Benefit.
06 - Specialist Orthopaedic | 06.03 - SKELETAL RECONSTRUCTION | 06.03.07 - Soft Tissue Fixation Devices | 06.03.07.03 - Suture, Medium anchors (2.4 – 3.9mm) |  | BH361 | 465 |  | Zimmer Biomet Pty Ltd | JuggerKnot/JuggerLoc Soft Anchor | Suture Anchor, Polyester, PE | 2.9mm | 208040 | August 2016 |  | Changed Product Name.
06 - Specialist Orthopaedic | 06.03 - SKELETAL RECONSTRUCTION | 06.03.07 - Soft Tissue Fixation Devices | 06.03.07.03 - Suture, Medium anchors (2.4 – 3.9mm) |  | BI320 | 465 |  | Zimmer Biomet Pty Ltd | Arthrotek Harpoon System | Suture Anchor, Stainless Steel, Ti | 1 to 5 | 117747 | August 2013 |  | Changed Product Group, Product Sub Group, Benefit.
06 - Specialist Orthopaedic | 06.03 - SKELETAL RECONSTRUCTION | 06.03.07 - Soft Tissue Fixation Devices | 06.03.07.03 - Suture, Medium anchors (2.4 – 3.9mm) |  | BI968 | 465 |  | Zimmer Biomet Pty Ltd | ToggleLoc | Femoral Fixation Device | 15mm-60mm | 116765 | August 2013 |  | Changed Product Group, Product Sub Group, Benefit.
06 - Specialist Orthopaedic | 06.03 - SKELETAL RECONSTRUCTION | 06.03.07 - Soft Tissue Fixation Devices | 06.03.07.03 - Suture, Medium anchors (2.4 – 3.9mm) |  | BW003 | 465 |  | STABLE ORTHOPAEDICS PTY LTD | 2.9mm RōG Anchor with 1 x #2 suture | Soft-tissue anchor, non-bioabsorbable | 2.9mm | 274097 | August 2016 |  | New Listing
06 - Specialist Orthopaedic | 06.03 - SKELETAL RECONSTRUCTION | 06.03.07 - Soft Tissue Fixation Devices | 06.03.07.03 - Suture, Medium anchors (2.4 – 3.9mm) |  | DE198 | 465 |  | Device Technologies Australia Pty Ltd | Fastak Suture Anchor (Small Bone) | With Fibrewire Suture | Dia. 2.4mm x Length 7.5mm | 126657 | August 2013 |  | Changed Product Group, Product Sub Group, Benefit.
06 - Specialist Orthopaedic | 06.03 - SKELETAL RECONSTRUCTION | 06.03.07 - Soft Tissue Fixation Devices | 06.03.07.03 - Suture, Medium anchors (2.4 – 3.9mm) |  | DE225 | 465 |  | Device Technologies Australia Pty Ltd | Fastak Anchor | Titanium with fibrewire suture | 2.8mm x 11.7mm | 126657 | August 2013 |  | Changed Product Group, Product Sub Group, Benefit.
06 - Specialist Orthopaedic | 06.03 - SKELETAL RECONSTRUCTION | 06.03.07 - Soft Tissue Fixation Devices | 06.03.07.03 - Suture, Medium anchors (2.4 – 3.9mm) |  | DE428 | 465 |  | Device Technologies Australia Pty Ltd | Corkscrew Suture Anchor | Titanium alloy with Fibrewire suture | 3.5mm | 126657 | August 2013 |  | Expanded from DE196
06 - Specialist Orthopaedic | 06.03 - SKELETAL RECONSTRUCTION | 06.03.07 - Soft Tissue Fixation Devices | 06.03.07.03 - Suture, Medium anchors (2.4 – 3.9mm) |  | DE433 | 465 |  | Device Technologies Australia Pty Ltd | Pushlock Suture Anchor | Knotless Suture Anchor | 2.5 - 3.5mm | 126657 | August 2013 |  | Expanded from DE261
06 - Specialist Orthopaedic | 06.03 - SKELETAL RECONSTRUCTION | 06.03.07 - Soft Tissue Fixation Devices | 06.03.07.03 - Suture, Medium anchors (2.4 – 3.9mm) |  | DE461 | 465 |  | Device Technologies Australia Pty Ltd | SutureTak Suture Anchor | Suture Anchor with Fiberwire | 2.4mm - 3mm | 126657 | February 2014 |  | Expanded from DE220
06 - Specialist Orthopaedic | 06.03 - SKELETAL RECONSTRUCTION | 06.03.07 - Soft Tissue Fixation Devices | 06.03.07.03 - Suture, Medium anchors (2.4 – 3.9mm) |  | DE463 | 465 |  | Device Technologies Australia Pty Ltd | SwiveLock Suture Anchor | Suture Anchor | 3.5mm | 126657 | August 2014 |  | New Listing
06 - Specialist Orthopaedic | 06.03 - SKELETAL RECONSTRUCTION | 06.03.07 - Soft Tissue Fixation Devices | 06.03.07.03 - Suture, Medium anchors (2.4 – 3.9mm) |  | DE503 | 465 |  | Device Technologies Australia Pty Ltd | Dx Swivelock | A knotless screw in anchor used for soft tissue fixation to bone | 3.5mm Diameter x 13.5mm Length | 126657 | February 2017 |  | New Listing
06 - Specialist Orthopaedic | 06.03 - SKELETAL RECONSTRUCTION | 06.03.07 - Soft Tissue Fixation Devices | 06.03.07.03 - Suture, Medium anchors (2.4 – 3.9mm) |  | DE559 | 465 |  | Device Technologies Australia Pty Ltd | Dx Swivelock SL | A knotless screw in Anchor used for Soft Tissue Fixation | 3.5mm Diameter x 8.5mm length | 126657 | August 2017 |  | New Listing
06 - Specialist Orthopaedic | 06.03 - SKELETAL RECONSTRUCTION | 06.03.07 - Soft Tissue Fixation Devices | 06.03.07.03 - Suture, Medium anchors (2.4 – 3.9mm) |  | DY576 | 465 |  | Johnson & Johnson Medical Pty Ltd | Healix Anchor System | Titanium anchor with suture | 2.9 - 3.9mm | 133430 | August 2013 |  | Expanded from DY538
06 - Specialist Orthopaedic | 06.03 - SKELETAL RECONSTRUCTION | 06.03.07 - Soft Tissue Fixation Devices | 06.03.07.03 - Suture, Medium anchors (2.4 – 3.9mm) |  | HW527 | 465 |  | Stryker Australia Pty Ltd | Memometal Anchor Fixation System | Anchors | 3.6mm | 149537 | August 2013 |  | Expanded from HW463
06 - Specialist Orthopaedic | 06.03 - SKELETAL RECONSTRUCTION | 06.03.07 - Soft Tissue Fixation Devices | 06.03.07.03 - Suture, Medium anchors (2.4 – 3.9mm) |  | HW548 | 465 |  | Stryker Australia Pty Ltd | Knotilus Anchor | Knotilus Anchor Soft Tissue Fixation | Knotilus Anchor, 3.5mm | 229722 | February 2015 |  | New Listing
06 - Specialist Orthopaedic | 06.03 - SKELETAL RECONSTRUCTION | 06.03.07 - Soft Tissue Fixation Devices | 06.03.07.03 - Suture, Medium anchors (2.4 – 3.9mm) |  | HW555 | 465 |  | Stryker Australia Pty Ltd | TwinLoop FLEX Anchor | TwinLoop FLEX Anchor | 3.5mm | 229717 | August 2015 |  | New Listing
06 - Specialist Orthopaedic | 06.03 - SKELETAL RECONSTRUCTION | 06.03.07 - Soft Tissue Fixation Devices | 06.03.07.03 - Suture, Medium anchors (2.4 – 3.9mm) |  | HW559 | 465 |  | Stryker Australia Pty Ltd | ICONiX TT Anchor | ICONiX TT Anchor soft-tissue fixation | 1.4mm, 2.3mm | 229717 | February 2016 |  | New Listing
06 - Specialist Orthopaedic | 06.03 - SKELETAL RECONSTRUCTION | 06.03.07 - Soft Tissue Fixation Devices | 06.03.07.03 - Suture, Medium anchors (2.4 – 3.9mm) |  | HW570 | 465 |  | Stryker Australia Pty Ltd | CinchLock SS Flex Knotless Anchor | CinchLock SS Flex Knotless Anchor for soft tissue fixation | 3mm | 229717 | August 2016 |  | New Listing
06 - Specialist Orthopaedic | 06.03 - SKELETAL RECONSTRUCTION | 06.03.07 - Soft Tissue Fixation Devices | 06.03.07.03 - Suture, Medium anchors (2.4 – 3.9mm) |  | IB008 | 465 |  | Implament | AIM-TEC MINI PK | Peek screw type suture anchor system | 3mm | 259865 | February 2016 |  | New Listing
06 - Specialist Orthopaedic | 06.03 - SKELETAL RECONSTRUCTION | 06.03.07 - Soft Tissue Fixation Devices | 06.03.07.03 - Suture, Medium anchors (2.4 – 3.9mm) |  | IT016 | 465 |  | Integrant Pty Ltd | Anchor It | Fully threaded titanium suture anchor with Fibrewire suture. | 3mm and 3.5mm | 271554 | February 2016 |  | New Listing
06 - Specialist Orthopaedic | 06.03 - SKELETAL RECONSTRUCTION | 06.03.07 - Soft Tissue Fixation Devices | 06.03.07.03 - Suture, Medium anchors (2.4 – 3.9mm) |  | JJ076 | 465 |  | Johnson & Johnson Medical Pty Ltd | Mitek Ethibond Knotless Suture Anchor | Titanium anchor | 2.7 x 10.8 mm | 133430 | August 2013 |  | Changed Product Group, Product Sub Group, Benefit.
06 - Specialist Orthopaedic | 06.03 - SKELETAL RECONSTRUCTION | 06.03.07 - Soft Tissue Fixation Devices | 06.03.07.03 - Suture, Medium anchors (2.4 – 3.9mm) |  | JJ083 | 465 |  | Johnson & Johnson Medical Pty Ltd | Mitek GII Anchor Threader Tab | Titanium Suture Anchor | 2.4 x 8.8mm | 133430, 136374 | August 2014 |  | Changed Product Group, Product Sub Group, Benefit.
06 - Specialist Orthopaedic | 06.03 - SKELETAL RECONSTRUCTION | 06.03.07 - Soft Tissue Fixation Devices | 06.03.07.03 - Suture, Medium anchors (2.4 – 3.9mm) |  | JJ089 | 465 |  | Johnson & Johnson Medical Pty Ltd | Mitek GII QuickAnchor Plus | Titanium Anchor, with various sutures | 2.4 x 8.8mm | 133430, 140532 | August 2013 |  | Changed Product Group, Product Sub Group, Benefit.
06 - Specialist Orthopaedic | 06.03 - SKELETAL RECONSTRUCTION | 06.03.07 - Soft Tissue Fixation Devices | 06.03.07.03 - Suture, Medium anchors (2.4 – 3.9mm) |  | JJ093 | 465 |  | Johnson & Johnson Medical Pty Ltd | Mitek Rotator Cuff Quick Anchor Plus | Titanium Anchor, with various sutures | 2.8 x 11mm | 133430, 140533, 140797 | August 2013 |  | Changed Product Group, Product Sub Group, Benefit.
06 - Specialist Orthopaedic | 06.03 - SKELETAL RECONSTRUCTION | 06.03.07 - Soft Tissue Fixation Devices | 06.03.07.03 - Suture, Medium anchors (2.4 – 3.9mm) |  | JJ095 | 465 |  | Johnson & Johnson Medical Pty Ltd | Mitek Super Quick Anchor Plus | Titanium Anchor, with various sutures | 2.8 x 11.4mm | 133430, 140548, 140796 | August 2013 |  | Changed Product Group, Product Sub Group, Benefit.
06 - Specialist Orthopaedic | 06.03 - SKELETAL RECONSTRUCTION | 06.03.07 - Soft Tissue Fixation Devices | 06.03.07.03 - Suture, Medium anchors (2.4 – 3.9mm) |  | JJ946 | 465 |  | Johnson & Johnson Medical Pty Ltd | GRYPHON PEEK Instability Anchor | Suture Anchor | 2.4-3.0mm | 165465 | August 2013 |  | Expanded from JJ810
06 - Specialist Orthopaedic | 06.03 - SKELETAL RECONSTRUCTION | 06.03.07 - Soft Tissue Fixation Devices | 06.03.07.03 - Suture, Medium anchors (2.4 – 3.9mm) |  | JJ948 | 465 |  | Johnson & Johnson Medical Pty Ltd | Healix Anchor System | PEEK anchor with suture | 2.9 - 3.9mm anchor diameter | 155607, 155608 | August 2017 |  | Changed Description.
06 - Specialist Orthopaedic | 06.03 - SKELETAL RECONSTRUCTION | 06.03.07 - Soft Tissue Fixation Devices | 06.03.07.03 - Suture, Medium anchors (2.4 – 3.9mm) |  | LV010 | 465 |  | ConMed Linvatec Australia Pty Ltd | Mini-Revo Screw | Soft Tissue Re-attachment - Titanium | 2.7mm diameter | 136631 | August 2013 |  | Changed Product Group, Product Sub Group, Benefit.
06 - Specialist Orthopaedic | 06.03 - SKELETAL RECONSTRUCTION | 06.03.07 - Soft Tissue Fixation Devices | 06.03.07.03 - Suture, Medium anchors (2.4 – 3.9mm) |  | LV027 | 465 |  | ConMed Linvatec Australia Pty Ltd | Pre-Loaded Ultrafix RC Anchor | Surgical Grade Stainless Steel, preloaded with 2 #2 sutures | Dia 2.9mm, length 6.5mm | 136631 | August 2013 |  | Changed Product Group, Product Sub Group, Benefit.
06 - Specialist Orthopaedic | 06.03 - SKELETAL RECONSTRUCTION | 06.03.07 - Soft Tissue Fixation Devices | 06.03.07.03 - Suture, Medium anchors (2.4 – 3.9mm) |  | LV108 | 465 |  | ConMed Linvatec Australia Pty Ltd | Bio Mini-Revo Suture Anchor | Bioabsorbable Suture Anchor with Two #2 Hi-Fi Sutures | 3.1mm O.D | 150162 | August 2013 |  | Changed Product Group, Product Sub Group, Suffix, Benefit.
06 - Specialist Orthopaedic | 06.03 - SKELETAL RECONSTRUCTION | 06.03.07 - Soft Tissue Fixation Devices | 06.03.07.03 - Suture, Medium anchors (2.4 – 3.9mm) |  | LV123 | 465 |  | ConMed Linvatec Australia Pty Ltd | Press FT PEEK Suture Anchor | Press FT PEEK Suture Anchor - preloaded on a single driver | 2.6mm | 136631 | August 2013 |  | Changed Benefit.
06 - Specialist Orthopaedic | 06.03 - SKELETAL RECONSTRUCTION | 06.03.07 - Soft Tissue Fixation Devices | 06.03.07.03 - Suture, Medium anchors (2.4 – 3.9mm) |  | LV139 | 465 |  | ConMed Linvatec Australia Pty Ltd | Y-Knot RC Suture Anchor | The Y-Knot RC Suture Anchor is constructed from High Strength Flat Braided Suture. | 2.8mm | 136631 | February 2017 |  | Changed Description.
06 - Specialist Orthopaedic | 06.03 - SKELETAL RECONSTRUCTION | 06.03.07 - Soft Tissue Fixation Devices | 06.03.07.03 - Suture, Medium anchors (2.4 – 3.9mm) |  | SF146 | 465 |  | Signature Orthopaedics | S-Knot Suture Anchor | The S-Knot Suture Anchor is constructed from High Strength Flat Braided Suture threaded with either 2 or 3 #2 suture strands. The anchor may be inserted either by pre-punching using a 2.8mm bone punch or in the instance of softer bone and driven in using a mallet. Once the anchor is below the level of the cortical bone the anchor is seated by pulling back on the sutures. | 2.8mm | 193153 | February 2017 |  | New Listing
06 - Specialist Orthopaedic | 06.03 - SKELETAL RECONSTRUCTION | 06.03.07 - Soft Tissue Fixation Devices | 06.03.07.03 - Suture, Medium anchors (2.4 – 3.9mm) |  | SK177 | 465 |  | Stryker Australia Pty Ltd | Stryker Cuff Anchor | Glenoid Titanium anchor kit for soft tissue reattachment | Dia 2 - 3mm | 139736, 78130 | August 2013 |  | Changed Product Group, Product Sub Group, Suffix, Benefit.
06 - Specialist Orthopaedic | 06.03 - SKELETAL RECONSTRUCTION | 06.03.07 - Soft Tissue Fixation Devices | 06.03.07.03 - Suture, Medium anchors (2.4 – 3.9mm) |  | SK451 | 465 |  | Stryker Australia Pty Ltd | XCEL Anchor | Bio-absorbable Suture Anchor | 2mm-10mm | 152292, 152293 | August 2013 |  | Changed Product Group, Product Sub Group, Suffix, Benefit.
06 - Specialist Orthopaedic | 06.03 - SKELETAL RECONSTRUCTION | 06.03.07 - Soft Tissue Fixation Devices | 06.03.07.03 - Suture, Medium anchors (2.4 – 3.9mm) |  | SK584 | 465 |  | Stryker Australia Pty Ltd | Pivot Anatomic Labrum Restoration Anchors | High Strength PEEK anchor pre-laoded with suture and inserter for arthroscopic hip labral reattachment | 12mm x 2.4-2.8mm, 1.4-2.0mm, 2.8-3.5mm | 207253, 232914 | February 2015 |  | Transferred from XD020
06 - Specialist Orthopaedic | 06.03 - SKELETAL RECONSTRUCTION | 06.03.07 - Soft Tissue Fixation Devices | 06.03.07.03 - Suture, Medium anchors (2.4 – 3.9mm) |  | SL056 | 465 |  | Smith & Nephew Pty Ltd | ArthRoCare Anchor System | Anchor fixating soft tissue to bone | 2.8 - 3.4mm | 114912 | August 2015 |  | Transferred from AF005
06 - Specialist Orthopaedic | 06.03 - SKELETAL RECONSTRUCTION | 06.03.07 - Soft Tissue Fixation Devices | 06.03.07.03 - Suture, Medium anchors (2.4 – 3.9mm) |  | SL060 | 465 |  | Smith & Nephew Pty Ltd | Speedfix PEEK Suture Implant | Soft tissue to bone suture anchor | 3.4mm x 12.5mm | 114912 | August 2015 |  | Transferred from AF036
06 - Specialist Orthopaedic | 06.03 - SKELETAL RECONSTRUCTION | 06.03.07 - Soft Tissue Fixation Devices | 06.03.07.03 - Suture, Medium anchors (2.4 – 3.9mm) |  | SL061 | 465 |  | Smith & Nephew Pty Ltd | Speedlock HIP Knotless Fixation Implant | PEEK knotless suture anchor implant for fixation of soft tissue to bone in the hip | 3.4mm | 206226 | August 2015 |  | Transferred from AF037
06 - Specialist Orthopaedic | 06.03 - SKELETAL RECONSTRUCTION | 06.03.07 - Soft Tissue Fixation Devices | 06.03.07.03 - Suture, Medium anchors (2.4 – 3.9mm) |  | SL062 | 465 |  | Smith & Nephew Pty Ltd | Magnum M Suture Implant | Anchor fixating soft tissue to bone | 2.8mm | 114912 | August 2015 |  | Transferred from AF038
06 - Specialist Orthopaedic | 06.03 - SKELETAL RECONSTRUCTION | 06.03.07 - Soft Tissue Fixation Devices | 06.03.07.03 - Suture, Medium anchors (2.4 – 3.9mm) |  | SL064 | 465 |  | Smith & Nephew Pty Ltd | Q-Fix All Suture Anchor | Soft suture anchor | 2.8mm | 217339 | August 2015 |  | Transferred from AF040
06 - Specialist Orthopaedic | 06.03 - SKELETAL RECONSTRUCTION | 06.03.07 - Soft Tissue Fixation Devices | 06.03.07.03 - Suture, Medium anchors (2.4 – 3.9mm) |  | SM146 | 465 |  | Smith & Nephew Pty Ltd | Bioraptor 2.3 PK | PEEK optima suture anchor | 2.3mm | 109451 | August 2013 |  | Changed Product Group, Product Sub Group, Benefit.
06 - Specialist Orthopaedic | 06.03 - SKELETAL RECONSTRUCTION | 06.03.07 - Soft Tissue Fixation Devices | 06.03.07.03 - Suture, Medium anchors (2.4 – 3.9mm) |  | SM177 | 465 |  | Smith & Nephew Pty Ltd | RAPTORMITE 3.0 PK | An non-absorbable polymer (PEEK) suture anchor for use in ligament/tendon reconstruction | 3mm | 109451 | August 2013 |  | Changed Product Group, Product Sub Group, Benefit.
06 - Specialist Orthopaedic | 06.03 - SKELETAL RECONSTRUCTION | 06.03.07 - Soft Tissue Fixation Devices | 06.03.07.03 - Suture, Medium anchors (2.4 – 3.9mm) |  | SN141 | 465 |  | Smith & Nephew Pty Ltd | T-Bar Suture Retention System | Fastfix | One size only | 24528 | August 2013 |  | Changed Product Group, Product Sub Group, Benefit.
06 - Specialist Orthopaedic | 06.03 - SKELETAL RECONSTRUCTION | 06.03.07 - Soft Tissue Fixation Devices | 06.03.07.03 - Suture, Medium anchors (2.4 – 3.9mm) |  | SN846 | 465 |  | Smith & Nephew Pty Ltd | KINSA | Suture Anchor, Polmer With Polyester Suture Material | 2.9mm | 109451 | August 2013 |  | Changed Product Group, Product Sub Group, Benefit.
06 - Specialist Orthopaedic | 06.03 - SKELETAL RECONSTRUCTION | 06.03.07 - Soft Tissue Fixation Devices | 06.03.07.03 - Suture, Medium anchors (2.4 – 3.9mm) |  | SN854 | 465 |  | Smith & Nephew Pty Ltd | Fast-Fix Ultra | Meniscal suture anchor | One Size | 120338 | August 2013 |  | Changed Product Group, Product Sub Group, Benefit.
06 - Specialist Orthopaedic | 06.03 - SKELETAL RECONSTRUCTION | 06.03.07 - Soft Tissue Fixation Devices | 06.03.07.03 - Suture, Medium anchors (2.4 – 3.9mm) |  | SN902 | 465 |  | Smith & Nephew Pty Ltd | FAST-FIX 360 | This is a double anchor, self tying device for all-inside meniscal repair | One size | 109451 | August 2013 |  | Changed Product Group, Product Sub Group, Benefit.
06 - Specialist Orthopaedic | 06.03 - SKELETAL RECONSTRUCTION | 06.03.07 - Soft Tissue Fixation Devices | 06.03.07.03 - Suture, Medium anchors (2.4 – 3.9mm) |  | SN903 | 465 |  | Smith & Nephew Pty Ltd | Minitac | This is a titanium suture anchor with needles for repair and reattachment of the ligaments in small joint arthroscopy | 2.0mm | 109451 | August 2013 |  | Changed Product Group, Product Sub Group, Suffix, Benefit.
06 - Specialist Orthopaedic | 06.03 - SKELETAL RECONSTRUCTION | 06.03.07 - Soft Tissue Fixation Devices | 06.03.07.03 - Suture, Medium anchors (2.4 – 3.9mm) |  | SN907 | 465 |  | Smith & Nephew Pty Ltd | TWINFIX Ti | This is a titanium suture anchor for repair and reattachment of ligaments to bone in joint arthroscopy | 2.8mm | 109451 | August 2013 |  | Changed Size, Product Group, Product Sub Group, Suffix, Benefit.
06 - Specialist Orthopaedic | 06.03 - SKELETAL RECONSTRUCTION | 06.03.07 - Soft Tissue Fixation Devices | 06.03.07.03 - Suture, Medium anchors (2.4 – 3.9mm) |  | SN909 | 465 |  | Smith & Nephew Pty Ltd | BIORAPTOR Knotless | This is a knotless suture anchor for repair and reattachment of the labrum in shoulder and hip arthroscopy. | 2.9mm. | 109451 | August 2013 |  | Changed Product Group, Product Sub Group, Benefit.
06 - Specialist Orthopaedic | 06.03 - SKELETAL RECONSTRUCTION | 06.03.07 - Soft Tissue Fixation Devices | 06.03.07.03 - Suture, Medium anchors (2.4 – 3.9mm) |  | SV037 | 465 |  | Signature Spine and Joint Pty Ltd | Parcus Series 3 Peek CF Suture Anchor | Knotless push in Anchor with 2 sutures and suture passer. | 3.5mm diameter | 177866 | August 2017 |  | Changed Description.
06 - Specialist Orthopaedic | 06.03 - SKELETAL RECONSTRUCTION | 06.03.07 - Soft Tissue Fixation Devices | 06.03.07.03 - Suture, Medium anchors (2.4 – 3.9mm) |  | SV056 | 465 |  | Signature Spine and Joint Pty Ltd | Draw Tight Suture Anchors | Suture Anchor | 3.2mm | 177866 | August 2016 |  | New Listing
06 - Specialist Orthopaedic | 06.03 - SKELETAL RECONSTRUCTION | 06.03.07 - Soft Tissue Fixation Devices | 06.03.07.03 - Suture, Medium anchors (2.4 – 3.9mm) |  | SV057 | 465 |  | Signature Spine and Joint Pty Ltd | Knotless PEEK CF Suture Anchors | Suture Anchor, PEEK CF | 2.8mm 3.5mm | 177866 | August 2016 |  | New Listing
06 - Specialist Orthopaedic | 06.03 - SKELETAL RECONSTRUCTION | 06.03.07 - Soft Tissue Fixation Devices | 06.03.07.03 - Suture, Medium anchors (2.4 – 3.9mm) |  | TO052 | 465 |  | Tornier Pty Ltd | Piton Knotless Fixation Implant System | System includes Piton Knotless anchors (single) NiTi and two Force Fiber sutures size #2 UHMWPE | Anchor: one size. Suture: size 2 in the system, options: blue/white or black/white | 163843 | August 2013 |  | Changed Product Group, Product Sub Group, Benefit.
06 - Specialist Orthopaedic | 06.03 - SKELETAL RECONSTRUCTION | 06.03.07 - Soft Tissue Fixation Devices | 06.03.07.03 - Suture, Medium anchors (2.4 – 3.9mm) |  | TO156 | 465 |  | Tornier Pty Ltd | Insite FT Suture Anchor | Titanium suture anchor, fully threaded, preloaded with sutures | 2.5mm - 3.5mm | 163843 | February 2015 |  | New Listing
06 - Specialist Orthopaedic | 06.03 - SKELETAL RECONSTRUCTION | 06.03.07 - Soft Tissue Fixation Devices | 06.03.07.03 - Suture, Medium anchors (2.4 – 3.9mm) |  | TO157 | 465 |  | Tornier Pty Ltd | Insite FT PEEK Knotless Suture Anchor | PEEK knotless suture anchor, fully threaded | 4.5mm to 6.5mm | 163843 | February 2015 |  | New Listing
06 - Specialist Orthopaedic | 06.03 - SKELETAL RECONSTRUCTION | 06.03.07 - Soft Tissue Fixation Devices | 06.03.07.03 - Suture, Medium anchors (2.4 – 3.9mm) |  | TO162 | 465 |  | Tornier Pty Ltd | Piton 2.8mm | Soft Tissue Fixation Implant | 2.8mm | 163843 | February 2016 |  | New Listing
06 - Specialist Orthopaedic | 06.03 - SKELETAL RECONSTRUCTION | 06.03.07 - Soft Tissue Fixation Devices | 06.03.07.03 - Suture, Medium anchors (2.4 – 3.9mm) |  | WR210 | 465 |  | Wright Medical Australia | G Force Anchorlok Soft Tissue Anchors | Peek suture anchor | 3.5mm | 122967 | August 2013 |  | Changed Product Group, Product Sub Group, Benefit.
06 - Specialist Orthopaedic | 06.03 - SKELETAL RECONSTRUCTION | 06.03.07 - Soft Tissue Fixation Devices | 06.03.07.03 - Suture, Medium anchors (2.4 – 3.9mm) |  | WR214 | 465 |  | Wright Medical Australia | G Force Anchorlok Soft Tissue Anchors | Titanium Suture Anchor | 2.5 & 3.5mm | 122967 | August 2013 |  | Changed Product Group, Product Sub Group, Suffix, Benefit.
06 - Specialist Orthopaedic | 06.03 - SKELETAL RECONSTRUCTION | 06.03.07 - Soft Tissue Fixation Devices | 06.03.07.03 - Suture, Medium anchors (2.4 – 3.9mm) |  | WR302 | 465 |  | Wright Medical Australia | GRAVITY | Titanium Suture Anchor System | 2.7mm - 3.5mm | 175633 | August 2016 |  | New Listing
06 - Specialist Orthopaedic | 06.03 - SKELETAL RECONSTRUCTION | 06.03.07 - Soft Tissue Fixation Devices | 06.03.07.03 - Suture, Medium anchors (2.4 – 3.9mm) | AB | DE197 | 527 |  | Device Technologies Australia Pty Ltd | Bio - Fastak | with Fibrewire suture | 3mm x 11mm | 140551 | August 2013 |  | Changed Product Group, Product Sub Group, Suffix, Benefit.
06 - Specialist Orthopaedic | 06.03 - SKELETAL RECONSTRUCTION | 06.03.07 - Soft Tissue Fixation Devices | 06.03.07.03 - Suture, Medium anchors (2.4 – 3.9mm) | AB | DE304 | 527 |  | Device Technologies Australia Pty Ltd | BioComposite SutureTak Suture Anchor | Absorbable suture anchor with a molded-in suture eyelet. The unique suture eyelet maintains its strength throughtout most of the degradation cycle and eliminates suture abrasion during knot tying. The flexible eyelet eliminates the need to orientate the eyelet during insertion to optimize suture sliding | 2mm-3mm | 164047 | August 2017 |  | Changed Size.
06 - Specialist Orthopaedic | 06.03 - SKELETAL RECONSTRUCTION | 06.03.07 - Soft Tissue Fixation Devices | 06.03.07.03 - Suture, Medium anchors (2.4 – 3.9mm) | AB | DE431 | 527 |  | Device Technologies Australia Pty Ltd | Corkscrew FT | Suture Anchor with Fiberwire | 2.4mm - 3.9mm | 126657 | August 2013 |  | Expanded from DE195
06 - Specialist Orthopaedic | 06.03 - SKELETAL RECONSTRUCTION | 06.03.07 - Soft Tissue Fixation Devices | 06.03.07.03 - Suture, Medium anchors (2.4 – 3.9mm) | AB | DE435 | 527 |  | Device Technologies Australia Pty Ltd | BioComposite PushLock | BioComposite Pushlock Knotless Suture Anchor | 2.4 - 3.5 mm | 164045 | August 2013 |  | Expanded from DE305
06 - Specialist Orthopaedic | 06.03 - SKELETAL RECONSTRUCTION | 06.03.07 - Soft Tissue Fixation Devices | 06.03.07.03 - Suture, Medium anchors (2.4 – 3.9mm) | AB | DE460 | 527 |  | Device Technologies Australia Pty Ltd | Bio Suturetak Suture Anchor | Absorbable Suture Anchor with Fiberwire | 2.4mm - 3mm | 126657 | February 2014 |  | Expanded from DE220
06 - Specialist Orthopaedic | 06.03 - SKELETAL RECONSTRUCTION | 06.03.07 - Soft Tissue Fixation Devices | 06.03.07.03 - Suture, Medium anchors (2.4 – 3.9mm) | AB | DE475 | 527 |  | Device Technologies Australia Pty Ltd | Biocomposite Swivelock Anchor | Knotless Suture Anchor | 3.5mm | 164046 | August 2016 |  | New Listing
06 - Specialist Orthopaedic | 06.03 - SKELETAL RECONSTRUCTION | 06.03.07 - Soft Tissue Fixation Devices | 06.03.07.03 - Suture, Medium anchors (2.4 – 3.9mm) | AB | JJ927 | 527 |  | Johnson & Johnson Medical Pty Ltd | Panalok RC Anchor System | Suture Anchor | 2.9mm | 143375, 143376, 143379 | August 2013 |  | Compressed from JJ098, JJ233, JJ234, JJ424, JJ425
06 - Specialist Orthopaedic | 06.03 - SKELETAL RECONSTRUCTION | 06.03.07 - Soft Tissue Fixation Devices | 06.03.07.03 - Suture, Medium anchors (2.4 – 3.9mm) | AB | JJ928 | 527 |  | Johnson & Johnson Medical Pty Ltd | Bioknotless Anchor System | Suture Anchor | 3.9mm | 143371 | August 2013 |  | Compressed from JJ231, JJ472, JJ698
06 - Specialist Orthopaedic | 06.03 - SKELETAL RECONSTRUCTION | 06.03.07 - Soft Tissue Fixation Devices | 06.03.07.03 - Suture, Medium anchors (2.4 – 3.9mm) | AB | JJ945 | 527 |  | Johnson & Johnson Medical Pty Ltd | GRYPHON BR Instability Anchor | Suture Anchor | 2.4-3.0mm | 165434, 165465 | August 2013 |  | Expanded from JJ810
06 - Specialist Orthopaedic | 06.03 - SKELETAL RECONSTRUCTION | 06.03.07 - Soft Tissue Fixation Devices | 06.03.07.03 - Suture, Medium anchors (2.4 – 3.9mm) | AB | JJ950 | 527 |  | Johnson & Johnson Medical Pty Ltd | HEALIX BR Anchor | Biocryl Rapide anchor with suture | 3.4 to 3.9mm | 160908, 160909, 160910, 160911 | August 2013 |  | Expanded from JJ803
06 - Specialist Orthopaedic | 06.03 - SKELETAL RECONSTRUCTION | 06.03.07 - Soft Tissue Fixation Devices | 06.03.07.03 - Suture, Medium anchors (2.4 – 3.9mm) | AB | LV126 | 527 |  | ConMed Linvatec Australia Pty Ltd | GENESYS PressFT Suture Anchor 2.6mm | The ConMed Linvatec GENESYS PressFT (biocomposite) Suture Anchors are manufactured from polylactide copolymer (96L/4D PLA co-polymer) and beta-tricalcium phosphate (B-TCp), and are provided sterile, preloaded on a single-use driver and pre-threaded with either one or two Hi-Fi Sutures | 2.6mm | 208881 | August 2013 |  | New Listing
06 - Specialist Orthopaedic | 06.03 - SKELETAL RECONSTRUCTION | 06.03.07 - Soft Tissue Fixation Devices | 06.03.07.03 - Suture, Medium anchors (2.4 – 3.9mm) | AB | MN171 | 527 |  | Johnson & Johnson Medical Pty Ltd | Lupine Anchor System | Suture Anchor | 3.9mm | 125674, 125675, 143370, 143372, 154628 | August 2013 |  | Compressed from JJ427, JJ431, JJ696
06 - Specialist Orthopaedic | 06.03 - SKELETAL RECONSTRUCTION | 06.03.07 - Soft Tissue Fixation Devices | 06.03.07.03 - Suture, Medium anchors (2.4 – 3.9mm) | AB | SF077 | 527 |  | Signature Orthopaedics | Signature Vector™ Anchor | These are an hydroxyapatite incorporated absorbable suture anchor for repair and reattachment of the labrum in shoulder and hip arthroscopy. | 2.9mm, 3.2mm, 3.5mm and 3.7mm | 193153 | August 2015 |  | Changed Product Name, Size.
06 - Specialist Orthopaedic | 06.03 - SKELETAL RECONSTRUCTION | 06.03.07 - Soft Tissue Fixation Devices | 06.03.07.03 - Suture, Medium anchors (2.4 – 3.9mm) | AB | SF129 | 527 |  | Signature Orthopaedics | FAA Anchor | These are PLA/TCP absorbable anchor with suture for repair and reattachment of the labrum in shoulder and hip arthroscopy. | 2.4mm, 3.0mm | 193153 | August 2016 |  | New Listing
06 - Specialist Orthopaedic | 06.03 - SKELETAL RECONSTRUCTION | 06.03.07 - Soft Tissue Fixation Devices | 06.03.07.03 - Suture, Medium anchors (2.4 – 3.9mm) | AB | SM178 | 527 |  | Smith & Nephew Pty Ltd | RAPTORMITE 3.7 | This is a absorbable suture anchor for repair and reattachment of ligaments in arthroscopic surgery | 3.7mm | 169170 | August 2013 |  | Changed Product Group, Product Sub Group, Benefit.
06 - Specialist Orthopaedic | 06.03 - SKELETAL RECONSTRUCTION | 06.03.07 - Soft Tissue Fixation Devices | 06.03.07.03 - Suture, Medium anchors (2.4 – 3.9mm) | AB | SN906 | 527 |  | Smith & Nephew Pty Ltd | OSTEORAPTOR | This is an hydroxyapatite incorporated absorbable suture anchor for repair and reattachment of the labrum in shoulder and hip arthroscopy | 2.9mm | 164725, 164726, 164727 | August 2013 |  | Changed Size, Product Group, Product Sub Group, Benefit.
06 - Specialist Orthopaedic | 06.03 - SKELETAL RECONSTRUCTION | 06.03.07 - Soft Tissue Fixation Devices | 06.03.07.03 - Suture, Medium anchors (2.4 – 3.9mm) | AB | SN908 | 527 |  | Smith & Nephew Pty Ltd | OSTEORAPTOR | This is an hydroxyapatite incorporated absorbable suture anchor for repair and reattachment of the labrum in shoulder and hip arthroscopy | 2.9mm | 164725, 164726, 164727 | August 2013 |  | Changed Product Group, Product Sub Group, Benefit.
06 - Specialist Orthopaedic | 06.03 - SKELETAL RECONSTRUCTION | 06.03.07 - Soft Tissue Fixation Devices | 06.03.07.04 - Suture, Large anchors (≥4mm) |  | BH117 | 465 |  | Zimmer Biomet Pty Ltd | Allthread Knotless Suture Anchor | Knotless peek suture anchor, polymer | 4.5, 5.5 & 6.8mm | 117747 | February 2014 |  | Changed Size.
06 - Specialist Orthopaedic | 06.03 - SKELETAL RECONSTRUCTION | 06.03.07 - Soft Tissue Fixation Devices | 06.03.07.04 - Suture, Large anchors (≥4mm) |  | BH118 | 465 |  | Zimmer Biomet Pty Ltd | Allthread Titanium Suture Anchor | Suture anchor, titanium with Maxbraid suture with and without needles. | 5.0 & 6.5mm | 117747 | August 2013 |  | Changed Product Group, Product Sub Group, Suffix, Benefit.
06 - Specialist Orthopaedic | 06.03 - SKELETAL RECONSTRUCTION | 06.03.07 - Soft Tissue Fixation Devices | 06.03.07.04 - Suture, Large anchors (≥4mm) |  | BH119 | 465 |  | Zimmer Biomet Pty Ltd | Allthread Peek Suture Anchor | Suture anchor, peek polymer, with maxbraid suture and without needles | 5.5 &6.8mm | 117747 | August 2013 |  | Changed Product Group, Product Sub Group, Benefit.
06 - Specialist Orthopaedic | 06.03 - SKELETAL RECONSTRUCTION | 06.03.07 - Soft Tissue Fixation Devices | 06.03.07.04 - Suture, Large anchors (≥4mm) |  | BH368 | 465 |  | Zimmer Biomet Pty Ltd | SnapShot Fixation System | SnapShot Fixation System | 8.5mm | 117747 | August 2016 |  | New Listing
06 - Specialist Orthopaedic | 06.03 - SKELETAL RECONSTRUCTION | 06.03.07 - Soft Tissue Fixation Devices | 06.03.07.04 - Suture, Large anchors (≥4mm) |  | BW002 | 465 |  | STABLE ORTHOPAEDICS PTY LTD | 5.5mm Anchor with 2 x #2 suture | Soft-tissue anchor, non-bioabsorbable | 5.5mm | 274097 | August 2016 |  | New Listing
06 - Specialist Orthopaedic | 06.03 - SKELETAL RECONSTRUCTION | 06.03.07 - Soft Tissue Fixation Devices | 06.03.07.04 - Suture, Large anchors (≥4mm) |  | DE298 | 465 |  | Device Technologies Australia Pty Ltd | Tightrope Syndesmosis Buttress Plate | For Syndesmosis and Fracture Repair | Universal one size only | 126657 | August 2013 |  | Changed Product Group, Product Sub Group, Benefit.
06 - Specialist Orthopaedic | 06.03 - SKELETAL RECONSTRUCTION | 06.03.07 - Soft Tissue Fixation Devices | 06.03.07.04 - Suture, Large anchors (≥4mm) |  | DE429 | 465 |  | Device Technologies Australia Pty Ltd | Corkscrew Suture Anchor | Non Absorbable Suture Anchor | 4.5mm - 6.5mm | 126657 | February 2017 |  | Changed Description.
06 - Specialist Orthopaedic | 06.03 - SKELETAL RECONSTRUCTION | 06.03.07 - Soft Tissue Fixation Devices | 06.03.07.04 - Suture, Large anchors (≥4mm) |  | DE434 | 465 |  | Device Technologies Australia Pty Ltd | Pushlock Suture Anchor | Knotless Suture Anchor | 4.5mm | 126657 | August 2013 |  | Expanded from DE261
06 - Specialist Orthopaedic | 06.03 - SKELETAL RECONSTRUCTION | 06.03.07 - Soft Tissue Fixation Devices | 06.03.07.04 - Suture, Large anchors (≥4mm) |  | DE458 | 465 |  | Device Technologies Australia Pty Ltd | Swivelock | Twist-in knotless suture anchor | ≥4mm | 126657 | February 2014 |  | Expanded from DE288
06 - Specialist Orthopaedic | 06.03 - SKELETAL RECONSTRUCTION | 06.03.07 - Soft Tissue Fixation Devices | 06.03.07.04 - Suture, Large anchors (≥4mm) |  | DE474 | 465 |  | Device Technologies Australia Pty Ltd | Achilles Speedbridge Convenience Pack | Disposable convenience pack for Achilles Insertional Tendonopathy | one size | 126657 | August 2016 |  | New Listing
06 - Specialist Orthopaedic | 06.03 - SKELETAL RECONSTRUCTION | 06.03.07 - Soft Tissue Fixation Devices | 06.03.07.04 - Suture, Large anchors (≥4mm) |  | DY577 | 465 |  | Johnson & Johnson Medical Pty Ltd | Healix Anchor System | Titanium anchor with suture | 4.5 - 6.5mm | 133430 | August 2013 |  | Expanded from DY538
06 - Specialist Orthopaedic | 06.03 - SKELETAL RECONSTRUCTION | 06.03.07 - Soft Tissue Fixation Devices | 06.03.07.04 - Suture, Large anchors (≥4mm) |  | HW373 | 465 |  | Stryker Australia Pty Ltd | Howmedica Mainstay Soft Tissue Anchor | Suture, Large anchors | >4mm | 139736 | February 2015 |  | Changed Description, Size.
06 - Specialist Orthopaedic | 06.03 - SKELETAL RECONSTRUCTION | 06.03.07 - Soft Tissue Fixation Devices | 06.03.07.04 - Suture, Large anchors (≥4mm) |  | HW552 | 465 |  | Stryker Australia Pty Ltd | PEEK Intraline Suture Anchor | PEEK Intraline Suture Anchor | 5.5mm, 6.5mm | 229717 | August 2015 |  | New Listing
06 - Specialist Orthopaedic | 06.03 - SKELETAL RECONSTRUCTION | 06.03.07 - Soft Tissue Fixation Devices | 06.03.07.04 - Suture, Large anchors (≥4mm) |  | HW553 | 465 |  | Stryker Australia Pty Ltd | PEEK Zip Anchor | PEEK Zip Anchor | 5.5mm, 6.5mm | 229717 | August 2015 |  | New Listing
06 - Specialist Orthopaedic | 06.03 - SKELETAL RECONSTRUCTION | 06.03.07 - Soft Tissue Fixation Devices | 06.03.07.04 - Suture, Large anchors (≥4mm) |  | HW554 | 465 |  | Stryker Australia Pty Ltd | ReelX STT Anchor | ReelX STT Knotless Anchor (PEEK) | 5.5mm, 4.5mm | 22667 | August 2015 |  | New Listing
06 - Specialist Orthopaedic | 06.03 - SKELETAL RECONSTRUCTION | 06.03.07 - Soft Tissue Fixation Devices | 06.03.07.04 - Suture, Large anchors (≥4mm) |  | HW556 | 465 |  | Stryker Australia Pty Ltd | Titanium Intraline Anchor | Titanium Intraline Anchor | 5.5mm, 6.5mm | 229717 | August 2015 |  | New Listing
06 - Specialist Orthopaedic | 06.03 - SKELETAL RECONSTRUCTION | 06.03.07 - Soft Tissue Fixation Devices | 06.03.07.04 - Suture, Large anchors (≥4mm) |  | IB007 | 465 |  | Implament | AIM-TEC PRIM PK | Peek screw type suture anchor system | 5mm, 6.5mm | 259865 | February 2016 |  | New Listing
06 - Specialist Orthopaedic | 06.03 - SKELETAL RECONSTRUCTION | 06.03.07 - Soft Tissue Fixation Devices | 06.03.07.04 - Suture, Large anchors (≥4mm) |  | JJ096 | 465 |  | Johnson & Johnson Medical Pty Ltd | Mitek Fastin Anchor | Titanium Suture Anchor | 3 x 8.4mm, 4 x 9.7mm, 5.2 x 11.5mm | 133430 | August 2013 |  | Changed Product Group, Product Sub Group, Benefit.
06 - Specialist Orthopaedic | 06.03 - SKELETAL RECONSTRUCTION | 06.03.07 - Soft Tissue Fixation Devices | 06.03.07.04 - Suture, Large anchors (≥4mm) |  | JJ097 | 465 |  | Johnson & Johnson Medical Pty Ltd | Fastin Anchor System | Suture Anchor | 4 - 6.5mm | 133430, 140534, 140798, 152661, 152662 | August 2015 |  | Changed Size.
06 - Specialist Orthopaedic | 06.03 - SKELETAL RECONSTRUCTION | 06.03.07 - Soft Tissue Fixation Devices | 06.03.07.04 - Suture, Large anchors (≥4mm) |  | JJ678 | 465 |  | Johnson & Johnson Medical Pty Ltd | Versalok Bone Anchor System | Suture anchor | 4.9-6.3mm | 154329 | August 2013 |  | Changed Product Group, Product Sub Group, Benefit.
06 - Specialist Orthopaedic | 06.03 - SKELETAL RECONSTRUCTION | 06.03.07 - Soft Tissue Fixation Devices | 06.03.07.04 - Suture, Large anchors (≥4mm) |  | JJ947 | 465 |  | Johnson & Johnson Medical Pty Ltd | Healix Anchor System | PEEK anchor system | 4.5 - 6.5mm anchor diameter | 155607, 155608, 155609 | August 2013 |  | Expanded from JJ774
06 - Specialist Orthopaedic | 06.03 - SKELETAL RECONSTRUCTION | 06.03.07 - Soft Tissue Fixation Devices | 06.03.07.04 - Suture, Large anchors (≥4mm) |  | LM299 | 465 |  | LMT Surgical Pty Ltd | Elite SPK | PEEK Suture Anchor with sutures. | 7,9mm | 262261, 272635 | August 2016 |  | New Listing
06 - Specialist Orthopaedic | 06.03 - SKELETAL RECONSTRUCTION | 06.03.07 - Soft Tissue Fixation Devices | 06.03.07.04 - Suture, Large anchors (≥4mm) |  | LM303 | 465 |  | LMT Surgical Pty Ltd | Sharc FT | Anchors with sutures. | Sharc FT is 4mm | 262261, 272635 | August 2016 |  | New Listing
06 - Specialist Orthopaedic | 06.03 - SKELETAL RECONSTRUCTION | 06.03.07 - Soft Tissue Fixation Devices | 06.03.07.04 - Suture, Large anchors (≥4mm) |  | LV009 | 465 |  | ConMed Linvatec Australia Pty Ltd | Revo Cancellous Screw | Soft Tissue Re-attachment - Titanium | 4mm diameter | 136631 | August 2013 |  | Changed Product Group, Product Sub Group, Benefit.
06 - Specialist Orthopaedic | 06.03 - SKELETAL RECONSTRUCTION | 06.03.07 - Soft Tissue Fixation Devices | 06.03.07.04 - Suture, Large anchors (≥4mm) |  | LV090 | 465 |  | ConMed Linvatec Australia Pty Ltd | Super Revo Suture Anchor with Hi-Fi Suture | Titanium Suture Anchor | 5.0mm O.D x 14.2mm L | 136631 | August 2013 |  | Changed Product Group, Product Sub Group, Benefit.
06 - Specialist Orthopaedic | 06.03 - SKELETAL RECONSTRUCTION | 06.03.07 - Soft Tissue Fixation Devices | 06.03.07.04 - Suture, Large anchors (≥4mm) |  | LV091 | 465 |  | ConMed Linvatec Australia Pty Ltd | ThRevo Suture Anchor | Titanium screw-in suture anchor | 5.0mm OD x 14.2mm L | 136631 | August 2013 |  | Changed Product Group, Product Sub Group, Benefit.
06 - Specialist Orthopaedic | 06.03 - SKELETAL RECONSTRUCTION | 06.03.07 - Soft Tissue Fixation Devices | 06.03.07.04 - Suture, Large anchors (≥4mm) |  | LV112 | 465 |  | ConMed Linvatec Australia Pty Ltd | CrossFT Suture Anchor | PEEK Optima Suture Anchor with multiple sutures with or without needles | 4.5mm, 5.5mm & 6.5mm diameters | 136631 | August 2013 |  | Changed Product Group, Product Sub Group, Benefit.
06 - Specialist Orthopaedic | 06.03 - SKELETAL RECONSTRUCTION | 06.03.07 - Soft Tissue Fixation Devices | 06.03.07.04 - Suture, Large anchors (≥4mm) |  | LV113 | 465 |  | ConMed Linvatec Australia Pty Ltd | PopLok Suture Anchor | PEEK Optima Suture Anchor with or without sutures | 2.8mm, 3.3mm, 3.5mm & 4.5mm diameters | 136631 | August 2013 |  | Changed Product Group, Product Sub Group, Benefit.
06 - Specialist Orthopaedic | 06.03 - SKELETAL RECONSTRUCTION | 06.03.07 - Soft Tissue Fixation Devices | 06.03.07.04 - Suture, Large anchors (≥4mm) |  | LV114 | 465 |  | ConMed Linvatec Australia Pty Ltd | Super Revo-FT,ThRevo-FT | Fully Threaded Suture Anchor pre-threaded with two or three sutures with or without needles | 5mm | 136631 | August 2013 |  | Changed Product Name, Product Group, Product Sub Group, Benefit.
06 - Specialist Orthopaedic | 06.03 - SKELETAL RECONSTRUCTION | 06.03.07 - Soft Tissue Fixation Devices | 06.03.07.04 - Suture, Large anchors (≥4mm) |  | LV116 | 465 |  | ConMed Linvatec Australia Pty Ltd | Sequent Meniscal Repair Device | The Sequent Meniscal Repair Device is pre-loaded with polyetheretherketone (PEEK) implants threaded onto one size #0 (3.5 metric) HiFi® suture. The device sequentially deplos the implants and suture that are tightened down to create multiple stitches to create fixation points along a soft tissue tear | 4 (5.1mm x 1.3mm Implants | 120427 | August 2013 |  | Changed Size, Product Group, Product Sub Group, Benefit.
06 - Specialist Orthopaedic | 06.03 - SKELETAL RECONSTRUCTION | 06.03.07 - Soft Tissue Fixation Devices | 06.03.07.04 - Suture, Large anchors (≥4mm) |  | LV117 | 465 |  | ConMed Linvatec Australia Pty Ltd | CrossFT Suture Anchor Polyester | PEEK Optima Suture Anchor with Multiple Polyester Sutures | 4.5mm, 5.5mm and 6.5mm | 136631 | August 2013 |  | Changed Product Group, Product Sub Group, Benefit.
06 - Specialist Orthopaedic | 06.03 - SKELETAL RECONSTRUCTION | 06.03.07 - Soft Tissue Fixation Devices | 06.03.07.04 - Suture, Large anchors (≥4mm) |  | LV122 | 465 |  | ConMed Linvatec Australia Pty Ltd | Sequent Meniscal Repair Device - 3 Implant | The Sequential Meniscal Repair Device is pre-loaded with polyetheretheketone (PEEK) implants threaded onto one size #0 (3.5 metric) HiFi suture. | 5.1mm x 1.3mm | 120427 | August 2013 |  | Changed Benefit.
06 - Specialist Orthopaedic | 06.03 - SKELETAL RECONSTRUCTION | 06.03.07 - Soft Tissue Fixation Devices | 06.03.07.04 - Suture, Large anchors (≥4mm) |  | LV143 | 465 |  | ConMed Linvatec Australia Pty Ltd | TenoLok | Soft tissue anchor with or without suture | 5.0mm and 6.0mm | 136631 | February 2016 |  | New Listing
06 - Specialist Orthopaedic | 06.03 - SKELETAL RECONSTRUCTION | 06.03.07 - Soft Tissue Fixation Devices | 06.03.07.04 - Suture, Large anchors (≥4mm) |  | LV145 | 465 |  | ConMed Linvatec Australia Pty Ltd | CrossFt Knotless | Screw in knotless anchor | 4.0mm CrossFT Knotless Anchor 4.0mm CrossFT Knotless Anchor (w/ 1 blue Hi-Fi tape) 4.0mm CrossFT Knotless Anchor (w/ 1 white/black Hi-Fi tape) 4.75mm CrossFT Knotless Anchor 4.75mm CrossFT Knotless Anchor (w/ 1 blue Hi-Fi tape) 4.75mm CrossFT Knotless Anchor (w/ 1 white/black Hi-Fi tape) 5.5mm CrossFT Knotless Anchor 5.5mm CrossFT Knotless Anchor (w/ 1 blue Hi-Fi tape) 5.5mm CrossFT Knotless Anchor (w/ 1 white/black Hi-Fi tape) | 136631 | February 2017 |  | New Listing
06 - Specialist Orthopaedic | 06.03 - SKELETAL RECONSTRUCTION | 06.03.07 - Soft Tissue Fixation Devices | 06.03.07.04 - Suture, Large anchors (≥4mm) |  | MN101 | 465 |  | Johnson & Johnson Medical Pty Ltd | OmniSpan Meniscal Repair System | Pre-loaded Peek backstops and ORTHOCORD suture | 0 to 27 degrees | 181253 | August 2013 |  | Changed Product Group, Product Sub Group, Benefit.
06 - Specialist Orthopaedic | 06.03 - SKELETAL RECONSTRUCTION | 06.03.07 - Soft Tissue Fixation Devices | 06.03.07.04 - Suture, Large anchors (≥4mm) |  | MN211 | 465 |  | Johnson & Johnson Medical Pty Ltd | Truespan meniscal repair system | Pre-loaded Peek backstops and ORTHOCORD suture | 0 to 24 degree | 292990 | August 2017 |  | New Listing
06 - Specialist Orthopaedic | 06.03 - SKELETAL RECONSTRUCTION | 06.03.07 - Soft Tissue Fixation Devices | 06.03.07.04 - Suture, Large anchors (≥4mm) |  | MO408 | 465 |  | Medical & Optical Instruments Australia Pty Ltd | Acu-Sinch Repair System | This is a suture-and-anchor soft tissue repair system designed to complement the Acumed Clavicle Plating system by treating coracoclavicular ligament repair injuries associated with clavicle fractures and is used in conjuction midshaft or distal clavicle plate. All Acu-Sinch kits come in a sterile procedure pack. | Titanium Anchor: D=5.5mm, L=12mm Titanium Suture Retainer: L=5.3mm, W=4mm | 45062 | February 2014 |  | New Listing
06 - Specialist Orthopaedic | 06.03 - SKELETAL RECONSTRUCTION | 06.03.07 - Soft Tissue Fixation Devices | 06.03.07.04 - Suture, Large anchors (≥4mm) |  | SF003 | 465 |  | Signature Orthopaedics | Signature Turbine™ Anchor | PEEK fully threaded suture anchor | 4.5mm, 5.5mm &6.5mm | 193153 | August 2015 |  | Changed Product Name.
06 - Specialist Orthopaedic | 06.03 - SKELETAL RECONSTRUCTION | 06.03.07 - Soft Tissue Fixation Devices | 06.03.07.04 - Suture, Large anchors (≥4mm) |  | SF078 | 465 |  | Signature Orthopaedics | Christmas Anchor | Titanium Anchor with sutures, with or without needles. | 4.5mm, 5.5mm and 6.5mm | 193153 | February 2015 |  | New Listing
06 - Specialist Orthopaedic | 06.03 - SKELETAL RECONSTRUCTION | 06.03.07 - Soft Tissue Fixation Devices | 06.03.07.04 - Suture, Large anchors (≥4mm) |  | SF103 | 465 |  | Signature Orthopaedics | Galileo Anchor | PEEK Anchor with sutures, with or without needles. | 4.0mm, 4.5mm diameters | 193153 | February 2016 |  | New Listing
06 - Specialist Orthopaedic | 06.03 - SKELETAL RECONSTRUCTION | 06.03.07 - Soft Tissue Fixation Devices | 06.03.07.04 - Suture, Large anchors (≥4mm) |  | SF130 | 465 |  | Signature Orthopaedics | PEEKay knotless Anchor | These are PEEK OPTIMA knotless anchors for repair and reattachment of soft tissue in the shoulder. | 4.5mm, 5.5mm and 6.5mm | 193153 | August 2016 |  | New Listing
06 - Specialist Orthopaedic | 06.03 - SKELETAL RECONSTRUCTION | 06.03.07 - Soft Tissue Fixation Devices | 06.03.07.04 - Suture, Large anchors (≥4mm) |  | SF148 | 465 |  | Signature Orthopaedics | Dynaloc Shoulder Anchor | PEEK Optima Shoulder Anchor | 4.5, 5.5, 6.5mm | 193153 | February 2017 |  | New Listing
06 - Specialist Orthopaedic | 06.03 - SKELETAL RECONSTRUCTION | 06.03.07 - Soft Tissue Fixation Devices | 06.03.07.04 - Suture, Large anchors (≥4mm) |  | SK176 | 465 |  | Stryker Australia Pty Ltd | Stryker Cuff Anchor | Bio Zip PLLA anchor for soft tissue ligament/tendon fixation | Dia 3 - 8mm | 151656, 152291 | August 2013 |  | Changed Product Group, Product Sub Group, Suffix, Benefit.
06 - Specialist Orthopaedic | 06.03 - SKELETAL RECONSTRUCTION | 06.03.07 - Soft Tissue Fixation Devices | 06.03.07.04 - Suture, Large anchors (≥4mm) |  | SL015 | 465 |  | Smith & Nephew Pty Ltd | Healicoil | suture anchor | 4.5mm and 5.5mm | 109451 | August 2013 |  | Changed Benefit.
06 - Specialist Orthopaedic | 06.03 - SKELETAL RECONSTRUCTION | 06.03.07 - Soft Tissue Fixation Devices | 06.03.07.04 - Suture, Large anchors (≥4mm) |  | SL055 | 465 |  | Smith & Nephew Pty Ltd | ArthroCare Anchor System | Anchor fixating soft tissue to bone | 4.5,5.5mm & 6.5mm | 271876 | August 2015 |  | Transferred from AF004
06 - Specialist Orthopaedic | 06.03 - SKELETAL RECONSTRUCTION | 06.03.07 - Soft Tissue Fixation Devices | 06.03.07.04 - Suture, Large anchors (≥4mm) |  | SL058 | 465 |  | Smith & Nephew Pty Ltd | Titan Ti Suture Anchor System | Tendon to bone Anchor | 5.5mm and 6.55mm x 16.5mm | 177720 | August 2015 |  | Transferred from AF034
06 - Specialist Orthopaedic | 06.03 - SKELETAL RECONSTRUCTION | 06.03.07 - Soft Tissue Fixation Devices | 06.03.07.04 - Suture, Large anchors (≥4mm) |  | SL059 | 465 |  | Smith & Nephew Pty Ltd | Spartan PEEK Suture Implant | Spartan PEEK Suture Implant | 5.5mm, 6.5mm | 180163 | August 2015 |  | Transferred from AF035
06 - Specialist Orthopaedic | 06.03 - SKELETAL RECONSTRUCTION | 06.03.07 - Soft Tissue Fixation Devices | 06.03.07.04 - Suture, Large anchors (≥4mm) |  | SM147 | 465 |  | Smith & Nephew Pty Ltd | Twinfix PK | PEEK Optima fully threaded suture anchor | 4.5mm 5.5mm and 6.5mm | 109451 | August 2013 |  | Changed Product Group, Product Sub Group, Benefit.
06 - Specialist Orthopaedic | 06.03 - SKELETAL RECONSTRUCTION | 06.03.07 - Soft Tissue Fixation Devices | 06.03.07.04 - Suture, Large anchors (≥4mm) |  | SM148 | 465 |  | Smith & Nephew Pty Ltd | Footprint | Non-knot tying suture anchor | 4.5mm, 5.5mm, 6.5mm | 109451 | August 2013 |  | Changed Product Name, Benefit.
06 - Specialist Orthopaedic | 06.03 - SKELETAL RECONSTRUCTION | 06.03.07 - Soft Tissue Fixation Devices | 06.03.07.04 - Suture, Large anchors (≥4mm) |  | SM179 | 465 |  | Smith & Nephew Pty Ltd | TWINFIX Ti | This is a titanium suture anchor for repair and reattachment of ligaments to bone in joint arthroscopy | 4.5mm, 5.5mm, 6.5mm | 109451 | August 2013 |  | Changed Product Group, Product Sub Group, Suffix, Benefit.
06 - Specialist Orthopaedic | 06.03 - SKELETAL RECONSTRUCTION | 06.03.07 - Soft Tissue Fixation Devices | 06.03.07.04 - Suture, Large anchors (≥4mm) |  | SN008 | 465 |  | Smith & Nephew Pty Ltd | Rotorloc Absorbable PLA Suture Anchor System | - | One size only | 73447 | August 2013 |  | Changed Product Group, Product Sub Group, Benefit.
06 - Specialist Orthopaedic | 06.03 - SKELETAL RECONSTRUCTION | 06.03.07 - Soft Tissue Fixation Devices | 06.03.07.04 - Suture, Large anchors (≥4mm) |  | SN416 | 465 |  | Smith & Nephew Pty Ltd | Shoulder Reconstruction | Fastentor Suture Anchor | One size only | 59557 | August 2013 |  | Changed Product Group, Product Sub Group, Benefit.
06 - Specialist Orthopaedic | 06.03 - SKELETAL RECONSTRUCTION | 06.03.07 - Soft Tissue Fixation Devices | 06.03.07.04 - Suture, Large anchors (≥4mm) |  | SN651 | 465 |  | Smith & Nephew Pty Ltd | OBL Anchor System | Preloaded Soft Tissue Anchor System Material: Titanium Alloy or Polyacetal Polymer. Comes with Insertion device and 2 Braided Polyester Sutures | Anchor sizes - Titanium: 2.8, 3.5, 4.0 5.0, 6.5mm Anchor size - Polymer: 5.0mm | 69935 | August 2013 |  | Changed Product Group, Product Sub Group, Benefit.
06 - Specialist Orthopaedic | 06.03 - SKELETAL RECONSTRUCTION | 06.03.07 - Soft Tissue Fixation Devices | 06.03.07.04 - Suture, Large anchors (≥4mm) |  | SN652 | 465 |  | Smith & Nephew Pty Ltd | OBL Anchor System | Soft Tissue Anchor System Non-preloaded Material: Titanium Alloy | 4.0 and 6.5mm | 69935 | August 2013 |  | Changed Product Group, Product Sub Group, Benefit.
06 - Specialist Orthopaedic | 06.03 - SKELETAL RECONSTRUCTION | 06.03.07 - Soft Tissue Fixation Devices | 06.03.07.04 - Suture, Large anchors (≥4mm) |  | SN714 | 465 |  | Smith & Nephew Pty Ltd | TwinFix | Quick-T | 2.8 - 6.5mm | 69935 | August 2013 |  | Changed Product Group, Product Sub Group, Benefit.
06 - Specialist Orthopaedic | 06.03 - SKELETAL RECONSTRUCTION | 06.03.07 - Soft Tissue Fixation Devices | 06.03.07.04 - Suture, Large anchors (≥4mm) |  | SQ106 | 465 |  | Surgical Specialties | Quattro Link Knotless Anchor | Knotless Anchor manufactured from PEEK-OPTIMA polymer pre-assembled to stainless steel inserter. Provided as a single-use sterile device. | 2.9mm,4.5mm and 5.5mm | 209509 | August 2015 |  | Transferred from XD017
06 - Specialist Orthopaedic | 06.03 - SKELETAL RECONSTRUCTION | 06.03.07 - Soft Tissue Fixation Devices | 06.03.07.04 - Suture, Large anchors (≥4mm) |  | SQ107 | 465 |  | Surgical Specialties | Quattro X Suture Anchor | Suture Anchor with sutures, manufactured from PEEK-OPTIMA polymer pre assembled to stainless stell inserter. Provided as a single-use sterile device. | 5.5mm and 6.5mm | 209509 | August 2015 |  | Transferred from XD018
06 - Specialist Orthopaedic | 06.03 - SKELETAL RECONSTRUCTION | 06.03.07 - Soft Tissue Fixation Devices | 06.03.07.04 - Suture, Large anchors (≥4mm) |  | SV040 | 465 |  | Signature Spine and Joint Pty Ltd | V-Lox PEEK CF Suture Anchors | Titanium Fully Threaded Suture Anchor | 4.5mm; 5.5mm; 6.5mm, double loaded and triple loaded suture anchors | 177866 | August 2014 |  | Transferred from AE128
06 - Specialist Orthopaedic | 06.03 - SKELETAL RECONSTRUCTION | 06.03.07 - Soft Tissue Fixation Devices | 06.03.07.04 - Suture, Large anchors (≥4mm) |  | SV041 | 465 |  | Signature Spine and Joint Pty Ltd | V-Lox PEEK CF Suture Anchors | PEEK CF Fully Threaded Suture Anchor | 4.5m; 5.5mm; 6.5mm, | 177866 | August 2014 |  | Transferred from AE129
06 - Specialist Orthopaedic | 06.03 - SKELETAL RECONSTRUCTION | 06.03.07 - Soft Tissue Fixation Devices | 06.03.07.04 - Suture, Large anchors (≥4mm) |  | SV058 | 465 |  | Signature Spine and Joint Pty Ltd | Knotless PEEK CF Suture Anchors | Suture Anchor, PEEK CF | 4.5mm 5.5mm | 177866 | August 2016 |  | New Listing
06 - Specialist Orthopaedic | 06.03 - SKELETAL RECONSTRUCTION | 06.03.07 - Soft Tissue Fixation Devices | 06.03.07.04 - Suture, Large anchors (≥4mm) |  | TO090 | 465 |  | Tornier Pty Ltd | Insite FT anchors | Bone anchors Ti or PEEK, preloaded with suture with or without needle. | 4.5mm, 5.5mm or 6.5mm | 163843 | August 2015 |  | Changed Description.
06 - Specialist Orthopaedic | 06.03 - SKELETAL RECONSTRUCTION | 06.03.07 - Soft Tissue Fixation Devices | 06.03.07.04 - Suture, Large anchors (≥4mm) |  | WR211 | 465 |  | Wright Medical Australia | G Force Ancholok Soft Tissue Anchors | Peek suture anchor | 5.0mm | 122967 | August 2013 |  | Changed Product Group, Product Sub Group, Benefit.
06 - Specialist Orthopaedic | 06.03 - SKELETAL RECONSTRUCTION | 06.03.07 - Soft Tissue Fixation Devices | 06.03.07.04 - Suture, Large anchors (≥4mm) |  | WR213 | 465 |  | Wright Medical Australia | G Force Anchorlok Soft Tissue Anchors | Titanium suture anchor | 5.0mm | 122967 | August 2013 |  | Changed Product Group, Product Sub Group, Suffix, Benefit.
06 - Specialist Orthopaedic | 06.03 - SKELETAL RECONSTRUCTION | 06.03.07 - Soft Tissue Fixation Devices | 06.03.07.04 - Suture, Large anchors (≥4mm) |  | WR299 | 465 |  | Wright Medical Australia | GRAVITY | Titanium Suture Anchor System | 5.5mm | 175633 | August 2016 |  | New Listing
06 - Specialist Orthopaedic | 06.03 - SKELETAL RECONSTRUCTION | 06.03.07 - Soft Tissue Fixation Devices | 06.03.07.04 - Suture, Large anchors (≥4mm) | AB | DE302 | 527 |  | Device Technologies Australia Pty Ltd | BioComposite Corkscrew Suture Anchor | The threaded design over the entire length of the suture anchor provides substantially higher pull-out strength than comparable anchors in poor quality bone. The fully threaded design also prevents anchor "pull-back" that may occur with countersunk anchors. The internal drive mechanism substantially increases resistance to stripping during insertion into hard bone. The recessed FiberWire suture eyelet is self-aligning and minimizes suture abrasion during knot tying. | 4.5mm - 5.5mm | 164048 | August 2013 |  | Changed Product Group, Product Sub Group, Suffix, Benefit.
06 - Specialist Orthopaedic | 06.03 - SKELETAL RECONSTRUCTION | 06.03.07 - Soft Tissue Fixation Devices | 06.03.07.04 - Suture, Large anchors (≥4mm) | AB | DE306 | 527 |  | Device Technologies Australia Pty Ltd | BioComposite SwiveLock | The SwiveLock is a 4.75 or 5.5mm twist-in knotless anchor. This anchor functions very similar to the PushLock but with a twist-in design. This anchor is available with a b-TCP and PLLA anchor body and PEEK eyelet. | 4.75mm - 5.5mm | 164046 | August 2013 |  | Changed Product Group, Product Sub Group, Suffix, Benefit.
06 - Specialist Orthopaedic | 06.03 - SKELETAL RECONSTRUCTION | 06.03.07 - Soft Tissue Fixation Devices | 06.03.07.04 - Suture, Large anchors (≥4mm) | AB | DE432 | 527 |  | Device Technologies Australia Pty Ltd | Corkscrew FT | Suture Anchor with Fiberwire | 4mm - 6.5mm | 126657 | August 2013 |  | Expanded from DE195
06 - Specialist Orthopaedic | 06.03 - SKELETAL RECONSTRUCTION | 06.03.07 - Soft Tissue Fixation Devices | 06.03.07.04 - Suture, Large anchors (≥4mm) | AB | DE436 | 527 |  | Device Technologies Australia Pty Ltd | BioComposite PushLock | Knotless Suture Anchor | 4.5mm | 164045 | August 2013 |  | Expanded from DE305
06 - Specialist Orthopaedic | 06.03 - SKELETAL RECONSTRUCTION | 06.03.07 - Soft Tissue Fixation Devices | 06.03.07.04 - Suture, Large anchors (≥4mm) | AB | DE459 | 527 |  | Device Technologies Australia Pty Ltd | Bio Swivelock | Twist-in knotless suture anchor | ≥4mm | 140565 | February 2014 |  | Expanded from DE288
06 - Specialist Orthopaedic | 06.03 - SKELETAL RECONSTRUCTION | 06.03.07 - Soft Tissue Fixation Devices | 06.03.07.04 - Suture, Large anchors (≥4mm) | AB | JJ099 | 527 |  | Johnson & Johnson Medical Pty Ltd | Panalok Anchor System | Polylactic acid absorbable anchor with absorbable and non-absorbable suture | 4.1 x 6.0mm | 143370, 143372, 143378 | August 2013 |  | Changed Product Group, Product Sub Group, Benefit.
06 - Specialist Orthopaedic | 06.03 - SKELETAL RECONSTRUCTION | 06.03.07 - Soft Tissue Fixation Devices | 06.03.07.04 - Suture, Large anchors (≥4mm) | AB | JJ929 | 527 |  | Johnson & Johnson Medical Pty Ltd | BioKnotless RC Anchor System | Suture Anchor | One size only | 143373 | August 2013 |  | Compressed from JJ426, JJ429
06 - Specialist Orthopaedic | 06.03 - SKELETAL RECONSTRUCTION | 06.03.07 - Soft Tissue Fixation Devices | 06.03.07.04 - Suture, Large anchors (≥4mm) | AB | JJ930 | 527 |  | Johnson & Johnson Medical Pty Ltd | RapidLoc Anchor System | Suture top Hat | Straight 12 degree and 27 degree | 136223 | August 2013 |  | Compressed from JJ307, JJ308, JJ461
06 - Specialist Orthopaedic | 06.03 - SKELETAL RECONSTRUCTION | 06.03.07 - Soft Tissue Fixation Devices | 06.03.07.04 - Suture, Large anchors (≥4mm) | AB | JJ931 | 527 |  | Johnson & Johnson Medical Pty Ltd | Spiralok Anchor System | Suture Anchor | 5-6.5mm | 136227 | August 2013 |  | Compressed from JJ457, JJ458, JJ460, JJ471, JJ483
06 - Specialist Orthopaedic | 06.03 - SKELETAL RECONSTRUCTION | 06.03.07 - Soft Tissue Fixation Devices | 06.03.07.04 - Suture, Large anchors (≥4mm) | AB | JJ949 | 527 |  | Johnson & Johnson Medical Pty Ltd | HEALIX Anchor System | Biocryl Rapide anchor with suture | 4.5-6.5mm | 160908, 160909, 160910, 160911 | August 2013 |  | Expanded from JJ803
06 - Specialist Orthopaedic | 06.03 - SKELETAL RECONSTRUCTION | 06.03.07 - Soft Tissue Fixation Devices | 06.03.07.04 - Suture, Large anchors (≥4mm) | AB | LV118 | 527 |  | ConMed Linvatec Australia Pty Ltd | Genesys CrossFT | Micro TCP Soft Tissue Suture Anchor with multiple sutures with or without needles | 4.5mm, 5.5mm, 6.5mm diameters | 194022 | August 2013 |  | Changed Benefit.
06 - Specialist Orthopaedic | 06.03 - SKELETAL RECONSTRUCTION | 06.03.07 - Soft Tissue Fixation Devices | 06.03.07.04 - Suture, Large anchors (≥4mm) | AB | SF076 | 527 |  | Signature Orthopaedics | Signature Vortex™ Anchor | These are an hydroxyapatite incorporated PEEK suture anchor for repair and reattachment of the soft tissue in the shoulder. | 4.5mm, 5.5mm and 6.5mm | 193153 | August 2015 |  | Changed Product Name.
06 - Specialist Orthopaedic | 06.03 - SKELETAL RECONSTRUCTION | 06.03.07 - Soft Tissue Fixation Devices | 06.03.07.04 - Suture, Large anchors (≥4mm) | AB | SF079 | 527 |  | Signature Orthopaedics | Carbine CF Anchor | These are CF PEEK suture anchor for repair and reattachment of the soft tissue in the shoulder. | 4.5mm, 5.5mm and 6.5mm | 193153 | February 2015 |  | New Listing
06 - Specialist Orthopaedic | 06.03 - SKELETAL RECONSTRUCTION | 06.03.07 - Soft Tissue Fixation Devices | 06.03.07.04 - Suture, Large anchors (≥4mm) | AB | SL046 | 527 |  | Smith & Nephew Pty Ltd | Healicoil Regenesorb | HEALICOIL REGENESORB Suture Anchor | 4.75mm and 5.5mm | 231878, 231879, 276921, 276922 | February 2015 |  | New Listing
06 - Specialist Orthopaedic | 06.03 - SKELETAL RECONSTRUCTION | 06.03.07 - Soft Tissue Fixation Devices | 06.03.07.04 - Suture, Large anchors (≥4mm) | AB | SL057 | 527 |  | Smith & Nephew Pty Ltd | Doubleplay Suture Implant | Doubleplay Implant (TCP/PLLA) - Tricalcium phosphate and poly-L-lactide | 5.0mm and 6.5mm | 165482 | August 2015 |  | Transferred from AF033
06 - Specialist Orthopaedic | 06.03 - SKELETAL RECONSTRUCTION | 06.03.07 - Soft Tissue Fixation Devices | 06.03.07.04 - Suture, Large anchors (≥4mm) | AB | SN703 | 527 |  | Smith & Nephew Pty Ltd | Absorbable Suture Anchor | Preloaded PLLA Suture Anchor | 5.0mm & 6.5mm | 82135 | August 2013 |  | Changed Size, Product Group, Product Sub Group, Benefit.
06 - Specialist Orthopaedic | 06.03 - SKELETAL RECONSTRUCTION | 06.03.07 - Soft Tissue Fixation Devices | 06.03.07.04 - Suture, Large anchors (≥4mm) | AB | TO150 | 527 |  | Tornier Pty Ltd | Insite FT Biocomposite Suture Anchor | Absorbable suture anchor preloaded with or without needles. | 4.5mm, 5.5mm, 6.5mm | 220714 | August 2015 |  | Changed Description.
06 - Specialist Orthopaedic | 06.03 - SKELETAL RECONSTRUCTION | 06.03.07 - Soft Tissue Fixation Devices | 06.03.07.05 - Button/thread/tape or Button/thread/button |  | BH111 | 394 |  | Zimmer Biomet Pty Ltd | Ziptight Fixation System | Ankle Syndesmosis device, stainless steel or titanium, PE suture with or without disposable instruments. | One Size | 116765, 208040 | February 2015 |  | Changed Description, Benefit.
06 - Specialist Orthopaedic | 06.03 - SKELETAL RECONSTRUCTION | 06.03.07 - Soft Tissue Fixation Devices | 06.03.07.05 - Button/thread/tape or Button/thread/button |  | BI005 | 394 |  | Zimmer Biomet Pty Ltd | Re-Unite Orthopaedic System | Rotator Cuff Butress, Lactosorb; PGA/PLA | One size only | 137965 | August 2013 |  | Changed Product Group, Product Sub Group, Benefit.
06 - Specialist Orthopaedic | 06.03 - SKELETAL RECONSTRUCTION | 06.03.07 - Soft Tissue Fixation Devices | 06.03.07.05 - Button/thread/tape or Button/thread/button |  | BI920 | 394 |  | Zimmer Biomet Pty Ltd | EZLoc Femoral fixation Device | Ligament Anchor, Ti, PE | 7-8; 9-10mm x Short, std or long. | 117747 | August 2013 |  | Changed Product Group, Product Sub Group, Benefit.
06 - Specialist Orthopaedic | 06.03 - SKELETAL RECONSTRUCTION | 06.03.07 - Soft Tissue Fixation Devices | 06.03.07.05 - Button/thread/tape or Button/thread/button |  | DE252 | 394 |  | Device Technologies Australia Pty Ltd | Tightrope Syndesmosis Repair Kit | Titanium or stainless steel, with non absorbable Fiberwire suture material | One size only | 119366 | August 2013 |  | Changed Product Group, Product Sub Group, Benefit.
06 - Specialist Orthopaedic | 06.03 - SKELETAL RECONSTRUCTION | 06.03.07 - Soft Tissue Fixation Devices | 06.03.07.05 - Button/thread/tape or Button/thread/button |  | DE271 | 394 |  | Device Technologies Australia Pty Ltd | RetroButton | Femoral Fixation Device | 12mm Button with 15-60mm loops, 15mm Button with 15-60mm loops | 126657 | August 2013 |  | Changed Product Group, Product Sub Group, Benefit.
06 - Specialist Orthopaedic | 06.03 - SKELETAL RECONSTRUCTION | 06.03.07 - Soft Tissue Fixation Devices | 06.03.07.05 - Button/thread/tape or Button/thread/button |  | DE299 | 394 |  | Device Technologies Australia Pty Ltd | SpeedCinch | Meniscal Repair Device | Curved needle and reverse curved needle | 126657 | August 2015 |  | Changed Product Name, Size.
06 - Specialist Orthopaedic | 06.03 - SKELETAL RECONSTRUCTION | 06.03.07 - Soft Tissue Fixation Devices | 06.03.07.05 - Button/thread/tape or Button/thread/button |  | DE507 | 394 |  | Device Technologies Australia Pty Ltd | Mini Tightrope CMC | CMC fixation device | One size only | 151509 | February 2017 |  | New Listing
06 - Specialist Orthopaedic | 06.03 - SKELETAL RECONSTRUCTION | 06.03.07 - Soft Tissue Fixation Devices | 06.03.07.05 - Button/thread/tape or Button/thread/button |  | DE509 | 394 |  | Device Technologies Australia Pty Ltd | Mini Tightrope | CMC Fixation Device | One Size fits all | 151509 | February 2017 |  | New Listing
06 - Specialist Orthopaedic | 06.03 - SKELETAL RECONSTRUCTION | 06.03.07 - Soft Tissue Fixation Devices | 06.03.07.05 - Button/thread/tape or Button/thread/button |  | DE548 | 394 |  | Device Technologies Australia Pty Ltd | Tightrope | Titanium or stainless steel fixation device, with non absorbable suture material | 2.6mm - 13mm, various shapes, adjustable length suture | 126657 | August 2017 |  | New Listing
06 - Specialist Orthopaedic | 06.03 - SKELETAL RECONSTRUCTION | 06.03.07 - Soft Tissue Fixation Devices | 06.03.07.05 - Button/thread/tape or Button/thread/button |  | HW540 | 394 |  | Stryker Australia Pty Ltd | VersiTomic G-Lok | VersiTomic G-Lok suspension fixation device | 15mm, 20mm, 25mm, 30mm, 35mm, 40mm, 45mm, 50mm | 229719 | February 2015 |  | New Listing
06 - Specialist Orthopaedic | 06.03 - SKELETAL RECONSTRUCTION | 06.03.07 - Soft Tissue Fixation Devices | 06.03.07.05 - Button/thread/tape or Button/thread/button |  | HW584 | 394 |  | Stryker Australia Pty Ltd | ProCinch | ProCinch Adjustable Loop Fixation Device | Universal Sizing: Button 13mmx4mm 2 Construct Options: ProCinch RT (reverse tension)- tension device through AM Portal ProCinch ST (standard tension)- tension device through lateral femoral condyle | 229717 | February 2017 |  | New Listing
06 - Specialist Orthopaedic | 06.03 - SKELETAL RECONSTRUCTION | 06.03.07 - Soft Tissue Fixation Devices | 06.03.07.05 - Button/thread/tape or Button/thread/button |  | JJ951 | 394 |  | Johnson & Johnson Medical Pty Ltd | RigidLoop | Cortical Fixation Loop | 15-60mm, Xlarge, adjustable | 215753 | February 2014 |  | New Listing
06 - Specialist Orthopaedic | 06.03 - SKELETAL RECONSTRUCTION | 06.03.07 - Soft Tissue Fixation Devices | 06.03.07.05 - Button/thread/tape or Button/thread/button |  | LI110 | 394 |  | Amplitude Australia | Comete Anchor | ACL Femoral Cortical Fixation | Length 15mm to 40mm | 285471 | August 2017 |  | New Listing
06 - Specialist Orthopaedic | 06.03 - SKELETAL RECONSTRUCTION | 06.03.07 - Soft Tissue Fixation Devices | 06.03.07.05 - Button/thread/tape or Button/thread/button |  | LV109 | 394 |  | ConMed Linvatec Australia Pty Ltd | XO Button with Continuous Loop | Titanium suspensor, fixation device for femoral fixation in ACT and PCL repairs | 4.5mm x 13.5mm with Continuous Loop lengths 15-60mm | 136631 | August 2013 |  | Changed Product Group, Product Sub Group, Benefit.
06 - Specialist Orthopaedic | 06.03 - SKELETAL RECONSTRUCTION | 06.03.07 - Soft Tissue Fixation Devices | 06.03.07.05 - Button/thread/tape or Button/thread/button |  | LV142 | 394 |  | ConMed Linvatec Australia Pty Ltd | Knee Preservation System - GraftMax | Adjustable loop button for soft tissue fixation | KS-ALB and KS BTB (LxWxH): 14mm x 4.5mm x 2mm KS-BCA (Cradle) (LxWxH): 21mm x 6mm x 2.8mm | 136631 | August 2015 |  | New Listing
06 - Specialist Orthopaedic | 06.03 - SKELETAL RECONSTRUCTION | 06.03.07 - Soft Tissue Fixation Devices | 06.03.07.05 - Button/thread/tape or Button/thread/button |  | SF019 | 394 |  | Signature Orthopaedics | EZ Flip ACL/PCL Fixation system | Fixation for ACL/PCL fixation | 15-60mm length | 193153 | August 2014 |  | Changed Product Group, Product Sub Group, Benefit.
06 - Specialist Orthopaedic | 06.03 - SKELETAL RECONSTRUCTION | 06.03.07 - Soft Tissue Fixation Devices | 06.03.07.05 - Button/thread/tape or Button/thread/button |  | SL016 | 394 |  | Smith & Nephew Pty Ltd | Endobutton Twinbridge | A button/thread/button device for ligament reconstruction | 6mm | 172519 | August 2013 |  | Changed Benefit.
06 - Specialist Orthopaedic | 06.03 - SKELETAL RECONSTRUCTION | 06.03.07 - Soft Tissue Fixation Devices | 06.03.07.05 - Button/thread/tape or Button/thread/button |  | SL053 | 394 |  | Smith & Nephew Pty Ltd | N8TIVE | Femoral Implant | Spacer length: 23mm Spacer saddle length: 19mm Base width: 6mm x 6mm | 229661 | August 2015 |  | New Listing
06 - Specialist Orthopaedic | 06.03 - SKELETAL RECONSTRUCTION | 06.03.07 - Soft Tissue Fixation Devices | 06.03.07.05 - Button/thread/tape or Button/thread/button |  | SL082 | 394 |  | Smith & Nephew Pty Ltd | INVISIKNOT | Ankle Syndesmosis Repair Device | Fracture or non fracture | 287770 | August 2017 |  | New Listing
06 - Specialist Orthopaedic | 06.03 - SKELETAL RECONSTRUCTION | 06.03.07 - Soft Tissue Fixation Devices | 06.03.07.05 - Button/thread/tape or Button/thread/button |  | SN429 | 394 |  | Smith & Nephew Pty Ltd | ACL/PCL Reconstructions | EndoButton Tape | One size only | 59557 | August 2013 |  | Changed Product Group, Product Sub Group, Benefit.
06 - Specialist Orthopaedic | 06.03 - SKELETAL RECONSTRUCTION | 06.03.07 - Soft Tissue Fixation Devices | 06.03.07.05 - Button/thread/tape or Button/thread/button |  | SN853 | 394 |  | Smith & Nephew Pty Ltd | Endobutton | Fixation for ACL/PCL reconstruction | 5-9mm, 15-60mm | 109451 | August 2013 |  | Changed Product Group, Product Sub Group, Benefit.
06 - Specialist Orthopaedic | 06.03 - SKELETAL RECONSTRUCTION | 06.03.07 - Soft Tissue Fixation Devices | 06.03.07.05 - Button/thread/tape or Button/thread/button |  | SQ104 | 394 |  | Surgical Specialties | ACL Reconstruction System - ArmorLink | Fixation for ACL Reconstruction – Tibial Fixation | 6-10mm | 231635 | August 2015 |  | New Listing
06 - Specialist Orthopaedic | 06.03 - SKELETAL RECONSTRUCTION | 06.03.07 - Soft Tissue Fixation Devices | 06.03.07.05 - Button/thread/tape or Button/thread/button |  | SV038 | 394 |  | Signature Spine and Joint Pty Ltd | Parcus - GFS | Parcus - GFS Fixation for knee ligament reconstruction | GFS Standard with 10mm, 15mm, 20mm & 25mm Suture Loops; and GFS Large with 15mm to 45mm Suture Loops (in 2mm increments) | 177866 | August 2014 |  | Transferred from AE130
06 - Specialist Orthopaedic | 06.03 - SKELETAL RECONSTRUCTION | 06.03.07 - Soft Tissue Fixation Devices | 06.03.07.05 - Button/thread/tape or Button/thread/button |  | SV065 | 394 |  | Signature Spine and Joint Pty Ltd | Parcus GFS Ultimate | Suspension fixation device | Button width: 3.9mm Button length: 12mm – 16.5mm | 178101 | August 2017 |  | New Listing
06 - Specialist Orthopaedic | 06.03 - SKELETAL RECONSTRUCTION | 06.03.07 - Soft Tissue Fixation Devices | 06.03.07.05 - Button/thread/tape or Button/thread/button |  | ZI973 | 394 |  | Zimmer Biomet Pty Ltd | Aperfix Femoral Fixation System | Aperfix Femoral Fixation System | 9x24mm,10x24mm,9x29mm,10x29mm,11x29mm | 152854 | February 2017 |  | Transferred from SQ109
06 - Specialist Orthopaedic | 06.03 - SKELETAL RECONSTRUCTION | 06.03.07 - Soft Tissue Fixation Devices | 06.03.07.06 - Button |  | DE301 | 394 |  | Device Technologies Australia Pty Ltd | Suture Button | Multiple hole button for fixation of bone to bone or soft tissue to bone, and are intended as fixation posts, a distribution bridge, or for distributing suture tension over areas of ligament or tendon repair | 2.6mm - 7.5mm | 126657 | August 2013 |  | Changed Product Group, Product Sub Group, Benefit.
06 - Specialist Orthopaedic | 06.03 - SKELETAL RECONSTRUCTION | 06.03.07 - Soft Tissue Fixation Devices | 06.03.07.06 - Button |  | DE500 | 394 |  | Device Technologies Australia Pty Ltd | TightRope Button | Titanium or stainless steel button | 5mm-20mm | 126657 | February 2017 |  | New Listing
06 - Specialist Orthopaedic | 06.03 - SKELETAL RECONSTRUCTION | 06.03.07 - Soft Tissue Fixation Devices | 06.03.07.06 - Button |  | HW539 | 394 |  | Stryker Australia Pty Ltd | VersiTomic G-Lok | VersiTomic G-Lok suspension fixation device - No Loop | No Loop | 229719 | February 2015 |  | New Listing
06 - Specialist Orthopaedic | 06.03 - SKELETAL RECONSTRUCTION | 06.03.07 - Soft Tissue Fixation Devices | 06.03.07.06 - Button |  | MU150 | 394 |  | Medacta Australia Pty Ltd | Tibial Pull Suture Plate (PSP) | Tibial Pull Suture Plate | Single size | 290767 | August 2017 |  | New Listing
06 - Specialist Orthopaedic | 06.03 - SKELETAL RECONSTRUCTION | 06.03.07 - Soft Tissue Fixation Devices | 06.03.07.06 - Button |  | MU151 | 394 |  | Medacta Australia Pty Ltd | Extracortical Femoral Button | Extracortical Femoral Button | Single size | 290768 | August 2017 |  | New Listing
06 - Specialist Orthopaedic | 06.03 - SKELETAL RECONSTRUCTION | 06.03.07 - Soft Tissue Fixation Devices | 06.03.07.06 - Button |  | SL071 | 394 |  | Smith & Nephew Pty Ltd | Ultrabutton Adjustable Fixation Device | Soft tissue to bone fixation for ACL/PCL repair and reconstruction | One size only | 271876 | August 2016 |  | New Listing
06 - Specialist Orthopaedic | 06.03 - SKELETAL RECONSTRUCTION | 06.03.07 - Soft Tissue Fixation Devices | 06.03.07.06 - Button |  | SL078 | 394 |  | Smith & Nephew Pty Ltd | Double ENDOBUTTON Fixation Device | Titanium or stainless steel screwbutton, titanium and stainless steel round ENDOBUTTON device and UHMW polyethylene suture | Various sizes | 109451 | August 2017 |  | New Listing
06 - Specialist Orthopaedic | 06.03 - SKELETAL RECONSTRUCTION | 06.03.07 - Soft Tissue Fixation Devices | 06.03.07.06 - Button |  | SN426 | 394 |  | Smith & Nephew Pty Ltd | ACL/PCL Reconstructions | EndoButton | 4 x 12mm, 4mm x 18mm | 24528 | August 2013 |  | Changed Product Group, Product Sub Group, Benefit.
06 - Specialist Orthopaedic | 06.03 - SKELETAL RECONSTRUCTION | 06.03.07 - Soft Tissue Fixation Devices | 06.03.07.06 - Button |  | SN427 | 394 |  | Smith & Nephew Pty Ltd | ACL/PCL Reconstructions | Fixation Button | 12-17mm | 24528 | August 2013 |  | Changed Product Group, Product Sub Group, Benefit.
06 - Specialist Orthopaedic | 06.03 - SKELETAL RECONSTRUCTION | 06.03.07 - Soft Tissue Fixation Devices | 06.03.07.06 - Button |  | SN428 | 394 |  | Smith & Nephew Pty Ltd | ACL/PCL Reconstructions | EndoButton CL | 20-50mm | 24528 | August 2013 |  | Changed Product Group, Product Sub Group, Benefit.
06 - Specialist Orthopaedic | 06.03 - SKELETAL RECONSTRUCTION | 06.03.07 - Soft Tissue Fixation Devices | 06.03.07.06 - Button |  | TO095 | 394 |  | Tornier Pty Ltd | ArthroTunneler TunnelPro System | Lateral button, PEEK | 10mm | 214982 | August 2014 |  | Changed Product Sub Group, Benefit.
06 - Specialist Orthopaedic | 06.03 - SKELETAL RECONSTRUCTION | 06.03.07 - Soft Tissue Fixation Devices | 06.03.07.07 - Interference Screw (± sleeve) |  | AE094 | 190 |  | Allegra Orthopaedics Pty Ltd | ACL Fixation Screws Tapered | Flat Head, Tappered, Titanium | 9 - 11mm Diameter 30mm Length | 134456 | August 2013 |  | Changed Product Group, Product Sub Group, Benefit.
06 - Specialist Orthopaedic | 06.03 - SKELETAL RECONSTRUCTION | 06.03.07 - Soft Tissue Fixation Devices | 06.03.07.07 - Interference Screw (± sleeve) |  | AE095 | 190 |  | Allegra Orthopaedics Pty Ltd | ASDM Standard ACL Fixation Screw | Standard Flat Head Screw | 7 - 11mm Diameter 20mm - 50mm Length | 134456 | August 2013 |  | Changed Product Group, Product Sub Group, Benefit.
06 - Specialist Orthopaedic | 06.03 - SKELETAL RECONSTRUCTION | 06.03.07 - Soft Tissue Fixation Devices | 06.03.07.07 - Interference Screw (± sleeve) |  | BH145 | 190 |  | Zimmer Biomet Pty Ltd | TunneLoc | Tibial Fixation Device with Tensioner, PEEK | 7 to 10mm diameter | 116765 | August 2013 |  | Changed Product Group, Product Sub Group, Benefit.
06 - Specialist Orthopaedic | 06.03 - SKELETAL RECONSTRUCTION | 06.03.07 - Soft Tissue Fixation Devices | 06.03.07.07 - Interference Screw (± sleeve) |  | BH168 | 190 |  | Zimmer Biomet Pty Ltd | Washerloc Tibial Fixation Device | Screw - Ti | 24 - 60mm x 5.8mm diameter | 116765 | August 2013 |  | Changed Benefit.
06 - Specialist Orthopaedic | 06.03 - SKELETAL RECONSTRUCTION | 06.03.07 - Soft Tissue Fixation Devices | 06.03.07.07 - Interference Screw (± sleeve) |  | BI239 | 190 |  | Zimmer Biomet Pty Ltd | Arthrotek Ligament Fixation System | Interference Screw, Titanium | 15-30mm | 116765 | August 2013 |  | Changed Product Group, Product Sub Group, Benefit.
06 - Specialist Orthopaedic | 06.03 - SKELETAL RECONSTRUCTION | 06.03.07 - Soft Tissue Fixation Devices | 06.03.07.07 - Interference Screw (± sleeve) |  | BI241 | 190 |  | Zimmer Biomet Pty Ltd | Gentle Threads Ligament Fixation Screws | Screw, Graft Interference, PGA/PLA | 7mm, 8mm, 9mm, 10mm | 154007 | August 2013 |  | Changed Product Group, Product Sub Group, Benefit.
06 - Specialist Orthopaedic | 06.03 - SKELETAL RECONSTRUCTION | 06.03.07 - Soft Tissue Fixation Devices | 06.03.07.07 - Interference Screw (± sleeve) |  | CR031 | 190 |  | Corin Australia Pty Ltd | LARS Interference Screw | Titanium Interference screw | 5.2 - 10mm diameter, 15 - 30mm | 138574 | August 2013 |  | Changed Product Group, Product Sub Group, Suffix, Benefit.
06 - Specialist Orthopaedic | 06.03 - SKELETAL RECONSTRUCTION | 06.03.07 - Soft Tissue Fixation Devices | 06.03.07.07 - Interference Screw (± sleeve) |  | DE374 | 190 |  | Device Technologies Australia Pty Ltd | GraftBolt | Interference Screw and Sheath | 7mm, 8mm, 9mm and 10mm | 98527 | August 2013 |  | Changed Benefit.
06 - Specialist Orthopaedic | 06.03 - SKELETAL RECONSTRUCTION | 06.03.07 - Soft Tissue Fixation Devices | 06.03.07.07 - Interference Screw (± sleeve) |  | DE439 | 190 |  | Device Technologies Australia Pty Ltd | Peek Delta Screws | Interference screw for soft tissue Fixation | 6-12mm Diameter x (23mm-35m) Length | 98527 | February 2014 |  | New Listing
06 - Specialist Orthopaedic | 06.03 - SKELETAL RECONSTRUCTION | 06.03.07 - Soft Tissue Fixation Devices | 06.03.07.07 - Interference Screw (± sleeve) |  | DE440 | 190 |  | Device Technologies Australia Pty Ltd | Interference Screws | Interference screw for Soft Tissue Fixation | 7-10mm x (15-35mm) | 98527 | February 2014 |  | New Listing
06 - Specialist Orthopaedic | 06.03 - SKELETAL RECONSTRUCTION | 06.03.07 - Soft Tissue Fixation Devices | 06.03.07.07 - Interference Screw (± sleeve) |  | DE510 | 190 |  | Device Technologies Australia Pty Ltd | Tenodesis Screw | Non Absorbable Tenodesis Screw | 3mm-9mm | 98527 | February 2017 |  | New Listing
06 - Specialist Orthopaedic | 06.03 - SKELETAL RECONSTRUCTION | 06.03.07 - Soft Tissue Fixation Devices | 06.03.07.07 - Interference Screw (± sleeve) |  | ER299 | 190 |  | Emergo Asia Pacific Pty Ltd | Orthomed Interference Screw Bone to Bone | The screws are intended to set an autogenous transplant (hamstring tendons or patellar tendons) in femur and tibia during an Anterior Cruciate | 9 sizes: Diameter: 7, 8 & 9mm Lengths: 18, 23 & 28mm | 188564 | August 2016 |  | Transferred from RQ007
06 - Specialist Orthopaedic | 06.03 - SKELETAL RECONSTRUCTION | 06.03.07 - Soft Tissue Fixation Devices | 06.03.07.07 - Interference Screw (± sleeve) |  | ER300 | 190 |  | Emergo Asia Pacific Pty Ltd | Orthomed Interference Screws with Atraumatic Thread | The screws are intended to fix an autogenous transplant (hamstring tendons) or a synthetic graft in the femur and tibia during an Anterior Cruciate Ligament (ACL) reconstruction. | 9 sizes Diameter: 7,8 and 9mm Length: 18, 23 and 28mm | 188564 | August 2016 |  | Transferred from RQ002
06 - Specialist Orthopaedic | 06.03 - SKELETAL RECONSTRUCTION | 06.03.07 - Soft Tissue Fixation Devices | 06.03.07.07 - Interference Screw (± sleeve) |  | ER303 | 190 |  | Emergo Asia Pacific Pty Ltd | Orthomed MISBIO Bioresorbable Interference Screws | The Orthomed Misbio Bioresorbable interference screws are intended to set an autogenous transplant (hamstring tendons or patellar tendon) in the femur and tibia during an Anterior Cruciate Ligament (ACL) reconstruction | Diameter 6-10mm, length 23mm Diameter 7-10mm, length 30mm Diameter 9-11mm, length 35mm Details: MISBIO 6.23: 6mm diameter, 23mm length MISBIO 7.23: 7mm diameter, 23mm length MISBIO 8.23: 8mm diameter, 23mm length MISBIO 9.23: 9mm diameter, 23mm length MISBIO 10.23: 10mm diameter, 23mm length MISBIO 7.30: 7mm diameter, 30mm length MISBIO 8.30: 8mm diameter, 30mm length MISBIO 9.30: 9mm diameter, 30mm length MISBIO 10.30: 10mm diameter, 30mm length MISBIO 9.35: 9 mm diameter, 35mm length MISBIO 10.35: 10mm diameter, 35mm length MISBIO 11.35: 11mm diameter, 35mm length | 187614 | August 2016 |  | Transferred from RQ006
06 - Specialist Orthopaedic | 06.03 - SKELETAL RECONSTRUCTION | 06.03.07 - Soft Tissue Fixation Devices | 06.03.07.07 - Interference Screw (± sleeve) |  | JJ588 | 190 |  | Johnson & Johnson Medical Pty Ltd | Femoral Intrafix System | Screw and Sheath Fixation System for the Femur in ACL repairs | 7 to 10mm | 133430 | August 2013 |  | Changed Product Group, Product Sub Group, Benefit.
06 - Specialist Orthopaedic | 06.03 - SKELETAL RECONSTRUCTION | 06.03.07 - Soft Tissue Fixation Devices | 06.03.07.07 - Interference Screw (± sleeve) |  | JJ912 | 190 |  | Johnson & Johnson Medical Pty Ltd | Intrafix Interference System | Non absorbable screw/sheath | 6 to 12mm diameter | 133430 | August 2016 |  | Changed Size.
06 - Specialist Orthopaedic | 06.03 - SKELETAL RECONSTRUCTION | 06.03.07 - Soft Tissue Fixation Devices | 06.03.07.07 - Interference Screw (± sleeve) |  | JJ922 | 190 |  | Johnson & Johnson Medical Pty Ltd | Kuroska Fixation Screw System | Interference screw | 7 to 9mm | 136374 | August 2013 |  | Compressed from JJ071, JJ072
06 - Specialist Orthopaedic | 06.03 - SKELETAL RECONSTRUCTION | 06.03.07 - Soft Tissue Fixation Devices | 06.03.07.07 - Interference Screw (± sleeve) |  | LV016 | 190 |  | ConMed Linvatec Australia Pty Ltd | Propel Interference Screws | ACL Fixation - Titanium | Diameter 7.0 - 9.0mm, Length 20 - 30mm | 129072 | August 2013 |  | Changed Product Group, Product Sub Group, Benefit.
06 - Specialist Orthopaedic | 06.03 - SKELETAL RECONSTRUCTION | 06.03.07 - Soft Tissue Fixation Devices | 06.03.07.07 - Interference Screw (± sleeve) |  | LV017 | 190 |  | ConMed Linvatec Australia Pty Ltd | Guardsman Femoral Interference Screws | ACL Fixation - Titanium | Diameter 7.0 - 9.0mm, Length 20 - 30mm | 129072 | August 2013 |  | Changed Size, Product Group, Product Sub Group, Benefit.
06 - Specialist Orthopaedic | 06.03 - SKELETAL RECONSTRUCTION | 06.03.07 - Soft Tissue Fixation Devices | 06.03.07.07 - Interference Screw (± sleeve) |  | LV018 | 190 |  | ConMed Linvatec Australia Pty Ltd | Cannulated Interference Screws | ACL Fixation - Titanium | Diameter 7.0 - 9.0mm, Length 20 - 40mm | 129072 | August 2013 |  | Changed Product Group, Product Sub Group, Benefit.
06 - Specialist Orthopaedic | 06.03 - SKELETAL RECONSTRUCTION | 06.03.07 - Soft Tissue Fixation Devices | 06.03.07.07 - Interference Screw (± sleeve) |  | MN212 | 190 |  | Johnson & Johnson Medical Pty Ltd | Milagro | Interference Screw | 5 to 12mm | 215753 | August 2017 |  | New Listing
06 - Specialist Orthopaedic | 06.03 - SKELETAL RECONSTRUCTION | 06.03.07 - Soft Tissue Fixation Devices | 06.03.07.07 - Interference Screw (± sleeve) |  | PF015 | 190 |  | Perios Pty Ltd | TLS - Tendon Anchoring System - Titanium | Titanium screw for suspensory fixation of tendon | 10 x 20mm, 10 x 25mm, 12 x 20mm | 181401 | August 2013 |  | New Listing
06 - Specialist Orthopaedic | 06.03 - SKELETAL RECONSTRUCTION | 06.03.07 - Soft Tissue Fixation Devices | 06.03.07.07 - Interference Screw (± sleeve) |  | PF016 | 190 |  | Perios Pty Ltd | TLS - Tendon Anchoring Screw - PEEK | PEEK screw for suspensory fixation of tendon | 10 x 20mm 10 x 25mm | 181401 | August 2013 |  | New Listing
06 - Specialist Orthopaedic | 06.03 - SKELETAL RECONSTRUCTION | 06.03.07 - Soft Tissue Fixation Devices | 06.03.07.07 - Interference Screw (± sleeve) |  | SF001 | 190 |  | Signature Orthopaedics | Tissue Loc Tenodesis Screw | Cannulated Interference Screw - PEEK | 4x10mm, 5x10mm, 4x15mm, 5x15mm, 6x15mm, 6x20mm, 7x25mm, 8x25mm, 8x30mm, 9x25mm, 9x30mm | 184460 | August 2013 |  | Changed Product Group, Product Sub Group, Benefit.
06 - Specialist Orthopaedic | 06.03 - SKELETAL RECONSTRUCTION | 06.03.07 - Soft Tissue Fixation Devices | 06.03.07.07 - Interference Screw (± sleeve) |  | SF035 | 190 |  | Signature Orthopaedics | Signature ST Shoulder Anchor | PEEK fully threaded suture anchor | 2.3mm | 184460 | August 2013 |  | Changed Benefit.
06 - Specialist Orthopaedic | 06.03 - SKELETAL RECONSTRUCTION | 06.03.07 - Soft Tissue Fixation Devices | 06.03.07.07 - Interference Screw (± sleeve) |  | SK023 | 190 |  | Stryker Australia Pty Ltd | ACL Wedge Interference Screw | Interference Screw | Dia 7 - 12mm, length 20 - 40mm | 140466 | February 2015 |  | Changed Description, Benefit.
06 - Specialist Orthopaedic | 06.03 - SKELETAL RECONSTRUCTION | 06.03.07 - Soft Tissue Fixation Devices | 06.03.07.07 - Interference Screw (± sleeve) |  | SK047 | 190 |  | Stryker Australia Pty Ltd | Stryker Wedge Interference Screw | Threaded biosteon screw for ligment/tendon fixation | Dia 7 - 12mm, length 20 - 40mm | 143167 | August 2013 |  | Changed Product Group, Product Sub Group, Benefit.
06 - Specialist Orthopaedic | 06.03 - SKELETAL RECONSTRUCTION | 06.03.07 - Soft Tissue Fixation Devices | 06.03.07.07 - Interference Screw (± sleeve) |  | SL017 | 190 |  | Smith & Nephew Pty Ltd | Biosure Healicoil | interference screw | 6-10mm diameter | 109451 | August 2013 |  | Changed Benefit.
06 - Specialist Orthopaedic | 06.03 - SKELETAL RECONSTRUCTION | 06.03.07 - Soft Tissue Fixation Devices | 06.03.07.07 - Interference Screw (± sleeve) |  | SL054 | 190 |  | Smith & Nephew Pty Ltd | N8TIVE | PEEK Tibial Implant | Sheath lengths: 33mm (with 29mm Screw); 40mm (with 36mm Screw) Screw diameter: 6-8mm, tapered Optional cortical button thickness: 1.8mm | 229661 | August 2015 |  | New Listing
06 - Specialist Orthopaedic | 06.03 - SKELETAL RECONSTRUCTION | 06.03.07 - Soft Tissue Fixation Devices | 06.03.07.07 - Interference Screw (± sleeve) |  | SM164 | 190 |  | Smith & Nephew Pty Ltd | BIOSURE | A non-absorbable polymer (PEEK) interference screw for use in ligament/tendon reconstruction | 6-12mm in diameter | 109451 | August 2013 |  | Changed Product Group, Product Sub Group, Benefit.
06 - Specialist Orthopaedic | 06.03 - SKELETAL RECONSTRUCTION | 06.03.07 - Soft Tissue Fixation Devices | 06.03.07.07 - Interference Screw (± sleeve) |  | SN420 | 190 |  | Smith & Nephew Pty Ltd | ACL/PCL Reconstruction | RCI Screws Titanium | 7-11mm diameter, 25-40mm length | 24411 | August 2013 |  | Changed Product Group, Product Sub Group, Benefit.
06 - Specialist Orthopaedic | 06.03 - SKELETAL RECONSTRUCTION | 06.03.07 - Soft Tissue Fixation Devices | 06.03.07.07 - Interference Screw (± sleeve) |  | SN423 | 190 |  | Smith & Nephew Pty Ltd | ACL/PCL Reconstructions | Acufex Tibial Fixation Anchor | One size only | 24411 | August 2013 |  | Changed Product Group, Product Sub Group, Benefit.
06 - Specialist Orthopaedic | 06.03 - SKELETAL RECONSTRUCTION | 06.03.07 - Soft Tissue Fixation Devices | 06.03.07.07 - Interference Screw (± sleeve) |  | SN425 | 190 |  | Smith & Nephew Pty Ltd | ACL/PCL Reconstructions | Cannuflex Silk & Soft Silk Interference Screw | 5.5 x 20mm - 9x30mm | 24407 | August 2013 |  | Changed Product Group, Product Sub Group, Benefit.
06 - Specialist Orthopaedic | 06.03 - SKELETAL RECONSTRUCTION | 06.03.07 - Soft Tissue Fixation Devices | 06.03.07.07 - Interference Screw (± sleeve) |  | SN432 | 190 |  | Smith & Nephew Pty Ltd | ACL/PCL Reconstructions | Tibial Post Screw | Small, Standard | 47820 | August 2013 |  | Changed Product Group, Product Sub Group, Benefit.
06 - Specialist Orthopaedic | 06.03 - SKELETAL RECONSTRUCTION | 06.03.07 - Soft Tissue Fixation Devices | 06.03.07.07 - Interference Screw (± sleeve) |  | SN981 | 190 |  | Smith & Nephew Pty Ltd | BIOSURE SYNC | Soft tissue intra-tunnel tibial fixation device which includes Interference screw and sheath | 6-12mm | 109451 | August 2013 |  | Changed Benefit.
06 - Specialist Orthopaedic | 06.03 - SKELETAL RECONSTRUCTION | 06.03.07 - Soft Tissue Fixation Devices | 06.03.07.07 - Interference Screw (± sleeve) |  | SQ105 | 190 |  | Surgical Specialties | ACL Reconstruction System - ShieldLoc | Fixation for ACL Reconstruction – Femoral Fixation | 6-10mm | 231635 | August 2015 |  | New Listing
06 - Specialist Orthopaedic | 06.03 - SKELETAL RECONSTRUCTION | 06.03.07 - Soft Tissue Fixation Devices | 06.03.07.07 - Interference Screw (± sleeve) |  | ST830 | 190 |  | Stryker Australia Pty Ltd | Stryker Wedge Interference Screw | Small threaded titanium screw for ligament/tendon fixation | Diameter 7 - 9mm, Length 20 - 25mm | 140466, 78130 | August 2013 |  | Changed Product Group, Product Sub Group, Benefit.
06 - Specialist Orthopaedic | 06.03 - SKELETAL RECONSTRUCTION | 06.03.07 - Soft Tissue Fixation Devices | 06.03.07.07 - Interference Screw (± sleeve) |  | SV039 | 190 |  | Signature Spine and Joint Pty Ltd | Parcus PEEK CF Interface Screw | PEEK CF Interface Screw | 7,8,9mm x 20-35mm 10,11,12mm x 25-35mm | 177866 | August 2014 |  | Transferred from AE127
06 - Specialist Orthopaedic | 06.03 - SKELETAL RECONSTRUCTION | 06.03.07 - Soft Tissue Fixation Devices | 06.03.07.07 - Interference Screw (± sleeve) |  | SY292 | 190 |  | Johnson & Johnson Medical Pty Ltd | Facet Interference Screw | Cannulated Screw | 7.5mm | 157068 | August 2013 |  | Changed Product Group, Product Sub Group, Suffix, Benefit.
06 - Specialist Orthopaedic | 06.03 - SKELETAL RECONSTRUCTION | 06.03.07 - Soft Tissue Fixation Devices | 06.03.07.07 - Interference Screw (± sleeve) |  | WR080 | 190 |  | Wright Medical Australia | G-Force Tenodesis System | Cannulated Interference Screw - PEEK Optima | 4-8mm diameter, 10-25mm width | 122967 | August 2013 |  | Changed Product Group, Product Sub Group, Benefit.
06 - Specialist Orthopaedic | 06.03 - SKELETAL RECONSTRUCTION | 06.03.07 - Soft Tissue Fixation Devices | 06.03.07.07 - Interference Screw (± sleeve) |  | ZI972 | 190 |  | Zimmer Biomet Pty Ltd | Aperfix Tibial Fixation System | Aperfix Tibial Fixation System | 9x24mm,10x24mm,9x29mm,10x29mm,11x29mm,8x30mm,9x30mm,10x30mm11x30mm,7x20mm,7x25mm,8x20mm,8x25mm,8x30mm,9x20mm,9x25mm,9x30mm,10x25mm,10x30mm,11x30mm,12x30mm | 152855 | February 2017 |  | Transferred from SQ108
06 - Specialist Orthopaedic | 06.03 - SKELETAL RECONSTRUCTION | 06.03.07 - Soft Tissue Fixation Devices | 06.03.07.07 - Interference Screw (± sleeve) |  | ZI976 | 190 |  | Zimmer Biomet Pty Ltd | iFIX Interference Screw | Interference screw | 7-12mm in diameter | 153927 | August 2017 |  | New Listing
06 - Specialist Orthopaedic | 06.03 - SKELETAL RECONSTRUCTION | 06.03.07 - Soft Tissue Fixation Devices | 06.03.07.07 - Interference Screw (± sleeve) | AB | DE068 | 481 |  | Device Technologies Australia Pty Ltd | Interference Screws | ARTHREX Non-sheathed | 7 x 28mm - 12 x 28mm | 98527 | August 2013 |  | Changed Product Group, Product Sub Group, Benefit.
06 - Specialist Orthopaedic | 06.03 - SKELETAL RECONSTRUCTION | 06.03.07 - Soft Tissue Fixation Devices | 06.03.07.07 - Interference Screw (± sleeve) | AB | DE069 | 481 |  | Device Technologies Australia Pty Ltd | Interference Screws | Bio-Cortical - PLA | 8 x 17 - 11 x 17mm and 8 x 20 - 10 x 20mm | 140566 | August 2013 |  | Changed Product Group, Product Sub Group, Suffix, Benefit.
06 - Specialist Orthopaedic | 06.03 - SKELETAL RECONSTRUCTION | 06.03.07 - Soft Tissue Fixation Devices | 06.03.07.07 - Interference Screw (± sleeve) | AB | DE072 | 481 |  | Device Technologies Australia Pty Ltd | Bio-Interference Screw | PLA | 7mm - 9mm | 140566 | August 2013 |  | Changed Product Group, Product Sub Group, Suffix, Benefit.
06 - Specialist Orthopaedic | 06.03 - SKELETAL RECONSTRUCTION | 06.03.07 - Soft Tissue Fixation Devices | 06.03.07.07 - Interference Screw (± sleeve) | AB | DE166 | 481 |  | Device Technologies Australia Pty Ltd | Bio-Tenodesis Screw | Soft Tissue Fixation | 3mm-9mm | 140566, 230210, 230211 | February 2017 |  | Changed Description, Size.
06 - Specialist Orthopaedic | 06.03 - SKELETAL RECONSTRUCTION | 06.03.07 - Soft Tissue Fixation Devices | 06.03.07.07 - Interference Screw (± sleeve) | AB | DE167 | 481 |  | Device Technologies Australia Pty Ltd | Bio-Interference Screw | Composition - PLLA, delta tapered | Dia6.5 - 10.5mm to 8 - 12mm x 28 - 35mm length | 140566 | August 2013 |  | Changed Product Group, Product Sub Group, Benefit.
06 - Specialist Orthopaedic | 06.03 - SKELETAL RECONSTRUCTION | 06.03.07 - Soft Tissue Fixation Devices | 06.03.07.07 - Interference Screw (± sleeve) | AB | DE224 | 481 |  | Device Technologies Australia Pty Ltd | Retro Screw | Composition PLLA | 8-10mm x 20mm | 140566 | August 2013 |  | Changed Product Group, Product Sub Group, Benefit.
06 - Specialist Orthopaedic | 06.03 - SKELETAL RECONSTRUCTION | 06.03.07 - Soft Tissue Fixation Devices | 06.03.07.07 - Interference Screw (± sleeve) | AB | HW549 | 481 |  | Stryker Australia Pty Ltd | Bioabsorbable (PLLA) Wedge Interference Screws | Bioabsorbable (PLLA) ACL Wedge Interference Screw | 9, 10, 11, 12 x35mm; 7, 8, 9, 10 x 28mm; 7,8,9 x 23mm | 143167 | August 2015 |  | New Listing
06 - Specialist Orthopaedic | 06.03 - SKELETAL RECONSTRUCTION | 06.03.07 - Soft Tissue Fixation Devices | 06.03.07.07 - Interference Screw (± sleeve) | AB | JJ127 | 481 |  | Johnson & Johnson Medical Pty Ltd | Absolute Absorbable Interference Screw | Polylactic acid screw | 7 to11mm x (23 to 30mm) | 140560 | August 2013 |  | Changed Product Group, Product Sub Group, Suffix, Benefit.
06 - Specialist Orthopaedic | 06.03 - SKELETAL RECONSTRUCTION | 06.03.07 - Soft Tissue Fixation Devices | 06.03.07.07 - Interference Screw (± sleeve) | AB | LI109 | 481 |  | Amplitude Australia | Eclipse BCP Screw | Absorbable, osteoconducting interference screw | Diameter 7mm to 10mm Length 20mm to 30mm | 284239 | August 2017 |  | New Listing
06 - Specialist Orthopaedic | 06.03 - SKELETAL RECONSTRUCTION | 06.03.07 - Soft Tissue Fixation Devices | 06.03.07.07 - Interference Screw (± sleeve) | AB | LV019 | 481 |  | ConMed Linvatec Australia Pty Ltd | BioScrew Bioabsorbable Interference Screw | ACL Fixation - PLLA | Diameter 7.0 - 9.0mm, Length 20 - 30mm | 151549 | August 2013 |  | Changed Product Group, Product Sub Group, Suffix, Benefit.
06 - Specialist Orthopaedic | 06.03 - SKELETAL RECONSTRUCTION | 06.03.07 - Soft Tissue Fixation Devices | 06.03.07.07 - Interference Screw (± sleeve) | AB | LV077 | 481 |  | ConMed Linvatec Australia Pty Ltd | BioScrew XtraLok Tibial Fixation Device | ACL Fixation - PLLA | Diameter 8, 9, 10, 11mm; Length 35 & 40mm | 151586 | August 2013 |  | Changed Product Group, Product Sub Group, Suffix, Benefit.
06 - Specialist Orthopaedic | 06.03 - SKELETAL RECONSTRUCTION | 06.03.07 - Soft Tissue Fixation Devices | 06.03.07.07 - Interference Screw (± sleeve) | AB | LV103 | 481 |  | ConMed Linvatec Australia Pty Ltd | Matryx Interference Screw | Matryx (SR-96L/4D PLA with ß-TCP) Inteference Screw | 7.3 x 20mm; 7.3 x 25mm; 7.3 x 30mm; 8 x 20mm; 8 x 25mm; 8 x 30mm; 9 x 20mm; 9 x 25mm; 9 x 30mm; 9 x 38mm; 10 x 25mm; 10 x 33mm; 10 x 38mm; 11 x 25mm; 11 x 33mm; 11 x 38mm | 139664 | August 2013 |  | Changed Size, Benefit.
06 - Specialist Orthopaedic | 06.03 - SKELETAL RECONSTRUCTION | 06.03.07 - Soft Tissue Fixation Devices | 06.03.07.07 - Interference Screw (± sleeve) | AB | LV120 | 481 |  | ConMed Linvatec Australia Pty Ltd | GENESYS Matryx Interference Screw, diameter 7 - 11mm | GENESYS Matryx Interference Screw - cannulated bioabsorbable | 7.0x20mm,7.0x25mm,7.0x30mm,8.0x20mm,8.0x25mm,8.0x30mm,8.0x35mm,9.0x20mm,9.025mm,9.0x30mm,9.0x35mm,10x20mm,10x25mm,10x30mm,10x35mm,11x20mm,11x25mm,11x25mm,11x25mm,11x25mm,11x30mm,11x35mm,11x40mm | 194179 | August 2013 |  | Changed Benefit.
06 - Specialist Orthopaedic | 06.03 - SKELETAL RECONSTRUCTION | 06.03.07 - Soft Tissue Fixation Devices | 06.03.07.07 - Interference Screw (± sleeve) | AB | LV121 | 481 |  | ConMed Linvatec Australia Pty Ltd | GENESYS Matrix Interference Screw, diameter 5-6.5mm. | GENESYS Matrix Interference Screw - Cannulated,bioabsorbable | 5.0mm diameter x15,20,25,30mm lengths 5.5mm diameter x15,20,25,30mm lengths 6.0mm diameter x15,20,25,30mm lengths 6.5mm diameter x15,20,25,30mm lengths | 101275 | August 2013 |  | Changed Benefit.
06 - Specialist Orthopaedic | 06.03 - SKELETAL RECONSTRUCTION | 06.03.07 - Soft Tissue Fixation Devices | 06.03.07.07 - Interference Screw (± sleeve) | AB | SN004 | 481 |  | Smith & Nephew Pty Ltd | Bioabsorbable screw | BioRCI-HA Screw, Medial, Portal, Reverse thread, Tibial specific, Trans-tibial | 7 x 20mm - 12 x 35mm | 49922 | August 2013 |  | Changed Product Group, Product Sub Group, Suffix, Benefit.
06 - Specialist Orthopaedic | 06.03 - SKELETAL RECONSTRUCTION | 06.03.07 - Soft Tissue Fixation Devices | 06.03.07.07 - Interference Screw (± sleeve) | AB | SN421 | 481 |  | Smith & Nephew Pty Ltd | ACL/PCL Reconstructions | Absorbable PLLA Screw | 7-12mm diameter, 25-35mm length | 49922 | August 2013 |  | Changed Product Group, Product Sub Group, Suffix, Benefit.
06 - Specialist Orthopaedic | 06.03 - SKELETAL RECONSTRUCTION | 06.03.07 - Soft Tissue Fixation Devices | 06.03.07.07 - Interference Screw (± sleeve) | AB | SN430 | 481 |  | Smith & Nephew Pty Ltd | ACL/PCL Reconstructions | EndoFix Bioabsorbable Screw | 7 x 20mm - 9mm x30mm | 49922 | August 2013 |  | Changed Product Group, Product Sub Group, Suffix, Benefit.
06 - Specialist Orthopaedic | 06.03 - SKELETAL RECONSTRUCTION | 06.03.07 - Soft Tissue Fixation Devices | 06.03.07.07 - Interference Screw (± sleeve) | AB | VK020 | 481 |  | Akva Surgical Pty Ltd | CPS Screw Hexalon Biodegradable ACL/PCL Reconstruction | Biodegradable ACL/PCL Recon Screw PLLA/PGA/TMC | 6 x 20, 6 x 25, 6 x 30, 7 x 20, 7 x 25, 7 x 30, 8 x 20, 8 x 25, 8 x 30, 9 x 20, 9 x 25, 9 x 30, 10 x 30 | 154551 | August 2017 |  | Transferred from SQ067
06 - Specialist Orthopaedic | 06.03 - SKELETAL RECONSTRUCTION | 06.03.07 - Soft Tissue Fixation Devices | 06.03.07.07 - Interference Screw (± sleeve) | AB, HA | DE297 | 481 |  | Device Technologies Australia Pty Ltd | BioComposite Interference Screw | Soft Tissue Fixation Device | 7mm - 35mm | 164043 | August 2013 |  | Changed Product Group, Product Sub Group, Suffix, Benefit.
06 - Specialist Orthopaedic | 06.03 - SKELETAL RECONSTRUCTION | 06.03.07 - Soft Tissue Fixation Devices | 06.03.07.07 - Interference Screw (± sleeve) | AB, HA | HW541 | 481 |  | Stryker Australia Pty Ltd | Biosteon (HA/PLLA) Screws | Biosteon HA/PLLA reabsorbable bone screw | 6, 7, 8, 9, 10 x 23mm; 6, 7, 8, 9, 10, 11, 12 x 28mm; 9, 10, 11, 12 x 35mm | 143167 | February 2015 |  | New Listing
06 - Specialist Orthopaedic | 06.03 - SKELETAL RECONSTRUCTION | 06.03.07 - Soft Tissue Fixation Devices | 06.03.07.07 - Interference Screw (± sleeve) | AB, HA | JJ484 | 481 |  | Johnson & Johnson Medical Pty Ltd | MILAGRO Interference Screw | TCP/PLGA Interference ACL Screw System | 5-12mm | 122579 | August 2013 |  | Changed Product Group, Product Sub Group, Suffix, Benefit.
06 - Specialist Orthopaedic | 06.03 - SKELETAL RECONSTRUCTION | 06.03.07 - Soft Tissue Fixation Devices | 06.03.07.07 - Interference Screw (± sleeve) | AB, HA | JJ961 | 481 |  | Johnson & Johnson Medical Pty Ltd | BioIntrafix | Tibial soft tissue fastner screw/sheath | 30mm and 6 to 10mm | 136255, 163254 | August 2014 |  | Compressed from DY477, JJ473
06 - Specialist Orthopaedic | 06.03 - SKELETAL RECONSTRUCTION | 06.03.07 - Soft Tissue Fixation Devices | 06.03.07.07 - Interference Screw (± sleeve) | AB, HA | SF096 | 481 |  | Signature Orthopaedics | Bio-Composite Interference Screw | HA infused Polymer Interference Screws | 5-12mm | 184460 | August 2015 |  | Expanded from SF057
06 - Specialist Orthopaedic | 06.03 - SKELETAL RECONSTRUCTION | 06.03.07 - Soft Tissue Fixation Devices | 06.03.07.07 - Interference Screw (± sleeve) | AB, HA | SF097 | 481 |  | Signature Orthopaedics | Bi-On™ Inteference Screw | HA infused Polymer Interference Screws | 5-12mm | 184460 | August 2015 |  | Expanded from SF057
06 - Specialist Orthopaedic | 06.03 - SKELETAL RECONSTRUCTION | 06.03.07 - Soft Tissue Fixation Devices | 06.03.07.07 - Interference Screw (± sleeve) | AB, HA | SM176 | 481 |  | Smith & Nephew Pty Ltd | Biosure HA | An absorbable polymer interference screw for use in ligament/tendon reconstruction | 6-12mm | 162821 | August 2013 |  | Changed Product Group, Product Sub Group, Suffix, Benefit.
06 - Specialist Orthopaedic | 06.03 - SKELETAL RECONSTRUCTION | 06.03.07 - Soft Tissue Fixation Devices | 06.03.07.08 - Screw/Pin/Post |  | AE097 | 475 |  | Allegra Orthopaedics Pty Ltd | Tibial Post Screw | Titanium | 5 - 6mm | 134456 | February 2014 |  | Changed Benefit.
06 - Specialist Orthopaedic | 06.03 - SKELETAL RECONSTRUCTION | 06.03.07 - Soft Tissue Fixation Devices | 06.03.07.08 - Screw/Pin/Post |  | BI246 | 475 |  | Zimmer Biomet Pty Ltd | Arthrotek Ligament Fixation System | Bone Mulch Screws, Titanium | 10.5mm x (20-35mm) | 116765 | February 2014 |  | Changed Benefit.
06 - Specialist Orthopaedic | 06.03 - SKELETAL RECONSTRUCTION | 06.03.07 - Soft Tissue Fixation Devices | 06.03.07.08 - Screw/Pin/Post |  | DE070 | 475 |  | Device Technologies Australia Pty Ltd | TransFix Implant Screw System - Arthrex | Titanium alloy | 40mm & 50 mm | 98527 | August 2013 |  | Changed Product Group, Product Sub Group, Benefit.
06 - Specialist Orthopaedic | 06.03 - SKELETAL RECONSTRUCTION | 06.03.07 - Soft Tissue Fixation Devices | 06.03.07.08 - Screw/Pin/Post |  | JJ952 | 475 |  | Johnson & Johnson Medical Pty Ltd | Rigidfix ACL Cross Pin | PEEK Pin | 3.3mm diameter | 133430 | August 2014 |  | New Listing
06 - Specialist Orthopaedic | 06.03 - SKELETAL RECONSTRUCTION | 06.03.07 - Soft Tissue Fixation Devices | 06.03.07.08 - Screw/Pin/Post |  | PF017 | 475 |  | Perios Pty Ltd | TLS, TLS Tendon Anchoring Screw | Screw for graft fixation | 10 x 20mm, 10 x 25mm | 181401 | February 2015 |  | New Listing
06 - Specialist Orthopaedic | 06.03 - SKELETAL RECONSTRUCTION | 06.03.07 - Soft Tissue Fixation Devices | 06.03.07.08 - Screw/Pin/Post |  | SK024 | 475 |  | Stryker Australia Pty Ltd | Stryker Cross-screw | Cross screw | 40-60mm | 140466, 78130 | February 2015 |  | Changed Description, Size.
06 - Specialist Orthopaedic | 06.03 - SKELETAL RECONSTRUCTION | 06.03.07 - Soft Tissue Fixation Devices | 06.03.07.08 - Screw/Pin/Post | AB | DE127 | 486 |  | Device Technologies Australia Pty Ltd | Bio-Transfix | Composition Poly (L-lactide) | Diameter 5mm, length 50mm | 140563 | August 2013 |  | Changed Product Group, Product Sub Group, Benefit.
06 - Specialist Orthopaedic | 06.03 - SKELETAL RECONSTRUCTION | 06.03.07 - Soft Tissue Fixation Devices | 06.03.07.08 - Screw/Pin/Post | AB | HW550 | 486 |  | Stryker Australia Pty Ltd | Biosteon (HA/PLLA) Cross-Pin | Biosteon ACL Cross Pin Bioabsorbable (HA/PLLA) | Titanium - 8 x40mm; 8x50mm; 8x60mm PLLA - 6x40mm; 6x50mm | 143030 | August 2015 |  | New Listing
06 - Specialist Orthopaedic | 06.03 - SKELETAL RECONSTRUCTION | 06.03.07 - Soft Tissue Fixation Devices | 06.03.07.08 - Screw/Pin/Post | AB | JJ078 | 486 |  | Johnson & Johnson Medical Pty Ltd | Rigidfix ACL Cross Pin | Polylactic acid pin | 2.7 & 3.3mm x 42mm | 140561 | August 2013 |  | Changed Product Name, Product Group, Product Sub Group, Benefit.
06 - Specialist Orthopaedic | 06.03 - SKELETAL RECONSTRUCTION | 06.03.07 - Soft Tissue Fixation Devices | 06.03.07.08 - Screw/Pin/Post | AB | JJ815 | 486 |  | Johnson & Johnson Medical Pty Ltd | RIGIDFIX BIOCRYL Cross Pin | Cross pin composed of Biocryl (bioabsorbable TCP/PLA) | 2.7mm & 3.3mm | 140561, 165385 | August 2013 |  | Changed Product Group, Product Sub Group, Suffix, Benefit.
06 - Specialist Orthopaedic | 06.03 - SKELETAL RECONSTRUCTION | 06.03.08 - Soft Tissue Substitute | 06.03.08.01 - Biological (human or animal tissue derived) |  | DY136 | 6339 |  | Johnson & Johnson Medical Pty Ltd | Restore Orthobiologic Soft Tissue Implant | Restore Patch | One size only | 149583 | August 2013 |  | Changed Product Group, Product Sub Group, Benefit.
06 - Specialist Orthopaedic | 06.03 - SKELETAL RECONSTRUCTION | 06.03.08 - Soft Tissue Substitute | 06.03.08.01 - Biological (human or animal tissue derived) |  | SL072 | 6339 |  | Smith & Nephew Pty Ltd | BST-CarGel | BST-CarGel is a chitosan-based liquid bioscaffold that is mixed with fresh autologous whole blood prior to implantation in a debrided cartilage lesion that has been surgically prepared with Bone Marrow Stimulation (Microfracture). | One Size Only. | 252732 | August 2016 |  | Duplicated from UH001
06 - Specialist Orthopaedic | 06.03 - SKELETAL RECONSTRUCTION | 06.03.08 - Soft Tissue Substitute | 06.03.08.01 - Biological (human or animal tissue derived) |  | UH001 | 6339 |  | uHealth Australia Pty Limited | BST-CarGel | BST-CarGel is a chitosan-based liquid bioscaffold that is mixed with fresh autologous whole blood prior to implantation in a debrided cartilage lesion that has been surgically prepared with Bone Marrow Stimulation (Microfracture). | One Size Only. | 252732 | August 2015 |  | New Listing
06 - Specialist Orthopaedic | 06.03 - SKELETAL RECONSTRUCTION | 06.03.08 - Soft Tissue Substitute | 06.03.08.02 - Non-biological |  | CR032 | 4439 |  | Corin Australia Pty Ltd | Lars Ligamanet Augmentation reconstruction system | Woven polyester prosthetic ligaments | 60,80,100,120,160 & Y shaped fibres | 138573 | February 2015 | That an Artificial Ligament should only be funded for intra-articular cases where no non-synthetic graft sources (allografts and autografts) are available. | Changed Product Name, Product Group, Product Sub Group, Benefit.
06 - Specialist Orthopaedic | 06.03 - SKELETAL RECONSTRUCTION | 06.03.08 - Soft Tissue Substitute | 06.03.08.02 - Non-biological |  | CR201 | 4439 |  | Corin Australia Pty Ltd | Ligament Augmentation & Reconstruction System (LARS) AC30RA | Woven polyester prosthesic ligament | 30 fibres | 138573 | August 2013 | That an Artificial Ligament should only be funded for intra-articular cases where no non-synthetic graft sources (allografts and autografts) are available. | New Listing
06 - Specialist Orthopaedic | 06.03 - SKELETAL RECONSTRUCTION | 06.03.08 - Soft Tissue Substitute | 06.03.08.02 - Non-biological |  | CR202 | 4439 |  | Corin Australia Pty Ltd | Ligament Augmentation & Reconstruction System (LARS) LAC 20 | Woven polyester prosthetic ligament | 20 fibres | 138573 | August 2013 | That an Artificial Ligament should only be funded for intra-articular cases where no non-synthetic graft sources (allografts and autografts) are available. | New Listing
06 - Specialist Orthopaedic | 06.03 - SKELETAL RECONSTRUCTION | 06.03.08 - Soft Tissue Substitute | 06.03.08.02 - Non-biological |  | CR203 | 4439 |  | Corin Australia Pty Ltd | Ligament Augmentation & Reconstruction System (LARS) LAC 30 | Woven polyester prosthetic ligament | 30 fibres | 138573 | August 2013 | That an Artificial Ligament should only be funded for intra-articular cases where no non-synthetic graft sources (allografts and autografts) are available. | New Listing
06 - Specialist Orthopaedic | 06.03 - SKELETAL RECONSTRUCTION | 06.03.08 - Soft Tissue Substitute | 06.03.08.02 - Non-biological |  | CR204 | 4439 |  | Corin Australia Pty Ltd | Ligament Augmentation & Reconstruction System (LARS) MCL 32 | Woven polyester prosthetic ligament | 32 fibres | 138573 | August 2013 | That an Artificial Ligament should only be funded for intra-articular cases where no non-synthetic graft sources (allografts and autografts) are available. | New Listing
06 - Specialist Orthopaedic | 06.03 - SKELETAL RECONSTRUCTION | 06.03.08 - Soft Tissue Substitute | 06.03.08.02 - Non-biological |  | CR205 | 4439 |  | Corin Australia Pty Ltd | Ligament Augmentation & Reconstruction System (LARS) - Rotator Cuff CR 25 | Woven polyester prosthetic ligament | 40 fibres | 138573 | August 2013 | That an Artificial Ligament should only be funded for intra-articular cases where no non-synthetic graft sources (allografts and autografts) are available. | New Listing
06 - Specialist Orthopaedic | 06.03 - SKELETAL RECONSTRUCTION | 06.03.08 - Soft Tissue Substitute | 06.03.08.02 - Non-biological |  | CR206 | 4439 |  | Corin Australia Pty Ltd | Ligament Augmentation & Reconstruction System (LARS) - Rotary Cuff CR 30 | Woven polyester prosthetic ligament | 48 fibres | 138573 | August 2013 | That an Artificial Ligament should only be funded for intra-articular cases where no non-synthetic graft sources (allografts and autografts) are available. | New Listing
06 - Specialist Orthopaedic | 06.03 - SKELETAL RECONSTRUCTION | 06.03.08 - Soft Tissue Substitute | 06.03.08.02 - Non-biological |  | CR214 | 4439 |  | Corin Australia Pty Ltd | LARS Reinforcer Ligament | Woven polyester prosthetic ligaments | 8 fibres | 138573 | February 2015 | That an Artificial Ligament should only be funded for intra-articular cases where no non-synthetic graft sources (allografts and autografts) are available. | New Listing
06 - Specialist Orthopaedic | 06.03 - SKELETAL RECONSTRUCTION | 06.03.08 - Soft Tissue Substitute | 06.03.08.02 - Non-biological |  | ER301 | 4439 |  | Emergo Asia Pacific Pty Ltd | LIGASTIC reinforcement ligament | The LIGASTIC reinforcement artificial ligament is to constitute a reinforcement or support during healing & repair of the Patellar tendon, achilles tendon, antero lateral laxity of ankle, medial collateral ligament and posterior cruciate ligament. There are different products for the reinforcement of the collateral ligaments, anterior cruciate ligament, achilles tendon, shoulder, patella tendon, popliteal tendon, ankle anterior-lateral laxity and acromial-clavicular dislocation. The product consists of warp-knitted fibres of PET. It is knitted in bands of 8, 15, 18, 22, 36 or 72 warp threads. The basic structure of LIGASTIC is always identical. However, the presentation varies depending on the actual joint affected. The ligaments presented are: - cylindrical string, with variable length & diameter. Diameter varies according to fiber content & required resistance. Both ends of the ligament are soft, formed as a reinforced loop, allowing an easy passage through the bone tunnels. These ends have a temporary function & are able to be cut off after the tunnel passage. - band, for reinforcement of a flat anatomical structure such as the medial collateral ligament in the knee - reinforcement ligament (uncoated LIGASTIC) - for support and healing of intra-articular or extra-articular natural ligaments | 7 sizes: LCA60NEF: 30 threads, length 300mm, diameter 6mm LT60:30 threads, length 290mm, width 6 or 8.8mm RTF22: 11 threads, length 360mm, width 8mm RTF18: 9 threads, length 360mm, width 7mm LCP88NE: 22 threads, length 550mm, width 5.5mm LLI30: 15 threads, length 350mm, width 22.5mm L30: 15 threads, length 360mm, diameter 4.5mm LT60: 30 threads, length 290mm, width 8.8mm | 188365 | August 2016 | That an Artificial Ligament should only be funded for intra-articular cases where no non-synthetic graft sources (allografts and autografts) are available. | Transferred from RQ070
06 - Specialist Orthopaedic | 06.03 - SKELETAL RECONSTRUCTION | 06.03.08 - Soft Tissue Substitute | 06.03.08.02 - Non-biological |  | LM070 | 4439 |  | LMT Surgical Pty Ltd | Ligament Augmentation Reconstruction System | Woven Polyester Prosthetic Ligament | Various | 135600 | August 2015 |  | Changed Product Name.
06 - Specialist Orthopaedic | 06.03 - SKELETAL RECONSTRUCTION | 06.03.08 - Soft Tissue Substitute | 06.03.08.02 - Non-biological |  | MA545 | 4439 |  | Mathys Orthopaedics Pty Ltd | Ligamys DIS Suture with button | UHMWPE braid with Ti alloy button | One size | 232098 | February 2017 | That an Artificial Ligament should only be funded for intra-articular cases where no non-synthetic graft sources (allografts and autografts) are available. | New Listing
06 - Specialist Orthopaedic | 06.03 - SKELETAL RECONSTRUCTION | 06.03.08 - Soft Tissue Substitute | 06.03.08.02 - Non-biological |  | NY001 | 4439 |  | NeoSurgical Pty Ltd | Poly-Tape | Open weave high strength polyester tape | Width 3mm-50mm Length 400-800mm | 169013 | August 2013 |  | New Listing
06 - Specialist Orthopaedic | 06.03 - SKELETAL RECONSTRUCTION | 06.03.11 - External Fixateurs | 06.03.11.01 - Halo-thoracic device |  | ZT001 | 3035 |  | OSSUR AUSTRALIA - OA & INJURY SOLUTIONS PTY LTD | Ossur Halo Thoracic Orthosis | Spinal, Halo thoracic orthosis; inclusive of crown, skull pins and vest | Small, medium (standard) and large. | 136101 | August 2012 |  | New Listing
06 - Specialist Orthopaedic | 06.03 - SKELETAL RECONSTRUCTION | 06.03.11 - External Fixateurs | 06.03.11.01 - Halo-thoracic device | Standard | DY294 | 3035 |  | Johnson & Johnson Medical Pty Ltd | Bremer Halo Crown System | Aluminium Crown & Vest | Standard & 3D | 138862, 138863, 138874 | February 2012 |  | Changed Product Group, Product Sub Group, Suffix, Benefit.
06 - Specialist Orthopaedic | 06.03 - SKELETAL RECONSTRUCTION | 06.03.11 - External Fixateurs | 06.03.11.02 - Frame Complete - Monoplanar & Modular Frames |  | IT019 | 6500 |  | Integrant Pty Ltd | Frame IT - Pre-assembled Frame | Pre assembled Frame - used for the correction of deformities | 120mm-180mm | 282764 | August 2017 |  | New Listing
06 - Specialist Orthopaedic | 06.03 - SKELETAL RECONSTRUCTION | 06.03.11 - External Fixateurs | 06.03.11.02 - Frame Complete - Monoplanar & Modular Frames |  | ST945 | 6500 |  | Stryker Australia Pty Ltd | Monotube External Fixation System | Anodized metal alloy, dynamic tube assembly yellow | 15mm | 112434 | August 2017 |  | Changed Suffix, Benefit.
06 - Specialist Orthopaedic | 06.03 - SKELETAL RECONSTRUCTION | 06.03.11 - External Fixateurs | 06.03.11.02 - Frame Complete - Monoplanar & Modular Frames |  | ST946 | 6500 |  | Stryker Australia Pty Ltd | Monotube External Fixation System | Anodized metal alloy, dynamic tube assembly blue | 20mm | 112434 | August 2017 |  | Changed Suffix, Benefit.
06 - Specialist Orthopaedic | 06.03 - SKELETAL RECONSTRUCTION | 06.03.11 - External Fixateurs | 06.03.11.02 - Frame Complete - Monoplanar & Modular Frames | CDD | ST947 | 9925 |  | Stryker Australia Pty Ltd | Monotube External Fixation System | Anodized metal alloy, dynamic tube assembly rod | 25mm | 112434 | August 2017 |  | Changed Suffix.
06 - Specialist Orthopaedic | 06.03 - SKELETAL RECONSTRUCTION | 06.03.11 - External Fixateurs | 06.03.11.02 - Frame Complete - Monoplanar & Modular Frames | Mini | BH240 | 2055 |  | Zimmer Biomet Pty Ltd | Hoffman Wrist Kit | Hoffman Sterile Wrist Kit | One size only | 202247 | February 2013 |  | Transferred from DY386
06 - Specialist Orthopaedic | 06.03 - SKELETAL RECONSTRUCTION | 06.03.11 - External Fixateurs | 06.03.11.02 - Frame Complete - Monoplanar & Modular Frames | Mini | BI775 | 2055 |  | Zimmer Biomet Pty Ltd | EBI XFIX DynaFix System | Distal radius fixator, wristfix, sterile, complete | One size only | 145253 | February 2012 |  | Changed Product Group, Product Sub Group, Suffix, Benefit.
06 - Specialist Orthopaedic | 06.03 - SKELETAL RECONSTRUCTION | 06.03.11 - External Fixateurs | 06.03.11.02 - Frame Complete - Monoplanar & Modular Frames | Mini | LM197 | 2055 |  | LMT Surgical Pty Ltd | MiniFlo Fixator | Finger mini fixator system | Radius: 25 and 30mm | 222613 | February 2015 |  | New Listing
06 - Specialist Orthopaedic | 06.03 - SKELETAL RECONSTRUCTION | 06.03.11 - External Fixateurs | 06.03.11.02 - Frame Complete - Monoplanar & Modular Frames | Mini | LM244 | 2055 |  | LMT Surgical Pty Ltd | Ligamentotaxor | Finger Mini Fixator System | 1 size only | 235592 | August 2015 |  | New Listing
06 - Specialist Orthopaedic | 06.03 - SKELETAL RECONSTRUCTION | 06.03.11 - External Fixateurs | 06.03.11.02 - Frame Complete - Monoplanar & Modular Frames | Mini | MO431 | 2055 |  | Medical & Optical Instruments Australia Pty Ltd | ACUMED Small Bone External Fixation System | Designed for Metacarpal and Phalangeal bones | mini | 101930 | August 2015 |  | New Listing
06 - Specialist Orthopaedic | 06.03 - SKELETAL RECONSTRUCTION | 06.03.11 - External Fixateurs | 06.03.11.02 - Frame Complete - Monoplanar & Modular Frames | Mini | SK612 | 2055 |  | Stryker Australia Pty Ltd | MiniFix | Finger Mini Fixator System | One size | 141004 | August 2015 |  | Transferred from AE228
06 - Specialist Orthopaedic | 06.03 - SKELETAL RECONSTRUCTION | 06.03.11 - External Fixateurs | 06.03.11.02 - Frame Complete - Monoplanar & Modular Frames | Mini | SK617 | 2055 |  | Stryker Australia Pty Ltd | MicroFix | Finger Mini Fixator System | one size | 252452 | August 2015 |  | Transferred from AE233
06 - Specialist Orthopaedic | 06.03 - SKELETAL RECONSTRUCTION | 06.03.11 - External Fixateurs | 06.03.11.02 - Frame Complete - Monoplanar & Modular Frames | Mini | VK013 | 2055 |  | Akva Surgical Pty Ltd | Orthofix External Fixation Systems | MiniRail System | Short, Standard, Long and Articulated Horizontal and Vertical Axis | 197364 | August 2017 |  | Changed Suffix, Benefit.
06 - Specialist Orthopaedic | 06.03 - SKELETAL RECONSTRUCTION | 06.03.11 - External Fixateurs | 06.03.11.02 - Frame Complete - Monoplanar & Modular Frames | Mini | WR205 | 2055 |  | Wright Medical Australia | Sidekick Rearfoot Fixator | Pre-assembled external fixator for specific indications of triple arthrodesis, subtalar arthrodesis and ankle arthrodesis | n/a | 169385 | February 2012 |  | Changed Product Group, Product Sub Group, Suffix, Benefit.
06 - Specialist Orthopaedic | 06.03 - SKELETAL RECONSTRUCTION | 06.03.11 - External Fixateurs | 06.03.11.02 - Frame Complete - Monoplanar & Modular Frames | small | BH154 | 2150 |  | Zimmer Biomet Pty Ltd | EBI XFIX Dynafix System | Fixator Complete, small | Small, Extra small | 145253 | February 2012 |  | Expanded from BI267
06 - Specialist Orthopaedic | 06.03 - SKELETAL RECONSTRUCTION | 06.03.11 - External Fixateurs | 06.03.11.02 - Frame Complete - Monoplanar & Modular Frames | Small | SK613 | 2150 |  | Stryker Australia Pty Ltd | RadioFix | Radio Fixator System | One size | 141004 | August 2015 |  | Transferred from AE229
06 - Specialist Orthopaedic | 06.03 - SKELETAL RECONSTRUCTION | 06.03.11 - External Fixateurs | 06.03.11.02 - Frame Complete - Monoplanar & Modular Frames | Small | SK615 | 2150 |  | Stryker Australia Pty Ltd | Wrist Fixator PFII | Wrist Fixator System | One size | 141004 | August 2015 |  | Transferred from AE232
06 - Specialist Orthopaedic | 06.03 - SKELETAL RECONSTRUCTION | 06.03.11 - External Fixateurs | 06.03.11.02 - Frame Complete - Monoplanar & Modular Frames | Small | SK616 | 2150 |  | Stryker Australia Pty Ltd | Poing Fix | Wrist Fixator System | One size | 141004 | August 2015 |  | Transferred from AE231
06 - Specialist Orthopaedic | 06.03 - SKELETAL RECONSTRUCTION | 06.03.11 - External Fixateurs | 06.03.11.02 - Frame Complete - Monoplanar & Modular Frames | Small | VK002 | 2150 |  | Akva Surgical Pty Ltd | Orthofix External Fixation System Pennig Wrist Fixator | Anodised aluminium and stainless steel | One size only | 118320, 123604 | February 2012 |  | Changed Product Group, Product Sub Group, Suffix, Benefit. Transferred from PM013.
06 - Specialist Orthopaedic | 06.03 - SKELETAL RECONSTRUCTION | 06.03.11 - External Fixateurs | 06.03.11.02 - Frame Complete - Monoplanar & Modular Frames | Small, 3D, CDD | BI777 | 2900 |  | Zimmer Biomet Pty Ltd | EBI XFIX DynaFix System | Mini fixator/lengthener with comp/dist | Small, Medium, Long, 100mm, 150mm | 217978 | August 2017 |  | Changed Suffix, Benefit.
06 - Specialist Orthopaedic | 06.03 - SKELETAL RECONSTRUCTION | 06.03.11 - External Fixateurs | 06.03.11.02 - Frame Complete - Monoplanar & Modular Frames | Small, 3D, CDD | VK014 | 2900 |  | Akva Surgical Pty Ltd | Orthofix External Fixation Systems | Pennig Minifixator | Short, Standard, Long | 197364 | August 2017 |  | Changed Product Sub Group, Suffix, Benefit.
06 - Specialist Orthopaedic | 06.03 - SKELETAL RECONSTRUCTION | 06.03.11 - External Fixateurs | 06.03.11.02 - Frame Complete - Monoplanar & Modular Frames | Small, CDD | LM336 | 2900 |  | LMT Surgical Pty Ltd | Osteo-x External Mini Fixator | The Osteo-x® external fixator is a device used for the fixation and distraction of small bones, primarily in the hand. It incorporates four K-wires which are driven into the bone and placed to provide three-dimensional stability. | One Size Only | 278692 | August 2017 |  | New Listing
06 - Specialist Orthopaedic | 06.03 - SKELETAL RECONSTRUCTION | 06.03.11 - External Fixateurs | 06.03.11.02 - Frame Complete - Monoplanar & Modular Frames | Standard | BH150 | 6500 |  | Zimmer Biomet Pty Ltd | EBI XFIX Dynafix System | Standard Straight Fixator Complete | Stndard 5 or 8 cm arms | 145253 | February 2012 |  | Expanded from BI267
06 - Specialist Orthopaedic | 06.03 - SKELETAL RECONSTRUCTION | 06.03.11 - External Fixateurs | 06.03.11.02 - Frame Complete - Monoplanar & Modular Frames | Standard | VK001 | 6500 |  | Akva Surgical Pty Ltd | Orthofix External Fixation System Ankle Fixator | Anodised aluminium and stainless steel | One size only | 117273, 118320, 123604, 177324 | February 2012 |  | Changed Product Group, Product Sub Group, Suffix, Benefit. Transferred from PM012.
06 - Specialist Orthopaedic | 06.03 - SKELETAL RECONSTRUCTION | 06.03.11 - External Fixateurs | 06.03.11.02 - Frame Complete - Monoplanar & Modular Frames | Standard | VK009 | 6500 |  | Akva Surgical Pty Ltd | Orthopaedic External Fixation System - Xcaliber External Fixator | Metadiaphyseal Fixator | One size | 117273, 118320, 123604 | February 2012 |  | Changed Size, Product Group, Product Sub Group, Suffix, Benefit. Transferred from PM098.
06 - Specialist Orthopaedic | 06.03 - SKELETAL RECONSTRUCTION | 06.03.11 - External Fixateurs | 06.03.11.03 - Frame Component - Monoplanar, Clamp |  | SY199 | 1662 |  | Johnson & Johnson Medical Pty Ltd | MAXFRAME Distraction Osteogenesis and Orthopaedic External Fixation System | External fixator clamps, double clamp | 8.0 - 11mm | 155806 | February 2017 |  | Changed Product Name, Suffix.
06 - Specialist Orthopaedic | 06.03 - SKELETAL RECONSTRUCTION | 06.03.11 - External Fixateurs | 06.03.11.03 - Frame Component - Monoplanar, Clamp |  | WR312 | 1662 |  | Wright Medical Australia | SALVATION Limb Salvage Clamp | Clamp | 5mm and 6mm, 1 hole to 4 hole cube | 198486 | February 2017 |  | New Listing
06 - Specialist Orthopaedic | 06.03 - SKELETAL RECONSTRUCTION | 06.03.11 - External Fixateurs | 06.03.11.03 - Frame Component - Monoplanar, Clamp | 3D | HW517 | 1662 |  | Stryker Australia Pty Ltd | HOFFMANN3 EXTERNAL FIXATION SYSTEM | MULTIPLANAR CLAMP PIN/ROD-ROD | STANDARD | 112434 | August 2013 |  | New Listing
06 - Specialist Orthopaedic | 06.03 - SKELETAL RECONSTRUCTION | 06.03.11 - External Fixateurs | 06.03.11.03 - Frame Component - Monoplanar, Clamp | Mini | SY664 | 328 |  | Johnson & Johnson Medical Pty Ltd | Orthopaedic External Fixator Systems | Mini Frame Holding Clamp | 3.0-4.0mm | 155806 | February 2012 |  | Expanded from SY202
06 - Specialist Orthopaedic | 06.03 - SKELETAL RECONSTRUCTION | 06.03.11 - External Fixateurs | 06.03.11.03 - Frame Component - Monoplanar, Clamp | Mini | SY727 | 328 |  | Johnson & Johnson Medical Pty Ltd | Orthopaedic External Fixator Systems | External fixator clamps, connecting clamp | 1-3mm | 155806 | August 2012 |  | Expanded from SY205
06 - Specialist Orthopaedic | 06.03 - SKELETAL RECONSTRUCTION | 06.03.11 - External Fixateurs | 06.03.11.03 - Frame Component - Monoplanar, Clamp | small | BH155 | 4800 |  | Zimmer Biomet Pty Ltd | EBI XFIX Dynafix System | Clamp straight body, Tee, or ankle | Small or extra small | 145253 | February 2012 |  | Expanded from BI267
06 - Specialist Orthopaedic | 06.03 - SKELETAL RECONSTRUCTION | 06.03.11 - External Fixateurs | 06.03.11.03 - Frame Component - Monoplanar, Clamp | Small | BH163 | 4800 |  | Zimmer Biomet Pty Ltd | EBI XFIX Dynafix System | Clamp: straight body, Tee or ankle | Small, Extra Small | 145253 | February 2012 |  | Expanded from BI272
06 - Specialist Orthopaedic | 06.03 - SKELETAL RECONSTRUCTION | 06.03.11 - External Fixateurs | 06.03.11.03 - Frame Component - Monoplanar, Clamp | Small | SN966 | 4800 |  | Smith & Nephew Pty Ltd | Smith & Nephew External Fixation (Llizarov, Taylor Spatial Frame, Jet-X, Compass) | Monoplanar Clamp, 3 Dimensional | Small | 97612 | February 2012 |  | Expanded from SN031
06 - Specialist Orthopaedic | 06.03 - SKELETAL RECONSTRUCTION | 06.03.11 - External Fixateurs | 06.03.11.03 - Frame Component - Monoplanar, Clamp | Small | SY728 | 4800 |  | Johnson & Johnson Medical Pty Ltd | Orthopaedic External Fixator Systems | External fixator clamps, connecting clamp | 2.0 - 4.9mm | 155806 | August 2012 |  | Expanded from SY205
06 - Specialist Orthopaedic | 06.03 - SKELETAL RECONSTRUCTION | 06.03.11 - External Fixateurs | 06.03.11.03 - Frame Component - Monoplanar, Clamp | Standard | BH159 | 1662 |  | Zimmer Biomet Pty Ltd | EBI XFIX Dynafix System | Clamp: straight body, Tee or ankle | 5 - 8 cm | 145253 | February 2012 |  | Expanded from BI272
06 - Specialist Orthopaedic | 06.03 - SKELETAL RECONSTRUCTION | 06.03.11 - External Fixateurs | 06.03.11.03 - Frame Component - Monoplanar, Clamp | Standard | BI851 | 1662 |  | Zimmer Biomet Pty Ltd | EBI XFIX Dynafix System | Rail Clamp (Rotational Serrated T-clamp, Swivel, Translational, Uniplaner Adjustable) | Ex Small, Small, Adult, 4-6mm | 145253 | February 2012 |  | Changed Description, Product Sub Group, Suffix, Benefit.
06 - Specialist Orthopaedic | 06.03 - SKELETAL RECONSTRUCTION | 06.03.11 - External Fixateurs | 06.03.11.03 - Frame Component - Monoplanar, Clamp | Standard | SY203 | 1662 |  | Johnson & Johnson Medical Pty Ltd | Orthopaedic External Fixator Systems | External fixator clamps, tube to tube/universal clamp | 11mm Diameter | 155806 | February 2012 |  | Changed Product Group, Product Sub Group, Suffix, Benefit.
06 - Specialist Orthopaedic | 06.03 - SKELETAL RECONSTRUCTION | 06.03.11 - External Fixateurs | 06.03.11.03 - Frame Component - Monoplanar, Clamp | Standard | SY236 | 1662 |  | Johnson & Johnson Medical Pty Ltd | Orthopaedic External Fixator Systems | External fixator clamp components, halo with visor | 1.25-6.0mm | 155806 | February 2012 |  | Changed Product Group, Product Sub Group, Suffix, Benefit.
06 - Specialist Orthopaedic | 06.03 - SKELETAL RECONSTRUCTION | 06.03.11 - External Fixateurs | 06.03.11.03 - Frame Component - Monoplanar, Clamp | Standard | SY247 | 1662 |  | Johnson & Johnson Medical Pty Ltd | Orthopaedic External Fixator Systems | External fixator clamp components, double joint | 1.25-6.0mm | 155806 | February 2012 |  | Changed Product Group, Product Sub Group, Suffix, Benefit.
06 - Specialist Orthopaedic | 06.03 - SKELETAL RECONSTRUCTION | 06.03.11 - External Fixateurs | 06.03.11.03 - Frame Component - Monoplanar, Clamp | Standard, 3D | SN947 | 1662 |  | Smith & Nephew Pty Ltd | Smith & Nephew External Fixation (Llizarov, Taylor Spatial Frame, Jet-X, Compass) | Monoplanar Clamp | Standard | 97612 | February 2012 |  | Expanded from SN031
06 - Specialist Orthopaedic | 06.03 - SKELETAL RECONSTRUCTION | 06.03.11 - External Fixateurs | 06.03.11.03 - Frame Component - Monoplanar, Clamp | Standard, 3D | ST968 | 1662 |  | Stryker Australia Pty Ltd | TenXor External Fixation System | Anodized metal alloy, ring to monotube triax tube clamp | One size only | 112434, 16241 | February 2012 |  | Changed Product Group, Product Sub Group, Suffix, Benefit.
06 - Specialist Orthopaedic | 06.03 - SKELETAL RECONSTRUCTION | 06.03.11 - External Fixateurs | 06.03.11.03 - Frame Component - Monoplanar, Clamp | Standard, CDD | BH151 | 1662 |  | Zimmer Biomet Pty Ltd | EBI XFIX Dynafix System | Clamp: Straight body, tee or ankle | 5-8cm | 145253 | February 2012 |  | Expanded from BI267
06 - Specialist Orthopaedic | 06.03 - SKELETAL RECONSTRUCTION | 06.03.11 - External Fixateurs | 06.03.11.03 - Frame Component - Monoplanar, Clamp | Standard, CDD | BH152 | 1662 |  | Zimmer Biomet Pty Ltd | EBI XFIX Dynafix System | Compression / Distraction / dynamisation modules | 5-8cm | 145253 | February 2012 |  | Expanded from BI267
06 - Specialist Orthopaedic | 06.03 - SKELETAL RECONSTRUCTION | 06.03.11 - External Fixateurs | 06.03.11.03 - Frame Component - Monoplanar, Clamp | Standard, CDD | SL021 | 1662 |  | Smith & Nephew Pty Ltd | Modular Rail System | Monoplanar Clamp | 50mm - 100mm | 97612 | August 2012 |  | New Listing
06 - Specialist Orthopaedic | 06.03 - SKELETAL RECONSTRUCTION | 06.03.11 - External Fixateurs | 06.03.11.04 - Frame Component - Monoplanar, Body | Small CDD | BH157 | 2485 |  | Zimmer Biomet Pty Ltd | EBI XFIX Dynafix System | CD Mechanism | Small, Extra Small fixator | 145253 | February 2012 |  | Expanded from BI267
06 - Specialist Orthopaedic | 06.03 - SKELETAL RECONSTRUCTION | 06.03.11 - External Fixateurs | 06.03.11.04 - Frame Component - Monoplanar, Body | Small, CDD | ST948 | 2485 |  | Stryker Australia Pty Ltd | Monotube External Fixation System | Anodized metal alloy, dynamic tube yellow | 15mm | 112434, 16241 | February 2012 |  | Changed Description, Product Group, Product Sub Group, Suffix, Benefit.
06 - Specialist Orthopaedic | 06.03 - SKELETAL RECONSTRUCTION | 06.03.11 - External Fixateurs | 06.03.11.04 - Frame Component - Monoplanar, Body | Standard | BH153 | 2000 |  | Zimmer Biomet Pty Ltd | EBI XFIX Dynafix System | Body component | Std | 145253 | February 2012 |  | Expanded from BI267
06 - Specialist Orthopaedic | 06.03 - SKELETAL RECONSTRUCTION | 06.03.11 - External Fixateurs | 06.03.11.04 - Frame Component - Monoplanar, Body | Standard | BH161 | 2000 |  | Zimmer Biomet Pty Ltd | EBI XFIX Dynafix System | Body Component | Std | 145253 | February 2012 |  | Expanded from BI272
06 - Specialist Orthopaedic | 06.03 - SKELETAL RECONSTRUCTION | 06.03.11 - External Fixateurs | 06.03.11.04 - Frame Component - Monoplanar, Body | Standard | BI856 | 2000 |  | Zimmer Biomet Pty Ltd | EBI XFIX Dynafix System | Monoplanar Transport Rail, radiolucent (carbon fibre) | 100-420mm | 145253 | February 2012 |  | Changed Description, Product Group, Product Sub Group, Suffix, Benefit.
06 - Specialist Orthopaedic | 06.03 - SKELETAL RECONSTRUCTION | 06.03.11 - External Fixateurs | 06.03.11.04 - Frame Component - Monoplanar, Body | Standard | SL018 | 2000 |  | Smith & Nephew Pty Ltd | Modular Rail System | Rail | Standard; small; small short | 97612 | August 2012 |  | New Listing
06 - Specialist Orthopaedic | 06.03 - SKELETAL RECONSTRUCTION | 06.03.11 - External Fixateurs | 06.03.11.04 - Frame Component - Monoplanar, Body | standard CDD | SK568 | 2650 |  | Stryker Australia Pty Ltd | Hoffmann II MRI System | Anodized metal alloy, dynamic tube, MRI | 15/20mm | 112434 | February 2012 |  | Expanded from ST949
06 - Specialist Orthopaedic | 06.03 - SKELETAL RECONSTRUCTION | 06.03.11 - External Fixateurs | 06.03.11.04 - Frame Component - Monoplanar, Body | Standard, CDD | BI819 | 2650 |  | Zimmer Biomet Pty Ltd | EBI XFIX Dynafix System | Multi Axial Correction and Metaphyseal Arc Module complete with T-clamp | 4-8cm, Xsmall - Adult | 145253 | February 2012 |  | Changed Product Group, Product Sub Group, Suffix, Benefit.
06 - Specialist Orthopaedic | 06.03 - SKELETAL RECONSTRUCTION | 06.03.11 - External Fixateurs | 06.03.11.04 - Frame Component - Monoplanar, Body | Standard, CDD | SK567 | 2650 |  | Stryker Australia Pty Ltd | Monotube External Fixation System | Anodized metal alloy, dynamic tube blue | 20mm | 112434 | February 2012 |  | Expanded from ST949
06 - Specialist Orthopaedic | 06.03 - SKELETAL RECONSTRUCTION | 06.03.11 - External Fixateurs | 06.03.11.04 - Frame Component - Monoplanar, Body | Standard, CDD | SN950 | 2650 |  | Smith & Nephew Pty Ltd | Smith & Nephew External Fixation (Ilizarov, Taylor Spatial Frame, Jet-X, Compass) | Monoplanar Clamp, compression distraction device | Standard | 97612 | February 2012 |  | Expanded from SN031
06 - Specialist Orthopaedic | 06.03 - SKELETAL RECONSTRUCTION | 06.03.11 - External Fixateurs | 06.03.11.05 - Frame Component - Monoplanar, Adaptor | standard | SN948 | 2000 |  | Smith & Nephew Pty Ltd | Smith & Nephew External Fixation (Llizarov, Taylor Spatial Frame, Jet-X, Compass) | Monoplanar Clamp, 3 Dimensional | Standard | 97612 | February 2012 |  | Expanded from SN031
06 - Specialist Orthopaedic | 06.03 - SKELETAL RECONSTRUCTION | 06.03.11 - External Fixateurs | 06.03.11.05 - Frame Component - Monoplanar, Adaptor | standard | SN949 | 2000 |  | Smith & Nephew Pty Ltd | Smith & Nephew External Fixation (Llizarov, Taylor Spatial Frame, Jet-X, Compass) | Monoplanar clamp, Compresion Distraction Device | Standard | 97612 | February 2012 |  | Expanded from SN031
06 - Specialist Orthopaedic | 06.03 - SKELETAL RECONSTRUCTION | 06.03.11 - External Fixateurs | 06.03.11.05 - Frame Component - Monoplanar, Adaptor | Standard | ST943 | 2000 |  | Stryker Australia Pty Ltd | Hoffman II External Fixation System | Anodised metal alloy, adjustable connecting rod | Long, short | 112434, 16241 | February 2012 |  | Changed Product Group, Product Sub Group, Suffix, Benefit.
06 - Specialist Orthopaedic | 06.03 - SKELETAL RECONSTRUCTION | 06.03.11 - External Fixateurs | 06.03.11.05 - Frame Component - Monoplanar, Adaptor | Standard | ST953 | 2000 |  | Stryker Australia Pty Ltd | Monotube External Fixation System | Anodized metal alloy, T-Adapter yellow, blue, red | 15, 20, 25mm | 112434, 16241 | February 2012 |  | Changed Product Group, Product Sub Group, Suffix, Benefit.
06 - Specialist Orthopaedic | 06.03 - SKELETAL RECONSTRUCTION | 06.03.11 - External Fixateurs | 06.03.11.06 - Frame Component - Full Circular Ring |  | HW476 | 721 |  | Stryker Australia Pty Ltd | HOFFMANN LRF - FULL CIRCULAR RING | FULL CURCULAR RING | DIAMETER - 80 - 270MM | 197935 | February 2014 |  | Changed Suffix.
06 - Specialist Orthopaedic | 06.03 - SKELETAL RECONSTRUCTION | 06.03.11 - External Fixateurs | 06.03.11.06 - Frame Component - Full Circular Ring |  | SY425 | 721 |  | Johnson & Johnson Medical Pty Ltd | MAXFRAME Distraction Osteogenesis External Fixation System | Full Ring | 90mm-270mm | 155806 | February 2017 |  | Changed Product Name, Description, Size, Suffix.
06 - Specialist Orthopaedic | 06.03 - SKELETAL RECONSTRUCTION | 06.03.11 - External Fixateurs | 06.03.11.06 - Frame Component - Full Circular Ring |  | WR307 | 721 |  | Wright Medical Australia | SALVATION Limb Salvage Full Rings | Full Rings | 120mm - 200mm | 198486 | February 2017 |  | New Listing
06 - Specialist Orthopaedic | 06.03 - SKELETAL RECONSTRUCTION | 06.03.11 - External Fixateurs | 06.03.11.06 - Frame Component - Full Circular Ring | Standard | SN952 | 721 |  | Smith & Nephew Pty Ltd | Smith & Nephew External Fixation (Llizarov, Taylor Spatial Frame, Jet-X, Compass) | Full Circular Ring | standard | 97612 | February 2012 |  | Expanded from SN031
06 - Specialist Orthopaedic | 06.03 - SKELETAL RECONSTRUCTION | 06.03.11 - External Fixateurs | 06.03.11.06 - Frame Component - Full Circular Ring | Standard | SY665 | 721 |  | Johnson & Johnson Medical Pty Ltd | Orthopaedic External Fixator Systems | Full Ring for Hybrid, RL MRI | 115-205mm | 155806 | February 2012 |  | Expanded from SY197
06 - Specialist Orthopaedic | 06.03 - SKELETAL RECONSTRUCTION | 06.03.11 - External Fixateurs | 06.03.11.07 - Frame Component - Partial Circular Ring |  | HW478 | 1105 |  | Stryker Australia Pty Ltd | HOFFMANN LRF - PARTIAL CIRCULAR RING | PARTIAL CIRCULAR RING | DIAMETER - 100-240MM | 197935 | February 2014 |  | Changed Suffix.
06 - Specialist Orthopaedic | 06.03 - SKELETAL RECONSTRUCTION | 06.03.11 - External Fixateurs | 06.03.11.07 - Frame Component - Partial Circular Ring |  | SY422 | 1105 |  | Johnson & Johnson Medical Pty Ltd | MAXFRAME Distraction Osteogenesis External Fixation System | Partial Circular Ring, Arch Plate | 80-240mm | 155806 | February 2017 |  | Changed Product Name, Suffix.
06 - Specialist Orthopaedic | 06.03 - SKELETAL RECONSTRUCTION | 06.03.11 - External Fixateurs | 06.03.11.07 - Frame Component - Partial Circular Ring |  | VK011 | 1105 |  | Akva Surgical Pty Ltd | Orthopaedic External Fixation System - Xcaliber External Fixator | Hybrid Fixator | One size only | 117273, 118320, 123604 | February 2013 |  | Changed Product Group, Product Sub Group, Benefit.
06 - Specialist Orthopaedic | 06.03 - SKELETAL RECONSTRUCTION | 06.03.11 - External Fixateurs | 06.03.11.07 - Frame Component - Partial Circular Ring |  | WR308 | 1105 |  | Wright Medical Australia | SALVATION Limb Salvage Partial Ring | Partial Ring | 120mm - 200mm | 198486 | February 2017 |  | New Listing
06 - Specialist Orthopaedic | 06.03 - SKELETAL RECONSTRUCTION | 06.03.11 - External Fixateurs | 06.03.11.07 - Frame Component - Partial Circular Ring | Standard | BH147 | 1105 |  | Zimmer Biomet Pty Ltd | EBI XFIX Dynafix System | MAC Rings or Arcs, Rotational or fixed | 100-220mm | 145253 | February 2012 |  | Expanded from BI265
06 - Specialist Orthopaedic | 06.03 - SKELETAL RECONSTRUCTION | 06.03.11 - External Fixateurs | 06.03.11.07 - Frame Component - Partial Circular Ring | Standard | SL019 | 1105 |  | Smith & Nephew Pty Ltd | Modular Rail System | Rail Arc | Various | 97612 | August 2012 |  | New Listing
06 - Specialist Orthopaedic | 06.03 - SKELETAL RECONSTRUCTION | 06.03.11 - External Fixateurs | 06.03.11.07 - Frame Component - Partial Circular Ring | Standard | SN953 | 1105 |  | Smith & Nephew Pty Ltd | Smith & Nephew External Fixation (Llizarov, Taylor Spatial Frame, Jet-X, Compass) | Partial Circular Ring | Standard | 97612 | February 2012 |  | Expanded from SN031
06 - Specialist Orthopaedic | 06.03 - SKELETAL RECONSTRUCTION | 06.03.11 - External Fixateurs | 06.03.11.07 - Frame Component - Partial Circular Ring | Standard | ST965 | 1105 |  | Stryker Australia Pty Ltd | TenXor External Fixation System | Anodized metal alloy, open ring | 150, 180, 210, 250mm | 112434, 16241 | February 2012 |  | Changed Product Group, Product Sub Group, Suffix, Benefit.
06 - Specialist Orthopaedic | 06.03 - SKELETAL RECONSTRUCTION | 06.03.11 - External Fixateurs | 06.03.11.07 - Frame Component - Partial Circular Ring | STANDARD | SY666 | 1105 |  | Johnson & Johnson Medical Pty Ltd | Orthopaedic External Fixator Systems | Partial Ring for Hybrid, RL MRI 1/4, 3/4 | 115-205mm | 155806 | February 2012 |  | Expanded from SY197
06 - Specialist Orthopaedic | 06.03 - SKELETAL RECONSTRUCTION | 06.03.11 - External Fixateurs | 06.03.11.08 - Frame Component - Circular Coupling Device |  | HW474 | 360 |  | Stryker Australia Pty Ltd | HOFFMANN LRF | Coupling | SHORT , LONG | 197935 | February 2014 |  | Changed Product Name, Description.
06 - Specialist Orthopaedic | 06.03 - SKELETAL RECONSTRUCTION | 06.03.11 - External Fixateurs | 06.03.11.08 - Frame Component - Circular Coupling Device | STANDARD | HW482 | 360 |  | Stryker Australia Pty Ltd | HOFFMANN LRF - WIRE BOLT COUPLINGS | WIRE BOLT COUPLING | SHORT, MEDIUM, LONG | 197935 | February 2013 |  | New Listing
06 - Specialist Orthopaedic | 06.03 - SKELETAL RECONSTRUCTION | 06.03.11 - External Fixateurs | 06.03.11.08 - Frame Component - Circular Coupling Device | Standard | SN951 | 360 |  | Smith & Nephew Pty Ltd | Smith & Nephew External Fixation (Ilizarov, Taylor Spatial Frame, Jet-X, Compass) | Monoplanar adaptor | standard | 97612 | February 2012 |  | Expanded from SN031
06 - Specialist Orthopaedic | 06.03 - SKELETAL RECONSTRUCTION | 06.03.11 - External Fixateurs | 06.03.11.08 - Frame Component - Circular Coupling Device | Standard | SN954 | 360 |  | Smith & Nephew Pty Ltd | Smith & Nephew External Fixation (Llizarov, Taylor Spatial Frame, Jet-X, Compass) | Circular Coupling device | standard | 97612 | February 2012 |  | Expanded from SN031
06 - Specialist Orthopaedic | 06.03 - SKELETAL RECONSTRUCTION | 06.03.11 - External Fixateurs | 06.03.11.08 - Frame Component - Circular Coupling Device | Standard | SY662 | 360 |  | Johnson & Johnson Medical Pty Ltd | Orthopaedic External Fixator Systems | Hybrid Ring Clamps; Combination, Rod, Rod/Wire, Adjustable, Tube/Tube RL MRI | 11.0mm | 155806 | February 2012 |  | Expanded from SY202
06 - Specialist Orthopaedic | 06.03 - SKELETAL RECONSTRUCTION | 06.03.11 - External Fixateurs | 06.03.11.09 - Frame Component - Circular Frame Strut Device |  | HW481 | 1000 |  | Stryker Australia Pty Ltd | HOFFMANN LRF - THREADED TELESCOPIC ROD | THREADED TELESCOPIC ROD | DIAMETER - 6MM LENGTHS - 30-400MM | 197935 | February 2013 |  | New Listing
06 - Specialist Orthopaedic | 06.03 - SKELETAL RECONSTRUCTION | 06.03.11 - External Fixateurs | 06.03.11.09 - Frame Component - Circular Frame Strut Device |  | SR096 | 1000 |  | Stryker Australia Pty Ltd | HOFFMANN LRF - TELESCOPIC STRUT | TELESCOPIC STRUT | LENGTHS - 100-277MM | 197935 | February 2016 |  | Changed Suffix.
06 - Specialist Orthopaedic | 06.03 - SKELETAL RECONSTRUCTION | 06.03.11 - External Fixateurs | 06.03.11.09 - Frame Component - Circular Frame Strut Device |  | WR316 | 1000 |  | Wright Medical Australia | SALVATION Limb Salvage Struts | Struts | 60mm - 230mm | 198486 | February 2017 |  | New Listing
06 - Specialist Orthopaedic | 06.03 - SKELETAL RECONSTRUCTION | 06.03.11 - External Fixateurs | 06.03.11.09 - Frame Component - Circular Frame Strut Device | 3D | SY793 | 1300 |  | Johnson & Johnson Medical Pty Ltd | MAXFRAME Distraction Osteogenesis External Fixation System | Circular frame struts | Extra short - Long | 155806 | February 2017 |  | Changed Product Name, Description.
06 - Specialist Orthopaedic | 06.03 - SKELETAL RECONSTRUCTION | 06.03.11 - External Fixateurs | 06.03.11.09 - Frame Component - Circular Frame Strut Device | Standard | BI828 | 1000 |  | Zimmer Biomet Pty Ltd | EBI XFIX Vision System | Clamp/Rod, stainless steel/aluminium | 4mm/6mm, 3-5 hole, 50-150mm | 145253 | February 2012 |  | Changed Product Group, Product Sub Group, Suffix, Benefit.
06 - Specialist Orthopaedic | 06.03 - SKELETAL RECONSTRUCTION | 06.03.11 - External Fixateurs | 06.03.11.09 - Frame Component - Circular Frame Strut Device | Standard | HW480 | 1000 |  | Stryker Australia Pty Ltd | HOFFMANN LRF - STATIC STRUT | STATIC STRUT | LENGTHS - 20 -60MM | 197935 | February 2013 |  | New Listing
06 - Specialist Orthopaedic | 06.03 - SKELETAL RECONSTRUCTION | 06.03.11 - External Fixateurs | 06.03.11.09 - Frame Component - Circular Frame Strut Device | Standard | SN956 | 1000 |  | Smith & Nephew Pty Ltd | Smith & Nephew External Fixation (Llizarov, Taylor Spatial Frame, Jet-X, Compass) | Circular Frame Strut Device, Compression Distraction Device | standard | 97612 | February 2012 |  | Expanded from SN031
06 - Specialist Orthopaedic | 06.03 - SKELETAL RECONSTRUCTION | 06.03.11 - External Fixateurs | 06.03.11.09 - Frame Component - Circular Frame Strut Device | Standard, 3D | SN955 | 1000 |  | Smith & Nephew Pty Ltd | Smith & Nephew External Fixation (Llizarov, Taylor Spatial Frame, Jet-X, Compass) | Circular Frame Strut Device, 3 Dimensional | standard | 97612 | February 2012 |  | Expanded from SN031
06 - Specialist Orthopaedic | 06.03 - SKELETAL RECONSTRUCTION | 06.03.11 - External Fixateurs | 06.03.11.10 - Frame Component - Foot Plate |  | HW475 | 3000 |  | Stryker Australia Pty Ltd | HOFFMAN LRF | FOOT RING PLATE/ARCH | DIAMETER - 100-210MM | 197935 | February 2014 |  | Changed Product Name, Description, Suffix.
06 - Specialist Orthopaedic | 06.03 - SKELETAL RECONSTRUCTION | 06.03.11 - External Fixateurs | 06.03.11.10 - Frame Component - Foot Plate |  | SY427 | 3000 |  | Johnson & Johnson Medical Pty Ltd | MAXFRAME Distraction Osteogenesis External Fixation System | Foot Plates | 100mm-210mm | 155806 | February 2017 |  | Changed Product Name, Description, Size, Suffix.
06 - Specialist Orthopaedic | 06.03 - SKELETAL RECONSTRUCTION | 06.03.11 - External Fixateurs | 06.03.11.10 - Frame Component - Foot Plate |  | WR306 | 3000 |  | Wright Medical Australia | SALVATION Limb Salvage Foot Plates | Foot Plates | 120mm - 180mm | 198486 | February 2017 |  | New Listing
06 - Specialist Orthopaedic | 06.03 - SKELETAL RECONSTRUCTION | 06.03.11 - External Fixateurs | 06.03.11.10 - Frame Component - Foot Plate | Standard | SN957 | 3000 |  | Smith & Nephew Pty Ltd | Smith & Nephew External Fixation (Llizarov, Taylor Spatial Frame, Jet-X, Compass) | Foot Plate | Standard | 97612 | February 2012 |  | Expanded from SN031
06 - Specialist Orthopaedic | 06.03 - SKELETAL RECONSTRUCTION | 06.03.11 - External Fixateurs | 06.03.11.11 - Frame Component - Circular Frame, Nuts & Spacers |  | HW477 | 47 |  | Stryker Australia Pty Ltd | HOFFMANNLRF - NUTS, WASHERS , SPACERS | NUTS, WASHERS , SPACERS | SHORT, LONG, M6,M8,1-7MM | 197935 | February 2013 |  | New Listing
06 - Specialist Orthopaedic | 06.03 - SKELETAL RECONSTRUCTION | 06.03.11 - External Fixateurs | 06.03.11.11 - Frame Component - Circular Frame, Nuts & Spacers |  | SY228 | 47 |  | Johnson & Johnson Medical Pty Ltd | MAXFRAME Distraction Osteogenesis External Fixation System | Connecting Plate / Spacer | 1 - 5 holes | 155806 | February 2017 |  | Changed Product Name, Suffix.
06 - Specialist Orthopaedic | 06.03 - SKELETAL RECONSTRUCTION | 06.03.11 - External Fixateurs | 06.03.11.11 - Frame Component - Circular Frame, Nuts & Spacers |  | SY419 | 47 |  | Johnson & Johnson Medical Pty Ltd | MAXFRAME Distraction Osteogenesis External Fixation System | Nuts, Washers & Spacers | 0.7mm-50mm | 155806 | February 2017 |  | Changed Product Name, Size, Suffix.
06 - Specialist Orthopaedic | 06.03 - SKELETAL RECONSTRUCTION | 06.03.11 - External Fixateurs | 06.03.11.11 - Frame Component - Circular Frame, Nuts & Spacers |  | WR311 | 47 |  | Wright Medical Australia | SALVATION Limb Salvage Circular Frame Nuts and Spacers | Circular Frame Nuts and Spacers | 1mm - 120mm, 1 hole to 4 hole, Standard - Large | 198486 | February 2017 |  | New Listing
06 - Specialist Orthopaedic | 06.03 - SKELETAL RECONSTRUCTION | 06.03.11 - External Fixateurs | 06.03.11.11 - Frame Component - Circular Frame, Nuts & Spacers | Standard | SL023 | 47 |  | Smith & Nephew Pty Ltd | Modular Rail System | Rail Accessories | Various | 97612 | August 2012 |  | New Listing
06 - Specialist Orthopaedic | 06.03 - SKELETAL RECONSTRUCTION | 06.03.11 - External Fixateurs | 06.03.11.11 - Frame Component - Circular Frame, Nuts & Spacers | Standard | SN958 | 47 |  | Smith & Nephew Pty Ltd | Smith & Nephew External Fixation (Llizarov, Taylor Spatial Frame, Jet-X, Compass) | Circular Frame, Nuts & Spacer | standard | 97612 | February 2012 |  | Expanded from SN031
06 - Specialist Orthopaedic | 06.03 - SKELETAL RECONSTRUCTION | 06.03.11 - External Fixateurs | 06.03.11.12 - Frame Component - Coupling Device |  | HW516 | 770 |  | Stryker Australia Pty Ltd | HOFFMANN3 EXTERNAL FIXATION SYSTEM | ROD COUPLER | 0-120 DEGREES | 112434 | August 2013 |  | New Listing
06 - Specialist Orthopaedic | 06.03 - SKELETAL RECONSTRUCTION | 06.03.11 - External Fixateurs | 06.03.11.12 - Frame Component - Coupling Device |  | SY091 | 770 |  | Johnson & Johnson Medical Pty Ltd | AO/ASIF k-Wires, Pins, Washers etc | Pinless pins/clips | Asymetric small and large | 155806 | August 2013 |  | Changed Product Group, Product Sub Group, Benefit.
06 - Specialist Orthopaedic | 06.03 - SKELETAL RECONSTRUCTION | 06.03.11 - External Fixateurs | 06.03.11.12 - Frame Component - Coupling Device |  | SY744 | 770 |  | Johnson & Johnson Medical Pty Ltd | MAXFRAME Distraction Osteogenesis External Fixation System | Distractors and lengthening apparatus | 20mm-250mm | 155806 | February 2017 |  | Changed Product Name.
06 - Specialist Orthopaedic | 06.03 - SKELETAL RECONSTRUCTION | 06.03.11 - External Fixateurs | 06.03.11.12 - Frame Component - Coupling Device |  | WR309 | 770 |  | Wright Medical Australia | SALVATION Limb Salvage Wire Fixaters | Wire Fixaters | 2mm - 40mm | 198486 | February 2017 |  | New Listing
06 - Specialist Orthopaedic | 06.03 - SKELETAL RECONSTRUCTION | 06.03.11 - External Fixateurs | 06.03.11.12 - Frame Component - Coupling Device | CDD | SY745 | 770 |  | Johnson & Johnson Medical Pty Ltd | Orthopaedic External Fixator Systems | Distractors and lengthening apparatus | ≥ 160mm | 157069 | February 2016 |  | Changed Size, Suffix, Benefit.
06 - Specialist Orthopaedic | 06.03 - SKELETAL RECONSTRUCTION | 06.03.11 - External Fixateurs | 06.03.11.12 - Frame Component - Coupling Device | Mini | SK206 | 645 |  | Stryker Australia Pty Ltd | Hoffmann II External Fixation System | Hoffmann II Micro - Couplings | Couplings, Rod to rod, Pin to Rod and Multipin | 112434, 16241 | February 2012 |  | Changed Product Name, Description, Product Group, Product Sub Group, Suffix, Benefit.
06 - Specialist Orthopaedic | 06.03 - SKELETAL RECONSTRUCTION | 06.03.11 - External Fixateurs | 06.03.11.12 - Frame Component - Coupling Device | Small | ST935 | 655 |  | Stryker Australia Pty Ltd | Hoffman II External Fixation System | Anodised metal alloy, rod to rod coupling | 8/8mm | 112434, 16241 | February 2012 |  | Changed Product Group, Product Sub Group, Suffix, Benefit.
06 - Specialist Orthopaedic | 06.03 - SKELETAL RECONSTRUCTION | 06.03.11 - External Fixateurs | 06.03.11.12 - Frame Component - Coupling Device | Small | ST936 | 655 |  | Stryker Australia Pty Ltd | Hoffman II External Fixation System | Anodised metal alloy, pin to rod coupling | 8/4, 5mm | 112434, 16241 | February 2012 |  | Changed Product Group, Product Sub Group, Suffix, Benefit.
06 - Specialist Orthopaedic | 06.03 - SKELETAL RECONSTRUCTION | 06.03.11 - External Fixateurs | 06.03.11.12 - Frame Component - Coupling Device | Small | SY746 | 655 |  | Johnson & Johnson Medical Pty Ltd | Orthopaedic External Fixator Systems | Frame Coupling Device | 2.0mm - 4.9mm | 157069 | August 2012 |  | Expanded from SY198
06 - Specialist Orthopaedic | 06.03 - SKELETAL RECONSTRUCTION | 06.03.11 - External Fixateurs | 06.03.11.12 - Frame Component - Coupling Device | Small | ZI963 | 655 |  | Zimmer Biomet Pty Ltd | XtraFix External Fixation System | Rod & Pin-Rod couplings | Small | 270757 | February 2017 |  | New Listing
06 - Specialist Orthopaedic | 06.03 - SKELETAL RECONSTRUCTION | 06.03.11 - External Fixateurs | 06.03.11.12 - Frame Component - Coupling Device | Standard | BH148 | 770 |  | Zimmer Biomet Pty Ltd | EBI XFIX Dynafix System | MAC system couplig devices, Ring, Angulating coupler, rotational adapter | Male Female | 145253 | February 2012 |  | Expanded from BI265
06 - Specialist Orthopaedic | 06.03 - SKELETAL RECONSTRUCTION | 06.03.11 - External Fixateurs | 06.03.11.12 - Frame Component - Coupling Device | Standard | BI827 | 770 |  | Zimmer Biomet Pty Ltd | EBI XFIX Vision System | Rod connectors, stainless steel/aluminium | Dia 9.5mm | 145253 | February 2012 |  | Changed Description, Product Group, Product Sub Group, Suffix, Benefit.
06 - Specialist Orthopaedic | 06.03 - SKELETAL RECONSTRUCTION | 06.03.11 - External Fixateurs | 06.03.11.12 - Frame Component - Coupling Device | Standard | BI831 | 770 |  | Zimmer Biomet Pty Ltd | EBI XFIX Vision System | Post, Bone Screw, Telescoping, stainless steel | One size only | 145253 | February 2012 |  | Changed Product Group, Product Sub Group, Suffix, Benefit.
06 - Specialist Orthopaedic | 06.03 - SKELETAL RECONSTRUCTION | 06.03.11 - External Fixateurs | 06.03.11.12 - Frame Component - Coupling Device | Standard | BI854 | 770 |  | Zimmer Biomet Pty Ltd | EBI XFIX Dynafix System | Rail Accessory (Adaptor, CD Support, Dynamization, Bridge) | Ex Small, Small, Adult, 4-6mm | 145253 | February 2012 |  | Changed Product Group, Product Sub Group, Suffix, Benefit.
06 - Specialist Orthopaedic | 06.03 - SKELETAL RECONSTRUCTION | 06.03.11 - External Fixateurs | 06.03.11.12 - Frame Component - Coupling Device | Standard | HW448 | 770 |  | Stryker Australia Pty Ltd | Hoffmann3 External Fixation system - Posts | Hoffmann3 posts | straight, 30 deg, 90 deg | 112434 | February 2012 |  | New Listing
06 - Specialist Orthopaedic | 06.03 - SKELETAL RECONSTRUCTION | 06.03.11 - External Fixateurs | 06.03.11.12 - Frame Component - Coupling Device | Standard | HW449 | 770 |  | Stryker Australia Pty Ltd | Hoffmann3 External Fixation System | Rod & Pin-Rod couplings | Coupling, 5/8/11mm rods - 4/5/6mm pins | 112434 | February 2012 |  | New Listing
06 - Specialist Orthopaedic | 06.03 - SKELETAL RECONSTRUCTION | 06.03.11 - External Fixateurs | 06.03.11.12 - Frame Component - Coupling Device | Standard | SK375 | 770 |  | Stryker Australia Pty Ltd | Hoffman II External Fixation System | Hoffman II MRI Coupling | Pin to Rod, Rod to Rod, Tube to Rod, Pin Clamp Assembly | 112434, 16241 | February 2012 |  | Changed Product Group, Product Sub Group, Suffix, Benefit.
06 - Specialist Orthopaedic | 06.03 - SKELETAL RECONSTRUCTION | 06.03.11 - External Fixateurs | 06.03.11.12 - Frame Component - Coupling Device | Standard | SK485 | 770 |  | Stryker Australia Pty Ltd | Hoffmann Xpress - Universal Pin Clamp | Hoffmann Xpress External Fixation Device - Adapted to fit the needs of medically trained staff of such occupations as the Armed Forces | One size to fit the Rod to Rod | 112434 | February 2012 |  | Changed Product Group, Product Sub Group, Suffix, Benefit.
06 - Specialist Orthopaedic | 06.03 - SKELETAL RECONSTRUCTION | 06.03.11 - External Fixateurs | 06.03.11.12 - Frame Component - Coupling Device | Standard | SK487 | 770 |  | Stryker Australia Pty Ltd | Hoffmann Xpress - 5 Pin Clamp Posts | Hoffmann Xpress External Fixation Device - adapted to fit needs of medically trained staff of such occupations as the Armed Forces | 2 categories, a 1 post clamp and a 2 post clamp | 112434 | February 2012 |  | Changed Product Group, Product Sub Group, Suffix, Benefit.
06 - Specialist Orthopaedic | 06.03 - SKELETAL RECONSTRUCTION | 06.03.11 - External Fixateurs | 06.03.11.12 - Frame Component - Coupling Device | Standard | SL020 | 770 |  | Smith & Nephew Pty Ltd | Modular Rail System | Caps, clamps (upper, lower & stacked) & hinges, clamp connectors | Various | 97612 | August 2012 |  | New Listing
06 - Specialist Orthopaedic | 06.03 - SKELETAL RECONSTRUCTION | 06.03.11 - External Fixateurs | 06.03.11.12 - Frame Component - Coupling Device | Standard | SL022 | 770 |  | Smith & Nephew Pty Ltd | Modular Rail System | Angle Clamps | Various | 97612 | August 2012 |  | New Listing
06 - Specialist Orthopaedic | 06.03 - SKELETAL RECONSTRUCTION | 06.03.11 - External Fixateurs | 06.03.11.12 - Frame Component - Coupling Device | Standard | ST952 | 770 |  | Stryker Australia Pty Ltd | Monotube External Fixation System | Anodized metal alloy, single pin clamp yellow, blue, red | 15, 20, 25mm | 112434, 16241 | February 2012 |  | Changed Product Group, Product Sub Group, Suffix, Benefit.
06 - Specialist Orthopaedic | 06.03 - SKELETAL RECONSTRUCTION | 06.03.11 - External Fixateurs | 06.03.11.12 - Frame Component - Coupling Device | Standard | ST954 | 770 |  | Stryker Australia Pty Ltd | Monotube External Fixation System | Anodized metal alloy, tube to tube clamp yellow, blue, red, yellow/blue, blue/red | 15, 20, 25mm, 15/20mm, 20/25mm | 112434, 16241 | February 2012 |  | Changed Product Group, Product Sub Group, Suffix, Benefit.
06 - Specialist Orthopaedic | 06.03 - SKELETAL RECONSTRUCTION | 06.03.11 - External Fixateurs | 06.03.11.12 - Frame Component - Coupling Device | Standard | ST966 | 770 |  | Stryker Australia Pty Ltd | TenXor External Fixation System | Anodized metal alloy, ring clamp | One size only | 112434, 16241 | February 2012 |  | Changed Product Group, Product Sub Group, Suffix, Benefit.
06 - Specialist Orthopaedic | 06.03 - SKELETAL RECONSTRUCTION | 06.03.11 - External Fixateurs | 06.03.11.12 - Frame Component - Coupling Device | Standard | ST967 | 770 |  | Stryker Australia Pty Ltd | TenXor External Fixation System | Anodized metal alloy, wire post, pin post | One size only | 112434, 16241 | February 2012 |  | Changed Product Group, Product Sub Group, Suffix, Benefit.
06 - Specialist Orthopaedic | 06.03 - SKELETAL RECONSTRUCTION | 06.03.11 - External Fixateurs | 06.03.11.12 - Frame Component - Coupling Device | Standard | ST971 | 770 |  | Stryker Australia Pty Ltd | TenXor External Fixation System | Anodized metal alloy, with sliding clamp | One size only | 112434, 16241 | February 2012 |  | Changed Product Group, Product Sub Group, Suffix, Benefit.
06 - Specialist Orthopaedic | 06.03 - SKELETAL RECONSTRUCTION | 06.03.11 - External Fixateurs | 06.03.11.12 - Frame Component - Coupling Device | Standard | ST972 | 770 |  | Stryker Australia Pty Ltd | TenXor External Fixation System | Anodized metal alloy,with sliding clamp and spacer | One size only | 112434, 16241 | February 2012 |  | Changed Product Group, Product Sub Group, Suffix, Benefit.
06 - Specialist Orthopaedic | 06.03 - SKELETAL RECONSTRUCTION | 06.03.11 - External Fixateurs | 06.03.11.12 - Frame Component - Coupling Device | Standard | SY663 | 770 |  | Johnson & Johnson Medical Pty Ltd | Orthopaedic External Fixator Systems | Medium Frame; Rod, Threaded, Adjustable Clamps RL MRI | 5-11.0mm | 155806 | February 2012 |  | Expanded from SY202
06 - Specialist Orthopaedic | 06.03 - SKELETAL RECONSTRUCTION | 06.03.11 - External Fixateurs | 06.03.11.12 - Frame Component - Coupling Device | Standard, 3D | SN959 | 770 |  | Smith & Nephew Pty Ltd | Smith & Nephew External Fixation (Llizarov, Taylor Spatial Frame, Jet-X, Compass) | Coupling device, 3 dimensional | Standard | 97612 | February 2012 |  | Expanded from SN031
06 - Specialist Orthopaedic | 06.03 - SKELETAL RECONSTRUCTION | 06.03.11 - External Fixateurs | 06.03.11.12 - Frame Component - Coupling Device | Standard, 3D | SN964 | 770 |  | Smith & Nephew Pty Ltd | Smith & Nephew External Fixation (Llizarov, Taylor Spatial Frame, Jet-X, Compass) | Articulating Hinge, 3 Dimensional | Standard | 97612 | February 2012 |  | Expanded from SN031
06 - Specialist Orthopaedic | 06.03 - SKELETAL RECONSTRUCTION | 06.03.11 - External Fixateurs | 06.03.11.12 - Frame Component - Coupling Device | Standard, 3D | SN967 | 770 |  | Smith & Nephew Pty Ltd | Smith & Nephew External Fixation (Llizarov, Taylor Spatial Frame, Jet-X, Compass) | Articulating Hinge, 3 Dimensional & Compression Distraction Device | Mini | 97612 | February 2012 |  | Expanded from SN031
06 - Specialist Orthopaedic | 06.03 - SKELETAL RECONSTRUCTION | 06.03.11 - External Fixateurs | 06.03.11.12 - Frame Component - Coupling Device | Standard, 3D | ST951 | 770 |  | Stryker Australia Pty Ltd | Monotube External Fixation System | Anodized metal alloy, pin clamp yellow, blue, red | 15, 20, 25mm | 112434, 16241 | February 2012 |  | Changed Product Group, Product Sub Group, Suffix, Benefit.
06 - Specialist Orthopaedic | 06.03 - SKELETAL RECONSTRUCTION | 06.03.11 - External Fixateurs | 06.03.11.12 - Frame Component - Coupling Device | Standard, CCD | VK003 | 770 |  | Akva Surgical Pty Ltd | Orthofix External Fixation System Elbow Fixator | Anodised aluminium and stainless steel | One size only | 117273, 118320, 123604 | February 2012 |  | Changed Product Group, Product Sub Group, Suffix, Benefit. Transferred from PM061.
06 - Specialist Orthopaedic | 06.03 - SKELETAL RECONSTRUCTION | 06.03.11 - External Fixateurs | 06.03.11.12 - Frame Component - Coupling Device | Standard, CDD | BI853 | 770 |  | Zimmer Biomet Pty Ltd | EBI XFIX Dynafix System | CD Clicker | Ex Small, Small, Adult, 5-20cm | 145253 | February 2012 |  | Changed Product Group, Product Sub Group, Suffix, Benefit.
06 - Specialist Orthopaedic | 06.03 - SKELETAL RECONSTRUCTION | 06.03.11 - External Fixateurs | 06.03.11.12 - Frame Component - Coupling Device | Standard, CDD | SK390 | 770 |  | Stryker Australia Pty Ltd | Hoffman II External Fixation System | Hoffman II MRI | Compression/Dystraction Tube, Dynamisation Tube | 112434, 16241 | February 2012 |  | Changed Product Group, Product Sub Group, Suffix, Benefit.
06 - Specialist Orthopaedic | 06.03 - SKELETAL RECONSTRUCTION | 06.03.11 - External Fixateurs | 06.03.11.12 - Frame Component - Coupling Device | Standard, CDD | ST950 | 770 |  | Stryker Australia Pty Ltd | Monotube External Fixation System | Anodized metal alloy, dynamic tube red | 25mm | 112434, 16241 | February 2012 |  | Changed Description, Product Group, Product Sub Group, Suffix, Benefit.
06 - Specialist Orthopaedic | 06.03 - SKELETAL RECONSTRUCTION | 06.03.11 - External Fixateurs | 06.03.11.12 - Frame Component - Coupling Device | Standard, CDD | SY237 | 770 |  | Johnson & Johnson Medical Pty Ltd | Orthopaedic External Fixator Systems | 3 degree, 6 degree, 11 degree. Medium, Large | 8.0 - 11.0mm | 155806 | February 2013 |  | Changed Size.
06 - Specialist Orthopaedic | 06.03 - SKELETAL RECONSTRUCTION | 06.03.11 - External Fixateurs | 06.03.11.12 - Frame Component - Coupling Device | Standard, CDD | VK004 | 770 |  | Akva Surgical Pty Ltd | Orthofix External Fixation System Hybrid Fixator | Anodised aluminium and stainless steel | One size only | 117273, 118320, 123604, 177324 | February 2012 |  | Changed Product Group, Product Sub Group, Suffix, Benefit. Transferred from PM062.
06 - Specialist Orthopaedic | 06.03 - SKELETAL RECONSTRUCTION | 06.03.11 - External Fixateurs | 06.03.11.12 - Frame Component - Coupling Device | Standard, CDD | VK005 | 770 |  | Akva Surgical Pty Ltd | Orthofix External Fixation System Knee Fixator | Anodised aluminium and stainless steel | One size only | 117273, 118320, 123604, 177324 | February 2012 |  | Changed Product Group, Product Sub Group, Suffix, Benefit. Transferred from PM063.
06 - Specialist Orthopaedic | 06.03 - SKELETAL RECONSTRUCTION | 06.03.11 - External Fixateurs | 06.03.11.13 - Frame Component - Rods | Mini | SK211 | 52 |  | Stryker Australia Pty Ltd | Hoffmann II External Fixation System | Hoffmann II Micro - Carbon Fibre Rods, RL | 3mm (30-150mm) | 112434, 16241 | February 2012 |  | Changed Description, Size, Product Group, Product Sub Group, Suffix, Benefit.
06 - Specialist Orthopaedic | 06.03 - SKELETAL RECONSTRUCTION | 06.03.11 - External Fixateurs | 06.03.11.13 - Frame Component - Rods | Mini | SK212 | 52 |  | Stryker Australia Pty Ltd | Hoffmann II External Fixation System | Hoffman II Micro - Stainless Steel Rods | 3mm x (30-180mm) | 112434, 16241 | February 2012 |  | Changed Description, Size, Product Group, Product Sub Group, Suffix, Benefit.
06 - Specialist Orthopaedic | 06.03 - SKELETAL RECONSTRUCTION | 06.03.11 - External Fixateurs | 06.03.11.13 - Frame Component - Rods | Small | ST962 | 144 |  | Stryker Australia Pty Ltd | Monotube External Fixation System | Carbon tube yellow 015, RL | 15mm | 112434, 16241 | February 2012 |  | Changed Description, Size, Product Group, Product Sub Group, Suffix, Benefit.
06 - Specialist Orthopaedic | 06.03 - SKELETAL RECONSTRUCTION | 06.03.11 - External Fixateurs | 06.03.11.13 - Frame Component - Rods | Small | SY193 | 144 |  | Johnson & Johnson Medical Pty Ltd | Orthopaedic External Fixator Systems | Rod / Bar | 2.0mm - 15mm | 155806 | August 2012 |  | Changed Size.
06 - Specialist Orthopaedic | 06.03 - SKELETAL RECONSTRUCTION | 06.03.11 - External Fixateurs | 06.03.11.13 - Frame Component - Rods | Small | SY668 | 144 |  | Johnson & Johnson Medical Pty Ltd | Orthopaedic External Fixator Systems | Curved and straight rod, RL, MRI Carbon Fibre | 4.0mm | 155806 | February 2012 |  | Expanded from SY194
06 - Specialist Orthopaedic | 06.03 - SKELETAL RECONSTRUCTION | 06.03.11 - External Fixateurs | 06.03.11.13 - Frame Component - Rods | Small | ZI964 | 144 |  | Zimmer Biomet Pty Ltd | XtraFix External Fixation System | Connecting rods | 6mm | 270757 | February 2017 |  | New Listing
06 - Specialist Orthopaedic | 06.03 - SKELETAL RECONSTRUCTION | 06.03.11 - External Fixateurs | 06.03.11.13 - Frame Component - Rods | Standard | BI830 | 155 |  | Zimmer Biomet Pty Ltd | EBI XFIX Vision System | Ring Connector Assembly, stainless steel/aluminium | 1 or 2 bolt model | 145253 | February 2012 |  | Changed Product Sub Group, Suffix, Benefit.
06 - Specialist Orthopaedic | 06.03 - SKELETAL RECONSTRUCTION | 06.03.11 - External Fixateurs | 06.03.11.13 - Frame Component - Rods | Standard | BI832 | 155 |  | Zimmer Biomet Pty Ltd | EBI XFIX Vision System | Rods, Bars, stainless steel/aluminium/ or carbon fibre (radiolucent) | Dia 9.5mm, 150-400mm length | 145253 | February 2012 |  | Changed Description, Product Group, Product Sub Group, Suffix, Benefit.
06 - Specialist Orthopaedic | 06.03 - SKELETAL RECONSTRUCTION | 06.03.11 - External Fixateurs | 06.03.11.13 - Frame Component - Rods | Standard | HW446 | 155 |  | Stryker Australia Pty Ltd | Hoffmann3 External Fixation system - MRI Curved and straight rod/coupler - carbon fibre | MRI curved and straight rod/coupler - carbon fibre | Diameter - 11mm, lengths 100-650mm | 112434 | February 2012 |  | New Listing
06 - Specialist Orthopaedic | 06.03 - SKELETAL RECONSTRUCTION | 06.03.11 - External Fixateurs | 06.03.11.13 - Frame Component - Rods | Standard | SK393 | 155 |  | Stryker Australia Pty Ltd | Hoffman II External Fixation System | Hoffmann II MRI Connecting Rods, RL | 8mm Connecting rod (100mm - 500mm), 5mm Connecting rod (100mm - 500mm), Semi Circular Curve Rod | 112434, 16241 | February 2012 |  | Changed Description, Product Group, Product Sub Group, Suffix, Benefit.
06 - Specialist Orthopaedic | 06.03 - SKELETAL RECONSTRUCTION | 06.03.11 - External Fixateurs | 06.03.11.13 - Frame Component - Rods | Standard | SK486 | 155 |  | Stryker Australia Pty Ltd | Hoffmann Xpress External Fixation Device | Hoffmann Xpress - Connnecting Tube, RL, MRI | 15 mm diameter / 150 to 440 mm in length | 112434 | February 2012 |  | Changed Product Name, Description, Product Group, Product Sub Group, Suffix, Benefit.
06 - Specialist Orthopaedic | 06.03 - SKELETAL RECONSTRUCTION | 06.03.11 - External Fixateurs | 06.03.11.13 - Frame Component - Rods | Standard | SN960 | 155 |  | Smith & Nephew Pty Ltd | Smith & Nephew External Fixation (Llizarov, Taylor Spatial Frame, Jet-X, Compass) | Rods | Standard | 97612 | February 2012 |  | Expanded from SN031
06 - Specialist Orthopaedic | 06.03 - SKELETAL RECONSTRUCTION | 06.03.11 - External Fixateurs | 06.03.11.13 - Frame Component - Rods | Standard | SN961 | 155 |  | Smith & Nephew Pty Ltd | Smith & Nephew External Fixation (Llizarov, Taylor Spatial Frame, Jet-X, Compass) | Rods, telescopic | standard | 97612 | February 2012 |  | Expanded from SN031
06 - Specialist Orthopaedic | 06.03 - SKELETAL RECONSTRUCTION | 06.03.11 - External Fixateurs | 06.03.11.13 - Frame Component - Rods | Standard | ST963 | 155 |  | Stryker Australia Pty Ltd | Monotube External Fixation System | Carbon tube blue 015, RL | 150, 200, 250, 300mm | 112434, 16241 | February 2012 |  | Changed Description, Product Group, Product Sub Group, Suffix, Benefit.
06 - Specialist Orthopaedic | 06.03 - SKELETAL RECONSTRUCTION | 06.03.11 - External Fixateurs | 06.03.11.13 - Frame Component - Rods | Standard | ST964 | 155 |  | Stryker Australia Pty Ltd | Monotube External Fixation System | Carbon tube red 015, RL | 150, 200, 250, 300mm | 112434, 16241 | February 2012 |  | Changed Description, Product Group, Product Sub Group, Suffix, Benefit.
06 - Specialist Orthopaedic | 06.03 - SKELETAL RECONSTRUCTION | 06.03.11 - External Fixateurs | 06.03.11.13 - Frame Component - Rods | Standard | SY196 | 155 |  | Johnson & Johnson Medical Pty Ltd | Orthopaedic External Fixator Systems | Rod/Bar | 8 - 11 mm | 155806 | August 2012 |  | Changed Size.
06 - Specialist Orthopaedic | 06.03 - SKELETAL RECONSTRUCTION | 06.03.11 - External Fixateurs | 06.03.11.13 - Frame Component - Rods | Standard | SY238 | 155 |  | Johnson & Johnson Medical Pty Ltd | Orthopaedic External Fixator Systems | External fixator clamp components, connecting tube | 1.25-6.0mm | 155806 | February 2012 |  | Changed Product Group, Product Sub Group, Suffix, Benefit.
06 - Specialist Orthopaedic | 06.03 - SKELETAL RECONSTRUCTION | 06.03.11 - External Fixateurs | 06.03.11.13 - Frame Component - Rods | Standard | SY421 | 155 |  | Johnson & Johnson Medical Pty Ltd | MAXFRAME Distraction Osteogenesis External Fixation System | Threaded Rod | 60- 400mm | 155806 | February 2017 |  | Changed Product Name, Description.
06 - Specialist Orthopaedic | 06.03 - SKELETAL RECONSTRUCTION | 06.03.11 - External Fixateurs | 06.03.11.13 - Frame Component - Rods | Standard | SY667 | 155 |  | Johnson & Johnson Medical Pty Ltd | Orthopaedic External Fixator Systems | Curved and straight rod, RL, MRI Carbon Fibre | 8.0-11.0mm | 155806 | February 2012 |  | Expanded from SY194
06 - Specialist Orthopaedic | 06.03 - SKELETAL RECONSTRUCTION | 06.03.11 - External Fixateurs | 06.03.11.13 - Frame Component - Rods | Standard | WR314 | 155 |  | Wright Medical Australia | SALVATION Limb Salvage Rods | Rods | 60mm - 400mm | 198486 | February 2017 |  | New Listing
06 - Specialist Orthopaedic | 06.03 - SKELETAL RECONSTRUCTION | 06.03.11 - External Fixateurs | 06.03.11.13 - Frame Component - Rods | Standard | ZI965 | 155 |  | Zimmer Biomet Pty Ltd | XtraFix External Fixation System | Connecting rods | 11mm, large | 270757 | February 2017 |  | New Listing
06 - Specialist Orthopaedic | 06.03 - SKELETAL RECONSTRUCTION | 06.03.11 - External Fixateurs | 06.03.11.14 - Frame Component - Pins |  | BI820 | 149 |  | Zimmer Biomet Pty Ltd | EBI XFIX DynaFix System | Screw, HA coated, cortical, cancellous | Dia 2-6mm | 145253 | February 2015 |  | Changed Product Group, Product Sub Group, Suffix, Benefit.
06 - Specialist Orthopaedic | 06.03 - SKELETAL RECONSTRUCTION | 06.03.11 - External Fixateurs | 06.03.11.14 - Frame Component - Pins |  | IT020 | 149 |  | Integrant Pty Ltd | Frame IT - Pins | Fixation Pins used in conjunction with the external fixation frame to adjust the placement of frame to best suit individual patient | 6mm | 282833 | August 2017 |  | New Listing
06 - Specialist Orthopaedic | 06.03 - SKELETAL RECONSTRUCTION | 06.03.11 - External Fixateurs | 06.03.11.14 - Frame Component - Pins |  | LM198 | 149 |  | LMT Surgical Pty Ltd | MiniFlo pins | Bone pins(screws)for finger mini fixator system | Thread diameter: 1.6,&2.0, 2.5mm | 222614 | February 2015 |  | New Listing
06 - Specialist Orthopaedic | 06.03 - SKELETAL RECONSTRUCTION | 06.03.11 - External Fixateurs | 06.03.11.14 - Frame Component - Pins |  | LM334 | 149 |  | LMT Surgical Pty Ltd | Axis Pin | Axis Pin | 2.5mm x 30mm-70mm | 278692 | August 2017 |  | New Listing
06 - Specialist Orthopaedic | 06.03 - SKELETAL RECONSTRUCTION | 06.03.11 - External Fixateurs | 06.03.11.14 - Frame Component - Pins |  | OU006 | 149 |  | Ortho Solutions Pty Ltd | TITANIUM EX. FIX. PIN | TITANIUM EX.FIX.PIN | TITANIUM EX. FIX. PIN 4.0MM X 20MM, TITANIUM EX. FIX. PIN 4.0MM X 25MM TITANIUM EX. FIX. PIN 4.0MM X 30MM, TITANIUM EX. FIX. PIN 4.0MM X 35MM TITANIUM EX. FIX. PIN 4.0MM X 40MM, TITANIUM EX. FIX. PIN 4.0MM X 45MM TITANIUM EX. FIX. PIN 4.0MM X 50MM, TITANIUM EX. FIX. PIN 4.0MM X 60MM TITANIUM EX. FIX. PIN 5.0MM X 20MM, TITANIUM EX. FIX. PIN 5.0MM X 25MM TITANIUM EX. FIX. PIN 5.0MM X 30MM, TITANIUM EX. FIX. PIN 5.0MM X 35MM TITANIUM EX. FIX. PIN 5.0MM X 40MM, TITANIUM EX. FIX. PIN 5.0MM X 45MM TITANIUM EX. FIX. PIN 5.0MM X 50MM, TITANIUM EX. FIX. PIN 5.0MM X 55MM TITANIUM EX. FIX. PIN 5.0MM X 60MM, TITANIUM EX. FIX. PIN 5.0MM X 65MM TITANIUM EX. FIX. PIN 5.0MM X 70MM, TITANIUM EX. FIX. PIN 5.0MM X 75MM TITANIUM EX. FIX. PIN 5.0MM X 80MM, TITANIUM EX. FIX. PIN 5.0MM X 85MM TITANIUM EX. FIX. PIN 5.0MM X 90MM, TITANIUM EX. FIX. PIN 6.0MM X 20MM TITANIUM EX. FIX. PIN 6.0MM X 25MM TITANIUM EX. FIX. PIN 6.0MM X 30MM TITANIUM EX. FIX. PIN 6.0MM X 35MM TITANIUM EX. FIX. PIN 6.0MM X 40MM TITANIUM EX. FIX. PIN 6.0MM X 45MM TITANIUM EX. FIX. PIN 6.0MM X 50MM TITANIUM EX. FIX. PIN 6.0MM X 55MM TITANIUM EX. FIX. PIN 6.0MM X 60MM TITANIUM EX. FIX. PIN 6.0MM X 65MM TITANIUM EX. FIX. PIN 6.0MM X 70MM TITANIUM EX. FIX. PIN 6.0MM X 75MM TITANIUM EX. FIX. PIN 6.0MM X 80MM TITANIUM EX. FIX. PIN 6.0MM X 85MM TITANIUM EX. FIX. PIN 6.0MM X 90MM SST EX. FIX PIN 5MM X 35MM X 175MM, SELF DRILL/TAP PIN 3.0MM L=60/10, SELF DRILL/TAP PIN 3.0MM L=60/15 SELF DRILL/TAP PIN 3.0MM L=80/20 SELF DRILL/TAP PIN 3.0MM L=110/22, SELF DRILL/TAP PIN 4.0MM L=90/40 SELF DRILL/TAP PIN 4.0MM L=120/45, SELF DRILL/TAP PIN 4.0MM L=150/40, SELF DRILL/TAP PIN 4.0MM L=150/50, SELF DRILL/TAP PIN 4.0MM L=180/50, SELF DRILL/TAP PIN 4.0MM L=200/40, SELF DRILL/TAP PIN 4.0MM L=250/50, SELF DRILL/TAP PIN 4.0MM L=250/70, SELF DRILL/TAP PIN 5.0MM L=120/35, SELF DRILL/TAP PIN 5.0MM L=150/40,SELF DRILL/TAP PIN 5.0MM L=150/50,SELF DRILL/TAP PIN 5.0MM L=180/50,SELF DRILL/TAP PIN 5.0MM L=200/50,SELF DRILL/TAP PIN 5.0MM L=150/40,SELF DRILL/TAP PIN 5.0MM L=150/50, SELF DRILL/TAP PIN 5.0MM L=180/50,SELF DRILL/TAP PIN 5.0MM L=200/50,SELF DRILL/TAP PIN 5.0MM L=200/60,SELF DRILL/TAP PIN 5.0MM L=250/50,SELF DRILL/TAP PIN 5.0MM L=250/70, | 198769 | February 2013 |  | New Listing
06 - Specialist Orthopaedic | 06.03 - SKELETAL RECONSTRUCTION | 06.03.11 - External Fixateurs | 06.03.11.14 - Frame Component - Pins |  | SK483 | 274 |  | Stryker Australia Pty Ltd | HA Apex Pins | HA coated bone screw | 4-6mm diameters, various lengths. | 139621 | February 2013 |  | Changed Product Group, Product Sub Group, Suffix.
06 - Specialist Orthopaedic | 06.03 - SKELETAL RECONSTRUCTION | 06.03.11 - External Fixateurs | 06.03.11.14 - Frame Component - Pins |  | SL010 | 149 |  | Smith & Nephew Pty Ltd | Smith & Nephew Ex-Fix | Frame Component - pins | All sizes | 99767 | February 2012 |  | Compressed from SN434, SN435, SN436, SN445, SN446, SN447
06 - Specialist Orthopaedic | 06.03 - SKELETAL RECONSTRUCTION | 06.03.11 - External Fixateurs | 06.03.11.14 - Frame Component - Pins |  | ST884 | 149 |  | Stryker Australia Pty Ltd | Apex Pins | Stainless Steel Orthopaedic Pins | 2 - 6mm | 139621, 16241 | August 2013 |  | Changed Benefit
06 - Specialist Orthopaedic | 06.03 - SKELETAL RECONSTRUCTION | 06.03.11 - External Fixateurs | 06.03.11.14 - Frame Component - Pins |  | SY051 | 149 |  | Johnson & Johnson Medical Pty Ltd | AO/ASIF Pins | Seldrill | 3mm - 6mm | 157068 | February 2013 |  | Changed Product Name, Size, Product Group, Product Sub Group, Suffix, Benefit.
06 - Specialist Orthopaedic | 06.03 - SKELETAL RECONSTRUCTION | 06.03.11 - External Fixateurs | 06.03.11.14 - Frame Component - Pins |  | VK007 | 149 |  | Akva Surgical Pty Ltd | Screw | Frame Component - Pins | Shaft Dia 3.0 - 6.0mm Thread Dia 6.0 - 2.00mm Total Length 40 - 260mm Thread Length 15 - 100mm | 117274 | February 2014 |  | Changed Product Name, Description, Size, Product Group, Product Sub Group, Benefit.
06 - Specialist Orthopaedic | 06.03 - SKELETAL RECONSTRUCTION | 06.03.11 - External Fixateurs | 06.03.11.14 - Frame Component - Pins |  | VK008 | 149 |  | Akva Surgical Pty Ltd | Osteotite screw | HA coated screw used for fixation of an external frame | Shaft Dia 3.0 - 6.0mm, Thread Dia 6.0 - 2.0mm, Total Length 40 - 260mm, Thread Length 15 - 90mm | 117274 | February 2014 |  | Changed Product Name, Description, Product Group, Product Sub Group, Benefit.
06 - Specialist Orthopaedic | 06.03 - SKELETAL RECONSTRUCTION | 06.03.11 - External Fixateurs | 06.03.11.14 - Frame Component - Pins |  | WR313 | 149 |  | Wright Medical Australia | SALVATION Limb Salvage Pins | Pins | 1.8mm - 6mm diameter, 25mm - 180mm length | 198486 | February 2017 |  | New Listing
06 - Specialist Orthopaedic | 06.03 - SKELETAL RECONSTRUCTION | 06.03.11 - External Fixateurs | 06.03.11.14 - Frame Component - Pins |  | ZI968 | 149 |  | Zimmer Biomet Pty Ltd | XtraFix External Fixation System | Pins | 2.5-6 | 272132 | February 2017 |  | New Listing
06 - Specialist Orthopaedic | 06.03 - SKELETAL RECONSTRUCTION | 06.03.11 - External Fixateurs | 06.03.11.15 - Frame Component - Pin Clamp Assembly |  | SY418 | 1077 |  | Johnson & Johnson Medical Pty Ltd | MAXFRAME Distraction Osteogenesis External Fixation System | Bolt-connecting, clamp, eye, wire offset, wire slotted, MRI safe. | One size | 155806 | February 2017 |  | Changed Product Name, Suffix.
06 - Specialist Orthopaedic | 06.03 - SKELETAL RECONSTRUCTION | 06.03.11 - External Fixateurs | 06.03.11.15 - Frame Component - Pin Clamp Assembly |  | ZI966 | 1077 |  | Zimmer Biomet Pty Ltd | XtraFix External Fixation System | Pin clamp assembly | large | 270757 | February 2017 |  | New Listing
06 - Specialist Orthopaedic | 06.03 - SKELETAL RECONSTRUCTION | 06.03.11 - External Fixateurs | 06.03.11.15 - Frame Component - Pin Clamp Assembly | 3D | ZI967 | 3348 |  | Zimmer Biomet Pty Ltd | XtraFix External Fixation System | Clamp, 3D | Large | 270757 | February 2017 |  | New Listing
06 - Specialist Orthopaedic | 06.03 - SKELETAL RECONSTRUCTION | 06.03.11 - External Fixateurs | 06.03.11.15 - Frame Component - Pin Clamp Assembly | Small | ST892 | 695 |  | Stryker Australia Pty Ltd | Hoffmann II Compact External Fixation System | Pin clamp assembly with no post | One Size Only | 112434, 16241 | February 2012 |  | Changed Product Group, Product Sub Group, Suffix, Benefit.
06 - Specialist Orthopaedic | 06.03 - SKELETAL RECONSTRUCTION | 06.03.11 - External Fixateurs | 06.03.11.15 - Frame Component - Pin Clamp Assembly | Small | SY224 | 695 |  | Johnson & Johnson Medical Pty Ltd | MAXFRAME, Distraction Osteogenesis & External Fixation System | External fixator clamp components, angled piece | Oblique, 1.0 - 3.0mm | 155806 | February 2017 |  | Changed Product Name, Size.
06 - Specialist Orthopaedic | 06.03 - SKELETAL RECONSTRUCTION | 06.03.11 - External Fixateurs | 06.03.11.15 - Frame Component - Pin Clamp Assembly | Standard | HW447 | 1077 |  | Stryker Australia Pty Ltd | Hoffmann3 External Fixation System - Pin Clamp | Pin clamp Assembly | 5 hole with/without posts | 112434 | August 2012 |  | Changed Description, Product Sub Group, Benefit.
06 - Specialist Orthopaedic | 06.03 - SKELETAL RECONSTRUCTION | 06.03.11 - External Fixateurs | 06.03.11.15 - Frame Component - Pin Clamp Assembly | Standard | SK373 | 1077 |  | Stryker Australia Pty Ltd | Hoffman II External Fixation system | Hoffman II MRI, Pin Clamp Assembly, MRI | Pelvic Clamp | 112434, 16241 | February 2012 |  | Changed Description, Product Group, Product Sub Group, Suffix, Benefit.
06 - Specialist Orthopaedic | 06.03 - SKELETAL RECONSTRUCTION | 06.03.11 - External Fixateurs | 06.03.11.15 - Frame Component - Pin Clamp Assembly | Standard | SN962 | 1077 |  | Smith & Nephew Pty Ltd | Smith & Nephew External Fixation (Llizarov, Taylor Spatial Frame, Jet-X, Compass) | Pin Clamp Assembly | Standard | 97612 | February 2012 |  | Expanded from SN031
06 - Specialist Orthopaedic | 06.03 - SKELETAL RECONSTRUCTION | 06.03.11 - External Fixateurs | 06.03.11.15 - Frame Component - Pin Clamp Assembly | Standard | SN963 | 1077 |  | Smith & Nephew Pty Ltd | Smith & Nephew External Fixation (Llizarov, Taylor Spatial Frame, Jet-X, Compass) | Pin Clamp Assembly, 3 Dimensional | Standard | 97612 | February 2012 |  | Expanded from SN031
06 - Specialist Orthopaedic | 06.03 - SKELETAL RECONSTRUCTION | 06.03.11 - External Fixateurs | 06.03.11.15 - Frame Component - Pin Clamp Assembly | Standard | SY200 | 1077 |  | Johnson & Johnson Medical Pty Ltd | Orthopaedic External Fixator Systems | External fixator clamps, transverse clamp | 1.25 - 6.0mm | 155806 | August 2012 |  | Changed Size.
06 - Specialist Orthopaedic | 06.03 - SKELETAL RECONSTRUCTION | 06.03.11 - External Fixateurs | 06.03.11.15 - Frame Component - Pin Clamp Assembly | Standard | SY239 | 1077 |  | Johnson & Johnson Medical Pty Ltd | Orthopaedic External Fixator Systems | External fixator clamp components, angled piece with nut | 1.25-8.0mm | 155806 | February 2012 |  | Changed Product Group, Product Sub Group, Suffix, Benefit.
06 - Specialist Orthopaedic | 06.03 - SKELETAL RECONSTRUCTION | 06.03.11 - External Fixateurs | 06.03.11.15 - Frame Component - Pin Clamp Assembly | Standard | SY242 | 1077 |  | Johnson & Johnson Medical Pty Ltd | Orthopaedic External Fixator Systems | External fixator clamp components, bar for upper jaw | 1.25-6.0mm | 155806 | February 2012 |  | Changed Product Group, Product Sub Group, Suffix, Benefit.
06 - Specialist Orthopaedic | 06.03 - SKELETAL RECONSTRUCTION | 06.03.11 - External Fixateurs | 06.03.11.15 - Frame Component - Pin Clamp Assembly | Standard, 3D | BI852 | 3348 |  | Zimmer Biomet Pty Ltd | EBI XFIX Dynafix System | Rail Clamp (Rotational Serrated T-clamp, Swivel, Translational, Uniplaner, Adjustable) | Ex Small, Small, Adult, 4-6mm | 145253 | February 2012 |  | Changed Description, Product Sub Group, Suffix, Benefit.
06 - Specialist Orthopaedic | 06.03 - SKELETAL RECONSTRUCTION | 06.03.11 - External Fixateurs | 06.03.11.16 - Frame Component - Pin Clamp Assembly Post |  | LM199 | 111 |  | LMT Surgical Pty Ltd | MiniFlo Extension Posts | Extension posts for finger mini fixator system | T extension, Straight extension | 222584 | February 2015 |  | New Listing
06 - Specialist Orthopaedic | 06.03 - SKELETAL RECONSTRUCTION | 06.03.11 - External Fixateurs | 06.03.11.16 - Frame Component - Pin Clamp Assembly Post |  | SY420 | 111 |  | Johnson & Johnson Medical Pty Ltd | MAXFRAME Distraction Osteogenesis External Fixation System | Wire Post MRI Safe | Short, Tall, Long and 1 to 5 holes | 155806 | August 2017 |  | Changed Product Name, Size, Suffix.
06 - Specialist Orthopaedic | 06.03 - SKELETAL RECONSTRUCTION | 06.03.11 - External Fixateurs | 06.03.11.16 - Frame Component - Pin Clamp Assembly Post |  | WR310 | 111 |  | Wright Medical Australia | SALVATION Limb Salvage Posts | Posts | 1 - 6 hole, short and tall | 198486 | February 2017 |  | New Listing
06 - Specialist Orthopaedic | 06.03 - SKELETAL RECONSTRUCTION | 06.03.11 - External Fixateurs | 06.03.11.16 - Frame Component - Pin Clamp Assembly Post | Small | ST937 | 99 |  | Stryker Australia Pty Ltd | Hoffman II External Fixation System | Anodised metal alloy, 30 deg angled post, stainless steel | One size only | 112434, 16241 | February 2012 |  | Changed Product Group, Product Sub Group, Suffix, Benefit.
06 - Specialist Orthopaedic | 06.03 - SKELETAL RECONSTRUCTION | 06.03.11 - External Fixateurs | 06.03.11.16 - Frame Component - Pin Clamp Assembly Post | Small | ST938 | 99 |  | Stryker Australia Pty Ltd | Hoffman II External Fixation System | Anodised metal alloy, straight post, stainless steel | One size only | 112434, 16241 | February 2012 |  | Changed Product Group, Product Sub Group, Suffix, Benefit.
06 - Specialist Orthopaedic | 06.03 - SKELETAL RECONSTRUCTION | 06.03.11 - External Fixateurs | 06.03.11.16 - Frame Component - Pin Clamp Assembly Post | Standard | HW479 | 111 |  | Stryker Australia Pty Ltd | HOFFMANN LRF - POSTS | POSTS | LENGTHS - 44-88MM | 197935 | February 2013 |  | New Listing
06 - Specialist Orthopaedic | 06.03 - SKELETAL RECONSTRUCTION | 06.03.11 - External Fixateurs | 06.03.11.16 - Frame Component - Pin Clamp Assembly Post | Standard | SK374 | 111 |  | Stryker Australia Pty Ltd | Hoffman II External Fixation System | Hoffman II MRI | Posts 8mm and 5mm | 112434, 16241 | February 2012 |  | Changed Product Group, Product Sub Group, Suffix, Benefit.
06 - Specialist Orthopaedic | 06.03 - SKELETAL RECONSTRUCTION | 06.03.11 - External Fixateurs | 06.03.11.17 - Articulating Hinge |  | SY428 | 451 |  | Johnson & Johnson Medical Pty Ltd | MAXFRAME, Distraction Osteogenesis & External Fixation System | Hinge | One Size | 155806 | February 2017 |  | Changed Product Name, Description, Suffix.
06 - Specialist Orthopaedic | 06.03 - SKELETAL RECONSTRUCTION | 06.03.11 - External Fixateurs | 06.03.11.17 - Articulating Hinge |  | ZT002 | 451 |  | OSSUR AUSTRALIA - OA & INJURY SOLUTIONS PTY LTD | Ossur Halo Thoracic Orthosis | Spinal, Halo thoracic orthosis; skull pin set | 2 1/4" or 3". | 136101 | August 2012 |  | New Listing
06 - Specialist Orthopaedic | 06.03 - SKELETAL RECONSTRUCTION | 06.03.11 - External Fixateurs | 06.03.11.17 - Articulating Hinge | 3D | LM333 | 650 |  | LMT Surgical Pty Ltd | Base Plate | Base Plate | Small | 278692 | August 2017 |  | New Listing
06 - Specialist Orthopaedic | 06.03 - SKELETAL RECONSTRUCTION | 06.03.11 - External Fixateurs | 06.03.11.17 - Articulating Hinge | Mini | WR206 | 2460 |  | Wright Medical Australia | Sidekick Coretrak Articulating Fixator | Sterile kit, includes tube fixator, articulating fixator, half pin and pin covers, for external fixation of the foot of hand, Radiolucent | Standard, long, articulating | 198486 | February 2012 |  | Changed Description, Product Group, Product Sub Group, Suffix, Benefit.
06 - Specialist Orthopaedic | 06.03 - SKELETAL RECONSTRUCTION | 06.03.11 - External Fixateurs | 06.03.11.17 - Articulating Hinge | Mini | WR315 | 2460 |  | Wright Medical Australia | SALVATION Limb Salvage Hinges | Hinges | Universal and In-line. | 198486 | February 2017 |  | New Listing
06 - Specialist Orthopaedic | 06.03 - SKELETAL RECONSTRUCTION | 06.03.11 - External Fixateurs | 06.03.11.17 - Articulating Hinge | Standard | BI849 | 451 |  | Zimmer Biomet Pty Ltd | EBI XFIX DynaFix System | OptiROM Passive Distractor Module | One Size Only | 145253 | February 2012 |  | Changed Product Group, Product Sub Group, Suffix, Benefit.
06 - Specialist Orthopaedic | 06.03 - SKELETAL RECONSTRUCTION | 06.03.11 - External Fixateurs | 06.03.11.17 - Articulating Hinge | Standard | DY295 | 451 |  | Johnson & Johnson Medical Pty Ltd | Bremer Halo Crown System | Titanium Skull Pins | Standard & Hi-Fix | 139287 | February 2012 |  | Changed Product Group, Product Sub Group, Suffix, Benefit.
06 - Specialist Orthopaedic | 06.03 - SKELETAL RECONSTRUCTION | 06.03.11 - External Fixateurs | 06.03.11.17 - Articulating Hinge | Standard, CDD | BI776 | 4070 |  | Zimmer Biomet Pty Ltd | EBI XFIX DynaFix System | OptiROM Articulating Fixator Complete | Small and Large | 145253 | August 2012 |  | Changed Suffix, Benefit.
06 - Specialist Orthopaedic | 06.03 - SKELETAL RECONSTRUCTION | 06.03.11 - External Fixateurs | 06.03.11.17 - Articulating Hinge | Standard, CDD | ST888 | 4070 |  | Stryker Australia Pty Ltd | Howmedica Dynamic Joint Distractor | Complete Y Body Frame - Stainless Steel | One size only | 112434, 16241 | February 2012 |  | Changed Product Group, Product Sub Group, Suffix, Benefit.
06 - Specialist Orthopaedic | 06.03 - SKELETAL RECONSTRUCTION | 06.03.11 - External Fixateurs | 06.03.11.18 - Upper body kit |  | HW489 | 6366 |  | Stryker Australia Pty Ltd | HOFFMANN3 external fixation system | Sterile field kit | Standard kit A | 112434 | February 2013 |  | New Listing
06 - Specialist Orthopaedic | 06.03 - SKELETAL RECONSTRUCTION | 06.03.11 - External Fixateurs | 06.03.11.18 - Upper body kit |  | SK396 | 6366 |  | Stryker Australia Pty Ltd | Hoffmann II Compact Wrist Sterile Pre-Packs, RL | Bridging & Non-bridging | Sterile Wrist Kit | 112434 | August 2017 |  | Changed Product Sub Group, Suffix, Benefit.
06 - Specialist Orthopaedic | 06.03 - SKELETAL RECONSTRUCTION | 06.03.11 - External Fixateurs | 06.03.11.18 - Upper body kit |  | SN965 | 6366 |  | Smith & Nephew Pty Ltd | Jet X Distal Radius Kit | Complete Frame, 3 Dimensional & Compression/Distraction Device | Small | 112731 | August 2017 |  | Changed Product Name, Product Sub Group, Suffix, Benefit.
06 - Specialist Orthopaedic | 06.03 - SKELETAL RECONSTRUCTION | 06.03.11 - External Fixateurs | 06.03.11.18 - Upper body kit |  | VK006 | 6366 |  | Akva Surgical Pty Ltd | Orthopaedic External Fixation System - Radiolucent Wrist Fixator | Complete System Sterile | One size only | 197444 | August 2017 |  | Changed Product Sub Group, Suffix, Benefit.
06 - Specialist Orthopaedic | 06.03 - SKELETAL RECONSTRUCTION | 06.03.11 - External Fixateurs | 06.03.11.19 - Lower body kit |  | HW490 | 5681 |  | Stryker Australia Pty Ltd | HOFFMANN3 external fixation system | Sterile field kit | Standard kit B | 112434 | February 2013 |  | New Listing
06 - Specialist Orthopaedic | 06.03 - SKELETAL RECONSTRUCTION | 06.03.11 - External Fixateurs | 06.03.11.19 - Lower body kit |  | SK364 | 5681 |  | Stryker Australia Pty Ltd | Hoffman II External Fixation System | Hoffman II Sterile Pre-pack kit, RL | Standard Tibia | 112434 | August 2017 |  | Changed Product Sub Group, Suffix, Benefit.
06 - Specialist Orthopaedic | 06.03 - SKELETAL RECONSTRUCTION | 06.03.11 - External Fixateurs | 06.03.11.19 - Lower body kit |  | SK365 | 5681 |  | Stryker Australia Pty Ltd | Hoffman II External Fixation System | Hoffmann II Ankle Sterile Pre-Pack kit, RL | Standard Large Ankle Kit | 112434 | August 2017 |  | Changed Size, Product Sub Group, Suffix, Benefit.
06 - Specialist Orthopaedic | 06.03 - SKELETAL RECONSTRUCTION | 06.03.11 - External Fixateurs | 06.03.11.19 - Lower body kit |  | SK378 | 5681 |  | Stryker Australia Pty Ltd | Hoffman II External Fixation System | Hoffman Pre-pack Pelvic kit | Sterile Pelvic Kit | 112434 | August 2017 |  | Changed Product Sub Group, Suffix, Benefit.
06 - Specialist Orthopaedic | 06.03 - SKELETAL RECONSTRUCTION | 06.03.11 - External Fixateurs | 06.03.11.19 - Lower body kit |  | SN946 | 5681 |  | Smith & Nephew Pty Ltd | Jet X Bar Ankle spanning kit | Complete Frames, 3 Dimensional & Compression/Distraction | Standard | 112731 | August 2017 |  | Changed Product Name, Product Sub Group, Suffix, Benefit.
06 - Specialist Orthopaedic | 06.03 - SKELETAL RECONSTRUCTION | 06.03.11 - External Fixateurs | 06.03.11.19 - Lower body kit |  | VK010 | 5681 |  | Akva Surgical Pty Ltd | Orthopaedic External Fixation System - Xcaliber External Fixator | Articulated Ankle Fixator | One size only | 197444 | August 2017 |  | Changed Product Sub Group, Suffix, Benefit.
06 - Specialist Orthopaedic | 06.03 - SKELETAL RECONSTRUCTION | 06.03.11 - External Fixateurs | 06.03.11.19 - Lower body kit |  | VK012 | 5681 |  | Akva Surgical Pty Ltd | Orthofix Limb Reconstruction System | Orthofix Limb Reconstruction System | Adult and paediatric - Short, Standard and Long | 197364 | August 2017 |  | Changed Product Sub Group, Suffix, Benefit.
06 - Specialist Orthopaedic | 06.03 - SKELETAL RECONSTRUCTION | 06.03.11 - External Fixateurs | 06.03.11.19 - Lower body kit |  | WR304 | 5681 |  | Wright Medical Australia | SALVATION Limb Salvage Pre-Assembled Frame Assemblies | Pre - Assembled Frame | 120mm - 180mm | 198486 | August 2017 |  | Changed Product Sub Group, Suffix, Benefit.
06 - Specialist Orthopaedic | 06.03 - SKELETAL RECONSTRUCTION | 06.03.11 - External Fixateurs | 06.03.11.19 - Lower body kit |  | WR305 | 5681 |  | Wright Medical Australia | SALVATION Limb Salvage Frame Assemblies | Frame Assemblies | 160mm - 200mm | 198486 | August 2017 |  | Changed Product Sub Group, Suffix, Benefit.
06 - Specialist Orthopaedic | 06.03 - SKELETAL RECONSTRUCTION | 06.03.11 - External Fixateurs | 06.03.11.20 - Simple fixture kit - Lower body (Uniplanar) |  | BH158 | 3600 |  | Zimmer Biomet Pty Ltd | EBI XFIX Dynafix System | Distal Radius Fixator, Wristfix, Stainless Steel, Aluminium | One Size Only | 217978 | August 2017 |  | Changed Product Sub Group, Suffix, Benefit.
06 - Specialist Orthopaedic | 06.03 - SKELETAL RECONSTRUCTION | 06.03.11 - External Fixateurs | 06.03.11.20 - Simple fixture kit - Lower body (Uniplanar) |  | LH557 | 3600 |  | Lifehealthcare Pty Ltd | IOS Fixator Kit | Complete kit of fixator, 6x bone pins, 6 x set screws, 6 x collets, drill bit. | long, short | 266632 | August 2016 |  | New Listing
06 - Specialist Orthopaedic | 06.03 - SKELETAL RECONSTRUCTION | 06.03.14 - Bone Cement | 06.03.14.01 - Cement only |  | DP107 | 174 |  | Johnson & Johnson Medical Pty Ltd | CMW Bone Cement | CMW Bone Cement Various without Antibiotic | 20, 40 grams | 96550 | August 2011 |  | Changed Product Group, Product Sub Group, Benefit.
06 - Specialist Orthopaedic | 06.03 - SKELETAL RECONSTRUCTION | 06.03.14 - Bone Cement | 06.03.14.01 - Cement only |  | DY097 | 174 |  | Johnson & Johnson Medical Pty Ltd | Vetebrplastic Cement | Vetebrplastic cement | One size only | 96550 | August 2011 |  | Changed Product Group, Product Sub Group, Benefit.
06 - Specialist Orthopaedic | 06.03 - SKELETAL RECONSTRUCTION | 06.03.14 - Bone Cement | 06.03.14.01 - Cement only |  | ER389 | 174 |  | Emergo Asia Pacific Pty Ltd | Signus Introx Bone Cement System-Cement, low viscosity | Signus Introx cement is a radiopaque bone cement for Percutaneous Vertebral Augmentation (PVA) procedures | 20 grams | 287169 | August 2017 |  | New Listing
06 - Specialist Orthopaedic | 06.03 - SKELETAL RECONSTRUCTION | 06.03.14 - Bone Cement | 06.03.14.01 - Cement only |  | HK005 | 174 |  | Heraeus Medical Australia Pty Ltd | Palacos or Palamed bone cement | Single mix PMMA | 40g | 152109 | August 2011 |  | Changed Product Group, Product Sub Group, Benefit.
06 - Specialist Orthopaedic | 06.03 - SKELETAL RECONSTRUCTION | 06.03.14 - Bone Cement | 06.03.14.01 - Cement only |  | HW322 | 174 |  | Stryker Australia Pty Ltd | Surgical Simplex P Radiopaque Bone Cement | Polymethyl Methacrylate, Styrene Copolymer, Barium Sulfate | 40 grams | 141277 | August 2011 |  | Changed Product Group, Product Sub Group, Benefit.
06 - Specialist Orthopaedic | 06.03 - SKELETAL RECONSTRUCTION | 06.03.14 - Bone Cement | 06.03.14.01 - Cement only |  | HW538 | 174 |  | Stryker Australia Pty Ltd | Simplex HV | Simplex HV is a fast-setting acrylic resin for use in bone surgery. Mixing the two separate sterile components produces a ductile bone cement which, after hardening, fixes the implant and transfers stresses produced during movement evenly to the bone. Simplex HV cement powder also contains insoluble zirconium dioxide as an X-ray contrast medium. Simplex HV does not emit a signal and does not pose a safety risk in a magnetic resonance environment. | There is only one size. Powder Component 40g, Liquid Component 20ml | 220884 | February 2015 |  | New Listing
06 - Specialist Orthopaedic | 06.03 - SKELETAL RECONSTRUCTION | 06.03.14 - Bone Cement | 06.03.14.01 - Cement only |  | HW579 | 174 |  | Stryker Australia Pty Ltd | Ava-Tex Radiopaque Bone Cement Kit | 13.8g Barium-Polymer Powder & 6ml Liquid Monomer (part No. BCPM003 | 12mL | 119643 | August 2016 |  | Transferred from ZQ001
06 - Specialist Orthopaedic | 06.03 - SKELETAL RECONSTRUCTION | 06.03.14 - Bone Cement | 06.03.14.01 - Cement only |  | HW589 | 174 |  | Stryker Australia Pty Ltd | VertePlex | PMMA Cement | 20 gram | 289085 | August 2017 |  | New Listing
06 - Specialist Orthopaedic | 06.03 - SKELETAL RECONSTRUCTION | 06.03.14 - Bone Cement | 06.03.14.01 - Cement only |  | HW590 | 174 |  | Stryker Australia Pty Ltd | VertePlex HV | High Viscosity PMMA Cement | 20 gram | 289085 | August 2017 |  | New Listing
06 - Specialist Orthopaedic | 06.03 - SKELETAL RECONSTRUCTION | 06.03.14 - Bone Cement | 06.03.14.01 - Cement only |  | JJ609 | 174 |  | Johnson & Johnson Medical Pty Ltd | Vertebroplasty System | Vertobroplasty System | 11cc | 141428 | August 2011 |  | Changed Size, Product Group, Product Sub Group, Suffix, Benefit.
06 - Specialist Orthopaedic | 06.03 - SKELETAL RECONSTRUCTION | 06.03.14 - Bone Cement | 06.03.14.01 - Cement only |  | JJ932 | 174 |  | Johnson & Johnson Medical Pty Ltd | SmartSet | PMMA bone cement | 20 to 40g | 96550 | August 2013 |  | Compressed from JJ580, JJ581
06 - Specialist Orthopaedic | 06.03 - SKELETAL RECONSTRUCTION | 06.03.14 - Bone Cement | 06.03.14.01 - Cement only |  | LB164 | 174 |  | Globus Medical Australia | AFFIRM Vertebral Compression Fracture System - Access Pack | Bone Cement and Delivery System | 20g | 192479, 274306 | August 2017 |  | New Listing
06 - Specialist Orthopaedic | 06.03 - SKELETAL RECONSTRUCTION | 06.03.14 - Bone Cement | 06.03.14.01 - Cement only |  | LB165 | 174 |  | Globus Medical Australia | Concord and Concord Plus Bone Cement | Bone Cement | 20g and 40g | 274306 | August 2017 |  | New Listing
06 - Specialist Orthopaedic | 06.03 - SKELETAL RECONSTRUCTION | 06.03.14 - Bone Cement | 06.03.14.01 - Cement only |  | MC984 | 174 |  | Medtronic Australasia Pty Ltd | CD HORIZON Fenestrated Screw Cement | Fenestrated screw cement - High viscosity, radiopaque, PMMA bone cement | 20g powder, 9g vial | 181918 | August 2011 |  | New Listing
06 - Specialist Orthopaedic | 06.03 - SKELETAL RECONSTRUCTION | 06.03.14 - Bone Cement | 06.03.14.01 - Cement only |  | OH526 | 174 |  | Orthotech Pty Ltd | G21 Bone Cement | Bone Cement - std and low viscosity | 20-60g | 235604 | August 2016 |  | Expanded from OH505
06 - Specialist Orthopaedic | 06.03 - SKELETAL RECONSTRUCTION | 06.03.14 - Bone Cement | 06.03.14.01 - Cement only |  | SK458 | 174 |  | Stryker Australia Pty Ltd | Simplex P Speed Set Bone Cement | PMMA Bone Cement | 40g pack | 131533 | August 2011 |  | Changed Product Group, Product Sub Group, Benefit.
06 - Specialist Orthopaedic | 06.03 - SKELETAL RECONSTRUCTION | 06.03.14 - Bone Cement | 06.03.14.01 - Cement only |  | SN667 | 174 |  | Smith & Nephew Pty Ltd | Versabond Bone Cement | Methyl Methacrylate Methyl Acrylate Copolymer, Methylmethacrylate Homopolymer, Supplied as Powder (copolymer) and liquid (monomer) in an ampule | 40g | 77646 | August 2011 |  | Changed Product Group, Product Sub Group, Benefit.
06 - Specialist Orthopaedic | 06.03 - SKELETAL RECONSTRUCTION | 06.03.14 - Bone Cement | 06.03.14.01 - Cement only |  | SQ095 | 174 |  | Surgical Specialties | Synicem bone cement | High and Low viscosity | 20g-10ml 40g-20ml 60g-30ml | 168052 | February 2015 |  | New Listing
06 - Specialist Orthopaedic | 06.03 - SKELETAL RECONSTRUCTION | 06.03.14 - Bone Cement | 06.03.14.01 - Cement only |  | SX051 | 174 |  | Scientx Australia | OsseoFix+ System | Radiopaque bone cement vertebroplasty system, including mixing chamber, cement delivery gun, extension tube, cement delivery cannula and targeting needle. | 10gm, 11gm, 13gm | 186066 | August 2011 |  | New Listing
06 - Specialist Orthopaedic | 06.03 - SKELETAL RECONSTRUCTION | 06.03.14 - Bone Cement | 06.03.14.02 - Cement with Antibiotic |  | BI243 | 184 |  | Zimmer Biomet Pty Ltd | Refobacin Plus Bone Cement | Bone Cement, Gentamicin, PMMA | 40gm | 159406 | August 2011 |  | Changed Product Group, Product Sub Group, Suffix, Benefit.
06 - Specialist Orthopaedic | 06.03 - SKELETAL RECONSTRUCTION | 06.03.14 - Bone Cement | 06.03.14.02 - Cement with Antibiotic |  | BI844 | 184 |  | Zimmer Biomet Pty Ltd | Refobacin Plus Bone Cement | Bone Cement, Methyl methacrylate, Gentamicin | 40 gm (2 x 20 gm) | 159406 | August 2011 |  | Changed Product Group, Product Sub Group, Suffix, Benefit.
06 - Specialist Orthopaedic | 06.03 - SKELETAL RECONSTRUCTION | 06.03.14 - Bone Cement | 06.03.14.02 - Cement with Antibiotic |  | BI845 | 184 |  | Zimmer Biomet Pty Ltd | Refobacin Plus Bone Cement | Bone Cement, Methyl methacrylate, Gentamicin | 80 gm (2 x 40 gm) | 159406 | August 2011 |  | Changed Product Group, Product Sub Group, Suffix, Benefit.
06 - Specialist Orthopaedic | 06.03 - SKELETAL RECONSTRUCTION | 06.03.14 - Bone Cement | 06.03.14.02 - Cement with Antibiotic |  | DP108 | 184 |  | Johnson & Johnson Medical Pty Ltd | CMW Antibiotic Bone Cement | CMW Bone Cement Various with Antibiotic | 20, 40 grams | 33482, 63146 | August 2011 |  | Changed Product Group, Product Sub Group, Suffix, Benefit.
06 - Specialist Orthopaedic | 06.03 - SKELETAL RECONSTRUCTION | 06.03.14 - Bone Cement | 06.03.14.02 - Cement with Antibiotic |  | ER302 | 184 |  | Emergo Asia Pacific Pty Ltd | Cemex-genta bone cement | 1 mix Methylmethacrylate/ Polymethylmethacrylate with gentamiacin | 1 mix 40g powder and 13.3g liquid | 209860, 209861 | August 2016 |  | Transferred from ZI877
06 - Specialist Orthopaedic | 06.03 - SKELETAL RECONSTRUCTION | 06.03.14 - Bone Cement | 06.03.14.02 - Cement with Antibiotic |  | HK008 | 184 |  | Heraeus Medical Australia Pty Ltd | Copal G+C | High-viscosity, radiopaque bone cement with gentamicin and clindamycin | 40g | 176198 | August 2011 |  | New Listing
06 - Specialist Orthopaedic | 06.03 - SKELETAL RECONSTRUCTION | 06.03.14 - Bone Cement | 06.03.14.02 - Cement with Antibiotic |  | HK011 | 184 |  | Heraeus Medical Australia Pty Ltd | Copal G + V | Specialised cement with gentamicin and vancomycin for use in septic revisions | 40g | 228234 | February 2015 |  | New Listing
06 - Specialist Orthopaedic | 06.03 - SKELETAL RECONSTRUCTION | 06.03.14 - Bone Cement | 06.03.14.02 - Cement with Antibiotic |  | HK012 | 184 |  | Heraeus Medical Australia Pty Ltd | PALACOS® fast R+G | Fast setting, high viscosity, radiopaque bone cement with gentamicin | 40g | 248254 | August 2015 |  | New Listing
06 - Specialist Orthopaedic | 06.03 - SKELETAL RECONSTRUCTION | 06.03.14 - Bone Cement | 06.03.14.02 - Cement with Antibiotic |  | HK013 | 184 |  | Heraeus Medical Australia Pty Ltd | Palacos or Palmed Bone Cement with Gentamicin | Single mix PMMA with Gentamicin | 20,40 gms | 133411 | August 2015 |  | Compressed from HK007, HK009
06 - Specialist Orthopaedic | 06.03 - SKELETAL RECONSTRUCTION | 06.03.14 - Bone Cement | 06.03.14.02 - Cement with Antibiotic |  | HW320 | 184 |  | Stryker Australia Pty Ltd | Antibiotic Simplex Bone Cement with Tobramycin | Polymethyl Methacrylate, Styrene Copolymer, Barium Sulfate | 40 grams | 158560 | August 2011 |  | Changed Product Group, Product Sub Group, Suffix, Benefit.
06 - Specialist Orthopaedic | 06.03 - SKELETAL RECONSTRUCTION | 06.03.14 - Bone Cement | 06.03.14.02 - Cement with Antibiotic |  | HW569 | 184 |  | Stryker Australia Pty Ltd | Simplex HV with Gentamicin | High viscosity bone cement with antibiotic (Gentamicin) | One unit contains: Powder Component 40.8g, Liquid Component 20ml | 276417 | August 2016 |  | New Listing
06 - Specialist Orthopaedic | 06.03 - SKELETAL RECONSTRUCTION | 06.03.14 - Bone Cement | 06.03.14.02 - Cement with Antibiotic |  | JJ933 | 184 |  | Johnson & Johnson Medical Pty Ltd | SmartSet | Bone cement with antibiotic | 20 to 40g | 119257, 63146 | August 2013 |  | Compressed from JJ577, JJ578
06 - Specialist Orthopaedic | 06.03 - SKELETAL RECONSTRUCTION | 06.03.14 - Bone Cement | 06.03.14.03 - Cement with Complex Delivery System |  | DP446 | 500 |  | Johnson & Johnson Medical Pty Ltd | CMW | Bone Cement with vaccum mixing system | 40 to 100g | 141068 | August 2013 |  | Changed Product Name, Description, Size, Benefit.
06 - Specialist Orthopaedic | 06.03 - SKELETAL RECONSTRUCTION | 06.03.14 - Bone Cement | 06.03.14.03 - Cement with Complex Delivery System |  | ER390 | 500 |  | Emergo Asia Pacific Pty Ltd | Signus Introx Bone Cement-Cement plus mixer/delivery system | Signus Introx low viscosity bone cement plus preparation/delivery kit for mixing and delivering the bone cement. | 20 grams | 287168 | August 2017 |  | New Listing
06 - Specialist Orthopaedic | 06.03 - SKELETAL RECONSTRUCTION | 06.03.14 - Bone Cement | 06.03.14.03 - Cement with Complex Delivery System |  | HW577 | 500 |  | Stryker Australia Pty Ltd | AVAmax | Radiopaque bone cement system | 11G & 13G | 119643 | August 2016 |  | Transferred from ZQ003
06 - Specialist Orthopaedic | 06.03 - SKELETAL RECONSTRUCTION | 06.03.14 - Bone Cement | 06.03.14.03 - Cement with Complex Delivery System |  | HW578 | 500 |  | Stryker Australia Pty Ltd | AVAmax Plus | Radiopaque bone cement system | 11G & 13G | 119643 | August 2016 |  | Transferred from ZQ002
06 - Specialist Orthopaedic | 06.03 - SKELETAL RECONSTRUCTION | 06.03.14 - Bone Cement | 06.03.14.03 - Cement with Complex Delivery System |  | HW591 | 500 |  | Stryker Australia Pty Ltd | PCD Precision Cement Delivery System with VertePlex HV | High Viscosity PMMA Cement with Mixer and Delivery System | 20 gram | 288933 | August 2017 |  | New Listing
06 - Specialist Orthopaedic | 06.03 - SKELETAL RECONSTRUCTION | 06.03.14 - Bone Cement | 06.03.14.03 - Cement with Complex Delivery System |  | HW592 | 500 |  | Stryker Australia Pty Ltd | AutoPlex Mixer and Delivery System with VertePlex HV | High Viscosity PMMA Cement with Mixer and Delivery System | 20 gram | 288933 | August 2017 |  | New Listing
06 - Specialist Orthopaedic | 06.03 - SKELETAL RECONSTRUCTION | 06.03.14 - Bone Cement | 06.03.14.03 - Cement with Complex Delivery System |  | JJ582 | 500 |  | Johnson & Johnson Medical Pty Ltd | SmartMix | Bone Cement with Vacuum Mixing System | 40 to 100g | 141068 | August 2013 |  | Changed Product Name, Description, Size, Benefit.
06 - Specialist Orthopaedic | 06.03 - SKELETAL RECONSTRUCTION | 06.03.14 - Bone Cement | 06.03.14.03 - Cement with Complex Delivery System |  | JJ736 | 500 |  | Johnson & Johnson Medical Pty Ltd | Confidence Spinal cement system | Spinal Bone Cement PMMA and Percutaneous Administration Kit | 5-11cc | 152824 | August 2012 |  | Changed Size, Benefit.
06 - Specialist Orthopaedic | 06.03 - SKELETAL RECONSTRUCTION | 06.03.14 - Bone Cement | 06.03.14.03 - Cement with Complex Delivery System |  | LH533 | 500 |  | Lifehealthcare Pty Ltd | High V+ Cement with Delivery Kit | PMMA Cement including Delivery Kit | 20gm | 239816 | August 2015 |  | New Listing
06 - Specialist Orthopaedic | 06.03 - SKELETAL RECONSTRUCTION | 06.03.14 - Bone Cement | 06.03.14.03 - Cement with Complex Delivery System |  | OH503 | 500 |  | Orthotech Pty Ltd | G-21 Radiopaque Bone cement for Vertebral Consolidation + V-Kit 06 | Radiopaque Bone Cement for Vertebroplasty – high and low viscosity | 10-20g | 235604 | August 2015 |  | New Listing
06 - Specialist Orthopaedic | 06.03 - SKELETAL RECONSTRUCTION | 06.03.14 - Bone Cement | 06.03.14.03 - Cement with Complex Delivery System |  | OH525 | 500 |  | Orthotech Pty Ltd | G21 Bone Cement + Delivery System | Bone Cement – low & std viscosity | 20-60g | 235604 | August 2016 |  | Expanded from OH505
06 - Specialist Orthopaedic | 06.03 - SKELETAL RECONSTRUCTION | 06.03.14 - Bone Cement | 06.03.14.03 - Cement with Complex Delivery System |  | SY429 | 500 |  | Johnson & Johnson Medical Pty Ltd | Traumacem | Cement with mixing and delivery system | 10-20gm | 177835 | February 2017 |  | Changed Product Name, Description, Size.
06 - Specialist Orthopaedic | 06.03 - SKELETAL RECONSTRUCTION | 06.03.14 - Bone Cement | 06.03.14.04 - Cement with Antibiotic and Complex Delivery System |  | DP445 | 500 |  | Johnson & Johnson Medical Pty Ltd | CMW | Antibiotic Bone cement with vacuum mixing system | 40 to 100g | 57350 | August 2013 |  | Changed Product Name, Description, Size, Benefit.
06 - Specialist Orthopaedic | 06.03 - SKELETAL RECONSTRUCTION | 06.03.14 - Bone Cement | 06.03.14.04 - Cement with Antibiotic and Complex Delivery System |  | ER304 | 500 |  | Emergo Asia Pacific Pty Ltd | Cemex® System Genta | Bone Cement with Gentamicin packaged in a complex delivery system | 40, 60, 70 and 80 grams | 201043, 209862 | August 2016 |  | Transferred from ZI873
06 - Specialist Orthopaedic | 06.03 - SKELETAL RECONSTRUCTION | 06.03.14 - Bone Cement | 06.03.14.04 - Cement with Antibiotic and Complex Delivery System |  | HK010 | 500 |  | Heraeus Medical Australia Pty Ltd | Palacos R+G Pro | Single Mix PMMA with Gentamicin and Complex Delivery System | 55g, 75g | 220925 | August 2012 |  | Expanded from HK006
06 - Specialist Orthopaedic | 06.03 - SKELETAL RECONSTRUCTION | 06.03.14 - Bone Cement | 06.03.14.04 - Cement with Antibiotic and Complex Delivery System |  | JJ583 | 500 |  | Johnson & Johnson Medical Pty Ltd | SmartMix | Antibiotic Bone Cement with Vacuum Mixing System | 40 to 100g | 150881, 150882, 150883, 151144 | August 2013 |  | Changed Product Name, Description, Size, Product Sub Group, Benefit.
06 - Specialist Orthopaedic | 06.03 - SKELETAL RECONSTRUCTION | 06.03.14 - Bone Cement | 06.03.14.04 - Cement with Antibiotic and Complex Delivery System |  | SF082 | 500 |  | Signature Orthopaedics | Bone cement with vacuum mixing system | Bone cement with vacuum mixing system | 40 to 100gm | 242598, 244560 | August 2015 |  | New Listing
06 - Specialist Orthopaedic | 06.03 - SKELETAL RECONSTRUCTION | 06.03.14 - Bone Cement | 06.03.14.04 - Cement with Antibiotic and Complex Delivery System |  | ZI937 | 500 |  | Zimmer Biomet Pty Ltd | Optipac | Refobacin Plus, Prefilled Vaccum Mixing System, Gentamicin Sulphate, PMMA Cement | 40-80 gram | 168753 | August 2016 |  | Compressed from BH112, BH113
06 - Specialist Orthopaedic | 06.03 - SKELETAL RECONSTRUCTION | 06.03.14 - Bone Cement | 06.03.14.05 - Accessories - Restrictors |  | HW006 | 268 |  | Stryker Australia Pty Ltd | Stryker Intramedullary/Bone Plugs | Bone Plugs | 6 - 24mm small,medium,large | 128448 | August 2017 |  | Changed Product Name, Description, Size.
06 - Specialist Orthopaedic | 06.03 - SKELETAL RECONSTRUCTION | 06.03.14 - Bone Cement | 06.03.14.05 - Accessories - Restrictors |  | TO006 | 268 |  | Tornier Pty Ltd | Bone Plug | UHMWPE - Cement Plug | 13mm and 24mm | 134451 | August 2015 |  | Changed Size, Benefit.
06 - Specialist Orthopaedic | 06.03 - SKELETAL RECONSTRUCTION | 06.03.14 - Bone Cement | 06.03.14.05 - Accessories - Restrictors |  | WR117 | 268 |  | Wright Medical Australia | Bone Plug | PMMA Cement | 8, 10, 12, 14, 16mm | 154282 | August 2011 |  | Changed Product Group, Product Sub Group, Benefit.
06 - Specialist Orthopaedic | 06.03 - SKELETAL RECONSTRUCTION | 06.03.14 - Bone Cement | 06.03.14.05 - Accessories - Restrictors |  | ZI188 | 268 |  | Zimmer Biomet Pty Ltd | Zimmer Bone Cement Systems | Poly Medullary Plug - PMMA | 8 - 23 mm | 95984 | August 2011 |  | Changed Product Group, Product Sub Group, Benefit.
06 - Specialist Orthopaedic | 06.03 - SKELETAL RECONSTRUCTION | 06.03.15 - Bone Graft Substitute | 06.03.15.01 - Ceramic, 0-5cc |  | BB362 | 760 |  | B Braun Australia Pty Ltd | Nanogel | Synthetic, Biomimetic Bone Substitute Material | Syringe 0.5ml, 1.0ml, 2.5ml, 5.0ml | 282244 | February 2017 |  | New Listing
06 - Specialist Orthopaedic | 06.03 - SKELETAL RECONSTRUCTION | 06.03.15 - Bone Graft Substitute | 06.03.15.01 - Ceramic, 0-5cc |  | BI487 | 760 |  | Zimmer Biomet Pty Ltd | Mimix Calcium Phosphate Bone Void Filler | Calcium Phosphate | 5 grams | 143778 | August 2014 |  | Changed Product Group, Product Sub Group, Benefit.
06 - Specialist Orthopaedic | 06.03 - SKELETAL RECONSTRUCTION | 06.03.15 - Bone Graft Substitute | 06.03.15.01 - Ceramic, 0-5cc |  | BM010 | 760 |  | Biomimetic Therapeutics PTY Ltd | Augment Bone Graft - β-TCP component | β-TCP granules | 1.5 cc, 3cc | 191454 | August 2012 |  | New Listing
06 - Specialist Orthopaedic | 06.03 - SKELETAL RECONSTRUCTION | 06.03.15 - Bone Graft Substitute | 06.03.15.01 - Ceramic, 0-5cc |  | DE310 | 760 |  | Device Technologies Australia Pty Ltd | SINTlife | Nanostructured Paste/putty in syringe | 0-5 cc | 152261 | February 2014 |  | Changed Description, Size.
06 - Specialist Orthopaedic | 06.03 - SKELETAL RECONSTRUCTION | 06.03.15 - Bone Graft Substitute | 06.03.15.01 - Ceramic, 0-5cc |  | DE312 | 760 |  | Device Technologies Australia Pty Ltd | ENGlpore | Granules (size 1,0-2, 5 mm) 5 cc Granules (size 2, 5-4, 0 mm) 5 cc | Granules (size 1,0-2, 5 mm) 5 cc Granules (size 2, 5-4, 0 mm) 5 cc | 152261 | August 2011 |  | Changed Description, Size, Product Group, Product Sub Group, Benefit. Transferred from EO055.
06 - Specialist Orthopaedic | 06.03 - SKELETAL RECONSTRUCTION | 06.03.15 - Bone Graft Substitute | 06.03.15.01 - Ceramic, 0-5cc |  | DE346 | 760 |  | Device Technologies Australia Pty Ltd | Engipore Pre-formed Bone Substitute 0-5cc | Pre-formed Bone Substitute 0-5cc | Catalogue number: PFS015005-30-00 Size: 4.7cc Catalogue number: PFS015006-19-00 Size: 2.6cc Catalogue number: PFS015006-20-00 Size: 3.6cc Catalogue number: PFS015006-25-00 Size: 2.2cc Catalogue number: PFS015005-21-00 Size: 1.2cc Catalogue number: PFS015005-22-00 Size: 2.4cc Catalogue number: PFS015008-01-00 Size: 4.2cc | 183652 | February 2012 |  | New Listing
06 - Specialist Orthopaedic | 06.03 - SKELETAL RECONSTRUCTION | 06.03.15 - Bone Graft Substitute | 06.03.15.01 - Ceramic, 0-5cc |  | DE476 | 760 |  | Device Technologies Australia Pty Ltd | Quickset | Injectable Macroporous Calcium Phospahte | 5cc | 267632 | August 2016 |  | New Listing
06 - Specialist Orthopaedic | 06.03 - SKELETAL RECONSTRUCTION | 06.03.15 - Bone Graft Substitute | 06.03.15.01 - Ceramic, 0-5cc |  | DP447 | 760 |  | Johnson & Johnson Medical Pty Ltd | Biosel 2 | BIOSEL II Dose 5G (Calcium Phosphates) | 5g | 141028 | August 2011 |  | Changed Product Group, Product Sub Group, Benefit.
06 - Specialist Orthopaedic | 06.03 - SKELETAL RECONSTRUCTION | 06.03.15 - Bone Graft Substitute | 06.03.15.01 - Ceramic, 0-5cc |  | DY362 | 760 |  | Johnson & Johnson Medical Pty Ltd | Conduit | Conduit Cylinder | H8 - 20 x D10 - 20mm | 136839 | August 2011 |  | Changed Product Group, Product Sub Group, Benefit.
06 - Specialist Orthopaedic | 06.03 - SKELETAL RECONSTRUCTION | 06.03.15 - Bone Graft Substitute | 06.03.15.01 - Ceramic, 0-5cc |  | DY363 | 760 |  | Johnson & Johnson Medical Pty Ltd | Conduit | Conduit Wedge | H6-18 x D15 x L15 | 136839 | August 2011 |  | Changed Product Group, Product Sub Group, Benefit.
06 - Specialist Orthopaedic | 06.03 - SKELETAL RECONSTRUCTION | 06.03.15 - Bone Graft Substitute | 06.03.15.01 - Ceramic, 0-5cc |  | DY427 | 760 |  | Johnson & Johnson Medical Pty Ltd | Conduit TCP | Bone matrix implant | 5cc | 136840 | August 2011 |  | Changed Product Group, Product Sub Group, Benefit.
06 - Specialist Orthopaedic | 06.03 - SKELETAL RECONSTRUCTION | 06.03.15 - Bone Graft Substitute | 06.03.15.01 - Ceramic, 0-5cc |  | ER104 | 760 |  | Emergo Asia Pacific Pty Ltd | GeneX | GeneX/GeneX DS paste | 2.5 and 5cc | 158711 | February 2017 |  | Changed Description, Size.
06 - Specialist Orthopaedic | 06.03 - SKELETAL RECONSTRUCTION | 06.03.15 - Bone Graft Substitute | 06.03.15.01 - Ceramic, 0-5cc |  | ER106 | 760 |  | Emergo Asia Pacific Pty Ltd | GeneX | GeneX putty | 5cc | 155298 | August 2012 |  | Transferred from OH376
06 - Specialist Orthopaedic | 06.03 - SKELETAL RECONSTRUCTION | 06.03.15 - Bone Graft Substitute | 06.03.15.01 - Ceramic, 0-5cc |  | ER107 | 760 |  | Emergo Asia Pacific Pty Ltd | GeneX | GeneX putty | 2.5cc | 155298 | August 2012 |  | Transferred from OH377
06 - Specialist Orthopaedic | 06.03 - SKELETAL RECONSTRUCTION | 06.03.15 - Bone Graft Substitute | 06.03.15.01 - Ceramic, 0-5cc |  | ER124 | 760 |  | Emergo Asia Pacific Pty Ltd | Stimulan Kit/Rapid Cure-5 cc | Calcium Sulphate synthetic rapid cure bone void filler kit. | 5cc | 123765 | February 2013 |  | New Listing
06 - Specialist Orthopaedic | 06.03 - SKELETAL RECONSTRUCTION | 06.03.15 - Bone Graft Substitute | 06.03.15.01 - Ceramic, 0-5cc |  | ER127 | 760 |  | Emergo Asia Pacific Pty Ltd | Stimulan kit -5cc | Calcium Sulphate synthetic bone void filler kit | 5cc | 123765 | February 2013 |  | New Listing
06 - Specialist Orthopaedic | 06.03 - SKELETAL RECONSTRUCTION | 06.03.15 - Bone Graft Substitute | 06.03.15.01 - Ceramic, 0-5cc |  | ER153 | 760 |  | Emergo Asia Pacific Pty Ltd | Kainos | Granules | 1 x 2cm3 | 122272 | February 2014 |  | Transferred from LH349
06 - Specialist Orthopaedic | 06.03 - SKELETAL RECONSTRUCTION | 06.03.15 - Bone Graft Substitute | 06.03.15.01 - Ceramic, 0-5cc |  | ER154 | 760 |  | Emergo Asia Pacific Pty Ltd | Kainos | Granules | 1 x 3cm3 | 122272 | February 2014 |  | Transferred from LH350
06 - Specialist Orthopaedic | 06.03 - SKELETAL RECONSTRUCTION | 06.03.15 - Bone Graft Substitute | 06.03.15.01 - Ceramic, 0-5cc |  | ER155 | 760 |  | Emergo Asia Pacific Pty Ltd | Kainos | Granules | 1x5cm3 | 122272 | February 2014 |  | Transferred from LH351
06 - Specialist Orthopaedic | 06.03 - SKELETAL RECONSTRUCTION | 06.03.15 - Bone Graft Substitute | 06.03.15.01 - Ceramic, 0-5cc |  | ER161 | 760 |  | Emergo Asia Pacific Pty Ltd | Kainos | Blocks | 4-8x13x14 | 122272 | February 2014 |  | Transferred from LH357
06 - Specialist Orthopaedic | 06.03 - SKELETAL RECONSTRUCTION | 06.03.15 - Bone Graft Substitute | 06.03.15.01 - Ceramic, 0-5cc |  | GO275 | 760 |  | Global Orthopaedic Technology | OSIQ Nano HA Bone Paste - Bone matrix implant artificial | OSIQ is a ready to use Nano Bone Graft Substitiute injectable bone matrix paste. | Pre loaded syringes 0.5cc,1.0cc,2.0cc,3.0cc & 5.0cc | 203115 | February 2015 |  | Transferred from EH001
06 - Specialist Orthopaedic | 06.03 - SKELETAL RECONSTRUCTION | 06.03.15 - Bone Graft Substitute | 06.03.15.01 - Ceramic, 0-5cc |  | GO276 | 760 |  | Global Orthopaedic Technology | ELIZ Bone Graft Substitute | Synthetic HA / TCP Bone Graft Substitute | Granules (1.0 - 4.0mm) (0.8 - 1.5mm) (0.5 - 1.0mm) Volume / Vial (0.25cc to 5.0cc) | 204043 | February 2015 |  | Transferred from EH002
06 - Specialist Orthopaedic | 06.03 - SKELETAL RECONSTRUCTION | 06.03.15 - Bone Graft Substitute | 06.03.15.01 - Ceramic, 0-5cc |  | IT021 | 760 |  | Integrant Pty Ltd | Integrant Bone Graft Granules | Osteo Conductive Bone Substitute, that promotes bone growth | 3cc | 282832 | August 2017 |  | New Listing
06 - Specialist Orthopaedic | 06.03 - SKELETAL RECONSTRUCTION | 06.03.15 - Bone Graft Substitute | 06.03.15.01 - Ceramic, 0-5cc |  | JA001 | 760 |  | JOY SURGICAL PTY LTD | uDesis™ Gel | uDesis™ is a synthetic, highly crystalline beta-tricalcium phosphate bone substitute. uDesis™ is used by orthopaedic surgeons treating defects of the skeleton such as fractures and in specialist surgical techniques such as spine surgery, uDesis™ is regularly and successfully used in place of both autograft and allograft bone. Clinical results prove the very good rates of fusion. uDesis™ is resorbed analogously to bone regeneration. | 1cc, 2.5cc and 5cc | 283845 | February 2017 |  | New Listing
06 - Specialist Orthopaedic | 06.03 - SKELETAL RECONSTRUCTION | 06.03.15 - Bone Graft Substitute | 06.03.15.01 - Ceramic, 0-5cc |  | LH559 | 760 |  | Lifehealthcare Pty Ltd | KGBone | Synthetic bone substitute, custom-fit for KAGE cervical interbody cage | 4mm-10mm | 141920 | August 2016 |  | Transferred from AJ010
06 - Specialist Orthopaedic | 06.03 - SKELETAL RECONSTRUCTION | 06.03.15 - Bone Graft Substitute | 06.03.15.01 - Ceramic, 0-5cc |  | LH560 | 760 |  | Lifehealthcare Pty Ltd | JectOS | Injectable synthetic bone graft substitute | 5cc | 141918 | August 2016 |  | Transferred from AJ007
06 - Specialist Orthopaedic | 06.03 - SKELETAL RECONSTRUCTION | 06.03.15 - Bone Graft Substitute | 06.03.15.01 - Ceramic, 0-5cc |  | LH561 | 760 |  | Lifehealthcare Pty Ltd | Kasios TCP | TCP Bone graft substitute Granules | 5cc | 141918 | August 2016 |  | Transferred from AJ005
06 - Specialist Orthopaedic | 06.03 - SKELETAL RECONSTRUCTION | 06.03.15 - Bone Graft Substitute | 06.03.15.01 - Ceramic, 0-5cc |  | LM235 | 760 |  | LMT Surgical Pty Ltd | HA/TCP Granules | HA/TCP Bone graft substitute Granules | 2.5cc, 5cc | 232997 | August 2015 |  | New Listing
06 - Specialist Orthopaedic | 06.03 - SKELETAL RECONSTRUCTION | 06.03.15 - Bone Graft Substitute | 06.03.15.01 - Ceramic, 0-5cc |  | LM239 | 760 |  | LMT Surgical Pty Ltd | Exabone HA/TCP Wedges, Blocks, Discs | HA/TCP Bone Substitute | Wedges: 15-35mm width x 20-15mm length x 6-14mm height 1 X 4-10mm height 2 Blocks: 4-20mm length x 10-30mm width x 10-45mm height Discs: 5-20mm diameter x 5-20mm height | 232997 | August 2015 |  | New Listing
06 - Specialist Orthopaedic | 06.03 - SKELETAL RECONSTRUCTION | 06.03.15 - Bone Graft Substitute | 06.03.15.01 - Ceramic, 0-5cc |  | LM240 | 760 |  | LMT Surgical Pty Ltd | Exabone Paste | Preloaded Paste in Syringe | 0.5cc, 1cc, 2cc, 2.5cc, 5cc | 232998 | August 2015 |  | New Listing
06 - Specialist Orthopaedic | 06.03 - SKELETAL RECONSTRUCTION | 06.03.15 - Bone Graft Substitute | 06.03.15.01 - Ceramic, 0-5cc |  | MC415 | 760 |  | Medtronic Australasia Pty Ltd | BCP | Biphasic Calcium Phosphate Reabsorbable Graft Supplement | 1-3cc | 144137 | August 2011 |  | Changed Product Group, Product Sub Group, Suffix, Benefit.
06 - Specialist Orthopaedic | 06.03 - SKELETAL RECONSTRUCTION | 06.03.15 - Bone Graft Substitute | 06.03.15.01 - Ceramic, 0-5cc |  | MC594 | 760 |  | Medtronic Australasia Pty Ltd | Mastergraft | Calcium Phosphate Ceramic Granules | 5cc Vial | 96971 | August 2011 |  | Changed Product Group, Product Sub Group, Benefit.
06 - Specialist Orthopaedic | 06.03 - SKELETAL RECONSTRUCTION | 06.03.15 - Bone Graft Substitute | 06.03.15.01 - Ceramic, 0-5cc |  | MC669 | 760 |  | Medtronic Australasia Pty Ltd | BCP | Biphasic Calcium Phosphate Reabsorbable Graft Supplement | 5cc | 144137 | August 2011 |  | Changed Product Group, Product Sub Group, Benefit.
06 - Specialist Orthopaedic | 06.03 - SKELETAL RECONSTRUCTION | 06.03.15 - Bone Graft Substitute | 06.03.15.01 - Ceramic, 0-5cc |  | MC853 | 760 |  | Medtronic Australasia Pty Ltd | Nanostim | Synthetic Bone Paste | 1cc | 158926 | August 2011 |  | Changed Product Group, Product Sub Group, Benefit.
06 - Specialist Orthopaedic | 06.03 - SKELETAL RECONSTRUCTION | 06.03.15 - Bone Graft Substitute | 06.03.15.01 - Ceramic, 0-5cc |  | MC854 | 760 |  | Medtronic Australasia Pty Ltd | Nanostim | Synthetic Bone Paste | 2cc | 158926 | August 2011 |  | Changed Product Group, Product Sub Group, Benefit.
06 - Specialist Orthopaedic | 06.03 - SKELETAL RECONSTRUCTION | 06.03.15 - Bone Graft Substitute | 06.03.15.01 - Ceramic, 0-5cc |  | MC855 | 760 |  | Medtronic Australasia Pty Ltd | Nanostim | Synthetic Bone Paste | 5cc | 158926 | August 2011 |  | Changed Product Group, Product Sub Group, Benefit.
06 - Specialist Orthopaedic | 06.03 - SKELETAL RECONSTRUCTION | 06.03.15 - Bone Graft Substitute | 06.03.15.01 - Ceramic, 0-5cc |  | MV001 | 760 |  | More Group Pty Ltd | BondBone | Biphasic Calcium Sulfate | 0.5cc, 1cc | 189584 | February 2012 |  | New Listing
06 - Specialist Orthopaedic | 06.03 - SKELETAL RECONSTRUCTION | 06.03.15 - Bone Graft Substitute | 06.03.15.01 - Ceramic, 0-5cc |  | MV003 | 760 |  | More Group Pty Ltd | 4Bone Synthetic Bone Graft | HA/βTCP synthetic bone graft | 0.5cc, 1cc, 2cc | 147636 | February 2012 |  | New Listing
06 - Specialist Orthopaedic | 06.03 - SKELETAL RECONSTRUCTION | 06.03.15 - Bone Graft Substitute | 06.03.15.01 - Ceramic, 0-5cc |  | NV075 | 760 |  | Nuvasive Australia and NZ Pty Ltd | AttraX bone graft substitute | 1cc Cylinder (Putty) 2cc Cylinder (Putty) 2.5cc Cylinder (Putty) 5cc (2x2.5cc) Strip (Putty) | 1cc, 2cc 2.5cc, 5cc | 180974 | August 2011 |  | New Listing
06 - Specialist Orthopaedic | 06.03 - SKELETAL RECONSTRUCTION | 06.03.15 - Bone Graft Substitute | 06.03.15.01 - Ceramic, 0-5cc |  | OK001 | 760 |  | MY BIOLOGICS PTY LTD | NanoBone Granulate | Synthetic bone void filler | Small (0.6 x 2.0 mm) Large (1.0 x 2.0 mm) Volume 0.6 to 5cc | 281251 | August 2017 |  | New Listing
06 - Specialist Orthopaedic | 06.03 - SKELETAL RECONSTRUCTION | 06.03.15 - Bone Graft Substitute | 06.03.15.01 - Ceramic, 0-5cc |  | OK002 | 760 |  | MY BIOLOGICS PTY LTD | NanoBone Block | Synthetic bone void filler | 5x10x15mm | 281252 | August 2017 |  | New Listing
06 - Specialist Orthopaedic | 06.03 - SKELETAL RECONSTRUCTION | 06.03.15 - Bone Graft Substitute | 06.03.15.01 - Ceramic, 0-5cc |  | PZ004 | 760 |  | Prism Surgical Designs Pty Ltd | In'Oss | Synthetic Bone Graft Putty Hydroxyapatite/Beta Calcium Phosphate (HA/beta-TCP) and Hydroxpropylmethylcellulose hydrogel carrier (HPMC) | 0.5 - 5ml | 203574 | February 2015 |  | Changed Size.
06 - Specialist Orthopaedic | 06.03 - SKELETAL RECONSTRUCTION | 06.03.15 - Bone Graft Substitute | 06.03.15.01 - Ceramic, 0-5cc |  | PZ005 | 760 |  | Prism Surgical Designs Pty Ltd | ReproBone | TCP/HA Synthetic Bone Graft Granules | 0.5-5cc | 231295 | February 2014 |  | New Listing
06 - Specialist Orthopaedic | 06.03 - SKELETAL RECONSTRUCTION | 06.03.15 - Bone Graft Substitute | 06.03.15.01 - Ceramic, 0-5cc |  | PZ009 | 760 |  | Prism Surgical Designs Pty Ltd | ReproBone novo | HA Synthetic Bone Graft Paste | 0.5-5ml | 217839 | February 2014 |  | New Listing
06 - Specialist Orthopaedic | 06.03 - SKELETAL RECONSTRUCTION | 06.03.15 - Bone Graft Substitute | 06.03.15.01 - Ceramic, 0-5cc |  | SF005 | 760 |  | Signature Orthopaedics | Osteoflo | Biphasic Calcium Phosphate; Hydrated Biphasic Calcium Phosphate (Putty) | 1ml, 2ml, 5ml | 185876 | February 2013 |  | Changed Size.
06 - Specialist Orthopaedic | 06.03 - SKELETAL RECONSTRUCTION | 06.03.15 - Bone Graft Substitute | 06.03.15.01 - Ceramic, 0-5cc |  | SF060 | 760 |  | Signature Orthopaedics | Osteoflo G | Biphasic Calcium Phosphate | 1cc,2cc, 5cc Granules | 273800 | August 2016 |  | Changed Size.
06 - Specialist Orthopaedic | 06.03 - SKELETAL RECONSTRUCTION | 06.03.15 - Bone Graft Substitute | 06.03.15.01 - Ceramic, 0-5cc |  | SK184 | 760 |  | Stryker Australia Pty Ltd | VITOSS - Synthetic cancellous bone void filler | Beta-tricalcium phosphate | 1.2cc dowel | 140557 | August 2011 |  | Changed Product Group, Product Sub Group, Benefit.
06 - Specialist Orthopaedic | 06.03 - SKELETAL RECONSTRUCTION | 06.03.15 - Bone Graft Substitute | 06.03.15.01 - Ceramic, 0-5cc |  | SK191 | 760 |  | Stryker Australia Pty Ltd | VITOSS - Synthetic Cancellous bone void filler | Beta-tricalcium phosphate | 5cc morsels | 140557, 77710 | August 2011 |  | Changed Product Group, Product Sub Group, Benefit.
06 - Specialist Orthopaedic | 06.03 - SKELETAL RECONSTRUCTION | 06.03.15 - Bone Graft Substitute | 06.03.15.01 - Ceramic, 0-5cc |  | SK480 | 760 |  | Stryker Australia Pty Ltd | HydroSet Injectable Calcium Phosphate Cement | Injectable, rapid set, calcium phosphate bone substitute kit | 5cc | 138334 | August 2011 |  | Changed Product Group, Product Sub Group, Benefit.
06 - Specialist Orthopaedic | 06.03 - SKELETAL RECONSTRUCTION | 06.03.15 - Bone Graft Substitute | 06.03.15.01 - Ceramic, 0-5cc |  | SR061 | 760 |  | Stryker Australia Pty Ltd | HydroSet Injectable Calcium Phosphate Cement | Injectable, rapid set, calcium phosphate bone substitute kit | 3cc | 138334 | August 2011 |  | Changed Product Group, Product Sub Group, Suffix, Benefit.
06 - Specialist Orthopaedic | 06.03 - SKELETAL RECONSTRUCTION | 06.03.15 - Bone Graft Substitute | 06.03.15.01 - Ceramic, 0-5cc |  | SV014 | 760 |  | Signature Spine and Joint Pty Ltd | Tripore HA Granuels 5cc | Biphasic Calcium Phosphate | 2cc Granules, 5cc Granules | 183838 | August 2012 |  | New Listing
06 - Specialist Orthopaedic | 06.03 - SKELETAL RECONSTRUCTION | 06.03.15 - Bone Graft Substitute | 06.03.15.01 - Ceramic, 0-5cc |  | SV051 | 760 |  | Signature Spine and Joint Pty Ltd | GelOS™ | Gel based Synthetic bone substitute | 1cc, 2.5cc, 5cc | 233982 | August 2015 |  | New Listing
06 - Specialist Orthopaedic | 06.03 - SKELETAL RECONSTRUCTION | 06.03.15 - Bone Graft Substitute | 06.03.15.01 - Ceramic, 0-5cc |  | SX019 | 760 |  | Scientx Australia | Bonex | Granules | 2cc | 129424 | August 2011 |  | Changed Product Group, Product Sub Group, Benefit.
06 - Specialist Orthopaedic | 06.03 - SKELETAL RECONSTRUCTION | 06.03.15 - Bone Graft Substitute | 06.03.15.01 - Ceramic, 0-5cc |  | SX073 | 760 |  | Scientx Australia | Samarys RF - 3D bone substitute | 3D hydroxapatite and tricalcic phosphate implant | 4.5mm to 10 height (o.1cc to 1cc) | 129424 | February 2013 |  | New Listing
06 - Specialist Orthopaedic | 06.03 - SKELETAL RECONSTRUCTION | 06.03.15 - Bone Graft Substitute | 06.03.15.01 - Ceramic, 0-5cc |  | SX085 | 760 |  | Scientx Australia | Bone'XTRUDABLE | Biphasic Calcium Phosphate, Hydrated Biphasic Calcium Phosphate (Putty) | 1ml, 2ml, 5ml | 129424, 204593 | February 2014 |  | Changed Product Name.
06 - Specialist Orthopaedic | 06.03 - SKELETAL RECONSTRUCTION | 06.03.15 - Bone Graft Substitute | 06.03.15.01 - Ceramic, 0-5cc |  | SX086 | 760 |  | Scientx Australia | Alphatec Velossity | Biphasic Calcium Phosphate with absorbable hydrogel (putty) | 1ml. 2.5ml, 5ml | 129424, 204592 | February 2014 |  | Changed Product Name.
06 - Specialist Orthopaedic | 06.03 - SKELETAL RECONSTRUCTION | 06.03.15 - Bone Graft Substitute | 06.03.15.01 - Ceramic, 0-5cc |  | SY003 | 760 |  | Johnson & Johnson Medical Pty Ltd | chronOS™ β-TCP | Porous β-Tricalcium Phosphate Bone Graft Substitute | 5g | 153247 | August 2011 |  | Changed Product Group, Product Sub Group, Benefit.
06 - Specialist Orthopaedic | 06.03 - SKELETAL RECONSTRUCTION | 06.03.15 - Bone Graft Substitute | 06.03.15.01 - Ceramic, 0-5cc |  | SY004 | 760 |  | Johnson & Johnson Medical Pty Ltd | chronOS™ β-TCP | Porous β-Tricalcium Phosphate Bone Graft Substitute | 1g | 153247 | August 2011 |  | Changed Product Group, Product Sub Group, Benefit.
06 - Specialist Orthopaedic | 06.03 - SKELETAL RECONSTRUCTION | 06.03.15 - Bone Graft Substitute | 06.03.15.01 - Ceramic, 0-5cc |  | SY005 | 760 |  | Johnson & Johnson Medical Pty Ltd | chronOS™ β-TCP | Porous β-Tricalcium Phosphate Bone Graft Substitute | 0.5g | 153247 | August 2011 |  | Changed Product Group, Product Sub Group, Suffix, Benefit.
06 - Specialist Orthopaedic | 06.03 - SKELETAL RECONSTRUCTION | 06.03.15 - Bone Graft Substitute | 06.03.15.01 - Ceramic, 0-5cc |  | SY331 | 760 |  | Johnson & Johnson Medical Pty Ltd | Norian® | Fast Set Putty | 5cc | 154949, 190838 | August 2012 |  | Change.
06 - Specialist Orthopaedic | 06.03 - SKELETAL RECONSTRUCTION | 06.03.15 - Bone Graft Substitute | 06.03.15.01 - Ceramic, 0-5cc |  | SY333 | 760 |  | Johnson & Johnson Medical Pty Ltd | chronOS™ β-TCP | Porous β-Tricalcium Phosphate Bone Graft Substitute | 2.5cc | 153247 | August 2011 |  | Changed Product Group, Product Sub Group, Suffix, Benefit.
06 - Specialist Orthopaedic | 06.03 - SKELETAL RECONSTRUCTION | 06.03.15 - Bone Graft Substitute | 06.03.15.01 - Ceramic, 0-5cc |  | SY358 | 760 |  | Johnson & Johnson Medical Pty Ltd | chronOS™ β-TCP | Porous β-Tricalcium Phosphate Bone Graft Substitute-Cervios Cylinder | F1, 2, 3, 4, 5 & C1, 2, 3, 4, 5 | 153247 | August 2011 |  | Changed Product Group, Product Sub Group, Benefit.
06 - Specialist Orthopaedic | 06.03 - SKELETAL RECONSTRUCTION | 06.03.15 - Bone Graft Substitute | 06.03.15.01 - Ceramic, 0-5cc |  | WR005 | 760 |  | Wright Medical Australia | ProDense / Osteoset | Composite Bone Void Filler - Pellets | 2cc, 5cc | 164929, 172033 | August 2011 |  | Changed Product Group, Product Sub Group, Suffix, Benefit.
06 - Specialist Orthopaedic | 06.03 - SKELETAL RECONSTRUCTION | 06.03.15 - Bone Graft Substitute | 06.03.15.01 - Ceramic, 0-5cc |  | WR008 | 760 |  | Wright Medical Australia | ProDense / Osteoset XR | Composite Bone Void Filler - Pellets, Injector | 3.0mm, 1.25cc | 164929, 172034 | August 2011 |  | Changed Product Group, Product Sub Group, Suffix, Benefit.
06 - Specialist Orthopaedic | 06.03 - SKELETAL RECONSTRUCTION | 06.03.15 - Bone Graft Substitute | 06.03.15.01 - Ceramic, 0-5cc |  | WR009 | 760 |  | Wright Medical Australia | ProDense / Osteoset XR | Composite Bone Void Filler - Pellets, Injector | 4.8mm, 5cc | 164929, 172034 | August 2011 |  | Changed Product Group, Product Sub Group, Suffix, Benefit.
06 - Specialist Orthopaedic | 06.03 - SKELETAL RECONSTRUCTION | 06.03.15 - Bone Graft Substitute | 06.03.15.01 - Ceramic, 0-5cc |  | WR014 | 760 |  | Wright Medical Australia | OSTEOSET - BVT KIT (STANDARD CURE, FAST CURE) | Mini Bead Kit | 5cc Standard/Fast Cure | 173514, 173515 | August 2011 |  | Changed Product Group, Product Sub Group, Benefit.
06 - Specialist Orthopaedic | 06.03 - SKELETAL RECONSTRUCTION | 06.03.15 - Bone Graft Substitute | 06.03.15.01 - Ceramic, 0-5cc |  | WR016 | 760 |  | Wright Medical Australia | Osteoset Bone Void Filler | Calcium Sulphate | 3mm & 4.8mm Pellets 5cc | 171899 | August 2011 |  | Changed Product Group, Product Sub Group, Benefit.
06 - Specialist Orthopaedic | 06.03 - SKELETAL RECONSTRUCTION | 06.03.15 - Bone Graft Substitute | 06.03.15.01 - Ceramic, 0-5cc |  | WR018 | 760 |  | Wright Medical Australia | Osteoset Bone Void Filler | Calcium Sulphate | 4.8mm Syringe 5cc | 171900 | August 2011 |  | Changed Product Group, Product Sub Group, Benefit.
06 - Specialist Orthopaedic | 06.03 - SKELETAL RECONSTRUCTION | 06.03.15 - Bone Graft Substitute | 06.03.15.01 - Ceramic, 0-5cc |  | WR224 | 760 |  | Wright Medical Australia | Osteoset T | Calcium Sulphate with Tobroamycin | 5cc vial | 177581 | February 2012 |  | New Listing
06 - Specialist Orthopaedic | 06.03 - SKELETAL RECONSTRUCTION | 06.03.15 - Bone Graft Substitute | 06.03.15.01 - Ceramic, 0-5cc |  | WR287 | 760 |  | Wright Medical Australia | Crossbone | Bone substitute | Wedges:6-15mm height Blocks: height 3 -10mm, Width 3-10mm, length10-20mm Granules: Granule size 0.5 - 3.5mm, Volume 0.4 -5cc | 142604 | August 2015 |  | Transferred from LM067
06 - Specialist Orthopaedic | 06.03 - SKELETAL RECONSTRUCTION | 06.03.15 - Bone Graft Substitute | 06.03.15.01 - Ceramic, 0-5cc |  | ZI192 | 760 |  | Zimmer Biomet Pty Ltd | Bone Graft Substitute | Triosite Granules (0.5 - 1.0 mm grain sizes)- HATCP | 1 g Tube | 143036 | August 2011 |  | Changed Product Group, Product Sub Group, Benefit.
06 - Specialist Orthopaedic | 06.03 - SKELETAL RECONSTRUCTION | 06.03.15 - Bone Graft Substitute | 06.03.15.01 - Ceramic, 0-5cc |  | ZI193 | 760 |  | Zimmer Biomet Pty Ltd | Bone Graft Substitute | Triosite Granules (2 - 3mm grain size) - HATCP | 5g Tube | 143036 | August 2011 |  | Changed Product Group, Product Sub Group, Benefit.
06 - Specialist Orthopaedic | 06.03 - SKELETAL RECONSTRUCTION | 06.03.15 - Bone Graft Substitute | 06.03.15.01 - Ceramic, 0-5cc |  | ZI194 | 760 |  | Zimmer Biomet Pty Ltd | Bone Graft Substitute | Triosite Block 5 x 5 x 10mm Box of 4 - HATCP | 10mm | 143036 | August 2011 |  | Changed Product Group, Product Sub Group, Suffix, Benefit.
06 - Specialist Orthopaedic | 06.03 - SKELETAL RECONSTRUCTION | 06.03.15 - Bone Graft Substitute | 06.03.15.01 - Ceramic, 0-5cc |  | ZI195 | 760 |  | Zimmer Biomet Pty Ltd | Bone Graft Substitute | Triosite Block 5 x 5 x 20mm Box of 4 - HATCP | 20mm | 143036 | August 2011 |  | Changed Product Group, Product Sub Group, Suffix, Benefit.
06 - Specialist Orthopaedic | 06.03 - SKELETAL RECONSTRUCTION | 06.03.15 - Bone Graft Substitute | 06.03.15.01 - Ceramic, 0-5cc |  | ZI196 | 760 |  | Zimmer Biomet Pty Ltd | Bone Graft Substitute | Triosite Block 5 x 5 x 10mm Box of 2 - HATCP | 10mm | 143036 | August 2011 |  | Changed Product Group, Product Sub Group, Suffix, Benefit.
06 - Specialist Orthopaedic | 06.03 - SKELETAL RECONSTRUCTION | 06.03.15 - Bone Graft Substitute | 06.03.15.01 - Ceramic, 0-5cc |  | ZI197 | 760 |  | Zimmer Biomet Pty Ltd | Bone Graft Substitute | Triosite Block 5 x 5 x 20mm Box of 2 - HATCP | 20mm | 143036 | August 2011 |  | Changed Product Group, Product Sub Group, Suffix, Benefit.
06 - Specialist Orthopaedic | 06.03 - SKELETAL RECONSTRUCTION | 06.03.15 - Bone Graft Substitute | 06.03.15.01 - Ceramic, 0-5cc |  | ZI198 | 760 |  | Zimmer Biomet Pty Ltd | Bone Graft Substitute | Triosite Oesteotomy Wedges - HATCP | 6 - 12mm | 143036 | August 2011 |  | Changed Product Group, Product Sub Group, Benefit.
06 - Specialist Orthopaedic | 06.03 - SKELETAL RECONSTRUCTION | 06.03.15 - Bone Graft Substitute | 06.03.15.01 - Ceramic, 0-5cc |  | ZI959 | 760 |  | Zimmer Biomet Pty Ltd | Calcium Phosphate BSM | Bone Substitute Material | 1.0, 2.5 and 5cc | 181439, 182303 | February 2017 |  | New Listing
06 - Specialist Orthopaedic | 06.03 - SKELETAL RECONSTRUCTION | 06.03.15 - Bone Graft Substitute | 06.03.15.01 - Ceramic, 0-5cc | AUG | BM008 | 1080 |  | Biomimetic Therapeutics PTY Ltd | Augment Bone Graft - rhPDGF-BB component | rhPDGF-BB solution (0.3mg/ml) | 1.5cc (0.45mg) | 191454 | August 2014 |  | Changed Suffix, Benefit.
06 - Specialist Orthopaedic | 06.03 - SKELETAL RECONSTRUCTION | 06.03.15 - Bone Graft Substitute | 06.03.15.01 - Ceramic, 0-5cc | AUG | BM009 | 1080 |  | Biomimetic Therapeutics PTY Ltd | Augment Bone Graft - rhPDGF-BB component | rhPDGF solution (0.3mg/ml) | 3cc (0.90mg) | 191454 | August 2014 |  | Changed Suffix, Benefit.
06 - Specialist Orthopaedic | 06.03 - SKELETAL RECONSTRUCTION | 06.03.15 - Bone Graft Substitute | 06.03.15.01 - Ceramic, 0-5cc | AUG | BX310 | 1080 |  | Baxter Healthcare Pty Ltd | Actifuse ABX Easyfill | Actifuse ABX Easyfill - A silicate substituted synthetic bone graft | 1.5mL to 4mL | 188736 | August 2014 |  | Changed Product Group, Product Sub Group, Suffix, Benefit.
06 - Specialist Orthopaedic | 06.03 - SKELETAL RECONSTRUCTION | 06.03.15 - Bone Graft Substitute | 06.03.15.01 - Ceramic, 0-5cc | AUG | BX313 | 1080 |  | Baxter Healthcare Pty Ltd | Actifuse ABX Easyfill Putty | Actifuse ABX Easyfill Putty - A silicate substituted synthetic bone graft | 5ml | 188736 | August 2014 |  | Changed Product Group, Product Sub Group, Suffix, Benefit.
06 - Specialist Orthopaedic | 06.03 - SKELETAL RECONSTRUCTION | 06.03.15 - Bone Graft Substitute | 06.03.15.01 - Ceramic, 0-5cc | AUG | BX314 | 1080 |  | Baxter Healthcare Pty Ltd | ACTIFUSE SHAPE 1.6mL–BONE MATRIX IMPLANT ARTIFICIAL | A silicate substituted synthetic bone graft | 1.6mL | 203922 | August 2014 |  | New Listing
06 - Specialist Orthopaedic | 06.03 - SKELETAL RECONSTRUCTION | 06.03.15 - Bone Graft Substitute | 06.03.15.01 - Ceramic, 0-5cc | AUG | BX315 | 1080 |  | Baxter Healthcare Pty Ltd | ACTIFUSE SHAPE 2.6mL–BONE MATRIX IMPLANT ARTIFICIAL | A silicate substituted synthetic bone graft | 2.6mL | 203922 | August 2014 |  | New Listing
06 - Specialist Orthopaedic | 06.03 - SKELETAL RECONSTRUCTION | 06.03.15 - Bone Graft Substitute | 06.03.15.01 - Ceramic, 0-5cc | AUG | BX320 | 1080 |  | Baxter Healthcare Pty Ltd | ACTIFUSE GRANULES –BONE MATRIX IMPLANT ARTIFICIAL | A silicate substituted synthetic bone graft | 5mL | 209519 | August 2014 |  | New Listing
06 - Specialist Orthopaedic | 06.03 - SKELETAL RECONSTRUCTION | 06.03.15 - Bone Graft Substitute | 06.03.15.01 - Ceramic, 0-5cc | AUG | BX323 | 1080 |  | Baxter Healthcare Pty Ltd | ACTIFUSE MICROGRANULES2.5mL–BONE MATRIX IMPLANT ARTIFICIAL | A silicate substituted synthetic bone graft | 2.5mL | 209520 | August 2014 |  | New Listing
06 - Specialist Orthopaedic | 06.03 - SKELETAL RECONSTRUCTION | 06.03.15 - Bone Graft Substitute | 06.03.15.01 - Ceramic, 0-5cc | AUG | BX324 | 1080 |  | Baxter Healthcare Pty Ltd | ACTIFUSE MICROGRANULES 5mL–BONE MATRIX IMPLANT ARTIFICIAL | A silicate substituted synthetic bone graft | 5mL | 209520 | August 2014 |  | New Listing
06 - Specialist Orthopaedic | 06.03 - SKELETAL RECONSTRUCTION | 06.03.15 - Bone Graft Substitute | 06.03.15.01 - Ceramic, 0-5cc | AUG | GO288 | 1080 |  | Global Orthopaedic Technology | NanoBone - Granules | Nanocrystalline HA in a porous silica matrix, synthetic bone graft substitute granules | 0.6ml, 1.2ml, 2.4ml, 5ml | 281303 | February 2017 |  | New Listing
06 - Specialist Orthopaedic | 06.03 - SKELETAL RECONSTRUCTION | 06.03.15 - Bone Graft Substitute | 06.03.15.01 - Ceramic, 0-5cc | AUG | GO289 | 1080 |  | Global Orthopaedic Technology | NanoBone - Granules | Nanocrystalline HA in a porous silica matrix, synthetic bone graft substitute block | 0. 75ml (5x10x15 mm3) | 281303 | February 2017 |  | New Listing
06 - Specialist Orthopaedic | 06.03 - SKELETAL RECONSTRUCTION | 06.03.15 - Bone Graft Substitute | 06.03.15.01 - Ceramic, 0-5cc | AUG | GO290 | 1080 |  | Global Orthopaedic Technology | NanoBone - Putty | Nanocrystalline HA in a porous silica matrix, synthetic bone graft substitute putty | 0.5ml, 1.0ml, 2.5ml, 5ml | 292263 | August 2017 |  | New Listing
06 - Specialist Orthopaedic | 06.03 - SKELETAL RECONSTRUCTION | 06.03.15 - Bone Graft Substitute | 06.03.15.01 - Ceramic, 0-5cc | AUG | LH562 | 1080 |  | Lifehealthcare Pty Ltd | i-FACTOR Putty Peptide Enhanced Bone Graft | P-15, ABM, Osteoinductive, Osteoconductive bone graft substitute | 0 - 5.0mL | 169831 | August 2016 |  | Transferred from AJ041
06 - Specialist Orthopaedic | 06.03 - SKELETAL RECONSTRUCTION | 06.03.15 - Bone Graft Substitute | 06.03.15.01 - Ceramic, 0-5cc | AUG | LM207 | 1080 |  | LMT Surgical Pty Ltd | BonAlive Putty | Bone Graft Substitute - Bioactive Glass Putty | 1cc, 2.5cc, 5cc | 231484 | August 2015 |  | Changed Suffix, Benefit.
06 - Specialist Orthopaedic | 06.03 - SKELETAL RECONSTRUCTION | 06.03.15 - Bone Graft Substitute | 06.03.15.01 - Ceramic, 0-5cc | AUG | LM215 | 1080 |  | LMT Surgical Pty Ltd | BonAlive Granules | Bone Graft Substitute - Bioactive Glass Granules | 13130 - 0.5-0.8mm small granules, 5cc syringe 13330 -1.0-2.0mm medium granules, 5cc syringe 13430 -2.0-3.15mm large granules, 5cc syringe | 176953 | August 2015 |  | Changed Suffix, Benefit.
06 - Specialist Orthopaedic | 06.03 - SKELETAL RECONSTRUCTION | 06.03.15 - Bone Graft Substitute | 06.03.15.01 - Ceramic, 0-5cc | CDS | HW568 | 1250 |  | Stryker Australia Pty Ltd | Stryker DirectInject | DirectInject bone cement | 3cc 5cc | 278932 | August 2016 |  | New Listing
06 - Specialist Orthopaedic | 06.03 - SKELETAL RECONSTRUCTION | 06.03.15 - Bone Graft Substitute | 06.03.15.01 - Ceramic, 0-5cc | CDS | LM091 | 1250 |  | LMT Surgical Pty Ltd | FixEx Bone Cement | Calcium Phosphate Bone Cement | 5cc | 115698 | August 2011 |  | Changed Product Group, Product Sub Group, Suffix, Benefit.
06 - Specialist Orthopaedic | 06.03 - SKELETAL RECONSTRUCTION | 06.03.15 - Bone Graft Substitute | 06.03.15.01 - Ceramic, 0-5cc | CDS | MO387 | 1250 |  | Medical & Optical Instruments Australia Pty Ltd | Callos Bone Void Filler | Calcium Phosphate Bone Void Fille | 3CC, 5CC | 142009 | August 2012 |  | New Listing
06 - Specialist Orthopaedic | 06.03 - SKELETAL RECONSTRUCTION | 06.03.15 - Bone Graft Substitute | 06.03.15.01 - Ceramic, 0-5cc | CDS | SL049 | 1250 |  | Smith & Nephew Pty Ltd | STRUCSURE CP | Calcium Phosphate Bone Graft Substitute | 5cc | 235928 | August 2015 |  | New Listing
06 - Specialist Orthopaedic | 06.03 - SKELETAL RECONSTRUCTION | 06.03.15 - Bone Graft Substitute | 06.03.15.01 - Ceramic, 0-5cc | CDS | SP064 | 1250 |  | Surgiplas Medical | Osteovation | Calcium Phosphate Bone substitute kit, quick set, EX/Impact/Inject | 2-3cc | 159382 | August 2011 |  | Changed Product Group, Product Sub Group, Suffix, Benefit.
06 - Specialist Orthopaedic | 06.03 - SKELETAL RECONSTRUCTION | 06.03.15 - Bone Graft Substitute | 06.03.15.01 - Ceramic, 0-5cc | CDS | SP065 | 1250 |  | Surgiplas Medical | Osteovation | Calcium Phosphate Bone sbustitute kit; Quick Set; EX/Impact/Inject | 5cc | 159382 | August 2011 |  | Changed Product Group, Product Sub Group, Suffix, Benefit.
06 - Specialist Orthopaedic | 06.03 - SKELETAL RECONSTRUCTION | 06.03.15 - Bone Graft Substitute | 06.03.15.01 - Ceramic, 0-5cc | CDS | SY189 | 1250 |  | Johnson & Johnson Medical Pty Ltd | chronOS™ β-TCP | Porous β-Tricalcium Phosphate Bone Graft Substitute-Cylinder | 8.5, 9.5, 10.5, 12.5 & 14cm | 153247 | August 2011 |  | Changed Product Group, Product Sub Group, Suffix, Benefit.
06 - Specialist Orthopaedic | 06.03 - SKELETAL RECONSTRUCTION | 06.03.15 - Bone Graft Substitute | 06.03.15.01 - Ceramic, 0-5cc | CDS | SY281 | 1250 |  | Johnson & Johnson Medical Pty Ltd | Norian® | Injectable Bone Cement | 5cc | 154948, 190839 | August 2012 |  | Change.
06 - Specialist Orthopaedic | 06.03 - SKELETAL RECONSTRUCTION | 06.03.15 - Bone Graft Substitute | 06.03.15.01 - Ceramic, 0-5cc | CDS | SY450 | 1250 |  | Johnson & Johnson Medical Pty Ltd | chronOS ß-TCP | Porous ß-Tricalcium Phosphate Bone Graft Substitute & Resorbable Polymer - Strip | 50 mm x25 mm x 3 mm | 159907 | August 2011 |  | Changed Product Group, Product Sub Group, Suffix, Benefit.
06 - Specialist Orthopaedic | 06.03 - SKELETAL RECONSTRUCTION | 06.03.15 - Bone Graft Substitute | 06.03.15.01 - Ceramic, 0-5cc | CDS | SY573 | 1250 |  | Johnson & Johnson Medical Pty Ltd | chronOS™ β-TCP | Porous β-Tricalcium Phosphate Bone Graft Substitute-Block | Small Syringe, 5x5x10mm | 153247 | August 2011 |  | Expanded from SY177
06 - Specialist Orthopaedic | 06.03 - SKELETAL RECONSTRUCTION | 06.03.15 - Bone Graft Substitute | 06.03.15.01 - Ceramic, 0-5cc | CDS | SY575 | 1250 |  | Johnson & Johnson Medical Pty Ltd | chronOS™ β-TCP | Porous chron β-Tricalcium Phosphate Bone Graft Substitute-Wedge | 25x20x6-8mm | 153247 | August 2011 |  | Expanded from SY176
06 - Specialist Orthopaedic | 06.03 - SKELETAL RECONSTRUCTION | 06.03.15 - Bone Graft Substitute | 06.03.15.01 - Ceramic, 0-5cc | CDS | WR002 | 1250 |  | Wright Medical Australia | ProDense / Osteoset XR | Composite Injectable Bone Void Filler | 2cc-5cc | 172032 | August 2017 |  | Changed Size.
06 - Specialist Orthopaedic | 06.03 - SKELETAL RECONSTRUCTION | 06.03.15 - Bone Graft Substitute | 06.03.15.01 - Ceramic, 0-5cc | CDS | WR017 | 1250 |  | Wright Medical Australia | Osteoset Bone Void Filler | Calcium Sulphate | 3mm Syringe 1.25cc | 171900 | August 2011 |  | Changed Product Group, Product Sub Group, Suffix, Benefit.
06 - Specialist Orthopaedic | 06.03 - SKELETAL RECONSTRUCTION | 06.03.15 - Bone Graft Substitute | 06.03.15.01 - Ceramic, 0-5cc | CDS | WR019 | 1250 |  | Wright Medical Australia | Osteoset MIIG X3 | Injectable Calcium Sulphate Bone Void Filler, Includes Syringe | 5cc | 172285 | August 2011 |  | Changed Product Group, Product Sub Group, Suffix, Benefit.
06 - Specialist Orthopaedic | 06.03 - SKELETAL RECONSTRUCTION | 06.03.15 - Bone Graft Substitute | 06.03.15.02 - Ceramic, >5cc - 10cc |  | BI488 | 1200 |  | Zimmer Biomet Pty Ltd | Mimix Calcium Phosphate Bone Void Filler | Calcium Phosphate | 10 grams | 143778 | August 2014 |  | Changed Product Group, Product Sub Group, Benefit.
06 - Specialist Orthopaedic | 06.03 - SKELETAL RECONSTRUCTION | 06.03.15 - Bone Graft Substitute | 06.03.15.02 - Ceramic, >5cc - 10cc |  | DE311 | 1200 |  | Device Technologies Australia Pty Ltd | SINTlife | Nanostructured Paste/putty in syringe - 10 cc | 10 cc | 152261 | August 2011 |  | Changed Description, Product Group, Product Sub Group, Benefit. Transferred from EO054.
06 - Specialist Orthopaedic | 06.03 - SKELETAL RECONSTRUCTION | 06.03.15 - Bone Graft Substitute | 06.03.15.02 - Ceramic, >5cc - 10cc |  | DE347 | 1200 |  | Device Technologies Australia Pty Ltd | Engipore Pre-formed Bone Substitute 5-10cc | Pre-formed Bone Substitute 5-10cc | Catalogue No: PFS015005-31-00 Size: 6.4cc Catalogue No: PFS015005-32-00 Size: 8.2cc Catalogue No: PFS015005-23-00 Size: 7.2cc Catalogue No: PFS015005-24-00 Size: 9.6cc Catalogue No: PFS015008-02-00 Size: 6.8cc Catalogue No: PFS015008-03-00 Size: 9.9cc | 183652 | February 2012 |  | New Listing
06 - Specialist Orthopaedic | 06.03 - SKELETAL RECONSTRUCTION | 06.03.15 - Bone Graft Substitute | 06.03.15.02 - Ceramic, >5cc - 10cc |  | DE477 | 1200 |  | Device Technologies Australia Pty Ltd | Quickset | Injectable Macropourous Calcium Phosphate | 8cc | 267632 | August 2016 |  | New Listing
06 - Specialist Orthopaedic | 06.03 - SKELETAL RECONSTRUCTION | 06.03.15 - Bone Graft Substitute | 06.03.15.02 - Ceramic, >5cc - 10cc |  | DY353 | 1200 |  | Johnson & Johnson Medical Pty Ltd | Conduit TCP | Bone matrix implant | 10cc | 136840 | August 2011 |  | Changed Product Group, Product Sub Group, Benefit.
06 - Specialist Orthopaedic | 06.03 - SKELETAL RECONSTRUCTION | 06.03.15 - Bone Graft Substitute | 06.03.15.02 - Ceramic, >5cc - 10cc |  | ER103 | 1200 |  | Emergo Asia Pacific Pty Ltd | GeneX | GeneX paste | 10cc | 158711 | August 2012 |  | Transferred from OH373
06 - Specialist Orthopaedic | 06.03 - SKELETAL RECONSTRUCTION | 06.03.15 - Bone Graft Substitute | 06.03.15.02 - Ceramic, >5cc - 10cc |  | ER105 | 1200 |  | Emergo Asia Pacific Pty Ltd | GeneX | GeneX putty | 10cc | 155298 | August 2012 |  | Transferred from OH375
06 - Specialist Orthopaedic | 06.03 - SKELETAL RECONSTRUCTION | 06.03.15 - Bone Graft Substitute | 06.03.15.02 - Ceramic, >5cc - 10cc |  | ER125 | 1200 |  | Emergo Asia Pacific Pty Ltd | Stimulan Kit/Rapid Cure-10cc | Calcium Sulphate synthetic rapid cure bone void filler kit | 10 cc | 123765 | February 2013 |  | New Listing
06 - Specialist Orthopaedic | 06.03 - SKELETAL RECONSTRUCTION | 06.03.15 - Bone Graft Substitute | 06.03.15.02 - Ceramic, >5cc - 10cc |  | ER128 | 1200 |  | Emergo Asia Pacific Pty Ltd | Stimulan kit-10cc | Calcium Sulphate synthetic bone void filler kit | 10cc | 123765 | February 2013 |  | New Listing
06 - Specialist Orthopaedic | 06.03 - SKELETAL RECONSTRUCTION | 06.03.15 - Bone Graft Substitute | 06.03.15.02 - Ceramic, >5cc - 10cc |  | ER156 | 1200 |  | Emergo Asia Pacific Pty Ltd | Kainos | Granules | 1x6cm3 | 122272 | February 2014 |  | Transferred from LH352
06 - Specialist Orthopaedic | 06.03 - SKELETAL RECONSTRUCTION | 06.03.15 - Bone Graft Substitute | 06.03.15.02 - Ceramic, >5cc - 10cc |  | ER157 | 1200 |  | Emergo Asia Pacific Pty Ltd | Kainos | Granules | 1x10cm3 | 122272 | February 2014 |  | Transferred from LH353
06 - Specialist Orthopaedic | 06.03 - SKELETAL RECONSTRUCTION | 06.03.15 - Bone Graft Substitute | 06.03.15.02 - Ceramic, >5cc - 10cc |  | ER290 | 1200 |  | Emergo Asia Pacific Pty Ltd | Tecres CAL-CEMEX bone void filler | CAL-CEMEX bone void filler with optional mixing device | 10 grams | 219764, 223957 | August 2016 |  | New Listing
06 - Specialist Orthopaedic | 06.03 - SKELETAL RECONSTRUCTION | 06.03.15 - Bone Graft Substitute | 06.03.15.02 - Ceramic, >5cc - 10cc |  | ER291 | 1200 |  | Emergo Asia Pacific Pty Ltd | Tecres CAL-CEMEX Bone Void Filler | CAL-CEMEX Bone Void Filler with delivery system | 10 gram | 219764, 220245, 223957 | August 2016 |  | New Listing
06 - Specialist Orthopaedic | 06.03 - SKELETAL RECONSTRUCTION | 06.03.15 - Bone Graft Substitute | 06.03.15.02 - Ceramic, >5cc - 10cc |  | GO277 | 1200 |  | Global Orthopaedic Technology | ELIZ Bonr graft Substitute | Synthetic HA /TCP Bone Graft Substitute | Granules (1.0 - 4.0mm) (0.8 - 1.5mm) (0.5 - 1.0mm) Volume / Vial 10.0cc | 204043 | February 2015 |  | Transferred from EH003
06 - Specialist Orthopaedic | 06.03 - SKELETAL RECONSTRUCTION | 06.03.15 - Bone Graft Substitute | 06.03.15.02 - Ceramic, >5cc - 10cc |  | LH565 | 1200 |  | Lifehealthcare Pty Ltd | JectOS 10cc | Injectable synthetic bone graft substitute | 10cc | 141919 | August 2016 |  | Transferred from AJ008
06 - Specialist Orthopaedic | 06.03 - SKELETAL RECONSTRUCTION | 06.03.15 - Bone Graft Substitute | 06.03.15.02 - Ceramic, >5cc - 10cc |  | LH568 | 1200 |  | Lifehealthcare Pty Ltd | Kasios TCP | TCP Bone graft substitute Granules | 10cc | 141918 | August 2016 |  | Transferred from AJ006
06 - Specialist Orthopaedic | 06.03 - SKELETAL RECONSTRUCTION | 06.03.15 - Bone Graft Substitute | 06.03.15.02 - Ceramic, >5cc - 10cc |  | LM236 | 1200 |  | LMT Surgical Pty Ltd | HA/TCP Granules | HA/TCP Bone graft substitute Granules | 10cc | 232997 | August 2015 |  | New Listing
06 - Specialist Orthopaedic | 06.03 - SKELETAL RECONSTRUCTION | 06.03.15 - Bone Graft Substitute | 06.03.15.02 - Ceramic, >5cc - 10cc |  | LM241 | 1200 |  | LMT Surgical Pty Ltd | Exabone Paste | Preloaded Paste in Syringe | 10cc | 232998 | August 2015 |  | New Listing
06 - Specialist Orthopaedic | 06.03 - SKELETAL RECONSTRUCTION | 06.03.15 - Bone Graft Substitute | 06.03.15.02 - Ceramic, >5cc - 10cc |  | MC595 | 1200 |  | Medtronic Australasia Pty Ltd | Mastergraft | Calcium Phosphate Ceramic Granules | 10cc Vial | 96971 | August 2011 |  | Changed Product Group, Product Sub Group, Benefit.
06 - Specialist Orthopaedic | 06.03 - SKELETAL RECONSTRUCTION | 06.03.15 - Bone Graft Substitute | 06.03.15.02 - Ceramic, >5cc - 10cc |  | MC670 | 1200 |  | Medtronic Australasia Pty Ltd | BCP | Biphasic Calcium Phosphate Reabsorbable Graft Supplement | 10cc | 144137 | August 2011 |  | Changed Product Group, Product Sub Group, Benefit.
06 - Specialist Orthopaedic | 06.03 - SKELETAL RECONSTRUCTION | 06.03.15 - Bone Graft Substitute | 06.03.15.02 - Ceramic, >5cc - 10cc |  | MC856 | 1200 |  | Medtronic Australasia Pty Ltd | Nanostim | Synthetic Bone Paste | 10cc | 158926 | August 2011 |  | Changed Product Group, Product Sub Group, Benefit.
06 - Specialist Orthopaedic | 06.03 - SKELETAL RECONSTRUCTION | 06.03.15 - Bone Graft Substitute | 06.03.15.02 - Ceramic, >5cc - 10cc |  | MV002 | 1200 |  | More Group Pty Ltd | 4Bone Synthetic Bone Graft | HA/βTCP synthetic bone graft | 6cc | 147636 | February 2012 |  | New Listing
06 - Specialist Orthopaedic | 06.03 - SKELETAL RECONSTRUCTION | 06.03.15 - Bone Graft Substitute | 06.03.15.02 - Ceramic, >5cc - 10cc |  | NV076 | 1200 |  | Nuvasive Australia and NZ Pty Ltd | AttraX bone graft substitute (>5cc<=10cc) | 6cc (2x3cc) Blocks (Putty) 10cc (2x5cc) Strip (Putty) | 6cc, 10cc | 180974 | August 2011 |  | New Listing
06 - Specialist Orthopaedic | 06.03 - SKELETAL RECONSTRUCTION | 06.03.15 - Bone Graft Substitute | 06.03.15.02 - Ceramic, >5cc - 10cc |  | PZ006 | 1200 |  | Prism Surgical Designs Pty Ltd | ReproBone | TCP/HA Synthetic Bone Graft Granules | 6-10cc | 231295 | February 2014 |  | New Listing
06 - Specialist Orthopaedic | 06.03 - SKELETAL RECONSTRUCTION | 06.03.15 - Bone Graft Substitute | 06.03.15.02 - Ceramic, >5cc - 10cc |  | PZ010 | 1200 |  | Prism Surgical Designs Pty Ltd | ReproBone novo | HA Synthetic Bone Graft Paste | 6-10ml | 217839 | February 2014 |  | New Listing
06 - Specialist Orthopaedic | 06.03 - SKELETAL RECONSTRUCTION | 06.03.15 - Bone Graft Substitute | 06.03.15.02 - Ceramic, >5cc - 10cc |  | SF061 | 1200 |  | Signature Orthopaedics | Osteoflo G | Biphasic Calcium Phosphate | 6cc,10cc Granules | 185876 | February 2014 |  | Expanded from SF006
06 - Specialist Orthopaedic | 06.03 - SKELETAL RECONSTRUCTION | 06.03.15 - Bone Graft Substitute | 06.03.15.02 - Ceramic, >5cc - 10cc |  | SK188 | 1200 |  | Stryker Australia Pty Ltd | VITOSS - Synthetic cancellous bone void filler | Beta-tricalcium phosphate | 10cc morsels and 10cc dowels | 140557, 77710 | August 2011 |  | Changed Product Group, Product Sub Group, Benefit.
06 - Specialist Orthopaedic | 06.03 - SKELETAL RECONSTRUCTION | 06.03.15 - Bone Graft Substitute | 06.03.15.02 - Ceramic, >5cc - 10cc |  | SR054 | 1200 |  | Stryker Australia Pty Ltd | HydroSet Injectable Calcium Phosphate | Injectable, rapid set, calcium phosphate bone substitute kit | 10cc | 138334 | August 2011 |  | Changed Product Group, Product Sub Group, Benefit.
06 - Specialist Orthopaedic | 06.03 - SKELETAL RECONSTRUCTION | 06.03.15 - Bone Graft Substitute | 06.03.15.02 - Ceramic, >5cc - 10cc |  | SV015 | 1200 |  | Signature Spine and Joint Pty Ltd | Tripore HA Granuels 10cc | Biphasic Calcium Phosphate | 10cc | 183838 | August 2012 |  | New Listing
06 - Specialist Orthopaedic | 06.03 - SKELETAL RECONSTRUCTION | 06.03.15 - Bone Graft Substitute | 06.03.15.02 - Ceramic, >5cc - 10cc |  | SV052 | 1200 |  | Signature Spine and Joint Pty Ltd | GelOS™ | Gel based Synthetic bone substitute | 10cc | 233982 | August 2015 |  | New Listing
06 - Specialist Orthopaedic | 06.03 - SKELETAL RECONSTRUCTION | 06.03.15 - Bone Graft Substitute | 06.03.15.02 - Ceramic, >5cc - 10cc |  | SX018 | 1200 |  | Scientx Australia | Bonex | Granules | 10cc | 129424 | August 2011 |  | Changed Product Group, Product Sub Group, Benefit.
06 - Specialist Orthopaedic | 06.03 - SKELETAL RECONSTRUCTION | 06.03.15 - Bone Graft Substitute | 06.03.15.02 - Ceramic, >5cc - 10cc |  | SX087 | 1200 |  | Scientx Australia | Alphatec Velossity | Biphasic Calcium Phosphate with absorbable hydrogel (putty) | 10ml | 129424, 204592 | February 2014 |  | Changed Product Name.
06 - Specialist Orthopaedic | 06.03 - SKELETAL RECONSTRUCTION | 06.03.15 - Bone Graft Substitute | 06.03.15.02 - Ceramic, >5cc - 10cc |  | SY002 | 1200 |  | Johnson & Johnson Medical Pty Ltd | chronOS™ β-TCP | Porous β-Tricalcium Phosphate Bone Graft Substitute | 10g | 153247 | August 2011 |  | Changed Product Group, Product Sub Group, Benefit.
06 - Specialist Orthopaedic | 06.03 - SKELETAL RECONSTRUCTION | 06.03.15 - Bone Graft Substitute | 06.03.15.02 - Ceramic, >5cc - 10cc |  | SY332 | 1200 |  | Johnson & Johnson Medical Pty Ltd | Norian® | Fast Set Putty | 10cc | 154949, 190838 | August 2012 |  | Change.
06 - Specialist Orthopaedic | 06.03 - SKELETAL RECONSTRUCTION | 06.03.15 - Bone Graft Substitute | 06.03.15.02 - Ceramic, >5cc - 10cc |  | WR006 | 1200 |  | Wright Medical Australia | ProDense / Osteroset XR | Composite Bone Void Filler - Pellets | 10cc | 164929, 172033 | August 2011 |  | Changed Product Group, Product Sub Group, Suffix, Benefit.
06 - Specialist Orthopaedic | 06.03 - SKELETAL RECONSTRUCTION | 06.03.15 - Bone Graft Substitute | 06.03.15.02 - Ceramic, >5cc - 10cc |  | WR012 | 1200 |  | Wright Medical Australia | Osteoset | Calcium Sulphate | 4.8mm pellets 10cc | 171899 | August 2011 |  | Changed Product Group, Product Sub Group, Benefit.
06 - Specialist Orthopaedic | 06.03 - SKELETAL RECONSTRUCTION | 06.03.15 - Bone Graft Substitute | 06.03.15.02 - Ceramic, >5cc - 10cc |  | WR021 | 1200 |  | Wright Medical Australia | Osteoset T Pellets | Calcium sulphate with tobramycin | 10cc | 177581 | August 2011 |  | Changed Product Group, Product Sub Group, Benefit.
06 - Specialist Orthopaedic | 06.03 - SKELETAL RECONSTRUCTION | 06.03.15 - Bone Graft Substitute | 06.03.15.02 - Ceramic, >5cc - 10cc |  | XD019 | 1200 |  | Danex Medical Pty Ltd | Comp06 Bone Reinforcement Composite | Bone Reinforced Comppsite consisting of Flowable, curable polymeric matrix with bioceramic, supplied in a sterile ready-to-use double syringe cartridge with mixing tip allowing mixing of the two components | 10cc | 194433 | August 2013 |  | New Listing
06 - Specialist Orthopaedic | 06.03 - SKELETAL RECONSTRUCTION | 06.03.15 - Bone Graft Substitute | 06.03.15.02 - Ceramic, >5cc - 10cc |  | ZI960 | 1200 |  | Zimmer Biomet Pty Ltd | Calcium Phosphate BSM | Bone substitute Material | 10cc | 181439, 182303 | February 2017 |  | New Listing
06 - Specialist Orthopaedic | 06.03 - SKELETAL RECONSTRUCTION | 06.03.15 - Bone Graft Substitute | 06.03.15.02 - Ceramic, >5cc - 10cc | AUG | BX308 | 2300 |  | Baxter Healthcare Pty Ltd | Actifuse ABX MIS | Actifuse ABX MIS, Refill Cartridge, 7.5ml | 7.5ml | 193684 | August 2014 |  | Changed Product Group, Product Sub Group, Suffix, Benefit.
06 - Specialist Orthopaedic | 06.03 - SKELETAL RECONSTRUCTION | 06.03.15 - Bone Graft Substitute | 06.03.15.02 - Ceramic, >5cc - 10cc | AUG | BX309 | 2300 |  | Baxter Healthcare Pty Ltd | Actifuse ABX MIS | Actifuse ABX MIS, Applicator and Cartridge, 7.5ml | 7.5ml | 193684 | August 2014 |  | Changed Product Group, Product Sub Group, Suffix.
06 - Specialist Orthopaedic | 06.03 - SKELETAL RECONSTRUCTION | 06.03.15 - Bone Graft Substitute | 06.03.15.02 - Ceramic, >5cc - 10cc | AUG | BX312 | 2300 |  | Baxter Healthcare Pty Ltd | Actifuse ABX Easyfill Putty | Actifuse ABX Easyfill Putty - A silicate substituted synthetic bone graft | 10ml | 188736 | August 2014 |  | Changed Product Group, Product Sub Group, Suffix, Benefit.
06 - Specialist Orthopaedic | 06.03 - SKELETAL RECONSTRUCTION | 06.03.15 - Bone Graft Substitute | 06.03.15.02 - Ceramic, >5cc - 10cc | AUG | BX317 | 2300 |  | Baxter Healthcare Pty Ltd | ACTIFUSE SHAPE 8.0mL –BONE MATRIX IMPLANT ARTIFICIAL | A silicate substituted synthetic bone graft | 8.0mL | 203922 | August 2014 |  | New Listing
06 - Specialist Orthopaedic | 06.03 - SKELETAL RECONSTRUCTION | 06.03.15 - Bone Graft Substitute | 06.03.15.02 - Ceramic, >5cc - 10cc | AUG | BX319 | 2300 |  | Baxter Healthcare Pty Ltd | ACTIFUSE GRANULES 10mL–BONE MATRIX IMPLANT ARTIFICIAL | A silicate substituted synthetic bone graft | 10mL | 209519 | August 2014 |  | New Listing
06 - Specialist Orthopaedic | 06.03 - SKELETAL RECONSTRUCTION | 06.03.15 - Bone Graft Substitute | 06.03.15.02 - Ceramic, >5cc - 10cc | AUG | BX322 | 2300 |  | Baxter Healthcare Pty Ltd | ACTIFUSE EASY PREP –BONE MATRIX IMPLANT ARTIFICIAL | A silicate substituted synthetic bone graft | 10ml | 209521 | August 2014 |  | New Listing
06 - Specialist Orthopaedic | 06.03 - SKELETAL RECONSTRUCTION | 06.03.15 - Bone Graft Substitute | 06.03.15.02 - Ceramic, >5cc - 10cc | AUG | BX325 | 2300 |  | Baxter Healthcare Pty Ltd | ACTIFUSE MICROGRANULES –BONE MATRIX IMPLANT ARTIFICIAL | A silicate substituted synthetic bone graft | 10mL | 209520 | August 2014 |  | New Listing
06 - Specialist Orthopaedic | 06.03 - SKELETAL RECONSTRUCTION | 06.03.15 - Bone Graft Substitute | 06.03.15.02 - Ceramic, >5cc - 10cc | AUG | GO291 | 2300 |  | Global Orthopaedic Technology | NanoBone - Putty | Nanocrystalline HA in a porous silica matrix, synthetic bone graft substitute putty | 10ml | 292263 | August 2017 |  | New Listing
06 - Specialist Orthopaedic | 06.03 - SKELETAL RECONSTRUCTION | 06.03.15 - Bone Graft Substitute | 06.03.15.02 - Ceramic, >5cc - 10cc | AUG | LH566 | 2300 |  | Lifehealthcare Pty Ltd | i-FACTOR Putty Peptide Enhanced Bone Graft | P-15, ABM, Osteoinductive, Osteoconductive bone graft substitute | 5.0ml - 10ml | 169831 | August 2016 |  | Transferred from AJ042
06 - Specialist Orthopaedic | 06.03 - SKELETAL RECONSTRUCTION | 06.03.15 - Bone Graft Substitute | 06.03.15.02 - Ceramic, >5cc - 10cc | AUG | LM208 | 2300 |  | LMT Surgical Pty Ltd | BonAlive Putty | Bone Graft Substitute - Bioactive Glass Putty | 10cc | 231484 | August 2015 |  | Changed Suffix, Benefit.
06 - Specialist Orthopaedic | 06.03 - SKELETAL RECONSTRUCTION | 06.03.15 - Bone Graft Substitute | 06.03.15.02 - Ceramic, >5cc - 10cc | AUG | LM216 | 2300 |  | LMT Surgical Pty Ltd | BonAlive Granules | Bone Graft Substitute - Bioactive Glass Granules | 13140 - 0.5-0.8mm small granules, 10cc syringe 13340 - 1.0-2.0mm medium granules, 10cc syringe 13440 - 2.0-3.15mm large granules, 10cc syringe | 176953 | August 2015 |  | Changed Suffix, Benefit.
06 - Specialist Orthopaedic | 06.03 - SKELETAL RECONSTRUCTION | 06.03.15 - Bone Graft Substitute | 06.03.15.02 - Ceramic, >5cc - 10cc | CDS | ER456 | 1525 |  | Emergo Asia Pacific Pty Ltd | CelgenTek iN3 Bone Graft Substitute/Cement | CelgenTek iN3 Calcium Phosphate Bone Graft Substitute | 10 cc | 286836 | August 2017 |  | New Listing
06 - Specialist Orthopaedic | 06.03 - SKELETAL RECONSTRUCTION | 06.03.15 - Bone Graft Substitute | 06.03.15.02 - Ceramic, >5cc - 10cc | CDS | HW573 | 1525 |  | Stryker Australia Pty Ltd | Stryker DirectInject | DirectInject bone cement | 10cc | 278932 | August 2016 |  | New Listing
06 - Specialist Orthopaedic | 06.03 - SKELETAL RECONSTRUCTION | 06.03.15 - Bone Graft Substitute | 06.03.15.02 - Ceramic, >5cc - 10cc | CDS | MO388 | 1525 |  | Medical & Optical Instruments Australia Pty Ltd | Callos Bone Void Filler | Calcium Phosphate Bone Void Filler | 10CC | 142009 | August 2012 |  | New Listing
06 - Specialist Orthopaedic | 06.03 - SKELETAL RECONSTRUCTION | 06.03.15 - Bone Graft Substitute | 06.03.15.02 - Ceramic, >5cc - 10cc | CDS | SK189 | 1525 |  | Stryker Australia Pty Ltd | CORTOSS - Synthetic cortical bone void filler | - | 10cc CORTOSS kit | 140547 | August 2011 |  | Changed Product Group, Product Sub Group, Suffix, Benefit.
06 - Specialist Orthopaedic | 06.03 - SKELETAL RECONSTRUCTION | 06.03.15 - Bone Graft Substitute | 06.03.15.02 - Ceramic, >5cc - 10cc | CDS | SL050 | 1525 |  | Smith & Nephew Pty Ltd | STRUCSURE CP | Calcium Phosphate Bone Graft Substitute | >5cc - 10cc | 235928 | August 2015 |  | New Listing
06 - Specialist Orthopaedic | 06.03 - SKELETAL RECONSTRUCTION | 06.03.15 - Bone Graft Substitute | 06.03.15.02 - Ceramic, >5cc - 10cc | CDS | SP066 | 1525 |  | Surgiplas Medical | Osteovation | Calcium Phosphate Bone substitute kit; Quick Set; EX/Impact/Inject | 10cc | 159382 | August 2011 |  | Changed Product Group, Product Sub Group, Suffix, Benefit.
06 - Specialist Orthopaedic | 06.03 - SKELETAL RECONSTRUCTION | 06.03.15 - Bone Graft Substitute | 06.03.15.02 - Ceramic, >5cc - 10cc | CDS | SY282 | 1525 |  | Johnson & Johnson Medical Pty Ltd | Norian® | Injectable Bone Cement | 10cc | 154948, 190839 | August 2012 |  | Change.
06 - Specialist Orthopaedic | 06.03 - SKELETAL RECONSTRUCTION | 06.03.15 - Bone Graft Substitute | 06.03.15.02 - Ceramic, >5cc - 10cc | CDS | SY451 | 1525 |  | Johnson & Johnson Medical Pty Ltd | chronOS ß-TCP | Porous ß-Tricalcium Phosphate Bone Graft Substitute & Resorbable Polymer - Strip | 50-100 mm x25 mm x 3-6 mm | 159907 | August 2011 |  | Changed Product Group, Product Sub Group, Suffix, Benefit.
06 - Specialist Orthopaedic | 06.03 - SKELETAL RECONSTRUCTION | 06.03.15 - Bone Graft Substitute | 06.03.15.02 - Ceramic, >5cc - 10cc | CDS | SY574 | 1525 |  | Johnson & Johnson Medical Pty Ltd | chronOS™ β-TCP | Porous β-Tricalcium Phosphate Bone Graft Substitute-Block | Large Syringe, 12.5 x 12.5x10mm | 153247 | August 2011 |  | Expanded from SY177
06 - Specialist Orthopaedic | 06.03 - SKELETAL RECONSTRUCTION | 06.03.15 - Bone Graft Substitute | 06.03.15.02 - Ceramic, >5cc - 10cc | CDS | SY576 | 1525 |  | Johnson & Johnson Medical Pty Ltd | chronOS™ β-TCP | Porous β - Tricalcium Phosphate Bone Graft Substitute - Wedge | 20x25x10-14mm; 25x35x7-13mm | 153247 | August 2011 |  | Expanded from SY176
06 - Specialist Orthopaedic | 06.03 - SKELETAL RECONSTRUCTION | 06.03.15 - Bone Graft Substitute | 06.03.15.02 - Ceramic, >5cc - 10cc | CDS | WR003 | 1525 |  | Wright Medical Australia | ProDense / Osteoset XR | Composite Injectable Bone Void Filler | 10cc | 164929, 172032 | August 2011 |  | Changed Product Group, Product Sub Group, Suffix, Benefit.
06 - Specialist Orthopaedic | 06.03 - SKELETAL RECONSTRUCTION | 06.03.15 - Bone Graft Substitute | 06.03.15.02 - Ceramic, >5cc - 10cc | CDS | WR039 | 1525 |  | Wright Medical Australia | Cellplex TCP Synthetic Cancellous Bone | Alpha & Beta Tricalcium Phosphate | 7cc | 127285 | August 2011 |  | Changed Product Group, Product Sub Group, Suffix, Benefit.
06 - Specialist Orthopaedic | 06.03 - SKELETAL RECONSTRUCTION | 06.03.15 - Bone Graft Substitute | 06.03.15.03 - Ceramic, >10cc - 20cc |  | BI489 | 1500 |  | Zimmer Biomet Pty Ltd | Mimix Calcium Phosphate Bone Void Filler | Calcium Phosphate | 20 grams | 143778 | August 2014 |  | Changed Product Group, Product Sub Group, Benefit.
06 - Specialist Orthopaedic | 06.03 - SKELETAL RECONSTRUCTION | 06.03.15 - Bone Graft Substitute | 06.03.15.03 - Ceramic, >10cc - 20cc |  | DE309 | 1500 |  | Device Technologies Australia Pty Ltd | ENGlpore | Granules (size 1,0-2,5 mm) 15 cc Granules (size 2,5-4,0 mm) 15 cc | Granules (size 1,0-2,5 mm) 15 cc Granules (size 2,5-4,0 mm) 15 cc | 152231 | August 2011 |  | Changed Description, Size, Product Group, Product Sub Group, Benefit. Transferred from EO051.
06 - Specialist Orthopaedic | 06.03 - SKELETAL RECONSTRUCTION | 06.03.15 - Bone Graft Substitute | 06.03.15.03 - Ceramic, >10cc - 20cc |  | DE478 | 1500 |  | Device Technologies Australia Pty Ltd | Quickset | Injectable Macroporous Calcium Phosphate | 16cc | 267632 | August 2016 |  | New Listing
06 - Specialist Orthopaedic | 06.03 - SKELETAL RECONSTRUCTION | 06.03.15 - Bone Graft Substitute | 06.03.15.03 - Ceramic, >10cc - 20cc |  | DY354 | 1500 |  | Johnson & Johnson Medical Pty Ltd | Conduit TCP | Bone matrix implant | 15cc | 136840 | August 2011 |  | Changed Product Group, Product Sub Group, Benefit.
06 - Specialist Orthopaedic | 06.03 - SKELETAL RECONSTRUCTION | 06.03.15 - Bone Graft Substitute | 06.03.15.03 - Ceramic, >10cc - 20cc |  | ER126 | 1500 |  | Emergo Asia Pacific Pty Ltd | Stimulan Kit/Rapid Cure-20cc | Calcium Sulphate synthetic rapid cure bone void filler kit. | 20cc | 123765 | February 2013 |  | New Listing
06 - Specialist Orthopaedic | 06.03 - SKELETAL RECONSTRUCTION | 06.03.15 - Bone Graft Substitute | 06.03.15.03 - Ceramic, >10cc - 20cc |  | ER158 | 1500 |  | Emergo Asia Pacific Pty Ltd | Kainos | Granules | 1x16cm3 | 122272 | February 2014 |  | Transferred from LH354
06 - Specialist Orthopaedic | 06.03 - SKELETAL RECONSTRUCTION | 06.03.15 - Bone Graft Substitute | 06.03.15.03 - Ceramic, >10cc - 20cc |  | ER159 | 1500 |  | Emergo Asia Pacific Pty Ltd | Kainos | Granules | 1x20cm3 | 122272 | February 2014 |  | Transferred from LH355
06 - Specialist Orthopaedic | 06.03 - SKELETAL RECONSTRUCTION | 06.03.15 - Bone Graft Substitute | 06.03.15.03 - Ceramic, >10cc - 20cc |  | LH563 | 1500 |  | Lifehealthcare Pty Ltd | Jectos 20cc | Injectible synthetic bone graft substitute | 20cc | 141919 | August 2016 |  | Transferred from AJ034
06 - Specialist Orthopaedic | 06.03 - SKELETAL RECONSTRUCTION | 06.03.15 - Bone Graft Substitute | 06.03.15.03 - Ceramic, >10cc - 20cc |  | LM237 | 1500 |  | LMT Surgical Pty Ltd | HA/TCP Granules | HA/TCP Bone graft substitute Granules | 15cc, 20cc | 232997 | August 2015 |  | New Listing
06 - Specialist Orthopaedic | 06.03 - SKELETAL RECONSTRUCTION | 06.03.15 - Bone Graft Substitute | 06.03.15.03 - Ceramic, >10cc - 20cc |  | LM242 | 1500 |  | LMT Surgical Pty Ltd | Exabone Paste | Preloaded Paste in Syringe | 15cc | 232998 | August 2015 |  | New Listing
06 - Specialist Orthopaedic | 06.03 - SKELETAL RECONSTRUCTION | 06.03.15 - Bone Graft Substitute | 06.03.15.03 - Ceramic, >10cc - 20cc |  | MC596 | 1500 |  | Medtronic Australasia Pty Ltd | Mastergraft | Calcium Phosphate Ceramic Granules | 15cc Vial | 96971 | August 2011 |  | Changed Product Group, Product Sub Group, Benefit.
06 - Specialist Orthopaedic | 06.03 - SKELETAL RECONSTRUCTION | 06.03.15 - Bone Graft Substitute | 06.03.15.03 - Ceramic, >10cc - 20cc |  | MC671 | 1500 |  | Medtronic Australasia Pty Ltd | BCP | Biphasic Calcium Phosphate Reabsorbable Graft Supplement | 20cc | 144137 | August 2011 |  | Changed Product Group, Product Sub Group, Benefit.
06 - Specialist Orthopaedic | 06.03 - SKELETAL RECONSTRUCTION | 06.03.15 - Bone Graft Substitute | 06.03.15.03 - Ceramic, >10cc - 20cc |  | PZ007 | 1500 |  | Prism Surgical Designs Pty Ltd | ReproBone | TCP/HA Synthetic Bone Graft Granules | 11-20cc | 231295 | February 2014 |  | New Listing
06 - Specialist Orthopaedic | 06.03 - SKELETAL RECONSTRUCTION | 06.03.15 - Bone Graft Substitute | 06.03.15.03 - Ceramic, >10cc - 20cc |  | PZ011 | 1500 |  | Prism Surgical Designs Pty Ltd | ReproBone novo | HA Synthetic Bone Graft Paste | 11-20ml | 217839 | February 2014 |  | New Listing
06 - Specialist Orthopaedic | 06.03 - SKELETAL RECONSTRUCTION | 06.03.15 - Bone Graft Substitute | 06.03.15.03 - Ceramic, >10cc - 20cc |  | SK185 | 1500 |  | Stryker Australia Pty Ltd | VITOSS - Synthetic cancellous bone void filler | Beta-tricalcium phosphate | 15cc morsels | 140557, 77710 | August 2011 |  | Changed Product Group, Product Sub Group, Benefit.
06 - Specialist Orthopaedic | 06.03 - SKELETAL RECONSTRUCTION | 06.03.15 - Bone Graft Substitute | 06.03.15.03 - Ceramic, >10cc - 20cc |  | SK481 | 1500 |  | Stryker Australia Pty Ltd | HydroSet injectable Calcium Phosphate Cement | Injectable, rapid set, calcium phosphate bone substitute kit | 15cc | 138334 | August 2011 |  | Changed Product Group, Product Sub Group, Benefit.
06 - Specialist Orthopaedic | 06.03 - SKELETAL RECONSTRUCTION | 06.03.15 - Bone Graft Substitute | 06.03.15.03 - Ceramic, >10cc - 20cc |  | SV016 | 1500 |  | Signature Spine and Joint Pty Ltd | Tripore HA Granuels 20cc | Biphasic Calcium Phosphate | 12cc Granuels, 20cc Granuels | 183838 | August 2012 |  | New Listing
06 - Specialist Orthopaedic | 06.03 - SKELETAL RECONSTRUCTION | 06.03.15 - Bone Graft Substitute | 06.03.15.03 - Ceramic, >10cc - 20cc |  | SV059 | 1500 |  | Signature Spine and Joint Pty Ltd | GelOS | Gel based synthetic bone substitute | 15cc | 233982 | August 2016 |  | New Listing
06 - Specialist Orthopaedic | 06.03 - SKELETAL RECONSTRUCTION | 06.03.15 - Bone Graft Substitute | 06.03.15.03 - Ceramic, >10cc - 20cc |  | SY001 | 1500 |  | Johnson & Johnson Medical Pty Ltd | chronOS™ β-TCP | Porous β-Tricalcium Phosphate Bone Graft Substitute | 20g | 153247 | August 2011 |  | Changed Product Group, Product Sub Group, Benefit.
06 - Specialist Orthopaedic | 06.03 - SKELETAL RECONSTRUCTION | 06.03.15 - Bone Graft Substitute | 06.03.15.03 - Ceramic, >10cc - 20cc |  | WR007 | 1500 |  | Wright Medical Australia | ProDense / Osteoset XR | Composite Bone Void Filler - Pellets | 20cc | 164929, 172033 | August 2011 |  | Changed Product Group, Product Sub Group, Suffix, Benefit.
06 - Specialist Orthopaedic | 06.03 - SKELETAL RECONSTRUCTION | 06.03.15 - Bone Graft Substitute | 06.03.15.03 - Ceramic, >10cc - 20cc |  | WR015 | 1500 |  | Wright Medical Australia | Osteoset Pellets - Bone Graft Substitute | Calcium Sulphate | 4.8mm Pellets 20cc | 171899 | August 2011 |  | Changed Product Group, Product Sub Group, Benefit.
06 - Specialist Orthopaedic | 06.03 - SKELETAL RECONSTRUCTION | 06.03.15 - Bone Graft Substitute | 06.03.15.03 - Ceramic, >10cc - 20cc | AUG | BX311 | 4600 |  | Baxter Healthcare Pty Ltd | ACTIFUSE ABX Putty | Actifuse AVX Putty - A silicated substituted synthetic bone graft. | 20ml | 188736 | August 2014 |  | Changed Product Group, Product Sub Group, Suffix.
06 - Specialist Orthopaedic | 06.03 - SKELETAL RECONSTRUCTION | 06.03.15 - Bone Graft Substitute | 06.03.15.03 - Ceramic, >10cc - 20cc | AUG | BX316 | 4600 |  | Baxter Healthcare Pty Ltd | ACTIFUSE GRANULES –BONE MATRIX IMPLANT ARTIFICIAL | A silicate substituted synthetic bone graft | 20mL | 209519 | August 2014 |  | New Listing
06 - Specialist Orthopaedic | 06.03 - SKELETAL RECONSTRUCTION | 06.03.15 - Bone Graft Substitute | 06.03.15.03 - Ceramic, >10cc - 20cc | AUG | BX318 | 4600 |  | Baxter Healthcare Pty Ltd | ACTIFUSE SHAPE15.8mL –BONE MATRIX IMPLANT ARTIFICIAL | A silicate substituted synthetic bone graft | 15.8mL | 203922 | August 2014 |  | New Listing
06 - Specialist Orthopaedic | 06.03 - SKELETAL RECONSTRUCTION | 06.03.15 - Bone Graft Substitute | 06.03.15.03 - Ceramic, >10cc - 20cc | CDS | SL051 | 2150 |  | Smith & Nephew Pty Ltd | STRUCSURE CP | Calcium Phosphate Bone Graft | 10cc - 20cc | 235928 | August 2015 |  | New Listing
06 - Specialist Orthopaedic | 06.03 - SKELETAL RECONSTRUCTION | 06.03.15 - Bone Graft Substitute | 06.03.15.03 - Ceramic, >10cc - 20cc | CDS | SY452 | 2150 |  | Johnson & Johnson Medical Pty Ltd | chronOS ß-TCP | Porous ß-Tricalcium Phosphate Bone Graft Substitute & Resorbable Polymer - Strip | 100 mm x25 mm x 6mm | 159907 | August 2011 |  | Changed Product Group, Product Sub Group, Suffix, Benefit.
06 - Specialist Orthopaedic | 06.03 - SKELETAL RECONSTRUCTION | 06.03.15 - Bone Graft Substitute | 06.03.15.03 - Ceramic, >10cc - 20cc | CDS | WR004 | 2150 |  | Wright Medical Australia | ProDense/Osteoset XR | Composite Injectable Bone Void Filler | 20cc | 164929, 172032 | August 2011 |  | Changed Product Group, Product Sub Group, Suffix, Benefit.
06 - Specialist Orthopaedic | 06.03 - SKELETAL RECONSTRUCTION | 06.03.15 - Bone Graft Substitute | 06.03.15.03 - Ceramic, >10cc - 20cc | CDS | WR020 | 2150 |  | Wright Medical Australia | Osteoset MIIG X3 | Injectable Calcium Sulphate Bone Void Filler, Includes Syringe | 15cc | 172285 | August 2011 |  | Changed Product Group, Product Sub Group, Suffix, Benefit.
06 - Specialist Orthopaedic | 06.03 - SKELETAL RECONSTRUCTION | 06.03.15 - Bone Graft Substitute | 06.03.15.03 - Ceramic, >10cc - 20cc | CDS | WR040 | 2150 |  | Wright Medical Australia | Cellplex TCP Synthetic Cancellous Bone | Alpha & Beta Tricalcium Phosphate | 15cc & 20cc | 127285 | August 2011 |  | Changed Product Group, Product Sub Group, Suffix, Benefit.
06 - Specialist Orthopaedic | 06.03 - SKELETAL RECONSTRUCTION | 06.03.15 - Bone Graft Substitute | 06.03.15.03 - Ceramic, >10cc - 20cc | CDS | WR215 | 2150 |  | Wright Medical Australia | Pro-Dense core Decompression Kit | Composite Injectable Bone Void Filler plus instrumentation kit for core decompression | 15cc | 164929 | August 2011 |  | Changed Product Sub Group, Suffix, Benefit.
06 - Specialist Orthopaedic | 06.03 - SKELETAL RECONSTRUCTION | 06.03.15 - Bone Graft Substitute | 06.03.15.04 - Ceramic, >20cc |  | DE082 | 1560 |  | Device Technologies Australia Pty Ltd | Hatric Bone Substitute | Ceramic | 7mm - 15mm | 140556 | August 2011 |  | Changed Product Group, Product Sub Group, Benefit.
06 - Specialist Orthopaedic | 06.03 - SKELETAL RECONSTRUCTION | 06.03.15 - Bone Graft Substitute | 06.03.15.04 - Ceramic, >20cc |  | DY355 | 1560 |  | Johnson & Johnson Medical Pty Ltd | Conduit TCP | Bone matrix implant | 30cc | 136840 | August 2011 |  | Changed Product Group, Product Sub Group, Benefit.
06 - Specialist Orthopaedic | 06.03 - SKELETAL RECONSTRUCTION | 06.03.15 - Bone Graft Substitute | 06.03.15.04 - Ceramic, >20cc |  | DY361 | 1560 |  | Johnson & Johnson Medical Pty Ltd | Conduit | Conduit Blocks | 10 x 10 x 10mm to 25 x 25 x 30mm | 136839 | August 2011 |  | Changed Product Name, Product Group, Product Sub Group, Benefit.
06 - Specialist Orthopaedic | 06.03 - SKELETAL RECONSTRUCTION | 06.03.15 - Bone Graft Substitute | 06.03.15.04 - Ceramic, >20cc |  | ER160 | 1560 |  | Emergo Asia Pacific Pty Ltd | Kainos | Granules | 1x30cm3 | 122272 | February 2014 |  | Transferred from LH356
06 - Specialist Orthopaedic | 06.03 - SKELETAL RECONSTRUCTION | 06.03.15 - Bone Graft Substitute | 06.03.15.04 - Ceramic, >20cc |  | HC011 | 1560 |  | Health Care Surgical Pty Ltd | Squale Bone Substitute | Block | H: 4 -20mm | 171588 | August 2011 |  | New Listing
06 - Specialist Orthopaedic | 06.03 - SKELETAL RECONSTRUCTION | 06.03.15 - Bone Graft Substitute | 06.03.15.04 - Ceramic, >20cc |  | HC029 | 1560 |  | Health Care Surgical Pty Ltd | Bone substitute | Synethetic Resorbable Bone Graft | H;4-20mm | 283972 | August 2017 |  | New Listing
06 - Specialist Orthopaedic | 06.03 - SKELETAL RECONSTRUCTION | 06.03.15 - Bone Graft Substitute | 06.03.15.04 - Ceramic, >20cc |  | LM238 | 1560 |  | LMT Surgical Pty Ltd | HA/TCP Granules | HA/TCP Bone graft substitute Granules | 25cc, 30cc | 232997 | August 2015 |  | New Listing
06 - Specialist Orthopaedic | 06.03 - SKELETAL RECONSTRUCTION | 06.03.15 - Bone Graft Substitute | 06.03.15.04 - Ceramic, >20cc |  | MC597 | 1560 |  | Medtronic Australasia Pty Ltd | Mastergraft | Calcium Phosphate Ceramic Granules | 30cc Vial | 96971 | August 2011 |  | Changed Product Group, Product Sub Group, Benefit.
06 - Specialist Orthopaedic | 06.03 - SKELETAL RECONSTRUCTION | 06.03.15 - Bone Graft Substitute | 06.03.15.04 - Ceramic, >20cc |  | PZ008 | 1560 |  | Prism Surgical Designs Pty Ltd | ReproBone | TCP/HA Synthetic Bone Graft Granules | 21-30cc | 231295 | February 2014 |  | New Listing
06 - Specialist Orthopaedic | 06.03 - SKELETAL RECONSTRUCTION | 06.03.15 - Bone Graft Substitute | 06.03.15.04 - Ceramic, >20cc |  | SF062 | 1560 |  | Signature Orthopaedics | Osteoflo G | Biphasic Calcium Phosphate | 30cc Granules | 185876 | February 2014 |  | Expanded from SF006
06 - Specialist Orthopaedic | 06.03 - SKELETAL RECONSTRUCTION | 06.03.15 - Bone Graft Substitute | 06.03.15.04 - Ceramic, >20cc |  | SK187 | 1560 |  | Stryker Australia Pty Ltd | VITOSS - Synthetic cancellous bone void filler | Beta-tricalcium phosphate | 30cc morsels and 30cc dowels | 140557, 77710 | August 2011 |  | Changed Product Group, Product Sub Group, Benefit.
06 - Specialist Orthopaedic | 06.03 - SKELETAL RECONSTRUCTION | 06.03.15 - Bone Graft Substitute | 06.03.15.04 - Ceramic, >20cc |  | ST021 | 1560 |  | Stryker Australia Pty Ltd | Stryker Bone Substitute | Bonesave, Calcium Phosphate | 40gms, sizes 2 - 4 and 4-6mm | 143522 | August 2011 |  | Changed Product Group, Product Sub Group, Benefit.
06 - Specialist Orthopaedic | 06.03 - SKELETAL RECONSTRUCTION | 06.03.15 - Bone Graft Substitute | 06.03.15.04 - Ceramic, >20cc |  | SX017 | 1560 |  | Scientx Australia | Bonex | Block | L:5.5 - 50mm | 129424 | August 2011 |  | Changed Product Group, Product Sub Group, Benefit.
06 - Specialist Orthopaedic | 06.03 - SKELETAL RECONSTRUCTION | 06.03.15 - Bone Graft Substitute | 06.03.15.04 - Ceramic, >20cc |  | WR011 | 1560 |  | Wright Medical Australia | Osteoset BVF Kit | Kit contains calcium sulfate, diluent, mould, spatula and mixing bowl | 25cc only | 173514, 173515 | August 2011 |  | Changed Product Group, Product Sub Group, Benefit.
06 - Specialist Orthopaedic | 06.03 - SKELETAL RECONSTRUCTION | 06.03.15 - Bone Graft Substitute | 06.03.15.04 - Ceramic, >20cc |  | WR013 | 1560 |  | Wright Medical Australia | Osteoset T Pellets | Calcium sulphate with tobramycin | 20cc | 177581 | August 2011 |  | Changed Product Group, Product Sub Group, Benefit.
06 - Specialist Orthopaedic | 06.03 - SKELETAL RECONSTRUCTION | 06.03.15 - Bone Graft Substitute | 06.03.15.04 - Ceramic, >20cc | AUG | BX321 | 6000 |  | Baxter Healthcare Pty Ltd | ACTIFUSE GRANULES 40mL–BONE MATRIX IMPLANT ARTIFICIAL | A silicate substituted synthetic bone graft | 40mL | 209519 | August 2014 |  | New Listing
06 - Specialist Orthopaedic | 06.03 - SKELETAL RECONSTRUCTION | 06.03.15 - Bone Graft Substitute | 06.03.15.04 - Ceramic, >20cc | AUG | LH564 | 6000 |  | Lifehealthcare Pty Ltd | i-Factor Flex & Flex FR Peptide Enhanced Bone Graft – 25mm | P-15, ABM, Osteoinductive, Osteoconductive bone graft substitute | 25mm x 25mm x 4mm | 176753, 231653 | August 2016 |  | Transferred from AJ043
06 - Specialist Orthopaedic | 06.03 - SKELETAL RECONSTRUCTION | 06.03.15 - Bone Graft Substitute | 06.03.15.04 - Ceramic, >20cc | AUG | LH567 | 6000 |  | Lifehealthcare Pty Ltd | i-Factor Flex & Flex FR Peptide Enhanced Bone Graft – 25mm | P-15, ABM, Osteoinductive, Osteoconductive bone graft substitute | 50mm x 25mm x 4mm, 100mm x 25mm x 4mm | 176753, 231653 | August 2016 |  | Transferred from AJ044
06 - Specialist Orthopaedic | 06.03 - SKELETAL RECONSTRUCTION | 06.03.15 - Bone Graft Substitute | 06.03.15.06 - Demineralised Bone Matrix, 2 – 5cc |  | GI003 | 529 |  | Geistlich Pharma Australia Pty Ltd | Bio-Oss Bone Natural Bone Mineral | Derived from bovine bone | Granule size 0.25 - 1mm, 1.0gm (2cc) Granule size 1 - 2mm, 1.0gm (3cc) Granule size 0.25 - 1mm, 2.0gm (4cc) | 229987 | August 2017 |  | Changed Size.
06 - Specialist Orthopaedic | 06.03 - SKELETAL RECONSTRUCTION | 06.03.15 - Bone Graft Substitute | 06.03.15.06 - Demineralised Bone Matrix, 2 – 5cc |  | GI004 | 529 |  | Geistlich Pharma Australia Pty Ltd | Bio-Oss | This bone block consists of anorganic bovine bone matrix sterilised by gamma-irradiation. Bio-Oss is a natural bone mineral for filling of bone defects in maxillofacial surgery, implantology, and periodontology. | approx 1.4-1.6g, 2cc | 229987 | February 2015 |  | Duplicated from HD009
06 - Specialist Orthopaedic | 06.03 - SKELETAL RECONSTRUCTION | 06.03.15 - Bone Graft Substitute | 06.03.15.06 - Demineralised Bone Matrix, 2 – 5cc |  | LH476 | 529 |  | Lifehealthcare Pty Ltd | Orthoss - Bone implant material | Orthoss Spongiosa Block. Bone Implant material, biological, animal source. | 1 x 1x 2 approx. 1.6g | 146885 | August 2011 |  | Changed Product Group, Product Sub Group, Benefit. Transferred from AE103.
06 - Specialist Orthopaedic | 06.03 - SKELETAL RECONSTRUCTION | 06.03.15 - Bone Graft Substitute | 06.03.15.07 - Demineralised Bone Matrix, >5cc - 10cc |  | GI005 | 1400 |  | Geistlich Pharma Australia Pty Ltd | Bio-Oss | Natural bone mineral derived from bovine bone | 1 to 2mm; 2.0g (6cc) | 229987 | February 2015 |  | Duplicated from HD017
06 - Specialist Orthopaedic | 06.03 - SKELETAL RECONSTRUCTION | 06.03.15 - Bone Graft Substitute | 06.03.15.07 - Demineralised Bone Matrix, >5cc - 10cc |  | LH474 | 1400 |  | Lifehealthcare Pty Ltd | Orthoss - Bone implant material | Orthoss Granules Spongiosa. Bone implant material, biological, animal source | Granule Size 2-4mm, 3g (approx. 8-10cc) | 146885 | August 2011 |  | Changed Description, Size, Product Group, Product Sub Group, Benefit. Transferred from AE101.
06 - Specialist Orthopaedic | 06.03 - SKELETAL RECONSTRUCTION | 06.03.15 - Bone Graft Substitute | 06.03.15.07 - Demineralised Bone Matrix, >5cc - 10cc |  | LH475 | 1400 |  | Lifehealthcare Pty Ltd | Orthoss - Bone implant material | Orthoss Spongiosa Block. Bone Implant material, biological, animal source. | 2 x 2 x 1.3cm (approx. 3.6g) | 146885 | August 2011 |  | Changed Product Group, Product Sub Group, Benefit. Transferred from AE102.
06 - Specialist Orthopaedic | 06.03 - SKELETAL RECONSTRUCTION | 06.03.15 - Bone Graft Substitute | 06.03.15.08 - Demineralised Bone Matrix, >10cc |  | LH473 | 2100 |  | Lifehealthcare Pty Ltd | Orthoss - Bone implant material | Orthoss Granules Spongiosa, Bone implant material, biological, animal source | Granule size 1-2mm, 5g-7g; (approx.. 13-20cc) | 146885 | August 2011 |  | Changed Description, Size, Product Group, Product Sub Group. Transferred from AE100.
06 - Specialist Orthopaedic | 06.03 - SKELETAL RECONSTRUCTION | 06.03.15 - Bone Graft Substitute | 06.03.15.09 - Composite (Extracellular Collagen Matrix with DBM or Ceramic), 0 - 5cc |  | BM011 | 850 |  | Biomimetic Therapeutics PTY Ltd | Augment Injectable Bone Graft – β-TCP/bovine Type I collagen matrix | β-TCP/bovine Type I collagen matrix | 1.5cc 3cc | 231499 | February 2015 |  | New Listing
06 - Specialist Orthopaedic | 06.03 - SKELETAL RECONSTRUCTION | 06.03.15 - Bone Graft Substitute | 06.03.15.09 - Composite (Extracellular Collagen Matrix with DBM or Ceramic), 0 - 5cc |  | GI015 | 850 |  | Geistlich Pharma Australia Pty Ltd | Bio-Oss Collagen | The product consists of Bio-Oss granules, embedded in 10% porcine collagen. The collagen component is resorbed within a few weeks. The properties of the Bio-Oss granules remain unchanged. Facilitates handling. | 1 preformed block of cancellous-bone granulate and collagen, block sizes 500mg | 229994 | February 2015 |  | Duplicated from HD007
06 - Specialist Orthopaedic | 06.03 - SKELETAL RECONSTRUCTION | 06.03.15 - Bone Graft Substitute | 06.03.15.09 - Composite (Extracellular Collagen Matrix with DBM or Ceramic), 0 - 5cc |  | GI016 | 850 |  | Geistlich Pharma Australia Pty Ltd | Bio-Oss Collagen | The product consists of Bio-Oss granules, embedded in 10% porcine collagen. The collagen component is resorbed within a few weeks. The properties of the Bio-Oss granules remain unchanged. Facilitates handling. | 1 preformed block of cancellous-bone granulate and collagen, block size 250mg | 229994 | February 2015 |  | Duplicated from HD008
06 - Specialist Orthopaedic | 06.03 - SKELETAL RECONSTRUCTION | 06.03.15 - Bone Graft Substitute | 06.03.15.09 - Composite (Extracellular Collagen Matrix with DBM or Ceramic), 0 - 5cc |  | GI017 | 850 |  | Geistlich Pharma Australia Pty Ltd | Bio-Oss Collagen | The product consists of Bio-Oss granules, embedded in 10% porcine collagen. The collagen component is resorbed within a few weeks. The properties of the Bio-Oss granules remain unchanged. Facilitates handling. | 1 preformed block of cancellous-bone granulate and collagen, block size 100mg | 229994 | February 2015 |  | Duplicated from HD014
06 - Specialist Orthopaedic | 06.03 - SKELETAL RECONSTRUCTION | 06.03.15 - Bone Graft Substitute | 06.03.15.09 - Composite (Extracellular Collagen Matrix with DBM or Ceramic), 0 - 5cc |  | MC660 | 850 |  | Medtronic Australasia Pty Ltd | Mastergraft | Matrix | 5cc | 96971 | August 2011 |  | Changed Product Group, Product Sub Group, Benefit.
06 - Specialist Orthopaedic | 06.03 - SKELETAL RECONSTRUCTION | 06.03.15 - Bone Graft Substitute | 06.03.15.09 - Composite (Extracellular Collagen Matrix with DBM or Ceramic), 0 - 5cc |  | MI142 | 850 |  | Medtronic Australasia Pty Ltd | Mastergraft | Mastergraft Putty | >0cc-5cc | 215319 | February 2014 |  | New Listing
06 - Specialist Orthopaedic | 06.03 - SKELETAL RECONSTRUCTION | 06.03.15 - Bone Graft Substitute | 06.03.15.09 - Composite (Extracellular Collagen Matrix with DBM or Ceramic), 0 - 5cc |  | RI022 | 850 |  | RTI Surgical Australia Pty Ltd | nanOss Bioactive Bone Void Filler, 1-5cc | Granular bone graft material comprised of porous hydroxyapatite and porcine gelatin based carrier. Granules supplied in jar (1cc, 2cc, &5cc) or in a prefilled mixing chamber with delivery accessories (5cc) packaging variant. | 1cc, 2cc, & 5cc | 279230 | February 2017 |  | Changed Description.
06 - Specialist Orthopaedic | 06.03 - SKELETAL RECONSTRUCTION | 06.03.15 - Bone Graft Substitute | 06.03.15.09 - Composite (Extracellular Collagen Matrix with DBM or Ceramic), 0 - 5cc |  | SK466 | 850 |  | Stryker Australia Pty Ltd | VITOSS Foam - Compression Resistant Synthetic Cancellous Boane Void Filler | Highly porous bone graft material made from beta-tricalcium phosphate (β-TCP) and Type I bovine collagen. | 5cc Foam strip (25x50x4) | 142666 | August 2011 |  | Changed Product Group, Product Sub Group, Benefit.
06 - Specialist Orthopaedic | 06.03 - SKELETAL RECONSTRUCTION | 06.03.15 - Bone Graft Substitute | 06.03.15.09 - Composite (Extracellular Collagen Matrix with DBM or Ceramic), 0 - 5cc |  | SK476 | 850 |  | Stryker Australia Pty Ltd | VITOSS Foam - Compression Resistant Synthetic Cancellous Bone Void Filler. | Highly porous bone graft material made from beta-tricalcium phosphate (β-TCP) and Type I bovine collagen | 1.2cc Foam Pack | 142666 | August 2011 |  | Changed Product Group, Product Sub Group, Suffix, Benefit.
06 - Specialist Orthopaedic | 06.03 - SKELETAL RECONSTRUCTION | 06.03.15 - Bone Graft Substitute | 06.03.15.09 - Composite (Extracellular Collagen Matrix with DBM or Ceramic), 0 - 5cc |  | SK477 | 850 |  | Stryker Australia Pty Ltd | VITOSS Foam - Compression Resistant Synthetic Cancellous Bone Void Filler. | Highly porous bone graft material made from beta-tricalcium phosphate (β-TCP) and Type I bovine collagen | 2.5cc Foam Pack | 142666 | August 2011 |  | Changed Product Group, Product Sub Group, Suffix, Benefit.
06 - Specialist Orthopaedic | 06.03 - SKELETAL RECONSTRUCTION | 06.03.15 - Bone Graft Substitute | 06.03.15.09 - Composite (Extracellular Collagen Matrix with DBM or Ceramic), 0 - 5cc |  | SK478 | 850 |  | Stryker Australia Pty Ltd | VITOSS Foam - Compression Resistant Synthetic Cancellous Bone Void Filler. | Highly porous bone graft material made from beta-tricalcium phosphate (β-TCP) and Type I bovine collagen. | 5cc Foam Pack | 142666 | August 2011 |  | Changed Product Group, Product Sub Group, Benefit.
06 - Specialist Orthopaedic | 06.03 - SKELETAL RECONSTRUCTION | 06.03.15 - Bone Graft Substitute | 06.03.15.10 - Composite (Extracellular Collagen Matrix with DBM or Ceramic), >5cc - 10cc |  | MC663 | 1988 |  | Medtronic Australasia Pty Ltd | Mastergraft | Matrix | 10cc | 96971 | August 2011 |  | Changed Product Group, Product Sub Group, Benefit.
06 - Specialist Orthopaedic | 06.03 - SKELETAL RECONSTRUCTION | 06.03.15 - Bone Graft Substitute | 06.03.15.10 - Composite (Extracellular Collagen Matrix with DBM or Ceramic), >5cc - 10cc |  | MI143 | 1988 |  | Medtronic Australasia Pty Ltd | Mastergraft | Mastergraft Putty | >5cc-10cc | 215319 | February 2014 |  | New Listing
06 - Specialist Orthopaedic | 06.03 - SKELETAL RECONSTRUCTION | 06.03.15 - Bone Graft Substitute | 06.03.15.10 - Composite (Extracellular Collagen Matrix with DBM or Ceramic), >5cc - 10cc |  | RI023 | 1988 |  | RTI Surgical Australia Pty Ltd | nanOss Bioactive Bone Void Filler, 10cc | Granular bone graft material comprised of porous hydroxyapatite and porcine gelatin based carrier. Granules supplied in jar (10cc) or in a prefilled mixing chamber with delivery accessories (10cc) packaging variant. | 10cc | 279230 | February 2017 |  | Changed Description.
06 - Specialist Orthopaedic | 06.03 - SKELETAL RECONSTRUCTION | 06.03.15 - Bone Graft Substitute | 06.03.15.10 - Composite (Extracellular Collagen Matrix with DBM or Ceramic), >5cc - 10cc |  | SK467 | 1988 |  | Stryker Australia Pty Ltd | VITOSS Foam - Compression Resistant Synthetic Cancellous Bone Void Filler | Highly porous bone graft material made from beta-tricalcium phosphate (β-TCP) and Type I bovine collagen. | 10cc Foam strip (25x100x4) | 142666 | August 2011 |  | Changed Product Group, Product Sub Group, Benefit.
06 - Specialist Orthopaedic | 06.03 - SKELETAL RECONSTRUCTION | 06.03.15 - Bone Graft Substitute | 06.03.15.10 - Composite (Extracellular Collagen Matrix with DBM or Ceramic), >5cc - 10cc |  | SK468 | 1988 |  | Stryker Australia Pty Ltd | VITOSS Foam - Compression Resistant Synthetic Cancellous Bone Void Filler | Highly porous bone graft material made from beta-tricalcium phosphate (β-TCP) and Type I bovine collagen. | 10cc Foam strip (25x50x8) | 142666 | August 2011 |  | Changed Product Group, Product Sub Group, Benefit.
06 - Specialist Orthopaedic | 06.03 - SKELETAL RECONSTRUCTION | 06.03.15 - Bone Graft Substitute | 06.03.15.10 - Composite (Extracellular Collagen Matrix with DBM or Ceramic), >5cc - 10cc |  | SK470 | 1988 |  | Stryker Australia Pty Ltd | VITOSS Foam - Compression Resistant Synthetic Cancellous Bone Void Filler | Highly porous bone graft material made from beta-tricalcium phosphate (β-TCP) and Type I bovine collagen. | Small Cup 52mm Diameter | 142666 | August 2011 |  | Changed Product Group, Product Sub Group, Suffix, Benefit.
06 - Specialist Orthopaedic | 06.03 - SKELETAL RECONSTRUCTION | 06.03.15 - Bone Graft Substitute | 06.03.15.10 - Composite (Extracellular Collagen Matrix with DBM or Ceramic), >5cc - 10cc |  | SK471 | 1988 |  | Stryker Australia Pty Ltd | VITOSS Foam - Compression Resistant Synthetic Cancellous Bone Void Filler | Highly porous bone graft material made from beta-tricalcium phosphate (β-TCP) and Type I bovine collagen. | Large Cup 56mm Diameter | 142666 | August 2011 |  | Changed Product Group, Product Sub Group, Suffix, Benefit.
06 - Specialist Orthopaedic | 06.03 - SKELETAL RECONSTRUCTION | 06.03.15 - Bone Graft Substitute | 06.03.15.10 - Composite (Extracellular Collagen Matrix with DBM or Ceramic), >5cc - 10cc |  | SK479 | 1988 |  | Stryker Australia Pty Ltd | VITOSS Foam - Compression Resistant Synthetic Cancellous Bone Void Filler. | Highly porous bone graft material made from beta-tricalcium phosphate (β-TCP) and Type I bovine collagen | 10cc Foam Pack | 142666 | August 2011 |  | Changed Product Group, Product Sub Group, Benefit.
06 - Specialist Orthopaedic | 06.03 - SKELETAL RECONSTRUCTION | 06.03.15 - Bone Graft Substitute | 06.03.15.11 - Composite (Extracellular Collagen Matrix with DBM or Ceramic), >10cc - 20cc |  | MC662 | 2256 |  | Medtronic Australasia Pty Ltd | Mastergraft | Matrix | 20cc | 96971 | August 2011 |  | Changed Product Group, Product Sub Group, Benefit.
06 - Specialist Orthopaedic | 06.03 - SKELETAL RECONSTRUCTION | 06.03.15 - Bone Graft Substitute | 06.03.15.11 - Composite (Extracellular Collagen Matrix with DBM or Ceramic), >10cc - 20cc |  | MI144 | 2256 |  | Medtronic Australasia Pty Ltd | Mastergraft | Mastergraft Strip | >10cc-20cc | 215317 | February 2014 |  | New Listing
06 - Specialist Orthopaedic | 06.03 - SKELETAL RECONSTRUCTION | 06.03.15 - Bone Graft Substitute | 06.03.15.11 - Composite (Extracellular Collagen Matrix with DBM or Ceramic), >10cc - 20cc |  | RI024 | 2256 |  | RTI Surgical Australia Pty Ltd | nanOss Bioactive Bone Void Filler, 20cc | Granular bone graft material comprised of porous hydroxyapatite and porcine gelatin based carrier | 20cc | 279230 | August 2016 |  | New Listing
06 - Specialist Orthopaedic | 06.03 - SKELETAL RECONSTRUCTION | 06.03.15 - Bone Graft Substitute | 06.03.15.11 - Composite (Extracellular Collagen Matrix with DBM or Ceramic), >10cc - 20cc |  | SK469 | 2256 |  | Stryker Australia Pty Ltd | VITOSS Foam - Compression Resistant Synthetic Cancellous Bone Void Filler | Highly porous bone graft material made from beta-tricalcium phosphate (β-TCP) and Type I bovine collagen. | 20cc Foam strip (25x100x8) | 142666 | August 2011 |  | Changed Product Group, Product Sub Group, Benefit.
06 - Specialist Orthopaedic | 06.03 - SKELETAL RECONSTRUCTION | 06.03.15 - Bone Graft Substitute | 06.03.15.12 - Composite (Extracellular Collagen Matrix with DBM or Ceramic), >20cc |  | MI145 | 3000 |  | Medtronic Australasia Pty Ltd | Mastergraft | Mastergraft Strip | >20cc | 215317 | February 2014 |  | New Listing
06 - Specialist Orthopaedic | 06.03 - SKELETAL RECONSTRUCTION | 06.03.15 - Bone Graft Substitute | 06.03.15.12 - Composite (Extracellular Collagen Matrix with DBM or Ceramic), >20cc |  | SK475 | 3000 |  | Stryker Australia Pty Ltd | VITOSS Foam - Compression Resistant Synthetic Cancellous Bone Void Filler. | Highly porous bone graft material made from beta-tricalcium phosphate (β-TCP) and Type I bovine collagen. | Sheet (Wide Strip) 75x100x4mm | 142666 | August 2011 |  | Changed Product Group, Product Sub Group, Benefit.
06 - Specialist Orthopaedic | 06.03 - SKELETAL RECONSTRUCTION | 06.03.15 - Bone Graft Substitute | 06.03.15.13 - Biologically Active Bone Inductor, 0 - 2.5mg |  | MC806 | 1500 |  | Medtronic Australasia Pty Ltd | Infuse Bone Graft | Recombinant human bone morphogenetic protein rhBMP-2 | Extra Small 2.1mg | 121164 | August 2011 |  | Changed Product Group, Product Sub Group, Benefit.
06 - Specialist Orthopaedic | 06.03 - SKELETAL RECONSTRUCTION | 06.03.15 - Bone Graft Substitute | 06.03.15.13 - Biologically Active Bone Inductor, 0 - 2.5mg |  | MC807 | 1500 |  | Medtronic Australasia Pty Ltd | Infuse Bone Graft | Recombinant human bone morphogenetic protein rhBMP-2 | Mini 1.05mg | 121164 | August 2011 |  | Changed Product Group, Product Sub Group, Benefit.
06 - Specialist Orthopaedic | 06.03 - SKELETAL RECONSTRUCTION | 06.03.15 - Bone Graft Substitute | 06.03.15.14 - Biologically Active Bone Inductor, >2.5mg - 5mg |  | MC808 | 3200 |  | Medtronic Australasia Pty Ltd | Infuse Bone Graft | Recombinant human bone morphogenetic protein rhBMP-2 | Small 4.2mg | 121164 | August 2011 |  | Changed Product Group, Product Sub Group, Benefit.
06 - Specialist Orthopaedic | 06.03 - SKELETAL RECONSTRUCTION | 06.03.15 - Bone Graft Substitute | 06.03.15.14 - Biologically Active Bone Inductor, >2.5mg - 5mg |  | ST865 | 3200 |  | Stryker Australia Pty Ltd | OP-1 Implant - Osteogenic Protein 1, 3.5mg | Osteoinductive and osteoconductive bone graft substitute | 1 vial | 77949 | February 2016 |  | Changed Product Sub Group, Benefit.
06 - Specialist Orthopaedic | 06.03 - SKELETAL RECONSTRUCTION | 06.03.15 - Bone Graft Substitute | 06.03.15.15 - Biologically Active Bone Inductor, >5mg - 10mg |  | MC683 | 6000 |  | Medtronic Australasia Pty Ltd | Infuse Bone Graft | Recombinant human Bone Morphogenetic Protein rhBMP-2 | Medium 8.4mg | 121164 | August 2011 |  | Changed Product Group, Product Sub Group, Suffix, Benefit.
06 - Specialist Orthopaedic | 06.03 - SKELETAL RECONSTRUCTION | 06.03.15 - Bone Graft Substitute | 06.03.15.16 - Biologically Active Bone Inductor, >10mg |  | MC684 | 6400 |  | Medtronic Australasia Pty Ltd | Infuse Bone Graft | Recombinant human Bone Morphogenetic Protein rhBMP-2 | Large 12mg | 121164 | August 2011 |  | Changed Product Group, Product Sub Group, Suffix, Benefit.
06 - Specialist Orthopaedic | 06.03 - SKELETAL RECONSTRUCTION | 06.03.15 - Bone Graft Substitute | 06.03.15.17 - Metal Scaffold |  | ZI956 | 1283 |  | Zimmer Biomet Pty Ltd | TM Interpositional Spacers | Trabecular Metal Interpositional Spacer | S,M,L with heights of 25, 30, 35 and 40mm | 242595 | February 2017 |  | New Listing
06 - Specialist Orthopaedic | 06.03 - SKELETAL RECONSTRUCTION | 06.03.16 - Meshes | 06.03.16.01 - Metallic |  | DP223 | 949 |  | Johnson & Johnson Medical Pty Ltd | Thackray Mesh | Stainless Steel Ortron 90 mesh | 200x200mm | 138290 | August 2013 |  | Changed Benefit.
06 - Specialist Orthopaedic | 06.03 - SKELETAL RECONSTRUCTION | 06.03.16 - Meshes | 06.03.16.01 - Metallic |  | HW525 | 949 |  | Stryker Australia Pty Ltd | Exeter Hip X-Change Revision System | X-Change Stainless steel Revision Mesh - Medial Wall,Rim, Femoral. Flat | Small, medium and large | 135824 | August 2013 |  | Compressed from HW044, HW045
06 - Specialist Orthopaedic | 06.03 - SKELETAL RECONSTRUCTION | 06.03.16 - Meshes | 06.03.16.01 - Metallic | 3D anatomical | BH359 | 1283 |  | Zimmer Biomet Pty Ltd | OsseoTi Porous Metal Foot & Ankle Reconstructive Wedges | Porous Titanium Reconstructive Wedges | 15mm x 15mm x 4mm to 24mm x 20mm x 11mm | 218417 | February 2017 |  | Changed Product Group, Product Sub Group, Suffix.
06 - Specialist Orthopaedic | 06.03 - SKELETAL RECONSTRUCTION | 06.03.16 - Meshes | 06.03.16.01 - Metallic | 3D anatomical | WR071 | 1283 |  | Wright Medical Australia | BioFoam Bone Wedge | Titanium metal scaffold for angular correction in ankle and foot | Depth 14 - 44mm Width 10 - 44mm Thickness 4.5 - 12mm | 198485 | February 2017 |  | Changed Size, Product Group, Product Sub Group, Suffix.
06 - Specialist Orthopaedic | 06.03 - SKELETAL RECONSTRUCTION | 06.03.16 - Meshes | 06.03.16.01 - Metallic | 3D anatomical | ZI922 | 1283 |  | Zimmer Biomet Pty Ltd | TM Fusion Spacers | Trabecular Metal Ankle Fusion Spacers | S,M,L | 242595 | February 2017 |  | Changed Product Group, Product Sub Group, Suffix.
06 - Specialist Orthopaedic | 06.03 - SKELETAL RECONSTRUCTION | 06.03.16 - Meshes | 06.03.16.02 - Non Metallic |  | OO101 | 288 |  | Oceania Orthopaedics | Mutars Attachment Tube | Mutars attachment tube | 35/55mm | 197729 | August 2017 |  | Changed Size.
06 - Specialist Orthopaedic | 06.03 - SKELETAL RECONSTRUCTION | 06.03.16 - Meshes | 06.03.16.02 - Non Metallic |  | SN777 | 288 |  | Smith & Nephew Pty Ltd | GTS Sleeve | Polypropylene non-absorbable woven mesh | one size only | 109451 | August 2013 |  | Changed Product Group, Product Sub Group, Benefit.
06 - Specialist Orthopaedic | 06.03 - SKELETAL RECONSTRUCTION | 06.03.17 - Tumour / Limb Deficiency | 06.03.17.02 - Spacer |  | OO121 | 6571 |  | Oceania Orthopaedics | MUTARS - Arthrodesis body | Arthrodesis Body | 120mm | 242292, 284220 | August 2017 |  | Changed Product Name, Description.
06 - Specialist Orthopaedic | 06.03 - SKELETAL RECONSTRUCTION | 06.03.17 - Tumour / Limb Deficiency | 06.03.17.04 - Central Screw |  | BR001 | 1860 |  | Surgien Pty Ltd | OPRA System | Central screw - titanium | One size only | 145488 | August 2013 |  | Changed Product Group, Product Sub Group, Benefit.
06 - Specialist Orthopaedic | 06.03 - SKELETAL RECONSTRUCTION | 06.03.17 - Tumour / Limb Deficiency | 06.03.17.04 - Central Screw |  | OO131 | 1860 |  | Oceania Orthopaedics | MUTARS humerus screw | MUTARS humerus screw | 15mm,35mm,55mm,75mm | 246973, 250513 | August 2014 |  | Changed Product Sub Group, Benefit.
06 - Specialist Orthopaedic | 06.03 - SKELETAL RECONSTRUCTION | 06.03.17 - Tumour / Limb Deficiency | 06.03.17.05 - Healing Cylinder |  | BR002 | 3150 |  | Surgien Pty Ltd | OPRA System | Healing cylinder - titanium | One size only | 145488 | August 2013 |  | Changed Product Group, Product Sub Group, Benefit.
06 - Specialist Orthopaedic | 06.03 - SKELETAL RECONSTRUCTION | 06.03.17 - Tumour / Limb Deficiency | 06.03.17.06 - Healing Screw |  | BR003 | 2460 |  | Surgien Pty Ltd | OPRA System | Healing screw - titanium | One size only | 145488 | August 2013 |  | Changed Product Group, Product Sub Group, Benefit.
06 - Specialist Orthopaedic | 06.03 - SKELETAL RECONSTRUCTION | 06.03.17 - Tumour / Limb Deficiency | 06.03.17.06 - Healing Screw |  | OY011 | 2460 |  | Osseointegration Holdings Pty Ltd | Healing Plug Unidirectional Locking | Unidirectional locking Highly polished to minimise soft tissue irritation Fixation of offset Antirotational bushing, Taper sleeve into the stem & cone An elongated deep groove to prevent rotation Composed of a forged CoCrMo alloy accordingto ISO 5832-12, the M14 male thread of the screw locks with the M 14 female thread of the abutment. | 3 size | 229716 | February 2016 |  | New Listing
06 - Specialist Orthopaedic | 06.03 - SKELETAL RECONSTRUCTION | 06.03.17 - Tumour / Limb Deficiency | 06.03.17.07 - Fixture |  | BR004 | 36900 |  | Surgien Pty Ltd | OPRA System | Fixture - titanium | 16 - 20mm | 145488 | August 2013 |  | Changed Product Group, Product Sub Group, Benefit.
06 - Specialist Orthopaedic | 06.03 - SKELETAL RECONSTRUCTION | 06.03.17 - Tumour / Limb Deficiency | 06.03.17.07 - Fixture |  | OY001 | 36900 |  | Osseointegration Holdings Pty Ltd | Intramedullary Femoral Stem Type B | Modular Stem w/proximal fixation/THR option | 14mm-22mm, 1mm increaments | 228038 | August 2016 |  | Changed Product Name, Description, Size.
06 - Specialist Orthopaedic | 06.03 - SKELETAL RECONSTRUCTION | 06.03.17 - Tumour / Limb Deficiency | 06.03.17.07 - Fixture |  | OY002 | 36900 |  | Osseointegration Holdings Pty Ltd | Intramedullary Femoral Stem Type C | Modular anatomic stem w/screw options | Left & Right 17mm - 24mm | 228038 | August 2016 |  | Changed Product Name, Description, Size.
06 - Specialist Orthopaedic | 06.03 - SKELETAL RECONSTRUCTION | 06.03.17 - Tumour / Limb Deficiency | 06.03.17.07 - Fixture |  | OY003 | 36900 |  | Osseointegration Holdings Pty Ltd | Intramedullary Femoral Stem Type A | Modular Intramedullary stem | 14mm - 21mm, 1mm increments | 228038 | August 2016 |  | Changed Product Name, Description, Size.
06 - Specialist Orthopaedic | 06.03 - SKELETAL RECONSTRUCTION | 06.03.17 - Tumour / Limb Deficiency | 06.03.17.07 - Fixture |  | OY008 | 36900 |  | Osseointegration Holdings Pty Ltd | Fem Stem Cem'Less lntraMed | Stem Cem'Less lntraMed | 83 items with sizes ranging in stem length from 140mm to 180mm | 195008, 195009 | February 2016 |  | Changed Product Name, Description, Size.
06 - Specialist Orthopaedic | 06.03 - SKELETAL RECONSTRUCTION | 06.03.17 - Tumour / Limb Deficiency | 06.03.17.08 - Abutment |  | BR005 | 19250 |  | Surgien Pty Ltd | OPRA System | Abutment - titanium | Length 47 - 77mm | 145495 | August 2013 |  | Changed Product Group, Product Sub Group, Benefit.
06 - Specialist Orthopaedic | 06.03 - SKELETAL RECONSTRUCTION | 06.03.17 - Tumour / Limb Deficiency | 06.03.17.08 - Abutment |  | OY004 | 19250 |  | Osseointegration Holdings Pty Ltd | Dual Cone Extension Niobium aluminum oxide coated Abutment | Dual Cone Extension Niobium aluminum oxide coated Abutment | 5 sizes | 228038, 229715, 229734 | August 2015 |  | Transferred from XO092
06 - Specialist Orthopaedic | 06.03 - SKELETAL RECONSTRUCTION | 06.03.17 - Tumour / Limb Deficiency | 06.03.17.08 - Abutment |  | OY005 | 19250 |  | Osseointegration Holdings Pty Ltd | Modular Cylinder Extension abutment full Niobium aluminium oxide coated | Modular Cylinder Extension abutment full Niobium aluminium oxide coated | 10 sizes | 228038, 229715, 229734 | August 2015 |  | Transferred from XO093
06 - Specialist Orthopaedic | 06.03 - SKELETAL RECONSTRUCTION | 06.03.17 - Tumour / Limb Deficiency | 06.03.17.08 - Abutment |  | OY009 | 19250 |  | Osseointegration Holdings Pty Ltd | Orthodynamics The Integral Leg Prostheses-Dual Cone Extension (as a component of the Orthodynamics The Integral Leg Prosthesis | Orthodynamics The Integral Leg Prosthesis-Dual Cone Extension | 6 sizes | 109214, 195008, 195009 | August 2015 |  | Transferred from RQ048
06 - Specialist Orthopaedic | 06.03 - SKELETAL RECONSTRUCTION | 06.03.17 - Tumour / Limb Deficiency | 06.03.17.09 - Abutment Screw |  | BR006 | 5775 |  | Surgien Pty Ltd | OPRA System | Abutment screw - titanium | Length 57 - 87mm | 145495 | August 2013 |  | Changed Product Group, Product Sub Group, Benefit.
06 - Specialist Orthopaedic | 06.03 - SKELETAL RECONSTRUCTION | 06.03.17 - Tumour / Limb Deficiency | 06.03.17.09 - Abutment Screw |  | OY010 | 5775 |  | Osseointegration Holdings Pty Ltd | Abutment Screw | Titanium screw for structural reinforcement of the internal Cone Extension | 5 sizes | 229716 | February 2016 |  | New Listing
06 - Specialist Orthopaedic | 06.03 - SKELETAL RECONSTRUCTION | 06.03.17 - Tumour / Limb Deficiency | 06.03.17.10 - Oncology Humeral Stem |  | HW256 | 5775 |  | Stryker Australia Pty Ltd | HMRS Oncology Humeral Stem | Cobalt Chromium | 7x75mm, 7x115mm, 9x75mm, 9x115mm, 11x115mm, 25mmx75mm, 25mmx100mm, 50mmx75mm, 50mmx100mm,75mmx100mm, 100mmx50mm | 128450, 16234 | August 2014 |  | Changed Product Group, Product Sub Group, Benefit.
06 - Specialist Orthopaedic | 06.03 - SKELETAL RECONSTRUCTION | 06.03.17 - Tumour / Limb Deficiency | 06.03.17.10 - Oncology Humeral Stem |  | OO133 | 5775 |  | Oceania Orthopaedics | MUTARS humeral stem | MUTARS humeral stems | 7-16mm diameter 75mm length | 238835, 244655, 250512 | August 2017 |  | Changed Size.
06 - Specialist Orthopaedic | 06.03 - SKELETAL RECONSTRUCTION | 06.03.17 - Tumour / Limb Deficiency | 06.03.17.11 - Humeral Ancharge Piece |  | HW222 | 4778 |  | Stryker Australia Pty Ltd | Howmedica Modular Resection System | Humeral Anchorage Piece - Vitallium | 9, 10, 11, 12mm | 128450, 16236 | August 2014 |  | Changed Product Group, Product Sub Group, Benefit.
06 - Specialist Orthopaedic | 06.03 - SKELETAL RECONSTRUCTION | 06.03.17 - Tumour / Limb Deficiency | 06.03.17.12 - Humerus Extension Piece |  | HW221 | 4393 |  | Stryker Australia Pty Ltd | Howmedica Modular Resection System | Humerus Extension Piece - Vitallium | 5, 15, 30, 45, 60, 75, 90, 105, 120, 135, 150, 165mm | 128450, 16236 | August 2014 |  | Changed Product Group, Product Sub Group, Benefit.
06 - Specialist Orthopaedic | 06.03 - SKELETAL RECONSTRUCTION | 06.03.17 - Tumour / Limb Deficiency | 06.03.17.12 - Humerus Extension Piece |  | OO124 | 4393 |  | Oceania Orthopaedics | MUTARS Humerus diaphyseal implant | MUTARS Humerus diaphyseal implant | 8-9 mm diameter, 100mm length | 221739, 284242 | August 2014 |  | Changed Product Sub Group, Benefit.
06 - Specialist Orthopaedic | 06.03 - SKELETAL RECONSTRUCTION | 06.03.17 - Tumour / Limb Deficiency | 06.03.17.12 - Humerus Extension Piece |  | OO129 | 4393 |  | Oceania Orthopaedics | MUTARS extension piece | MUTARS humerus extension piece | 20mm/40mm/60mm | 244561, 284403 | February 2014 |  | New Listing
06 - Specialist Orthopaedic | 06.03 - SKELETAL RECONSTRUCTION | 06.03.17 - Tumour / Limb Deficiency | 06.03.17.14 - Humerus Connection Piece |  | HW218 | 4580 |  | Stryker Australia Pty Ltd | Howmedica Modular Resection System | Humerus Connection Piece - Vitallium | One size only | 128450, 16236 | August 2014 |  | Changed Product Group, Product Sub Group, Benefit.
06 - Specialist Orthopaedic | 06.03 - SKELETAL RECONSTRUCTION | 06.03.17 - Tumour / Limb Deficiency | 06.03.17.14 - Humerus Connection Piece |  | OO128 | 4580 |  | Oceania Orthopaedics | MUTARS Humerus connecting part | MUTARS Humerus connecting part | 80mm | 244561, 284241 | February 2014 |  | New Listing
06 - Specialist Orthopaedic | 06.03 - SKELETAL RECONSTRUCTION | 06.03.17 - Tumour / Limb Deficiency | 06.03.17.14 - Humerus Connection Piece |  | OO130 | 4580 |  | Oceania Orthopaedics | MUTARS humerus reducer | MUTARS humerus reducer | 10/100mm | 244561, 284590 | August 2017 |  | Changed Size.
06 - Specialist Orthopaedic | 06.03 - SKELETAL RECONSTRUCTION | 06.03.17 - Tumour / Limb Deficiency | 06.03.17.15 - Oncology Humeral Body |  | HW255 | 4122 |  | Stryker Australia Pty Ltd | Howmedica Modular Resection System | Oncology Humeral Body - Titanium | 40 - 140mm in 20mm increments | 128450, 16234 | August 2014 |  | Changed Product Group, Product Sub Group, Benefit.
06 - Specialist Orthopaedic | 06.03 - SKELETAL RECONSTRUCTION | 06.03.17 - Tumour / Limb Deficiency | 06.03.17.16 - Wedge |  | HW202 | 211 |  | Stryker Australia Pty Ltd | Howmedica Modular Resection System | Wedge - Vitallium | One size only | 128449, 16236 | August 2014 |  | Changed Product Group, Product Sub Group.
06 - Specialist Orthopaedic | 06.03 - SKELETAL RECONSTRUCTION | 06.03.17 - Tumour / Limb Deficiency | 06.03.17.17 - Humerus Connecting Screw |  | HW219 | 653 |  | Stryker Australia Pty Ltd | Howmedica Modular Resection System | Humerus Connecting Screw - Vitallium | One size only | 128449, 16236 | August 2014 |  | Changed Product Group, Product Sub Group.
06 - Specialist Orthopaedic | 06.03 - SKELETAL RECONSTRUCTION | 06.03.17 - Tumour / Limb Deficiency | 06.03.17.18 - Humerus Hex Socket Bolt |  | HW220 | 565 |  | Stryker Australia Pty Ltd | Howmedica Modular Resection System | Humerus Hex Socket Bolt - Vitallium | One size only | 128449, 16236 | August 2014 |  | Changed Product Group, Product Sub Group.
06 - Specialist Orthopaedic | 06.03 - SKELETAL RECONSTRUCTION | 06.03.17 - Tumour / Limb Deficiency | 06.03.17.19 - Plug Screw Axis |  | HW200 | 217 |  | Stryker Australia Pty Ltd | Howmedica Modular Resection System | Plug Screw Axis - Vitallium | One size only | 128449 | August 2014 |  | Changed Product Group, Product Sub Group.
06 - Specialist Orthopaedic | 06.03 - SKELETAL RECONSTRUCTION | 06.03.17 - Tumour / Limb Deficiency | 06.03.17.21 - Humeral Bearing |  | HW213 | 175 |  | Stryker Australia Pty Ltd | Howmedica Modular Resection System | Humeral Bearing - Vitallium | One size only | 16236, 166620 | August 2014 |  | Changed Product Group, Product Sub Group.
06 - Specialist Orthopaedic | 06.03 - SKELETAL RECONSTRUCTION | 06.03.17 - Tumour / Limb Deficiency | 06.03.17.22 - Humeral Head/Cap |  | HW254 | 4260 |  | Stryker Australia Pty Ltd | HMRS Oncology Humeral Head/Cap | Cobalt Chromium | 40, 44mm, Cap | 128450, 16234 | August 2014 |  | Changed Product Group, Product Sub Group.
06 - Specialist Orthopaedic | 06.03 - SKELETAL RECONSTRUCTION | 06.03.17 - Tumour / Limb Deficiency | 06.03.17.22 - Humeral Head/Cap |  | OO126 | 4260 |  | Oceania Orthopaedics | MUTARS Humerus Head | MUTARS Humerus Head | 50mm | 223513, 284244 | August 2017 |  | Changed Product Name, Description.
06 - Specialist Orthopaedic | 06.03 - SKELETAL RECONSTRUCTION | 06.03.17 - Tumour / Limb Deficiency | 06.03.17.22 - Humeral Head/Cap |  | OO127 | 4260 |  | Oceania Orthopaedics | MUTARS Humerus cap | MUTARS Humerus cap | Small, medium and large. +5 and +10mm offset Standard / Inverse | 227772, 234173 | August 2017 |  | Changed Size.
06 - Specialist Orthopaedic | 06.03 - SKELETAL RECONSTRUCTION | 06.03.17 - Tumour / Limb Deficiency | 06.03.17.23 - Distal Humerus Flange |  | BH346 | 4347 |  | Zimmer Biomet Pty Ltd | Comprehesive Segmental Revision System (SRS) | Comprehensive SRS Flange | Small, large | 104347 | February 2014 |  | Changed Product Group, Product Sub Group, Benefit.
06 - Specialist Orthopaedic | 06.03 - SKELETAL RECONSTRUCTION | 06.03.17 - Tumour / Limb Deficiency | 06.03.17.23 - Distal Humerus Flange |  | HW216 | 4347 |  | Stryker Australia Pty Ltd | Howmedica Modular Resection System | Distal Humerus Cone - Vitallium | One size only | 128450, 16236 | August 2014 |  | Changed Product Group, Product Sub Group, Benefit.
06 - Specialist Orthopaedic | 06.03 - SKELETAL RECONSTRUCTION | 06.03.17 - Tumour / Limb Deficiency | 06.03.17.23 - Distal Humerus Flange |  | HW217 | 4347 |  | Stryker Australia Pty Ltd | Howmedica Modular Resection System | Distal Humerus Flange - Vitallium | One size only | 128450, 16236 | August 2014 |  | Changed Product Group, Product Sub Group.
06 - Specialist Orthopaedic | 06.03 - SKELETAL RECONSTRUCTION | 06.03.17 - Tumour / Limb Deficiency | 06.03.17.24 - Humeral Collar Round Smooth |  | CR166 | 2316 |  | Corin Australia Pty Ltd | METS Humeral Collar Round Smooth | Titanium, smooth uncoated collar for a secure fit in the humeral canal | 20mm, 22mm, 24mm | 146392 | August 2014 |  | Changed Product Group, Product Sub Group.
06 - Specialist Orthopaedic | 06.03 - SKELETAL RECONSTRUCTION | 06.03.17 - Tumour / Limb Deficiency | 06.03.17.25 - Humeral Component for use with Hemi Head |  | HW619 | 7042 |  | Stryker Australia Pty Ltd | METS Humeral Component for use with Hemi Head | Titanium humeral component | Small and standard | 276014 | August 2017 |  | Transferred from CR167
06 - Specialist Orthopaedic | 06.03 - SKELETAL RECONSTRUCTION | 06.03.17 - Tumour / Limb Deficiency | 06.03.17.26 - Humeral Head Fixation Screw |  | HW620 | 565 |  | Stryker Australia Pty Ltd | METS Humeral Head Fixation Screw | Titanium screw which fixes the humeral component and the humeral head together | Small and standard | 246503 | August 2017 |  | Transferred from CR168
06 - Specialist Orthopaedic | 06.03 - SKELETAL RECONSTRUCTION | 06.03.17 - Tumour / Limb Deficiency | 06.03.17.27 - Humeral Component with Liner and re-attachment |  | HW621 | 8990 |  | Stryker Australia Pty Ltd | METS Humeral Component with Liner and re-attachment | Titanium component with HA coated rails for tissue reattachment, HYMWPE liner with encased metal ring for use with contrained glenoid | Mono-size, left and right | 277425 | August 2017 |  | Transferred from CR169
06 - Specialist Orthopaedic | 06.03 - SKELETAL RECONSTRUCTION | 06.03.17 - Tumour / Limb Deficiency | 06.03.17.28 - Humeral Collar Round Coated |  | HW622 | 4122 |  | Stryker Australia Pty Ltd | METS Humeral Collar Round Coated | Titanium colar with HAP coated stipples | 20mm, 22mm, 24mm | 246505 | August 2017 |  | Transferred from CR170
06 - Specialist Orthopaedic | 06.03 - SKELETAL RECONSTRUCTION | 06.03.17 - Tumour / Limb Deficiency | 06.03.17.29 - Humeral Stem |  | HW623 | 2723 |  | Stryker Australia Pty Ltd | METS Humeal Stem | Straight titanium stems, 7-11mm diameters | Diameters 7-11mm, Lengths 70-90mm | 276068 | August 2017 |  | Transferred from CR171
06 - Specialist Orthopaedic | 06.03 - SKELETAL RECONSTRUCTION | 06.03.17 - Tumour / Limb Deficiency | 06.03.17.30 - Humeral Shaft |  | HW624 | 3243 |  | Stryker Australia Pty Ltd | METS Humeral Shaft | Titanium shafts in 15mm increments, reconstructs the humeral shaft where there is diseased or deficient bone | Lengths 38-143mm | 246504 | August 2017 |  | Transferred from CR172
06 - Specialist Orthopaedic | 06.03 - SKELETAL RECONSTRUCTION | 06.03.17 - Tumour / Limb Deficiency | 06.03.17.31 - Humeral Intergral Shaft & Stem Coated |  | HW625 | 7945 |  | Stryker Australia Pty Ltd | METS Humeral Integral Shaft & Stem Coated | Titanium, combined shaft, stem & collar with HA coated stipples | 20mm shaft plateau with 8mm diameter stem, 24mm shaft plateau with 10mm diameter stem 7945 | 276913 | August 2017 |  | Transferred from CR173
06 - Specialist Orthopaedic | 06.03 - SKELETAL RECONSTRUCTION | 06.03.17 - Tumour / Limb Deficiency | 06.03.17.32 - Humeral Intergral Shaft & Stem Coated Uncoated |  | CR174 | 4480 |  | Corin Australia Pty Ltd | METS Humeral Integral Shaft & Stem Uncoated | Titanium, combined shaft, stem & collar | 20mm shaft plateau with 8mm diameter stem, 24mm shaft plateau with 10mm diameter stem | 146392 | August 2014 |  | Changed Product Group, Product Sub Group.
06 - Specialist Orthopaedic | 06.03 - SKELETAL RECONSTRUCTION | 06.03.17 - Tumour / Limb Deficiency | 06.03.17.33 - Humeral Component with Liner |  | HW626 | 7083 |  | Stryker Australia Pty Ltd | METS Humeral Component with Liner | Titanium component, UHMWPE liner with encased metal ring for use with constrained glenoid | Mono-size, left and right | 277395 | August 2017 |  | Transferred from CR175
06 - Specialist Orthopaedic | 06.03 - SKELETAL RECONSTRUCTION | 06.03.17 - Tumour / Limb Deficiency | 06.03.17.34 - Humeral Component with Reattachment for use with Hemi Head |  | HW627 | 9342 |  | Stryker Australia Pty Ltd | METS Humeral Component with Reattachment for use with Hemi Head | Titanium humeral component with HA coated rails for tissue reattachment | Small and standard | 276015 | August 2017 |  | Transferred from CR176
06 - Specialist Orthopaedic | 06.03 - SKELETAL RECONSTRUCTION | 06.03.17 - Tumour / Limb Deficiency | 06.03.17.35 - Glenoid / Glensophere component |  | HW628 | 7485 |  | Stryker Australia Pty Ltd | METS Bayley Walker Glenoid Component | Titanium HAP coated tapered screw with 22.2mm CoCr-Molybdenum head, for Glenoid fixation | Extra small, small and standard | 276250 | August 2017 |  | Transferred from CR177
06 - Specialist Orthopaedic | 06.03 - SKELETAL RECONSTRUCTION | 06.03.17 - Tumour / Limb Deficiency | 06.03.17.35 - Glenoid / Glensophere component |  | OO125 | 7485 |  | Oceania Orthopaedics | MUTARS Glenosphere | MUTARS glenosphere | 40mm | 227771 | August 2014 |  | Changed Product Sub Group, Benefit.
06 - Specialist Orthopaedic | 06.03 - SKELETAL RECONSTRUCTION | 06.03.17 - Tumour / Limb Deficiency | 06.03.17.35 - Glenoid / Glensophere component |  | OO135 | 7485 |  | Oceania Orthopaedics | MUTARS Glenoid | MUTARS Glenoid | 1 size | 227161 | February 2014 |  | New Listing
06 - Specialist Orthopaedic | 06.03 - SKELETAL RECONSTRUCTION | 06.03.17 - Tumour / Limb Deficiency | 06.03.17.36 - Humeral Hemi-Head |  | CR178 | 3388 |  | Corin Australia Pty Ltd | METS Humeral Hemi-head | Titanium humeral hemi-head forming part of a modular system to replace diseased or damaged bone | Diameters 43mm, 46mm, 52mm, 55mm, 58mm | 146392 | August 2014 |  | Changed Product Group, Product Sub Group.
06 - Specialist Orthopaedic | 06.03 - SKELETAL RECONSTRUCTION | 06.03.17 - Tumour / Limb Deficiency | 06.03.17.37 - Femoral Stem - Uncemented |  | OO082 | 3920 |  | Oceania Orthopaedics | MUTARS - Arthrodesis stems | Arthrodesis tibial and femoral stems, cvd, straight, cemented/cementless | 11-20mm x 100 - 250mm length | 236019 | August 2012 |  | New Listing
06 - Specialist Orthopaedic | 06.03 - SKELETAL RECONSTRUCTION | 06.03.17 - Tumour / Limb Deficiency | 06.03.17.39 - Tibial Stem - Uncemented |  | OO119 | 6571 |  | Oceania Orthopaedics | MUTARS - Arthodesis Tibial component | MUTARS - Arthodesis femoral component | 45mm | 169772, 242292 | August 2013 |  | Compressed from OO085, OO086
06 - Specialist Orthopaedic | 06.03 - SKELETAL RECONSTRUCTION | 06.03.17 - Tumour / Limb Deficiency | 06.03.17.41 - Valgus Sleeve |  | OO120 | 6571 |  | Oceania Orthopaedics | MUTARS - Arthrodesis femoral component | MUTARS - Arthrodesis femoral component | 45mm left and right | 242292, 284584 | August 2017 |  | Changed Product Name, Description.
07 - Plastic and Reconstructive | 07.01 - CRANIOMAXILLOFACIAL RECONSTRUCTION & FIXATION | 07.01.01 - Mesh - Metal | 07.01.01.01 - <0.2mm thick, 1-50cm² |  | KT027 | 165 |  | KLS Martin Australia Pty Limited | Martin Level One Fixation | Mesh, Titanium | <0.2mm thick, 1 to 10cm² area | 109878 | February 2015 |  | Transferred from MO291
07 - Plastic and Reconstructive | 07.01 - CRANIOMAXILLOFACIAL RECONSTRUCTION & FIXATION | 07.01.01 - Mesh - Metal | 07.01.01.02 - <0.2mm thick, 51-100cm² |  | KT026 | 380 |  | KLS Martin Australia Pty Limited | Martin Level One Fixation | Mesh, Titanium | <0.2mm, 51 to 100cm² area | 109878 | February 2015 |  | Transferred from MO290
07 - Plastic and Reconstructive | 07.01 - CRANIOMAXILLOFACIAL RECONSTRUCTION & FIXATION | 07.01.01 - Mesh - Metal | 07.01.01.03 - 0.2-0.49mm thick, 1-10cm² |  | KT031 | 350 |  | KLS Martin Australia Pty Limited | Martin Level One Fixation | Mesh, Titanium | 0.2 to 0.49mm thick, 1 to 10cm² area | 109878 | February 2015 |  | Transferred from MO298
07 - Plastic and Reconstructive | 07.01 - CRANIOMAXILLOFACIAL RECONSTRUCTION & FIXATION | 07.01.01 - Mesh - Metal | 07.01.01.03 - 0.2-0.49mm thick, 1-10cm² | Complex | KT034 | 725 |  | KLS Martin Australia Pty Limited | Martin Level One Fixation | Mesh, Titanium | 0.2 to 0.49mm thick, 1 to 10cm² area | 109878 | February 2015 |  | Transferred from MO303
07 - Plastic and Reconstructive | 07.01 - CRANIOMAXILLOFACIAL RECONSTRUCTION & FIXATION | 07.01.01 - Mesh - Metal | 07.01.01.03 - 0.2-0.49mm thick, 1-10cm² | Complex | SY577 | 725 |  | Johnson & Johnson Medical Pty Ltd | AO/ASIF Plate | Titanium contourable mesh; Orbital & Pre-Shaped | <0.5mm | 157706 | February 2012 |  | Compressed from SY481, SY485
07 - Plastic and Reconstructive | 07.01 - CRANIOMAXILLOFACIAL RECONSTRUCTION & FIXATION | 07.01.01 - Mesh - Metal | 07.01.01.04 - 0.2-0.49mm thick, 11-50cm² |  | AI005 | 700 |  | Australian Surgical Innovations Pty Ltd | ASI Plates and Screws | Mesh | . | 104831 | February 2012 |  | Changed Product Group, Product Sub Group, Benefit.
07 - Plastic and Reconstructive | 07.01 - CRANIOMAXILLOFACIAL RECONSTRUCTION & FIXATION | 07.01.01 - Mesh - Metal | 07.01.01.04 - 0.2-0.49mm thick, 11-50cm² |  | BI604 | 700 |  | Zimmer Biomet Pty Ltd | W Lorenz Osteosynthesis System | Sheet, 1mm System. Titanium | 85x50x0.2mm | 128458 | February 2012 |  | Changed Product Group, Product Sub Group, Benefit.
07 - Plastic and Reconstructive | 07.01 - CRANIOMAXILLOFACIAL RECONSTRUCTION & FIXATION | 07.01.01 - Mesh - Metal | 07.01.01.04 - 0.2-0.49mm thick, 11-50cm² |  | BI645 | 700 |  | Zimmer Biomet Pty Ltd | W Lorenz Osteosynthesis System | Mesh panel, 1.5mm System Titanium | (41-83) x (39-54mm) (0.3 or 0.2mm) | 128458 | August 2013 |  | Changed Description, Size, Benefit.
07 - Plastic and Reconstructive | 07.01 - CRANIOMAXILLOFACIAL RECONSTRUCTION & FIXATION | 07.01.01 - Mesh - Metal | 07.01.01.04 - 0.2-0.49mm thick, 11-50cm² |  | KT060 | 700 |  | KLS Martin Australia Pty Limited | Martin Level One Fixation | Mesh, Titanium | 0.9-0.49mm thick, 11-50cm² | 109878 | February 2015 |  | Transferred from MO409
07 - Plastic and Reconstructive | 07.01 - CRANIOMAXILLOFACIAL RECONSTRUCTION & FIXATION | 07.01.01 - Mesh - Metal | 07.01.01.04 - 0.2-0.49mm thick, 11-50cm² |  | LH508 | 700 |  | Lifehealthcare Pty Ltd | Martin Osteosynthesis 1.5mm System Mesh thin 50cm2 | Mesh, Titanium | 0.2-0.49mm thick, 11-50cm2 | 202851 | February 2014 |  | New Listing
07 - Plastic and Reconstructive | 07.01 - CRANIOMAXILLOFACIAL RECONSTRUCTION & FIXATION | 07.01.01 - Mesh - Metal | 07.01.01.04 - 0.2-0.49mm thick, 11-50cm² |  | LM217 | 700 |  | LMT Surgical Pty Ltd | Bioplate Biomesh System | Titanium cranial biomesh | 0.3 to 0.45mm thickness, 32-60mm x 43-60mm | 123206 | February 2015 |  | Transferred from JJ850
07 - Plastic and Reconstructive | 07.01 - CRANIOMAXILLOFACIAL RECONSTRUCTION & FIXATION | 07.01.01 - Mesh - Metal | 07.01.01.04 - 0.2-0.49mm thick, 11-50cm² |  | MC889 | 700 |  | Medtronic Australasia Pty Ltd | TiMesh | Square-rectangular Gridmesh Panel | 11 to 25 cm2 area | 128523 | February 2012 |  | Changed Product Group, Product Sub Group, Benefit.
07 - Plastic and Reconstructive | 07.01 - CRANIOMAXILLOFACIAL RECONSTRUCTION & FIXATION | 07.01.01 - Mesh - Metal | 07.01.01.04 - 0.2-0.49mm thick, 11-50cm² |  | MC914 | 700 |  | Medtronic Australasia Pty Ltd | TiMesh Titanium Rigid Fixation Bone Grafting and Plating System | FlexMesh 1.5mm System. Composition: Titanium | 26 to 50 cm2 area; 0.3mm thick | 128523 | February 2012 |  | Changed Product Group, Product Sub Group, Benefit.
07 - Plastic and Reconstructive | 07.01 - CRANIOMAXILLOFACIAL RECONSTRUCTION & FIXATION | 07.01.01 - Mesh - Metal | 07.01.01.04 - 0.2-0.49mm thick, 11-50cm² |  | SP068 | 700 |  | Surgiplas Medical | Plates | Micro, Mini, Maxi | Mesh 50mm x 74mm Mesh 26 to 50cm2 area | 130508 | February 2012 |  | Changed Product Group, Product Sub Group, Benefit.
07 - Plastic and Reconstructive | 07.01 - CRANIOMAXILLOFACIAL RECONSTRUCTION & FIXATION | 07.01.01 - Mesh - Metal | 07.01.01.04 - 0.2-0.49mm thick, 11-50cm² |  | SP080 | 700 |  | Surgiplas Medical | Plates | Micro, Mini | Mesh 50mm x 37, 36 x 50mm, Mesh 11 to 25cm2 area | 130508 | February 2012 |  | Changed Product Group, Product Sub Group, Benefit.
07 - Plastic and Reconstructive | 07.01 - CRANIOMAXILLOFACIAL RECONSTRUCTION & FIXATION | 07.01.01 - Mesh - Metal | 07.01.01.04 - 0.2-0.49mm thick, 11-50cm² |  | SP107 | 700 |  | Surgiplas Medical | OsteoMed Plating & Fixation System | Plates | 40 x 40mm Osteoform Mesh, Mesh 11 to 25cm2 area. | 130508 | February 2012 |  | Changed Product Group, Product Sub Group, Benefit.
07 - Plastic and Reconstructive | 07.01 - CRANIOMAXILLOFACIAL RECONSTRUCTION & FIXATION | 07.01.01 - Mesh - Metal | 07.01.01.04 - 0.2-0.49mm thick, 11-50cm² | Complex | HW528 | 850 |  | Stryker Australia Pty Ltd | Stryker Neuro Mesh Plates | Titanium malleable mesh plates for cranial reconstruction | 0.2-0.49mm | 203105, 214470, 214471, 214472 | February 2014 |  | New Listing
07 - Plastic and Reconstructive | 07.01 - CRANIOMAXILLOFACIAL RECONSTRUCTION & FIXATION | 07.01.01 - Mesh - Metal | 07.01.01.04 - 0.2-0.49mm thick, 11-50cm² | Complex | SY578 | 850 |  | Johnson & Johnson Medical Pty Ltd | AO/ASIF Plate | Titanium contourable mesh; Mastoid, Cranial & Pre-Shaped | 0.2mm-0.49mm | 157706 | February 2012 |  | Compressed from SY479, SY490
07 - Plastic and Reconstructive | 07.01 - CRANIOMAXILLOFACIAL RECONSTRUCTION & FIXATION | 07.01.01 - Mesh - Metal | 07.01.01.05 - 0.2-0.49mm thick, 51-200cm² |  | KT047 | 1400 |  | KLS Martin Australia Pty Limited | Martin Level One Fixation | Mesh, Titanium & 3D | 0.2-0.49mm thick, 51-200cm² | 109878 | February 2015 |  | Transferred from MO347
07 - Plastic and Reconstructive | 07.01 - CRANIOMAXILLOFACIAL RECONSTRUCTION & FIXATION | 07.01.01 - Mesh - Metal | 07.01.01.05 - 0.2-0.49mm thick, 51-200cm² |  | LH512 | 1400 |  | Lifehealthcare Pty Ltd | Martin Osteosynthesis 1.5mm System 3D Mesh 200cm2 | 3D Mesh, Titanium | 0.2-0.49mm thick, 51-200cm2 | 202851 | February 2014 |  | New Listing
07 - Plastic and Reconstructive | 07.01 - CRANIOMAXILLOFACIAL RECONSTRUCTION & FIXATION | 07.01.01 - Mesh - Metal | 07.01.01.05 - 0.2-0.49mm thick, 51-200cm² |  | LM218 | 1400 |  | LMT Surgical Pty Ltd | Bioplate Biomesh System | Titanium cranial biomesh | 0.45mm thickness, 85-132mm x 90-134mm | 123206 | February 2015 |  | Transferred from JJ851
07 - Plastic and Reconstructive | 07.01 - CRANIOMAXILLOFACIAL RECONSTRUCTION & FIXATION | 07.01.01 - Mesh - Metal | 07.01.01.05 - 0.2-0.49mm thick, 51-200cm² |  | MC524 | 1400 |  | Medtronic Australasia Pty Ltd | TiMesh | Isogrid Panel | One size only | 128523 | February 2012 |  | Changed Product Group, Product Sub Group, Benefit.
07 - Plastic and Reconstructive | 07.01 - CRANIOMAXILLOFACIAL RECONSTRUCTION & FIXATION | 07.01.01 - Mesh - Metal | 07.01.01.05 - 0.2-0.49mm thick, 51-200cm² |  | MC525 | 1400 |  | Medtronic Australasia Pty Ltd | TiMesh | Sugar Mesh Panel / Grid | 11 x 7.5cm | 128523 | February 2012 |  | Changed Product Group, Product Sub Group, Benefit.
07 - Plastic and Reconstructive | 07.01 - CRANIOMAXILLOFACIAL RECONSTRUCTION & FIXATION | 07.01.01 - Mesh - Metal | 07.01.01.05 - 0.2-0.49mm thick, 51-200cm² |  | MC887 | 1400 |  | Medtronic Australasia Pty Ltd | TiMesh | Titanium Mesh Panel | 51 to 100 cm2 area | 128523 | February 2012 |  | Changed Product Group, Product Sub Group, Benefit.
07 - Plastic and Reconstructive | 07.01 - CRANIOMAXILLOFACIAL RECONSTRUCTION & FIXATION | 07.01.01 - Mesh - Metal | 07.01.01.05 - 0.2-0.49mm thick, 51-200cm² |  | MC890 | 1400 |  | Medtronic Australasia Pty Ltd | TiMesh | Square-rectangular Gridmesh Panel | 51 to 100 cm2 area | 128523 | February 2012 |  | Changed Product Group, Product Sub Group, Benefit.
07 - Plastic and Reconstructive | 07.01 - CRANIOMAXILLOFACIAL RECONSTRUCTION & FIXATION | 07.01.01 - Mesh - Metal | 07.01.01.05 - 0.2-0.49mm thick, 51-200cm² |  | MI084 | 1400 |  | Medtronic Australasia Pty Ltd | TiMesh Rigid Fixation Bone Grafting and Plating System | FlexMesh 1.0 - 1.5mm system. Composition: Titanium | 51 to 100cm² area, 0.3mm thickness | 128523 | February 2013 |  | Compressed from MC912, MC916
07 - Plastic and Reconstructive | 07.01 - CRANIOMAXILLOFACIAL RECONSTRUCTION & FIXATION | 07.01.01 - Mesh - Metal | 07.01.01.05 - 0.2-0.49mm thick, 51-200cm² |  | SK582 | 1400 |  | Stryker Australia Pty Ltd | Stryker Leibinger Plating System | Craniofacial Titanium Mesh System | 0.2 - 0.49mm thick, 51 - 200cm² | 124318, 124319, 16221, 64730 | February 2013 |  | Compressed from ST391, ST855
07 - Plastic and Reconstructive | 07.01 - CRANIOMAXILLOFACIAL RECONSTRUCTION & FIXATION | 07.01.01 - Mesh - Metal | 07.01.01.05 - 0.2-0.49mm thick, 51-200cm² |  | SP078 | 1400 |  | Surgiplas Medical | Plates | Micro, Mini | Mesh Sheet 100mm x 74mm Mesh 51 to 100cm2 area | 130508 | February 2012 |  | Changed Product Group, Product Sub Group, Benefit.
07 - Plastic and Reconstructive | 07.01 - CRANIOMAXILLOFACIAL RECONSTRUCTION & FIXATION | 07.01.01 - Mesh - Metal | 07.01.01.05 - 0.2-0.49mm thick, 51-200cm² |  | SP109 | 1400 |  | Surgiplas Medical | OsteoMed Plating & Fixation System | Plates | 90 x 90mm Osteoform Mesh, Mesh 51 to 100cm2 area. | 130508 | February 2012 |  | Changed Product Group, Product Sub Group, Benefit.
07 - Plastic and Reconstructive | 07.01 - CRANIOMAXILLOFACIAL RECONSTRUCTION & FIXATION | 07.01.01 - Mesh - Metal | 07.01.01.05 - 0.2-0.49mm thick, 51-200cm² |  | SY488 | 1400 |  | Johnson & Johnson Medical Pty Ltd | AO/ASIF Plate | Titanium Contourable mesh plate | <0.5mm | 157706 | February 2012 |  | Changed Product Name, Size, Product Group, Product Sub Group, Benefit.
07 - Plastic and Reconstructive | 07.01 - CRANIOMAXILLOFACIAL RECONSTRUCTION & FIXATION | 07.01.01 - Mesh - Metal | 07.01.01.05 - 0.2-0.49mm thick, 51-200cm² | Complex | BH024 | 1480 |  | Zimmer Biomet Pty Ltd | W Lorenz Osteosynthesis System | Pre-contoured Neuro Mesh, titanium | 163 x 115 x 0.3mm | 119508 | February 2012 |  | Changed Product Group, Product Sub Group, Suffix, Benefit.
07 - Plastic and Reconstructive | 07.01 - CRANIOMAXILLOFACIAL RECONSTRUCTION & FIXATION | 07.01.01 - Mesh - Metal | 07.01.01.06 - 0.2-0.49mm thick, >200cm² |  | BH018 | 1500 |  | Zimmer Biomet Pty Ltd | W Lorenz Osteosynthesis System | Sheet 1.5mm System. Titanium | (203-206)mm x (123-127)mm x (0.2-0.3)mm | 143959 | February 2012 |  | Changed Product Group, Product Sub Group, Benefit.
07 - Plastic and Reconstructive | 07.01 - CRANIOMAXILLOFACIAL RECONSTRUCTION & FIXATION | 07.01.01 - Mesh - Metal | 07.01.01.06 - 0.2-0.49mm thick, >200cm² |  | JJ441 | 1500 |  | Johnson & Johnson Medical Pty Ltd | Titanium Mesh | Titanium Mesh Sterile | 0.2mm thickness, 15cm x 15cm | 143829 | February 2012 |  | Changed Product Group, Product Sub Group, Benefit.
07 - Plastic and Reconstructive | 07.01 - CRANIOMAXILLOFACIAL RECONSTRUCTION & FIXATION | 07.01.01 - Mesh - Metal | 07.01.01.06 - 0.2-0.49mm thick, >200cm² |  | MC387 | 1500 |  | Medtronic Australasia Pty Ltd | TiMesh Rigid Fixation Bone Grafting and Plating System | Titanium, Square Grid Mesh | Large | 128523 | February 2012 |  | Changed Product Group, Product Sub Group, Benefit.
07 - Plastic and Reconstructive | 07.01 - CRANIOMAXILLOFACIAL RECONSTRUCTION & FIXATION | 07.01.01 - Mesh - Metal | 07.01.01.06 - 0.2-0.49mm thick, >200cm² |  | SP106 | 1500 |  | Surgiplas Medical | OsteoMed Plating & Fixation System | Plates | 111 x 191mm Mesh Plate, Mesh > 200cm2 area. | 130508 | February 2012 |  | Changed Product Group, Product Sub Group, Benefit.
07 - Plastic and Reconstructive | 07.01 - CRANIOMAXILLOFACIAL RECONSTRUCTION & FIXATION | 07.01.01 - Mesh - Metal | 07.01.01.06 - 0.2-0.49mm thick, >200cm² |  | SY786 | 1500 |  | Johnson & Johnson Medical Pty Ltd | AO/ASIF Plate | Titanium Contourable mesh, Cranial Neuro | <0.5mm | 157706 | August 2013 |  | New Listing
07 - Plastic and Reconstructive | 07.01 - CRANIOMAXILLOFACIAL RECONSTRUCTION & FIXATION | 07.01.01 - Mesh - Metal | 07.01.01.07 - 0.5-0.8mm thick, 1-10cm² |  | KT039 | 315 |  | KLS Martin Australia Pty Limited | Martin Level One Fixation | Mesh Titanium | 0.5-0.8mm thick, 1-10cm² | 109878 | February 2015 |  | Transferred from MO330
07 - Plastic and Reconstructive | 07.01 - CRANIOMAXILLOFACIAL RECONSTRUCTION & FIXATION | 07.01.01 - Mesh - Metal | 07.01.01.07 - 0.5-0.8mm thick, 1-10cm² |  | MC389 | 315 |  | Medtronic Australasia Pty Ltd | TiMesh Rigid Fixation Bone Grafting and Plating System | Titanium, Square Grid Mesh | Small | 128523 | February 2012 |  | Changed Product Group, Product Sub Group, Benefit.
07 - Plastic and Reconstructive | 07.01 - CRANIOMAXILLOFACIAL RECONSTRUCTION & FIXATION | 07.01.01 - Mesh - Metal | 07.01.01.07 - 0.5-0.8mm thick, 1-10cm² |  | ST245 | 315 |  | Stryker Australia Pty Ltd | Leibinger Titanium Implant System | Leibinger Mesh Implants Titanium | 75 x 12 x 0.5mm | 124319, 64730 | February 2012 |  | Changed Product Group, Product Sub Group, Benefit.
07 - Plastic and Reconstructive | 07.01 - CRANIOMAXILLOFACIAL RECONSTRUCTION & FIXATION | 07.01.01 - Mesh - Metal | 07.01.01.08 - 0.5-0.8mm thick, 11-50cm² |  | BH023 | 510 |  | Zimmer Biomet Pty Ltd | W Lorenz Osteosynthesis System | Panel, Regular or Small Grid. Titanium | (42-85) x (40-53)mm x 0.6mm | 119508 | August 2013 |  | Changed Size, Benefit.
07 - Plastic and Reconstructive | 07.01 - CRANIOMAXILLOFACIAL RECONSTRUCTION & FIXATION | 07.01.01 - Mesh - Metal | 07.01.01.08 - 0.5-0.8mm thick, 11-50cm² |  | HW507 | 510 |  | Stryker Australia Pty Ltd | Stryker Leibinger Plating System | Craniofacial Titanium Mesh System | 0.5 - 0.8mm thick, 11 - 50cm² | 124319, 64730 | February 2013 |  | Compressed from ST246, ST247
07 - Plastic and Reconstructive | 07.01 - CRANIOMAXILLOFACIAL RECONSTRUCTION & FIXATION | 07.01.01 - Mesh - Metal | 07.01.01.08 - 0.5-0.8mm thick, 11-50cm² |  | KT062 | 510 |  | KLS Martin Australia Pty Limited | Martin Level One Fixation | Mesh, Titanium | 0.5-0.8mm thick, 11-50cm² | 109878 | February 2015 |  | Transferred from MO411
07 - Plastic and Reconstructive | 07.01 - CRANIOMAXILLOFACIAL RECONSTRUCTION & FIXATION | 07.01.01 - Mesh - Metal | 07.01.01.08 - 0.5-0.8mm thick, 11-50cm² |  | LH509 | 510 |  | Lifehealthcare Pty Ltd | Martin Osteosynthesis 1.5mm System Mesh 50cm2 | Mesh, Titanium | 0.5-0.8mm thick, 11-50cm2 | 202851 | February 2014 |  | New Listing
07 - Plastic and Reconstructive | 07.01 - CRANIOMAXILLOFACIAL RECONSTRUCTION & FIXATION | 07.01.01 - Mesh - Metal | 07.01.01.08 - 0.5-0.8mm thick, 11-50cm² |  | LM219 | 510 |  | LMT Surgical Pty Ltd | Bioplate Biomesh System | Titanium cranial biomesh | 0.6mm thickness, 36-65 x 52-65mm | 123206 | February 2015 |  | Transferred from JJ852
07 - Plastic and Reconstructive | 07.01 - CRANIOMAXILLOFACIAL RECONSTRUCTION & FIXATION | 07.01.01 - Mesh - Metal | 07.01.01.08 - 0.5-0.8mm thick, 11-50cm² |  | MC915 | 510 |  | Medtronic Australasia Pty Ltd | TiMesh Titanium Rigid Fixation Bone Grafting and Plating System | FlexMesh 1.5mm System. Composition: Titanium | 26 to 50 cm2 area; 0.6mm thick | 128523 | February 2012 |  | Changed Product Group, Product Sub Group, Benefit.
07 - Plastic and Reconstructive | 07.01 - CRANIOMAXILLOFACIAL RECONSTRUCTION & FIXATION | 07.01.01 - Mesh - Metal | 07.01.01.08 - 0.5-0.8mm thick, 11-50cm² |  | SP093 | 510 |  | Surgiplas Medical | OsteoMed Plating & Fixation System | Plates - Reconstruction | Mesh Malleable/Ridgid, 74 x 50mm, Mesh, 0.5 to 0.8mm thick, 26 to 50cm3 area | 130508 | February 2012 |  | Changed Product Group, Product Sub Group, Benefit.
07 - Plastic and Reconstructive | 07.01 - CRANIOMAXILLOFACIAL RECONSTRUCTION & FIXATION | 07.01.01 - Mesh - Metal | 07.01.01.08 - 0.5-0.8mm thick, 11-50cm² |  | SP108 | 510 |  | Surgiplas Medical | OsteoMed Plating & Fixation System | Plates | 40 x 40mm Osteoform Mesh, Mesh 11 to 25cm2 area. | 130508 | February 2012 |  | Changed Product Group, Product Sub Group, Benefit.
07 - Plastic and Reconstructive | 07.01 - CRANIOMAXILLOFACIAL RECONSTRUCTION & FIXATION | 07.01.01 - Mesh - Metal | 07.01.01.09 - 0.5-0.8mm thick, 51-200cm² |  | BB315 | 1175 |  | B Braun Australia Pty Ltd | Aesculap CranioPlate System/Plate Neuro | Cranial fixation system, internal fracture, non biodegradable. | Plate Neuro, 65 x 90 mm and 68 x 91mm 0.3mm & 0.6mm Mesh | 140600 | August 2017 |  | Changed Product Name, Description, Size.
07 - Plastic and Reconstructive | 07.01 - CRANIOMAXILLOFACIAL RECONSTRUCTION & FIXATION | 07.01.01 - Mesh - Metal | 07.01.01.09 - 0.5-0.8mm thick, 51-200cm² |  | KT023 | 1175 |  | KLS Martin Australia Pty Limited | Martin Level One Fixation | Mesh, Titanium | 0.50 to 0.80mm thick, 51 to 100cm² area | 109878 | February 2015 |  | Transferred from MO251
07 - Plastic and Reconstructive | 07.01 - CRANIOMAXILLOFACIAL RECONSTRUCTION & FIXATION | 07.01.01 - Mesh - Metal | 07.01.01.09 - 0.5-0.8mm thick, 51-200cm² |  | LH510 | 1175 |  | Lifehealthcare Pty Ltd | Martin Osteosynthesis 1.5mm System Mesh 64cm2 | Mesh, Titanium | 0.5-0.8mm thick, 51-200cm2 | 202851 | February 2014 |  | New Listing
07 - Plastic and Reconstructive | 07.01 - CRANIOMAXILLOFACIAL RECONSTRUCTION & FIXATION | 07.01.01 - Mesh - Metal | 07.01.01.09 - 0.5-0.8mm thick, 51-200cm² |  | LM220 | 1175 |  | LMT Surgical Pty Ltd | BIOPLATE Biomesh | Titanium cranial biomesh | 0.6mm thickness, 90-127 x 92-131mm | 123206 | February 2015 |  | Transferred from JJ799
07 - Plastic and Reconstructive | 07.01 - CRANIOMAXILLOFACIAL RECONSTRUCTION & FIXATION | 07.01.01 - Mesh - Metal | 07.01.01.09 - 0.5-0.8mm thick, 51-200cm² |  | MC877 | 1175 |  | Medtronic Australasia Pty Ltd | TiMesh Rigid Fixation Bone Grafting and Plating System | Titanium, Mesh | 51 to 100 cm2 area, 0.6mm thickness | 128523 | February 2012 |  | Changed Product Group, Product Sub Group, Benefit.
07 - Plastic and Reconstructive | 07.01 - CRANIOMAXILLOFACIAL RECONSTRUCTION & FIXATION | 07.01.01 - Mesh - Metal | 07.01.01.09 - 0.5-0.8mm thick, 51-200cm² |  | MI085 | 1175 |  | Medtronic Australasia Pty Ltd | TiMesh Rigid Fixation Bone Grafting and Plating System | FlexMesh 1.0 - 2.2mm system. Composition : Titanium | 51 to 100cm² area, 0.6mm thickness | 128523 | February 2013 |  | Compressed from MC623, MC913, MC917
07 - Plastic and Reconstructive | 07.01 - CRANIOMAXILLOFACIAL RECONSTRUCTION & FIXATION | 07.01.01 - Mesh - Metal | 07.01.01.09 - 0.5-0.8mm thick, 51-200cm² |  | SP110 | 1175 |  | Surgiplas Medical | OsteoMed Plating & Fixation System | Plates | 90 x 90mm Osteoform Mesh, Mesh 51 to 100cm2 area. | 130508 | February 2012 |  | Changed Product Group, Product Sub Group, Benefit.
07 - Plastic and Reconstructive | 07.01 - CRANIOMAXILLOFACIAL RECONSTRUCTION & FIXATION | 07.01.01 - Mesh - Metal | 07.01.01.09 - 0.5-0.8mm thick, 51-200cm² |  | ST250 | 1175 |  | Stryker Australia Pty Ltd | Leibinger Titanium Implant System | Mesh: Micro, Dumbach, Dynamic | Diameter 1.0mm - 2.3mm; Up to 90 x 90mm | 124319, 64730 | February 2012 |  | Changed Product Group, Product Sub Group, Benefit.
07 - Plastic and Reconstructive | 07.01 - CRANIOMAXILLOFACIAL RECONSTRUCTION & FIXATION | 07.01.01 - Mesh - Metal | 07.01.01.09 - 0.5-0.8mm thick, 51-200cm² |  | SY579 | 1175 |  | Johnson & Johnson Medical Pty Ltd | AO/ASIF Plate | Titanium mesh | 0.5mm-0.8mm | 157706 | February 2012 |  | Compressed from SY482, SY484, SY489
07 - Plastic and Reconstructive | 07.01 - CRANIOMAXILLOFACIAL RECONSTRUCTION & FIXATION | 07.01.01 - Mesh - Metal | 07.01.01.10 - 0.5-0.8mm thick, >200cm² |  | BB368 | 2243 |  | B Braun Australia Pty Ltd | Aesculap CranioPlate System/Plate Neuro mesh | Cranial fixation system, internal fracture, non biodegradable | Plate Neuro, 132 x 158 mm, 0.6mm Mesh | 140600 | August 2017 |  | New Listing
07 - Plastic and Reconstructive | 07.01 - CRANIOMAXILLOFACIAL RECONSTRUCTION & FIXATION | 07.01.01 - Mesh - Metal | 07.01.01.10 - 0.5-0.8mm thick, >200cm² |  | BH019 | 2243 |  | Zimmer Biomet Pty Ltd | W Lorenz Osteosynthesis System | Sheet 1.5mm System. Titanium | 206 x 123 x 0.6mm | 143959 | February 2012 |  | Changed Product Group, Product Sub Group, Benefit.
07 - Plastic and Reconstructive | 07.01 - CRANIOMAXILLOFACIAL RECONSTRUCTION & FIXATION | 07.01.01 - Mesh - Metal | 07.01.01.10 - 0.5-0.8mm thick, >200cm² |  | LH492 | 2243 |  | Lifehealthcare Pty Ltd | Standard Approach Mesh | Pre-contoured titanium mesh implants for 11 standard approaches. | 0.6mm thick | 202842 | February 2013 |  | New Listing
07 - Plastic and Reconstructive | 07.01 - CRANIOMAXILLOFACIAL RECONSTRUCTION & FIXATION | 07.01.01 - Mesh - Metal | 07.01.01.10 - 0.5-0.8mm thick, >200cm² |  | LH511 | 2243 |  | Lifehealthcare Pty Ltd | Martin Osteosynthesis 1.5mm System Mesh 200cm2 | Mesh, Titanium | 0.5-0.8mm thick, >200cm2 | 202851 | February 2014 |  | New Listing
07 - Plastic and Reconstructive | 07.01 - CRANIOMAXILLOFACIAL RECONSTRUCTION & FIXATION | 07.01.01 - Mesh - Metal | 07.01.01.10 - 0.5-0.8mm thick, >200cm² |  | LM221 | 2243 |  | LMT Surgical Pty Ltd | BIOPLATE Biomesh | Titanium cranial biomesh 3ME, packaged non-sterile | 20 x 20cm | 123206 | February 2015 |  | Transferred from JJ260
07 - Plastic and Reconstructive | 07.01 - CRANIOMAXILLOFACIAL RECONSTRUCTION & FIXATION | 07.01.01 - Mesh - Metal | 07.01.01.10 - 0.5-0.8mm thick, >200cm² |  | MI083 | 2243 |  | Medtronic Australasia Pty Ltd | TiMesh Titanium rigid Fixation Bone Grafting and Plating System | FlexMesh 1.5mm - 2.2mm system. Composition: Titanium | 148 - 154mm x 148 - 154mm, 0.6mm | 128523 | February 2013 |  | Compressed from MC620, MC624
07 - Plastic and Reconstructive | 07.01 - CRANIOMAXILLOFACIAL RECONSTRUCTION & FIXATION | 07.01.01 - Mesh - Metal | 07.01.01.10 - 0.5-0.8mm thick, >200cm² |  | SP112 | 2243 |  | Surgiplas Medical | OsteoMed Plating & Fixation System | Plates | 125 x 180mm Mesh Plate, 150 x 300mm Mesh Plate, Mesh >200cm2 area. | 130508 | February 2012 |  | Changed Size, Product Group, Product Sub Group, Benefit.
07 - Plastic and Reconstructive | 07.01 - CRANIOMAXILLOFACIAL RECONSTRUCTION & FIXATION | 07.01.01 - Mesh - Metal | 07.01.01.10 - 0.5-0.8mm thick, >200cm² |  | SY785 | 2243 |  | Johnson & Johnson Medical Pty Ltd | AO/ASIF Plate | Titanium Contourable Mesh, Cranial Neuro | 0.5mm-0.8mm | 157706 | August 2013 |  | New Listing
07 - Plastic and Reconstructive | 07.01 - CRANIOMAXILLOFACIAL RECONSTRUCTION & FIXATION | 07.01.02 - Mesh - Non-metal | 07.01.02.01 - <0.2mm thick, 1-10cm² |  | MC551 | 165 |  | Medtronic Australasia Pty Ltd | Macropore | Protective Disc | 25mm | 153968, 153969, 153970 | February 2012 |  | Changed Product Group, Product Sub Group, Suffix, Benefit.
07 - Plastic and Reconstructive | 07.01 - CRANIOMAXILLOFACIAL RECONSTRUCTION & FIXATION | 07.01.02 - Mesh - Non-metal | 07.01.02.01 - <0.2mm thick, 1-10cm² |  | MC554 | 165 |  | Medtronic Australasia Pty Ltd | Macropore | CraniDisk | 23 - 28mm | 153968, 153969, 153970 | February 2012 |  | Changed Product Group, Product Sub Group, Suffix, Benefit.
07 - Plastic and Reconstructive | 07.01 - CRANIOMAXILLOFACIAL RECONSTRUCTION & FIXATION | 07.01.02 - Mesh - Non-metal | 07.01.02.01 - <0.2mm thick, 1-10cm² |  | MC568 | 165 |  | Medtronic Australasia Pty Ltd | Macropore | Bur Hole Cover | 25mm | 153968, 153969, 153970 | February 2012 |  | Changed Product Group, Product Sub Group, Suffix, Benefit.
07 - Plastic and Reconstructive | 07.01 - CRANIOMAXILLOFACIAL RECONSTRUCTION & FIXATION | 07.01.02 - Mesh - Non-metal | 07.01.02.02 - <0.2mm thick, 11-25cm² |  | JJ687 | 515 |  | Johnson & Johnson Medical Pty Ltd | PDS Plates | Absorbable synthetic (poly-p-dioxanone) plate/foil | 0.25 x 30 x 40mm 0.5 x 30 x 40mm 0.25 x 40 x 50mm 0.5 x 40 x 50mm 0.15 x 30 x 40mm 0.15 x 40 x 50mm | 165926 | August 2014 |  | Changed Size.
07 - Plastic and Reconstructive | 07.01 - CRANIOMAXILLOFACIAL RECONSTRUCTION & FIXATION | 07.01.02 - Mesh - Non-metal | 07.01.02.03 - 0.2-0.49mm thick, 1-10cm² |  | BI399 | 450 |  | Zimmer Biomet Pty Ltd | Lactosorb Resorbable Craniomaxillofacial Fixation System | Panel or Sheet, Solid or Holed, PGA/PLA | 0.25mm x 25x25mm | 143959 | February 2012 |  | Changed Product Group, Product Sub Group, Suffix, Benefit.
07 - Plastic and Reconstructive | 07.01 - CRANIOMAXILLOFACIAL RECONSTRUCTION & FIXATION | 07.01.02 - Mesh - Non-metal | 07.01.02.03 - 0.2-0.49mm thick, 1-10cm² |  | KT032 | 450 |  | KLS Martin Australia Pty Limited | Martin Level One Fixation Resorb x & SonicWeld | Mesh PDLLA (resorbable) | 0.20 to 0.49mm thick, 1 to 10 cm2 area | 143326 | February 2015 |  | Transferred from MO299
07 - Plastic and Reconstructive | 07.01 - CRANIOMAXILLOFACIAL RECONSTRUCTION & FIXATION | 07.01.02 - Mesh - Non-metal | 07.01.02.04 - 0.2-0.49mm thick, 11-25cm² |  | BI401 | 680 |  | Zimmer Biomet Pty Ltd | Lactosorb Resorbable Craniomaxillofacial Fixation System | Cover, Solid or Holed, PGA/PLA | 0.25mm x 50x50mm | 143959 | February 2012 |  | Changed Product Group, Product Sub Group, Suffix, Benefit.
07 - Plastic and Reconstructive | 07.01 - CRANIOMAXILLOFACIAL RECONSTRUCTION & FIXATION | 07.01.02 - Mesh - Non-metal | 07.01.02.04 - 0.2-0.49mm thick, 11-25cm² |  | VK019 | 680 |  | Akva Surgical Pty Ltd | Inion GTR Biodegradable System | PLGA/TMC Copolymer: membrane & tacks | a) 30 x 40mm membrane kit; b) 6 tack kit and applicator | 95697 | August 2017 |  | Transferred from SQ049
07 - Plastic and Reconstructive | 07.01 - CRANIOMAXILLOFACIAL RECONSTRUCTION & FIXATION | 07.01.02 - Mesh - Non-metal | 07.01.02.05 - 0.2-0.49mm thick, 26-50cm² |  | KT013 | 1490 |  | KLS Martin Australia Pty Limited | Martin Level One Fixation Resorb x & SonicWeld Rx | Mesh, PDLLA (resorbable) | 0.20 to 0.49mm thick, 26 to 50cm² area | 143326 | February 2015 |  | Transferred from MO188
07 - Plastic and Reconstructive | 07.01 - CRANIOMAXILLOFACIAL RECONSTRUCTION & FIXATION | 07.01.02 - Mesh - Non-metal | 07.01.02.07 - 0.5-0.8mm thick, 1-10cm² |  | BI417 | 600 |  | Zimmer Biomet Pty Ltd | Lactosorb Resorbable Craniomaxillofacial Fixation System | Cover, Solid or Holed, PGA/PLA | (0.5 or 0.8mm) x 25 x 25mm | 143959 | February 2012 |  | Changed Product Group, Product Sub Group, Suffix, Benefit.
07 - Plastic and Reconstructive | 07.01 - CRANIOMAXILLOFACIAL RECONSTRUCTION & FIXATION | 07.01.02 - Mesh - Non-metal | 07.01.02.07 - 0.5-0.8mm thick, 1-10cm² |  | KT058 | 600 |  | KLS Martin Australia Pty Limited | Martin Level One Fixation Resorb X & SonicWeld RX | Mesh, PDLLA (resorbable) | 0.50 to 0.80mm thick, 1 to 10cm² | 14336 | February 2015 |  | Transferred from MO402
07 - Plastic and Reconstructive | 07.01 - CRANIOMAXILLOFACIAL RECONSTRUCTION & FIXATION | 07.01.02 - Mesh - Non-metal | 07.01.02.07 - 0.5-0.8mm thick, 1-10cm² |  | MC630 | 600 |  | Medtronic Australasia Pty Ltd | Macropore FRP (fast resorbing polymer) | Polylactide and Polyglycolide polymer | 25mm x 25mm x 0.75mm | 153968 | February 2012 |  | Changed Product Group, Product Sub Group, Suffix, Benefit.
07 - Plastic and Reconstructive | 07.01 - CRANIOMAXILLOFACIAL RECONSTRUCTION & FIXATION | 07.01.02 - Mesh - Non-metal | 07.01.02.07 - 0.5-0.8mm thick, 1-10cm² |  | MI088 | 600 |  | Medtronic Australasia Pty Ltd | Macropore | Protective Sheets | 1 to 10cm² area; 0.5mm thick | 153970 | February 2013 |  | Compressed from MC895, MC897
07 - Plastic and Reconstructive | 07.01 - CRANIOMAXILLOFACIAL RECONSTRUCTION & FIXATION | 07.01.02 - Mesh - Non-metal | 07.01.02.08 - 0.5-0.8mm thick, 11-25cm² |  | BI418 | 945 |  | Zimmer Biomet Pty Ltd | Lactosorb Resorbable Craniomaxillofacial Fixation System | Panel, Lactosorb. 1.5mm System. PGA/PLA | 25 x 50mm (5 x 10 hole) | 143959 | February 2012 |  | Changed Product Group, Product Sub Group, Suffix, Benefit.
07 - Plastic and Reconstructive | 07.01 - CRANIOMAXILLOFACIAL RECONSTRUCTION & FIXATION | 07.01.02 - Mesh - Non-metal | 07.01.02.08 - 0.5-0.8mm thick, 11-25cm² |  | MC629 | 945 |  | Medtronic Australasia Pty Ltd | Macropore FRP (fast resorbing polymer) | Polylactide and Polyglycolide polymer | 50mm x 50mm 0.75mm | 153968 | February 2012 |  | Changed Product Group, Product Sub Group, Suffix, Benefit.
07 - Plastic and Reconstructive | 07.01 - CRANIOMAXILLOFACIAL RECONSTRUCTION & FIXATION | 07.01.02 - Mesh - Non-metal | 07.01.02.08 - 0.5-0.8mm thick, 11-25cm² |  | MC893 | 945 |  | Medtronic Australasia Pty Ltd | Macropore | Protective Sheets | 11 to 25 cm2 area, 0.5mm thick | 153970 | February 2012 |  | Changed Product Group, Product Sub Group, Benefit.
07 - Plastic and Reconstructive | 07.01 - CRANIOMAXILLOFACIAL RECONSTRUCTION & FIXATION | 07.01.02 - Mesh - Non-metal | 07.01.02.08 - 0.5-0.8mm thick, 11-25cm² |  | SQ052 | 945 |  | Surgical Specialties | CPS Bioabsorbable Fixation System | CPS Systems and Baby System Plates. Polylactic Acid Trimethylene Carbonate Copolymer | 1.5-2.5 mesh plate, 7 x 7 holes; 1.5mm baby mesh plate 7 x 7 holes | 154542 | February 2012 |  | Changed Product Group, Product Sub Group, Suffix, Benefit.
07 - Plastic and Reconstructive | 07.01 - CRANIOMAXILLOFACIAL RECONSTRUCTION & FIXATION | 07.01.02 - Mesh - Non-metal | 07.01.02.08 - 0.5-0.8mm thick, 11-25cm² |  | SY544 | 945 |  | Johnson & Johnson Medical Pty Ltd | PolyMax Rapid-Resorbable Fixation System | Mesh Plate | 0.5-0.8mm | 167547 | February 2012 |  | Changed Size, Product Group, Product Sub Group, Suffix, Benefit.
07 - Plastic and Reconstructive | 07.01 - CRANIOMAXILLOFACIAL RECONSTRUCTION & FIXATION | 07.01.02 - Mesh - Non-metal | 07.01.02.09 - 0.5-0.8mm thick, 26-50cm² |  | KT046 | 1230 |  | KLS Martin Australia Pty Limited | Martin Level One Fixation | Mesh PDLLA resorbable | 0.5-0.8mm thick, 26-50cm² | 143326 | February 2015 |  | Transferred from MO346
07 - Plastic and Reconstructive | 07.01 - CRANIOMAXILLOFACIAL RECONSTRUCTION & FIXATION | 07.01.02 - Mesh - Non-metal | 07.01.02.09 - 0.5-0.8mm thick, 26-50cm² |  | MC560 | 1230 |  | Medtronic Australasia Pty Ltd | Macropore | Protective Sheets | 60 x 80 x 0.5mm - 60 x 80 x 0.8mm | 153968, 153969, 153970 | February 2012 |  | Changed Size, Product Group, Product Sub Group, Suffix, Benefit.
07 - Plastic and Reconstructive | 07.01 - CRANIOMAXILLOFACIAL RECONSTRUCTION & FIXATION | 07.01.02 - Mesh - Non-metal | 07.01.02.09 - 0.5-0.8mm thick, 26-50cm² |  | MC628 | 1230 |  | Medtronic Australasia Pty Ltd | Macropore FRP (fast resorbing polymer) | Polylactide and Polyglycolide polymer | 60mm x 80mm x 0.75mm | 153968 | February 2012 |  | Changed Product Group, Product Sub Group, Suffix, Benefit.
07 - Plastic and Reconstructive | 07.01 - CRANIOMAXILLOFACIAL RECONSTRUCTION & FIXATION | 07.01.02 - Mesh - Non-metal | 07.01.02.10 - 0.5-0.8mm thick, 51-100cm² |  | MC627 | 1940 |  | Medtronic Australasia Pty Ltd | Macropore FRP (fast resorbing polymer) | Polylactide and Polyglycolide polymer | 100mm x 100mm x 0.75mm | 153968 | February 2012 |  | Changed Product Group, Product Sub Group, Suffix, Benefit.
07 - Plastic and Reconstructive | 07.01 - CRANIOMAXILLOFACIAL RECONSTRUCTION & FIXATION | 07.01.02 - Mesh - Non-metal | 07.01.02.10 - 0.5-0.8mm thick, 51-100cm² |  | MC899 | 1940 |  | Medtronic Australasia Pty Ltd | Macropore | Protective Sheets | 51 to 100 cm2 area; 0.5mm thick | 153970 | February 2012 |  | Changed Product Group, Product Sub Group, Suffix, Benefit.
07 - Plastic and Reconstructive | 07.01 - CRANIOMAXILLOFACIAL RECONSTRUCTION & FIXATION | 07.01.02 - Mesh - Non-metal | 07.01.02.10 - 0.5-0.8mm thick, 51-100cm² |  | SQ066 | 1940 |  | Surgical Specialties | CPS Bioabsorbable Fixation System | CPS Systems and Baby System Plates. Polylactic Acid Trimethylene Carbonate Copolymer | 1.5-2.5 mesh plates, 14 x 14 holes; 1.5mm baby mesh plate 14 x 14 holes | 154551 | February 2012 |  | Changed Product Group, Product Sub Group, Suffix, Benefit.
07 - Plastic and Reconstructive | 07.01 - CRANIOMAXILLOFACIAL RECONSTRUCTION & FIXATION | 07.01.02 - Mesh - Non-metal | 07.01.02.10 - 0.5-0.8mm thick, 51-100cm² |  | SY547 | 1940 |  | Johnson & Johnson Medical Pty Ltd | PolyMax Rapid-Resorbable Fixation System | Mesh Plate | 0.5-0.8mm | 167547 | February 2012 |  | Changed Size, Product Group, Product Sub Group, Suffix, Benefit.
07 - Plastic and Reconstructive | 07.01 - CRANIOMAXILLOFACIAL RECONSTRUCTION & FIXATION | 07.01.02 - Mesh - Non-metal | 07.01.02.11 - 0.5-0.8mm thick, 101-200cm² |  | KT048 | 2100 |  | KLS Martin Australia Pty Limited | Martin Level One Fixation | Mesh PDLLA resorbable | 0.5-0.8mm thick, 101-200cm² | 143326 | February 2015 |  | Transferred from MO358
07 - Plastic and Reconstructive | 07.01 - CRANIOMAXILLOFACIAL RECONSTRUCTION & FIXATION | 07.01.02 - Mesh - Non-metal | 07.01.02.12 - >0.8mm thick, 1-10cm² |  | KT044 | 600 |  | KLS Martin Australia Pty Limited | Martin Level One Fixation | Mesh PDLLA resorbable | >0.8mm thick, 1-10cm² | 143326 | February 2015 |  | Transferred from MO344
07 - Plastic and Reconstructive | 07.01 - CRANIOMAXILLOFACIAL RECONSTRUCTION & FIXATION | 07.01.02 - Mesh - Non-metal | 07.01.02.12 - >0.8mm thick, 1-10cm² |  | MC896 | 600 |  | Medtronic Australasia Pty Ltd | Macropore | Protective Sheets | 1 to 10 cm2 area; 1.0mm thick | 153970 | February 2012 |  | Changed Product Group, Product Sub Group, Suffix, Benefit.
07 - Plastic and Reconstructive | 07.01 - CRANIOMAXILLOFACIAL RECONSTRUCTION & FIXATION | 07.01.02 - Mesh - Non-metal | 07.01.02.13 - >0.8mm thick, 11-25cm² |  | KT015 | 950 |  | KLS Martin Australia Pty Limited | Martin Level One Fixation Resorb x & SonicWeld Rx | Mesh, PDLLA (resorbable) | >0.80mm thick, 11 to 25cm² area | 143326 | February 2015 |  | Transferred from MO231
07 - Plastic and Reconstructive | 07.01 - CRANIOMAXILLOFACIAL RECONSTRUCTION & FIXATION | 07.01.02 - Mesh - Non-metal | 07.01.02.13 - >0.8mm thick, 11-25cm² |  | MC894 | 950 |  | Medtronic Australasia Pty Ltd | Marcropore | Protective Sheets | 11 to 25 cm2 area, 1.0mm thick | 153970 | February 2012 |  | Changed Product Group, Product Sub Group, Benefit.
07 - Plastic and Reconstructive | 07.01 - CRANIOMAXILLOFACIAL RECONSTRUCTION & FIXATION | 07.01.02 - Mesh - Non-metal | 07.01.02.13 - >0.8mm thick, 11-25cm² |  | SY545 | 950 |  | Johnson & Johnson Medical Pty Ltd | PolyMax Rapid-Resorbable Fixation System | Mesh Plate | >0.8mm | 167547 | February 2012 |  | Changed Size, Product Group, Product Sub Group, Suffix, Benefit.
07 - Plastic and Reconstructive | 07.01 - CRANIOMAXILLOFACIAL RECONSTRUCTION & FIXATION | 07.01.02 - Mesh - Non-metal | 07.01.02.14 - >0.8mm thick, 26-50cm² |  | KT045 | 1020 |  | KLS Martin Australia Pty Limited | Martin Level One Fixation | Mesh PDLLA resorbable | >0.8mm thick, 26-50cm² | 143326 | February 2015 |  | Transferred from MO345
07 - Plastic and Reconstructive | 07.01 - CRANIOMAXILLOFACIAL RECONSTRUCTION & FIXATION | 07.01.02 - Mesh - Non-metal | 07.01.02.14 - >0.8mm thick, 26-50cm² |  | ST516 | 1020 |  | Stryker Australia Pty Ltd | Stryker Leibinger Resorbable Fixation System | Resorbable plate: blank panel Tripolymer | 55x55mm | 151009 | February 2012 |  | Changed Product Group, Product Sub Group, Suffix, Benefit.
07 - Plastic and Reconstructive | 07.01 - CRANIOMAXILLOFACIAL RECONSTRUCTION & FIXATION | 07.01.02 - Mesh - Non-metal | 07.01.02.14 - >0.8mm thick, 26-50cm² |  | ST526 | 1020 |  | Stryker Australia Pty Ltd | Stryker Leibinger Resorbable Fixation System | Resorbable Mesh Tripolymer | 55x55mm | 151009, 72659 | February 2012 |  | Changed Product Group, Product Sub Group, Suffix, Benefit.
07 - Plastic and Reconstructive | 07.01 - CRANIOMAXILLOFACIAL RECONSTRUCTION & FIXATION | 07.01.02 - Mesh - Non-metal | 07.01.02.15 - >0.8mm thick, 51-100cm² |  | MC900 | 1175 |  | Medtronic Australasia Pty Ltd | Macropore | Protective Sheets | 51 to 100 cm2 area; 1.0mm thick | 153970 | February 2012 |  | Changed Product Group, Product Sub Group, Benefit.
07 - Plastic and Reconstructive | 07.01 - CRANIOMAXILLOFACIAL RECONSTRUCTION & FIXATION | 07.01.02 - Mesh - Non-metal | 07.01.02.15 - >0.8mm thick, 51-100cm² |  | SY546 | 1175 |  | Johnson & Johnson Medical Pty Ltd | PolyMax Rapid-Resorbable Fixation System | Mesh Plate | >0.8mm | 167547 | February 2012 |  | Changed Size, Product Group, Product Sub Group, Suffix, Benefit.
07 - Plastic and Reconstructive | 07.01 - CRANIOMAXILLOFACIAL RECONSTRUCTION & FIXATION | 07.01.02 - Mesh - Non-metal | 07.01.02.16 - >0.8mm thick, 101-200cm2 |  | KT049 | 2100 |  | KLS Martin Australia Pty Limited | Martin Level One Fixation | Mesh PDLLA resorbable | >0.8mm thick, 101-200cm2 | 143326 | February 2015 |  | Transferred from MO359
07 - Plastic and Reconstructive | 07.01 - CRANIOMAXILLOFACIAL RECONSTRUCTION & FIXATION | 07.01.03 - Mesh - Composite | 07.01.03.01 - 0.5-0.8mm thick, 1-25cm² |  | HW443 | 900 |  | Stryker Australia Pty Ltd | E-POR Biomaterial/ Panel - Porous Polyethlene Titanium Mesh Composite | Panel - Porous Polyethylene Titanium Mesh Composite | 0.5mm - 0.8mm thick, 38mm x 50mm | 144994 | February 2012 |  | Changed Product Group, Product Sub Group, Benefit.
07 - Plastic and Reconstructive | 07.01 - CRANIOMAXILLOFACIAL RECONSTRUCTION & FIXATION | 07.01.03 - Mesh - Composite | 07.01.03.01 - 0.5-0.8mm thick, 1-25cm² |  | SY699 | 900 |  | Johnson & Johnson Medical Pty Ltd | SynPOR | Anatomical Porous Polyethylene with Titanium | 08.mm - 1.5mm thick | 190454 | August 2012 |  | New Listing
07 - Plastic and Reconstructive | 07.01 - CRANIOMAXILLOFACIAL RECONSTRUCTION & FIXATION | 07.01.03 - Mesh - Composite | 07.01.03.02 - 0.5-0.8mm thick, 26-50cm² |  | HW440 | 975 |  | Stryker Australia Pty Ltd | E-POR Biomaterial/ Panel - Porous Polyethlene Titanium Mesh Composite | Panel - Porous Polyethlene Titanium Mesh Composite | >0.8mm thick, 38mm x 50mm | 144944 | February 2012 |  | Changed Product Group, Product Sub Group, Benefit.
07 - Plastic and Reconstructive | 07.01 - CRANIOMAXILLOFACIAL RECONSTRUCTION & FIXATION | 07.01.03 - Mesh - Composite | 07.01.03.02 - 0.5-0.8mm thick, 26-50cm² |  | HW444 | 975 |  | Stryker Australia Pty Ltd | E-POR Biomaterial/ Panel - Porous Polyethlene Titanium Mesh Composite | Panel - Porous Polyethylene Titanium Mesh Composite | 0.5mm-0.8mm thick, 76mm x 50mm | 144994 | February 2012 |  | Changed Product Group, Product Sub Group, Benefit.
07 - Plastic and Reconstructive | 07.01 - CRANIOMAXILLOFACIAL RECONSTRUCTION & FIXATION | 07.01.03 - Mesh - Composite | 07.01.03.03 - >0.8mm thick 26-50cm² |  | HW441 | 1150 |  | Stryker Australia Pty Ltd | E-POR Biomaterial/ Panel - Porous Polyethylene Titanium Mesh Composite | Panel - Porous Polyethylene Titanium Mesh Composite | >0.8mm thick, 76mm x 50mm | 144944 | February 2012 |  | Changed Product Group, Product Sub Group, Benefit.
07 - Plastic and Reconstructive | 07.01 - CRANIOMAXILLOFACIAL RECONSTRUCTION & FIXATION | 07.01.03 - Mesh - Composite | 07.01.03.03 - >0.8mm thick 26-50cm² |  | SY697 | 1150 |  | Johnson & Johnson Medical Pty Ltd | SynPOR | Porous Polyethylene with Titanium | > 08.mm thick | 190454 | August 2012 |  | New Listing
07 - Plastic and Reconstructive | 07.01 - CRANIOMAXILLOFACIAL RECONSTRUCTION & FIXATION | 07.01.04 - Non-mesh |  |  | SK515 | 220 |  | Stryker Australia Pty Ltd | Nasal Sheet (Strut). | Nasal Sheet (Strut). Model 9536 | Nasal Sheet (Strut): 40 x 9 x 1.1mm | 152165 | February 2012 |  | Changed Product Group, Product Sub Group, Benefit.
07 - Plastic and Reconstructive | 07.01 - CRANIOMAXILLOFACIAL RECONSTRUCTION & FIXATION | 07.01.04 - Non-mesh | 07.01.04.01 - Resorbable |  | GI010 | 345 |  | Geistlich Pharma Australia Pty Ltd | Bio-Gide | Bio-Gide & Bio-Gide Perio are collagen membranes containing porcine collagen in a bilayer structure. They are used for guided bone regeneration and peridontal tissue regeneration in oral and maxillofacial surgery. | 30mm x 40mm | 230084 | February 2015 |  | Duplicated from HD010
07 - Plastic and Reconstructive | 07.01 - CRANIOMAXILLOFACIAL RECONSTRUCTION & FIXATION | 07.01.04 - Non-mesh | 07.01.04.01 - Resorbable |  | GI011 | 345 |  | Geistlich Pharma Australia Pty Ltd | Bio-Gide | Bio-Gide & Bio-Gide Perio are collagen membranes containing porcine collagen in a bilayer structure. They are used for guided bone regeneration and peridontal tissue regeneration in oral and maxillofacial surgery. | 25mm x 25mm | 230084 | February 2015 |  | Duplicated from HD011
07 - Plastic and Reconstructive | 07.01 - CRANIOMAXILLOFACIAL RECONSTRUCTION & FIXATION | 07.01.04 - Non-mesh | 07.01.04.01 - Resorbable |  | GI012 | 345 |  | Geistlich Pharma Australia Pty Ltd | Bio-Gide | Bio-Gide & Bio-Gide Perio are collagen membranes containing porcine collagen in a bilayer structure. They are used for guided bone regeneration and peridontal tissue regeneration in oral and maxillofacial surgery. | 13 x 25mm | 230084 | February 2015 |  | Duplicated from HD012
07 - Plastic and Reconstructive | 07.01 - CRANIOMAXILLOFACIAL RECONSTRUCTION & FIXATION | 07.01.04 - Non-mesh | 07.01.04.01 - Resorbable |  | GI014 | 345 |  | Geistlich Pharma Australia Pty Ltd | Geistlich Mucograft | Collagen Matrix | 15mm x 20mm, 20mm x 30mm, diameter 8mm | 229991, 229995 | August 2015 |  | Changed Product Name, Size, Benefit.
07 - Plastic and Reconstructive | 07.01 - CRANIOMAXILLOFACIAL RECONSTRUCTION & FIXATION | 07.01.04 - Non-mesh | 07.01.04.01 - Resorbable |  | GI019 | 345 |  | Geistlich Pharma Australia Pty Ltd | Geistlich Bio-Gide Perio | Geistlich Bio-Gide Perio is a collagen membrane containing porcine collagen in a bilayer structure. It is used for guided bone regeneration and peridontal tissue regeneration in oral and maxillofacial surgery. | 16 x 22 mm | 230085 | August 2017 |  | Expanded from GI013
07 - Plastic and Reconstructive | 07.01 - CRANIOMAXILLOFACIAL RECONSTRUCTION & FIXATION | 07.01.04 - Non-mesh | 07.01.04.01 - Resorbable |  | GI020 | 345 |  | Geistlich Pharma Australia Pty Ltd | Geistlich Bio-Gide Shape | Geistlich Bio-Gide Shape is intended to be used as a barrier membrane in the regeneration of bone defects and used after bone grafting procedures in extraction sockets. Because of its elasticity, Geistlich Bio-Gide Shape should be used in combination with void-filling bone graft materials such as autologous bone or bone substitutes (e.g. Geistlich Bio-Oss / Geistlich Bio-Oss Collagen) whenever possible. The porous surface, facing the bone, allows the ingrowth of bone-forming cells. The dense surface, facing the soft tissue, prevents the ingrowth of fibrous tissue into the bone defect. | 14 x 24 mm | 287902 | August 2017 |  | Expanded from GI013
07 - Plastic and Reconstructive | 07.01 - CRANIOMAXILLOFACIAL RECONSTRUCTION & FIXATION | 07.01.04 - Non-mesh | 07.01.04.01 - Resorbable |  | KT033 | 345 |  | KLS Martin Australia Pty Limited | Martin Level One Fixation Resorb x & SonicWeld | Reconstruction sheet not mesh PDLLA (resorbable) | 25x25mm-0.1mm | 143326 | February 2015 |  | Transferred from MO302
07 - Plastic and Reconstructive | 07.01 - CRANIOMAXILLOFACIAL RECONSTRUCTION & FIXATION | 07.01.04 - Non-mesh | 07.01.04.01 - Resorbable |  | NW005 | 345 |  | Biomet 3i Australia Pty Ltd | OsseoGuard Resorbable Collagen Membrane | Dental Resorbable Collagen Membrane | 15mm x 20mm, 20mm x 30mm, 30mm x 40mm | 154041 | February 2012 |  | Changed Product Group, Product Sub Group, Suffix, Benefit.
07 - Plastic and Reconstructive | 07.01 - CRANIOMAXILLOFACIAL RECONSTRUCTION & FIXATION | 07.01.04 - Non-mesh | 07.01.04.02 - Polymer |  | BY002 | 240 |  | SPIRAN PTY. LTD. | Su-Por Ultra thin Sheet | An implantable device intended to support, contour, and provide structure for the craniofacial anatomy during reconstructive and plastic surgery procedures. Made of high-density polyethylene material with an interconnecting pore structure that supports tissue ingrowth. The device is available in various shapes and can be cut by the surgeon to meet the patient's specific needs. | 2.5mm, 3.5mm. 4.0mm, 0.85mm, 1.5mm, 3.0mm | 267380 | February 2017 |  | Changed Product Name, Size.
07 - Plastic and Reconstructive | 07.01 - CRANIOMAXILLOFACIAL RECONSTRUCTION & FIXATION | 07.01.04 - Non-mesh | 07.01.04.02 - Polymer |  | HW416 | 240 |  | Stryker Australia Pty Ltd | Micro Thin Sheet | Model/s 8438, 83020, 83022, 83029 | 8438: 30 x 50 x 0.4mm, 83020: 38 x 50 x 0.25mm, 83022: 38 x 50 x 0.35mm, 83029: 38 x 50 x 0.45mm | 152165 | February 2012 |  | Changed Product Group, Product Sub Group, Suffix, Benefit.
07 - Plastic and Reconstructive | 07.01 - CRANIOMAXILLOFACIAL RECONSTRUCTION & FIXATION | 07.01.04 - Non-mesh | 07.01.04.02 - Polymer |  | HW417 | 240 |  | Stryker Australia Pty Ltd | Sheet | Porus Polyethylene. Models 6330, 6331, 8662, 9562. Micro single channel sheet, model 9528. Barrier microplate single channel sheet, model 9527 Medpor Titan Implant Sheets Plain, Barrier & Double Barrier, and Medpor Titan Orbital floor and wall sheets 8102 | Sheets 6330: 38 x 50 x 1.5mm, 6331: 50 x 76 x 1.5mm, 8662: 76 x 127 x 1.5mm, 9862: 38 x 50 x 3mm. Microplate single channel Sheet 9528: 38 x 50 x 0.85mm. Barrier microplate single channel Sheet 9527: 38 x 50 x 0.85mm. Titan implant sheets 81020: 76 x 50 x | 152165 | February 2012 |  | Changed Product Group, Product Sub Group, Suffix, Benefit.
07 - Plastic and Reconstructive | 07.01 - CRANIOMAXILLOFACIAL RECONSTRUCTION & FIXATION | 07.01.04 - Non-mesh | 07.01.04.02 - Polymer |  | HW418 | 240 |  | Stryker Australia Pty Ltd | Barrier Sheet: Barrier Sheet - Orbital Floor | Porus Polyethylene. Barrier sheet - Rectangle, models 8312 and 9312. Orbital floor implants, models 8305 and 9305 | Barrier sheet - Rectangle: 50 x 76 x 1mm, 50 x 76 x 1.6mm: 50 x 76 x 1mm, 50 x 76 x 1.6mm. Orbital Floor: 38 x 50 x 1mm, 38 x 50 x 1.6mm | 152165 | February 2012 |  | Changed Product Group, Product Sub Group, Suffix, Benefit.
07 - Plastic and Reconstructive | 07.01 - CRANIOMAXILLOFACIAL RECONSTRUCTION & FIXATION | 07.01.04 - Non-mesh | 07.01.04.02 - Polymer |  | HW426 | 240 |  | Stryker Australia Pty Ltd | Ultra Thin Sheet | Porus Polyethylene. Model 7214 | 76 x 127 x 0.85mm | 152165 | February 2012 |  | Changed Product Group, Product Sub Group, Suffix, Benefit.
07 - Plastic and Reconstructive | 07.01 - CRANIOMAXILLOFACIAL RECONSTRUCTION & FIXATION | 07.01.04 - Non-mesh | 07.01.04.02 - Polymer |  | HW427 | 240 |  | Stryker Australia Pty Ltd | Ultra Thin Sheet | Porus Polyethylene. Model 7216 | 127 x 178 x 0.85mm | 152165 | February 2012 |  | Changed Product Group, Product Sub Group, Suffix, Benefit.
07 - Plastic and Reconstructive | 07.01 - CRANIOMAXILLOFACIAL RECONSTRUCTION & FIXATION | 07.01.04 - Non-mesh | 07.01.04.02 - Polymer |  | HW428 | 240 |  | Stryker Australia Pty Ltd | Sheet - Multi Channel, Barrier Channel. | Porus Polyethylene. Miniplate channel sheet, model 9529. Microplate channel sheet, model 9530. Barrier Miniplate and Microplate Channel Sheets, Models 9531 and 9532. | Miniplate channel: 40 x 52 x 2.3mm. Mircoplate channel: 40 x 52 x 2.3mm. Barier Miniplate and Microplate Channel Sheets: 40 x 52 x 2.3mm, 40 x 52 x 2.3mm | 152165 | February 2012 |  | Changed Product Group, Product Sub Group, Suffix, Benefit.
07 - Plastic and Reconstructive | 07.01 - CRANIOMAXILLOFACIAL RECONSTRUCTION & FIXATION | 07.01.04 - Non-mesh | 07.01.04.02 - Polymer |  | HW442 | 240 |  | Stryker Australia Pty Ltd | E-POR Biomaterial/ Sheet - Porous Polyethylene | Sheet - Porous Polyethylene | 30mm - 50mm x 0.4mm - 3mm | 144944 | February 2012 |  | Changed Product Group, Product Sub Group, Suffix, Benefit.
07 - Plastic and Reconstructive | 07.01 - CRANIOMAXILLOFACIAL RECONSTRUCTION & FIXATION | 07.01.04 - Non-mesh | 07.01.04.02 - Polymer |  | JJ303 | 240 |  | Johnson & Johnson Medical Pty Ltd | Cranioplastic Kit (Type 1) | Cranioplastic kit containing 2 complete sets. Consists of 2 bags of sterile powder, 2 vials sterile liquid, 2 sterile matrix bags | 30grams | 140822, 96550 | February 2012 |  | Changed Product Group, Product Sub Group, Benefit.
07 - Plastic and Reconstructive | 07.01 - CRANIOMAXILLOFACIAL RECONSTRUCTION & FIXATION | 07.01.04 - Non-mesh | 07.01.04.02 - Polymer |  | SK513 | 240 |  | Stryker Australia Pty Ltd | Ultra Thin Sheet | Porus Polyethylene. Models 7210 | 38 x 50 x 0.85mm | 152165 | February 2012 |  | Changed Product Group, Product Sub Group, Suffix, Benefit.
07 - Plastic and Reconstructive | 07.01 - CRANIOMAXILLOFACIAL RECONSTRUCTION & FIXATION | 07.01.04 - Non-mesh | 07.01.04.02 - Polymer |  | SK516 | 240 |  | Stryker Australia Pty Ltd | Ultra Thin Sheet | Porus Polyethylene. Model 7212 | 50 x 76 x 0.85mm | 152165 | February 2012 |  | Changed Product Group, Product Sub Group, Suffix, Benefit.
07 - Plastic and Reconstructive | 07.01 - CRANIOMAXILLOFACIAL RECONSTRUCTION & FIXATION | 07.01.04 - Non-mesh | 07.01.04.02 - Polymer |  | SK517 | 240 |  | Stryker Australia Pty Ltd | Sheet - Barrier Single Channel Sheet. | Porus Polyethylene. Barrier Single Channel Sheet, Model 9527. | Barrier Single Channel: 38 x 50 x 0.85mm | 152165 | February 2012 |  | Changed Product Group, Product Sub Group, Suffix, Benefit.
07 - Plastic and Reconstructive | 07.01 - CRANIOMAXILLOFACIAL RECONSTRUCTION & FIXATION | 07.01.04 - Non-mesh | 07.01.04.02 - Polymer |  | SY696 | 240 |  | Johnson & Johnson Medical Pty Ltd | SynPOR | Porous Polyethylene | 0.45mm - 3.0mm thick | 190454 | August 2012 |  | New Listing
07 - Plastic and Reconstructive | 07.01 - CRANIOMAXILLOFACIAL RECONSTRUCTION & FIXATION | 07.01.04 - Non-mesh | 07.01.04.03 - Block |  | BY003 | 825 |  | SPIRAN PTY. LTD. | Su-Por Flexible Block | An implantable device intended to support, contour, and provide structure for the craniofacial anatomy during reconstructive and plastic surgery procedures. Made of high density polyethylene material with an interconnecting pore structure that supports tissue ingrowth. The device is available in various shapes and can be cut by the surgeon to meet the patient's specific needs. | 13 x 38 x 3mm, 25 x 50 x 6mm, 13 x 38 x 9.5mm 25 x 50 x 3mm, 25 x 50 x 6mm, 25 x 50 x 9.5mm 38 x 63 x 3mm, 38 x 63 x 6mm, 38 x 63 x 9.5mm | 267380 | February 2017 |  | Changed Product Name, Size.
07 - Plastic and Reconstructive | 07.01 - CRANIOMAXILLOFACIAL RECONSTRUCTION & FIXATION | 07.01.04 - Non-mesh | 07.01.04.03 - Block |  | HW506 | 825 |  | Stryker Australia Pty Ltd | Stryker MEDPOR Implant | Porous Polyethylene Mesh | Block | 152165 | February 2013 |  | Compressed from HW419, HW429, HW430, HW431, SK514, SK518, SK519
07 - Plastic and Reconstructive | 07.01 - CRANIOMAXILLOFACIAL RECONSTRUCTION & FIXATION | 07.01.04 - Non-mesh | 07.01.04.03 - Block |  | SK520 | 825 |  | Stryker Australia Pty Ltd | Medpor Porous Polyethylene Biomaterial Custom Made Implant | Porous Polyethylene Biomaterial Custom Made Product for ear, nose, face and Orbit reconstruction | Custom designed and made from CT scan image | 152165 | February 2012 |  | Changed Product Group, Product Sub Group, Benefit.
07 - Plastic and Reconstructive | 07.01 - CRANIOMAXILLOFACIAL RECONSTRUCTION & FIXATION | 07.01.05 - Fracture or Reconstruction Plates | 07.01.05.01 - <0.5mm thick, <4 holes |  | BI949 | 65 |  | Zimmer Biomet Pty Ltd | Neurological Packs | Plate & screws: Neuro pack - single plate or thinflip 2 hole plate set | 1.5mm or 2mm system | 98559 | February 2012 |  | Changed Product Group, Product Sub Group, Suffix, Benefit.
07 - Plastic and Reconstructive | 07.01 - CRANIOMAXILLOFACIAL RECONSTRUCTION & FIXATION | 07.01.05 - Fracture or Reconstruction Plates | 07.01.05.01 - <0.5mm thick, <4 holes |  | LM222 | 65 |  | LMT Surgical Pty Ltd | BIOPLATE Low Profile | Low Profile 2-hole Straight Plate | 11mm - 14mm length | 123205 | February 2015 |  | Transferred from JJ535
07 - Plastic and Reconstructive | 07.01 - CRANIOMAXILLOFACIAL RECONSTRUCTION & FIXATION | 07.01.05 - Fracture or Reconstruction Plates | 07.01.05.01 - <0.5mm thick, <4 holes |  | SP076 | 65 |  | Surgiplas Medical | Plates | Micro, Midface & Mini | Straight Plate - 2 Hole, Plate < 4 holes. | 130508 | February 2012 |  | Changed Product Group, Product Sub Group, Benefit.
07 - Plastic and Reconstructive | 07.01 - CRANIOMAXILLOFACIAL RECONSTRUCTION & FIXATION | 07.01.05 - Fracture or Reconstruction Plates | 07.01.05.01 - <0.5mm thick, <4 holes |  | SY561 | 65 |  | Johnson & Johnson Medical Pty Ltd | Matrix | Simple shaped plates | < 4 holes | 157706 | August 2015 |  | Changed Description.
07 - Plastic and Reconstructive | 07.01 - CRANIOMAXILLOFACIAL RECONSTRUCTION & FIXATION | 07.01.05 - Fracture or Reconstruction Plates | 07.01.05.02 - <0.5mm thick, 4-7 holes |  | LM223 | 140 |  | LMT Surgical Pty Ltd | Bioplate Plating System | Plates of various shape | 4 to 7 holes | 123205 | February 2015 |  | Transferred from JJ845
07 - Plastic and Reconstructive | 07.01 - CRANIOMAXILLOFACIAL RECONSTRUCTION & FIXATION | 07.01.05 - Fracture or Reconstruction Plates | 07.01.05.02 - <0.5mm thick, 4-7 holes |  | SY562 | 140 |  | Johnson & Johnson Medical Pty Ltd | Matrix | Micro X, Frame plates | 4 - 7 Holes | 157706 | August 2012 |  | Changed Size.
07 - Plastic and Reconstructive | 07.01 - CRANIOMAXILLOFACIAL RECONSTRUCTION & FIXATION | 07.01.05 - Fracture or Reconstruction Plates | 07.01.05.02 - <0.5mm thick, 4-7 holes | Burr | KT010 | 190 |  | KLS Martin Australia Pty Limited | Martin Level One Fixation | Plate, titanium | <0.5mm thick, 4 to 7 holes | 96619 | February 2015 |  | Transferred from MO121
07 - Plastic and Reconstructive | 07.01 - CRANIOMAXILLOFACIAL RECONSTRUCTION & FIXATION | 07.01.05 - Fracture or Reconstruction Plates | 07.01.05.02 - <0.5mm thick, 4-7 holes | Burr | LH495 | 190 |  | Lifehealthcare Pty Ltd | Martin Level One Fixation | Plate, titanium | <0.5mm thick, 4 to 7 holes | 202851 | February 2013 |  | Duplicated from MO121
07 - Plastic and Reconstructive | 07.01 - CRANIOMAXILLOFACIAL RECONSTRUCTION & FIXATION | 07.01.05 - Fracture or Reconstruction Plates | 07.01.05.02 - <0.5mm thick, 4-7 holes | Burr | LM224 | 190 |  | LMT Surgical Pty Ltd | BIOPLATE Low Profile | Low Profile Flex Contoured Burr Hole Cover | Low profile 0.3mm, 1.5mm diam hole, 12 - 18mm diam plate | 123205 | February 2015 |  | Transferred from JJ544
07 - Plastic and Reconstructive | 07.01 - CRANIOMAXILLOFACIAL RECONSTRUCTION & FIXATION | 07.01.05 - Fracture or Reconstruction Plates | 07.01.05.02 - <0.5mm thick, 4-7 holes | Burr | MN196 | 190 |  | Johnson & Johnson Medical Pty Ltd | Matrix Plate | Burr Hole Plates | 12 to 24mm | 157706 | August 2016 |  | New Listing
07 - Plastic and Reconstructive | 07.01 - CRANIOMAXILLOFACIAL RECONSTRUCTION & FIXATION | 07.01.05 - Fracture or Reconstruction Plates | 07.01.05.03 - <0.5mm thick, 8-15 holes |  | LH504 | 281 |  | Lifehealthcare Pty Ltd | Martin Osteosynthesis 1.5mm System 8-15 hole plate | Plate, Titanium | <0.5mm thick, 8-15 holes | 202851 | February 2014 |  | New Listing
07 - Plastic and Reconstructive | 07.01 - CRANIOMAXILLOFACIAL RECONSTRUCTION & FIXATION | 07.01.05 - Fracture or Reconstruction Plates | 07.01.05.03 - <0.5mm thick, 8-15 holes |  | LM225 | 281 |  | LMT Surgical Pty Ltd | BIOPLATE Low Profile | Low Profile 8-hole Boxcar Plate | 10 x 24mm | 123205 | February 2015 |  | Transferred from JJ543
07 - Plastic and Reconstructive | 07.01 - CRANIOMAXILLOFACIAL RECONSTRUCTION & FIXATION | 07.01.05 - Fracture or Reconstruction Plates | 07.01.05.03 - <0.5mm thick, 8-15 holes |  | SY563 | 281 |  | Johnson & Johnson Medical Pty Ltd | Matrix | Micor Orbital curved plate | 12 hole | 157706 | February 2012 |  | Changed Product Group, Product Sub Group, Suffix, Benefit.
07 - Plastic and Reconstructive | 07.01 - CRANIOMAXILLOFACIAL RECONSTRUCTION & FIXATION | 07.01.05 - Fracture or Reconstruction Plates | 07.01.05.04 - <0.5mm thick, 16-32 holes |  | LH506 | 380 |  | Lifehealthcare Pty Ltd | Martin Osteosynthesis 1.5mm System 16-32 hole plate | Plate, Titanium | <0.5mm thick, 16-32 holes | 202851 | February 2014 |  | New Listing
07 - Plastic and Reconstructive | 07.01 - CRANIOMAXILLOFACIAL RECONSTRUCTION & FIXATION | 07.01.05 - Fracture or Reconstruction Plates | 07.01.05.04 - <0.5mm thick, 16-32 holes |  | SY558 | 380 |  | Johnson & Johnson Medical Pty Ltd | Matrix | Micro Adaption, Strut Plates | 18-20 hole | 157706 | February 2012 |  | Changed Product Group, Product Sub Group, Benefit.
07 - Plastic and Reconstructive | 07.01 - CRANIOMAXILLOFACIAL RECONSTRUCTION & FIXATION | 07.01.05 - Fracture or Reconstruction Plates | 07.01.05.05 - 0.5-0.99mm thick, <4 holes |  | AI004 | 95 |  | Australian Surgical Innovations Pty Ltd | ASI Plates and Screws | Plate | Straight, Left, Right, X, T and Y shaped | 104831 | February 2012 |  | Changed Product Group, Product Sub Group, Benefit.
07 - Plastic and Reconstructive | 07.01 - CRANIOMAXILLOFACIAL RECONSTRUCTION & FIXATION | 07.01.05 - Fracture or Reconstruction Plates | 07.01.05.05 - 0.5-0.99mm thick, <4 holes |  | AT078 | 95 |  | Anatomics Pty Ltd | Anatomics Fixation Straight Plates | Titanium fixation straight plates | 2 Holes Thickness - 0.6mm Length - 15mm | 288564 | August 2017 |  | New Listing
07 - Plastic and Reconstructive | 07.01 - CRANIOMAXILLOFACIAL RECONSTRUCTION & FIXATION | 07.01.05 - Fracture or Reconstruction Plates | 07.01.05.05 - 0.5-0.99mm thick, <4 holes |  | BB304 | 95 |  | B Braun Australia Pty Ltd | Aesculap CranioPlate System/ Plate Neuro, 2 hole straight | Cranial fixation system, internal fracture, non biodegradable. Consists of screws, plates | Plate Neuro, 2 hole 11 & 16mm straight | 140600 | February 2012 |  | Changed Product Group, Product Sub Group, Benefit.
07 - Plastic and Reconstructive | 07.01 - CRANIOMAXILLOFACIAL RECONSTRUCTION & FIXATION | 07.01.05 - Fracture or Reconstruction Plates | 07.01.05.05 - 0.5-0.99mm thick, <4 holes |  | BI677 | 95 |  | Zimmer Biomet Pty Ltd | W Lorenz Osteosynthesis System | Plate, Neuro Straight, 1.5mm System, Titanium | 2 hole (medium or long) | 128458 | February 2012 |  | Changed Product Group, Product Sub Group, Benefit.
07 - Plastic and Reconstructive | 07.01 - CRANIOMAXILLOFACIAL RECONSTRUCTION & FIXATION | 07.01.05 - Fracture or Reconstruction Plates | 07.01.05.05 - 0.5-0.99mm thick, <4 holes |  | HW497 | 95 |  | Stryker Australia Pty Ltd | Stryker Leibinger Plating System | Fracture or reconstruction plates | 0.5 - 0.99mm thick, <4 holes | 122928, 124319 | August 2014 |  | Changed Description.
07 - Plastic and Reconstructive | 07.01 - CRANIOMAXILLOFACIAL RECONSTRUCTION & FIXATION | 07.01.05 - Fracture or Reconstruction Plates | 07.01.05.05 - 0.5-0.99mm thick, <4 holes |  | KT024 | 95 |  | KLS Martin Australia Pty Limited | Martin Micro Plate Osteosynthesis System | 1.5mm system Straight Plate Titanium | 2 hole, 0.6mm profile | 96620 | February 2015 |  | Transferred from MO283
07 - Plastic and Reconstructive | 07.01 - CRANIOMAXILLOFACIAL RECONSTRUCTION & FIXATION | 07.01.05 - Fracture or Reconstruction Plates | 07.01.05.05 - 0.5-0.99mm thick, <4 holes |  | LH502 | 95 |  | Lifehealthcare Pty Ltd | Martin Osteosynthesis 1.5mm System 2 hole plate | Plate, 0.6mm thick, titanium | 2-4 hole | 202851 | February 2014 |  | New Listing
07 - Plastic and Reconstructive | 07.01 - CRANIOMAXILLOFACIAL RECONSTRUCTION & FIXATION | 07.01.05 - Fracture or Reconstruction Plates | 07.01.05.05 - 0.5-0.99mm thick, <4 holes |  | MC872 | 95 |  | Medtronic Australasia Pty Ltd | TiMesh Rigid Fixation Bone Grafting and Plating System | Titanium, Straight Plate | < 4 holes | 128523 | February 2012 |  | Changed Product Group, Product Sub Group, Benefit.
07 - Plastic and Reconstructive | 07.01 - CRANIOMAXILLOFACIAL RECONSTRUCTION & FIXATION | 07.01.05 - Fracture or Reconstruction Plates | 07.01.05.05 - 0.5-0.99mm thick, <4 holes |  | MC908 | 95 |  | Medtronic Australasia Pty Ltd | Timesh | Rigid Straight Plates | < 4 holes | 128523 | February 2012 |  | Changed Product Group, Product Sub Group, Benefit.
07 - Plastic and Reconstructive | 07.01 - CRANIOMAXILLOFACIAL RECONSTRUCTION & FIXATION | 07.01.05 - Fracture or Reconstruction Plates | 07.01.05.05 - 0.5-0.99mm thick, <4 holes |  | SP075 | 95 |  | Surgiplas Medical | Plates | Micro, Midface & Mini | Straight Plate - 2 Hole, Plate < 4 holes. | 130508 | February 2012 |  | Changed Product Group, Product Sub Group, Benefit.
07 - Plastic and Reconstructive | 07.01 - CRANIOMAXILLOFACIAL RECONSTRUCTION & FIXATION | 07.01.05 - Fracture or Reconstruction Plates | 07.01.05.05 - 0.5-0.99mm thick, <4 holes | Burr | MC867 | 140 |  | Medtronic Australasia Pty Ltd | TiMesh Rigid Fixation Bone Grafting and Plating System | Titanium, Plate | Ohata Tristar 8.4 10mm, < 4 hole | 128523 | February 2012 |  | Changed Product Group, Product Sub Group, Suffix, Benefit.
07 - Plastic and Reconstructive | 07.01 - CRANIOMAXILLOFACIAL RECONSTRUCTION & FIXATION | 07.01.05 - Fracture or Reconstruction Plates | 07.01.05.05 - 0.5-0.99mm thick, <4 holes | Burr | SK267 | 140 |  | Stryker Australia Pty Ltd | Leibinger Titanium Implant System | Burr Hole Cover 1.0mm - 2.3mm | Diameter 7, 10, 14 & 20mm | 124319, 64730 | February 2012 |  | Changed Product Group, Product Sub Group, Suffix, Benefit.
07 - Plastic and Reconstructive | 07.01 - CRANIOMAXILLOFACIAL RECONSTRUCTION & FIXATION | 07.01.05 - Fracture or Reconstruction Plates | 07.01.05.05 - 0.5-0.99mm thick, <4 holes | Compression | SY580 | 140 |  | Johnson & Johnson Medical Pty Ltd | AO/ASIF Plate | Titanium adaption plate | <4 holes | 157706 | February 2012 |  | Compressed from SY475, SY478
07 - Plastic and Reconstructive | 07.01 - CRANIOMAXILLOFACIAL RECONSTRUCTION & FIXATION | 07.01.05 - Fracture or Reconstruction Plates | 07.01.05.05 - 0.5-0.99mm thick, <4 holes | Resorbable | SY512 | 180 |  | Johnson & Johnson Medical Pty Ltd | AO/ASIF Plate | Rapid resorbable reconstruction plate | <4 holes | 167547 | February 2012 |  | Changed Product Name, Description, Size, Product Group, Product Sub Group, Benefit.
07 - Plastic and Reconstructive | 07.01 - CRANIOMAXILLOFACIAL RECONSTRUCTION & FIXATION | 07.01.05 - Fracture or Reconstruction Plates | 07.01.05.06 - 0.5-0.99mm thick, 4-7 holes |  | AT079 | 170 |  | Anatomics Pty Ltd | Anatomics Fixation Double-Y Plates | Titanium craniofacial fixation plates | 6 Holes Thickness - 0.6mm Length - 17mm | 288564 | August 2017 |  | New Listing
07 - Plastic and Reconstructive | 07.01 - CRANIOMAXILLOFACIAL RECONSTRUCTION & FIXATION | 07.01.05 - Fracture or Reconstruction Plates | 07.01.05.06 - 0.5-0.99mm thick, 4-7 holes |  | AU007 | 170 |  | Aus Systems Pty Ltd | Aus Systems Titanium Miniplates (Bone Plates) | Plate Titanium | 0.7mm profile 4-7 holes | 109176 | February 2012 |  | Changed Description, Size, Product Group, Product Sub Group, Benefit.
07 - Plastic and Reconstructive | 07.01 - CRANIOMAXILLOFACIAL RECONSTRUCTION & FIXATION | 07.01.05 - Fracture or Reconstruction Plates | 07.01.05.06 - 0.5-0.99mm thick, 4-7 holes |  | BB305 | 170 |  | B Braun Australia Pty Ltd | Aesculap CranioPlate System/Plate Neuro, 6 hole rectangular | Cranial fixation system, internal fracture, non biodegradable. Consists of screws, plates. | Plate Neuro, 6 hole 10 x 17 mm rectangular | 140600 | February 2012 |  | Changed Product Group, Product Sub Group, Benefit.
07 - Plastic and Reconstructive | 07.01 - CRANIOMAXILLOFACIAL RECONSTRUCTION & FIXATION | 07.01.05 - Fracture or Reconstruction Plates | 07.01.05.06 - 0.5-0.99mm thick, 4-7 holes |  | BB306 | 170 |  | B Braun Australia Pty Ltd | Aesculap CranioPlate System/ Plate Neuro, 4 hole square | Cranial fixation system, internal fracture, non biodegradable. Consists of screws, plates. | Plate Neuro, 4 hole 10mm square | 140600 | February 2012 |  | Changed Product Group, Product Sub Group, Benefit.
07 - Plastic and Reconstructive | 07.01 - CRANIOMAXILLOFACIAL RECONSTRUCTION & FIXATION | 07.01.05 - Fracture or Reconstruction Plates | 07.01.05.06 - 0.5-0.99mm thick, 4-7 holes |  | BB307 | 170 |  | B Braun Australia Pty Ltd | Aesculap CranioPlate System/ Plate Neuro, 4 hole straight | Cranial fixation system, internal fracture, non biodegradable. Consists of screws, plates. | Plate Neuro, 4 hole 17 & 20 mm straight | 140600 | February 2012 |  | Changed Product Group, Product Sub Group, Benefit.
07 - Plastic and Reconstructive | 07.01 - CRANIOMAXILLOFACIAL RECONSTRUCTION & FIXATION | 07.01.05 - Fracture or Reconstruction Plates | 07.01.05.06 - 0.5-0.99mm thick, 4-7 holes |  | BB308 | 170 |  | B Braun Australia Pty Ltd | Aesculap CranioPlate System/ Plate Neuro, 6 hole double Y | Cranial fixation system, internal fracture, non biodegradable. Consists of screws, plates. | Plate Neuro, 6 hole 15 & 17mm, double Y shape | 140600 | February 2012 |  | Changed Product Group, Product Sub Group, Benefit.
07 - Plastic and Reconstructive | 07.01 - CRANIOMAXILLOFACIAL RECONSTRUCTION & FIXATION | 07.01.05 - Fracture or Reconstruction Plates | 07.01.05.06 - 0.5-0.99mm thick, 4-7 holes |  | BB309 | 170 |  | B Braun Australia Pty Ltd | Aesculap CranioPlate System/ Plate neuro, 5 hole Y | Cranial fixation system, internal fracture, non biodegradable. Consists of screws, plates | Plate Neuro, 5 hole 17mm, Y shape | 140600 | February 2012 |  | Changed Product Group, Product Sub Group, Benefit.
07 - Plastic and Reconstructive | 07.01 - CRANIOMAXILLOFACIAL RECONSTRUCTION & FIXATION | 07.01.05 - Fracture or Reconstruction Plates | 07.01.05.06 - 0.5-0.99mm thick, 4-7 holes |  | BB313 | 170 |  | B Braun Australia Pty Ltd | Aesculap CranioPlate System/ Plate Neuro, Burr hole cover 12 & 16mm | Cranial fixation system, internal fracture, non biodegradable. Consists of screws, plates. | Plate Neuro, 6 hole x 16 & 20mm Burr hole cover | 140600 | February 2012 |  | Changed Product Group, Product Sub Group, Benefit.
07 - Plastic and Reconstructive | 07.01 - CRANIOMAXILLOFACIAL RECONSTRUCTION & FIXATION | 07.01.05 - Fracture or Reconstruction Plates | 07.01.05.06 - 0.5-0.99mm thick, 4-7 holes |  | BH362 | 170 |  | Zimmer Biomet Pty Ltd | Lorenz Plating System | Neuro Gap Plate, Titanium | 25mm - 45mm | 128458 | August 2014 |  | Compressed from BI717, BI718, BI720
07 - Plastic and Reconstructive | 07.01 - CRANIOMAXILLOFACIAL RECONSTRUCTION & FIXATION | 07.01.05 - Fracture or Reconstruction Plates | 07.01.05.06 - 0.5-0.99mm thick, 4-7 holes |  | BI348 | 170 |  | Zimmer Biomet Pty Ltd | W Lorenz Osteosynthesis System | L-Plate, 2mm System, Left or Right. Titanium | 2 x 2 hole, Mini or Low Profile | 119508 | February 2012 |  | Changed Product Group, Product Sub Group, Benefit.
07 - Plastic and Reconstructive | 07.01 - CRANIOMAXILLOFACIAL RECONSTRUCTION & FIXATION | 07.01.05 - Fracture or Reconstruction Plates | 07.01.05.06 - 0.5-0.99mm thick, 4-7 holes |  | BI351 | 170 |  | Zimmer Biomet Pty Ltd | W Lorenz Osteosynthesis System | L-Plate, 2mm System, Left or Right. Titanium | 2 x 2 hole, long | 119508 | February 2012 |  | Changed Product Group, Product Sub Group, Benefit.
07 - Plastic and Reconstructive | 07.01 - CRANIOMAXILLOFACIAL RECONSTRUCTION & FIXATION | 07.01.05 - Fracture or Reconstruction Plates | 07.01.05.06 - 0.5-0.99mm thick, 4-7 holes |  | BI605 | 170 |  | Zimmer Biomet Pty Ltd | W Lorenz Osteosynthesis System | Plate, Matrix, 1.0 or 1.5mm System, Titanium | 6 hole | 128458 | February 2012 |  | Changed Product Group, Product Sub Group, Benefit.
07 - Plastic and Reconstructive | 07.01 - CRANIOMAXILLOFACIAL RECONSTRUCTION & FIXATION | 07.01.05 - Fracture or Reconstruction Plates | 07.01.05.06 - 0.5-0.99mm thick, 4-7 holes |  | BI617 | 170 |  | Zimmer Biomet Pty Ltd | W Lorenz Osteosynthesis System | Plate, Straight, 1mm System. Titanium | 4 hole | 128458 | February 2012 |  | Changed Product Group, Product Sub Group, Benefit.
07 - Plastic and Reconstructive | 07.01 - CRANIOMAXILLOFACIAL RECONSTRUCTION & FIXATION | 07.01.05 - Fracture or Reconstruction Plates | 07.01.05.06 - 0.5-0.99mm thick, 4-7 holes |  | BI620 | 170 |  | Zimmer Biomet Pty Ltd | W Lorenz Osteosynthesis System | Plate, Straight, low profile, 2.0mm System, Titanium | 4 - 8 hole | 128458 | February 2012 |  | Changed Product Group, Product Sub Group, Benefit.
07 - Plastic and Reconstructive | 07.01 - CRANIOMAXILLOFACIAL RECONSTRUCTION & FIXATION | 07.01.05 - Fracture or Reconstruction Plates | 07.01.05.06 - 0.5-0.99mm thick, 4-7 holes |  | BI621 | 170 |  | Zimmer Biomet Pty Ltd | W Lorenz Osteosynthesis System | Plate, L , 2.5mm or 2m system, Titanium | 2 x2 or 3x3 hole | 128458 | February 2012 |  | Changed Product Group, Product Sub Group, Benefit.
07 - Plastic and Reconstructive | 07.01 - CRANIOMAXILLOFACIAL RECONSTRUCTION & FIXATION | 07.01.05 - Fracture or Reconstruction Plates | 07.01.05.06 - 0.5-0.99mm thick, 4-7 holes |  | BI622 | 170 |  | Zimmer Biomet Pty Ltd | W Lorenz Osteosynthesis System | Z-Shape Plate, Left or Right, 1.5mm or 2mm System. Titanium | 2 x 2 hole | 128458 | February 2012 |  | Changed Product Group, Product Sub Group, Benefit.
07 - Plastic and Reconstructive | 07.01 - CRANIOMAXILLOFACIAL RECONSTRUCTION & FIXATION | 07.01.05 - Fracture or Reconstruction Plates | 07.01.05.06 - 0.5-0.99mm thick, 4-7 holes |  | BI623 | 170 |  | Zimmer Biomet Pty Ltd | W Lorenz Osteosynthesis System | T-Plate, Left or Right, 1.5mm System. Titanium | 3x3 hole, 7x7 hole | 128458 | February 2012 |  | Changed Product Group, Product Sub Group, Benefit.
07 - Plastic and Reconstructive | 07.01 - CRANIOMAXILLOFACIAL RECONSTRUCTION & FIXATION | 07.01.05 - Fracture or Reconstruction Plates | 07.01.05.06 - 0.5-0.99mm thick, 4-7 holes |  | BI624 | 170 |  | Zimmer Biomet Pty Ltd | W Lorenz Osteosynthesis System | T-Plate 90 degrees, Left or Right, 2mm System. Titanium | 2x5hole, 3x3hole, 2x3hole | 128458 | February 2012 |  | Changed Product Group, Product Sub Group, Benefit.
07 - Plastic and Reconstructive | 07.01 - CRANIOMAXILLOFACIAL RECONSTRUCTION & FIXATION | 07.01.05 - Fracture or Reconstruction Plates | 07.01.05.06 - 0.5-0.99mm thick, 4-7 holes |  | BI625 | 170 |  | Zimmer Biomet Pty Ltd | W Lorenz Osteosynthesis System | Plate, Y, Double Y, X, 1.5mm System or 2.0mm System, Titanium | One size only | 128458 | February 2012 |  | Changed Product Group, Product Sub Group, Benefit.
07 - Plastic and Reconstructive | 07.01 - CRANIOMAXILLOFACIAL RECONSTRUCTION & FIXATION | 07.01.05 - Fracture or Reconstruction Plates | 07.01.05.06 - 0.5-0.99mm thick, 4-7 holes |  | BI627 | 170 |  | Zimmer Biomet Pty Ltd | W Lorenz Osteosynthesis System | Plate, Straight, 1.5mm System, Titanium | 4 or 6 hole | 128458 | February 2012 |  | Changed Product Group, Product Sub Group, Benefit.
07 - Plastic and Reconstructive | 07.01 - CRANIOMAXILLOFACIAL RECONSTRUCTION & FIXATION | 07.01.05 - Fracture or Reconstruction Plates | 07.01.05.06 - 0.5-0.99mm thick, 4-7 holes |  | BI638 | 170 |  | Zimmer Biomet Pty Ltd | W Lorenz Osteosynthesis System | Plate, Orbital. 1mm System, Titanium | One size only | 128458 | February 2012 |  | Changed Product Group, Product Sub Group, Benefit.
07 - Plastic and Reconstructive | 07.01 - CRANIOMAXILLOFACIAL RECONSTRUCTION & FIXATION | 07.01.05 - Fracture or Reconstruction Plates | 07.01.05.06 - 0.5-0.99mm thick, 4-7 holes |  | BI656 | 170 |  | Zimmer Biomet Pty Ltd | W Lorenz Osteosynthesis System | Plate, Orbital, 1.5mm, 2.0mm System, Titanium | 6 hole | 128458 | February 2012 |  | Changed Product Group, Product Sub Group, Benefit.
07 - Plastic and Reconstructive | 07.01 - CRANIOMAXILLOFACIAL RECONSTRUCTION & FIXATION | 07.01.05 - Fracture or Reconstruction Plates | 07.01.05.06 - 0.5-0.99mm thick, 4-7 holes |  | BI728 | 170 |  | Zimmer Biomet Pty Ltd | W.Lorenz Osteosynthesis System | Neuro Square or Rectangular Plate, titanium | 1.5mm system, 4 hole | 119508 | February 2012 |  | Changed Product Group, Product Sub Group, Benefit.
07 - Plastic and Reconstructive | 07.01 - CRANIOMAXILLOFACIAL RECONSTRUCTION & FIXATION | 07.01.05 - Fracture or Reconstruction Plates | 07.01.05.06 - 0.5-0.99mm thick, 4-7 holes |  | HW498 | 170 |  | Stryker Australia Pty Ltd | Stryker Leibinger Plating System | Craniofacial Fixation Plates | 0.5 - 0.99mm thick, 4 -7 holes | 11565, 124319, 16221, 64730 | February 2013 |  | Compressed from SK259, SK260, SK261, SK263, SK264, SK270, SK272, SK273, SK274, SK280, SK282, SK283, SK340, SK348, SK349, SK363, SK522, SK524, ST123, ST125, ST130, ST132, ST133, ST137, ST138, ST139, ST142, ST144, ST151, ST154, ST160, ST162, ST164, ST165, S
07 - Plastic and Reconstructive | 07.01 - CRANIOMAXILLOFACIAL RECONSTRUCTION & FIXATION | 07.01.05 - Fracture or Reconstruction Plates | 07.01.05.06 - 0.5-0.99mm thick, 4-7 holes |  | KT057 | 170 |  | KLS Martin Australia Pty Limited | Martin Level One Fixation | Plate Titanium | 0.5 to 0.99mm thick, 4 - 7 holes | 96619 | February 2015 |  | Transferred from MO401
07 - Plastic and Reconstructive | 07.01 - CRANIOMAXILLOFACIAL RECONSTRUCTION & FIXATION | 07.01.05 - Fracture or Reconstruction Plates | 07.01.05.06 - 0.5-0.99mm thick, 4-7 holes |  | LH503 | 170 |  | Lifehealthcare Pty Ltd | Martin Osteosynthesis 1.5mm System 4-7 hole plate | Plate, 0.6mm thick, Titanium | 4-7 hole | 202851 | February 2014 |  | New Listing
07 - Plastic and Reconstructive | 07.01 - CRANIOMAXILLOFACIAL RECONSTRUCTION & FIXATION | 07.01.05 - Fracture or Reconstruction Plates | 07.01.05.06 - 0.5-0.99mm thick, 4-7 holes |  | MC393 | 170 |  | Medtronic Australasia Pty Ltd | TiMesh Rigid Fixation Bone Grafting and Plating System | Titanium, Z Plate Left and Right | 4 hole - 5mm, 9.5mm | 128523 | February 2012 |  | Changed Product Group, Product Sub Group, Benefit.
07 - Plastic and Reconstructive | 07.01 - CRANIOMAXILLOFACIAL RECONSTRUCTION & FIXATION | 07.01.05 - Fracture or Reconstruction Plates | 07.01.05.06 - 0.5-0.99mm thick, 4-7 holes |  | MC519 | 170 |  | Medtronic Australasia Pty Ltd | TiMesh | Squareplate | 4 holes x 1mm - 4 holes x 2.2mm | 128523 | February 2012 |  | Changed Product Group, Product Sub Group, Benefit.
07 - Plastic and Reconstructive | 07.01 - CRANIOMAXILLOFACIAL RECONSTRUCTION & FIXATION | 07.01.05 - Fracture or Reconstruction Plates | 07.01.05.06 - 0.5-0.99mm thick, 4-7 holes |  | MC520 | 170 |  | Medtronic Australasia Pty Ltd | TiMesh | X Plate | 4 holes x 1mm - 4 holes x 2.2mm | 128523 | February 2012 |  | Changed Product Group, Product Sub Group, Benefit.
07 - Plastic and Reconstructive | 07.01 - CRANIOMAXILLOFACIAL RECONSTRUCTION & FIXATION | 07.01.05 - Fracture or Reconstruction Plates | 07.01.05.06 - 0.5-0.99mm thick, 4-7 holes |  | MC576 | 170 |  | Medtronic Australasia Pty Ltd | Timesh | Double Y Plates | 3 Hole - 2.5mm - 7mm | 128523 | February 2012 |  | Changed Product Group, Product Sub Group, Benefit.
07 - Plastic and Reconstructive | 07.01 - CRANIOMAXILLOFACIAL RECONSTRUCTION & FIXATION | 07.01.05 - Fracture or Reconstruction Plates | 07.01.05.06 - 0.5-0.99mm thick, 4-7 holes |  | MC870 | 170 |  | Medtronic Australasia Pty Ltd | TiMesh Rigid Fixation Bone Grafting and Plating System | Titanium, Y Plate Double and Single | 4 - 7 hole | 128523 | February 2012 |  | Changed Product Group, Product Sub Group, Benefit.
07 - Plastic and Reconstructive | 07.01 - CRANIOMAXILLOFACIAL RECONSTRUCTION & FIXATION | 07.01.05 - Fracture or Reconstruction Plates | 07.01.05.06 - 0.5-0.99mm thick, 4-7 holes |  | MC875 | 170 |  | Medtronic Australasia Pty Ltd | TiMesh Rigid Fixation Bone Grafting and Plating System | Titanium, T Plate | 4 - 7 hole | 128523 | February 2012 |  | Changed Product Group, Product Sub Group, Benefit.
07 - Plastic and Reconstructive | 07.01 - CRANIOMAXILLOFACIAL RECONSTRUCTION & FIXATION | 07.01.05 - Fracture or Reconstruction Plates | 07.01.05.06 - 0.5-0.99mm thick, 4-7 holes |  | MC883 | 170 |  | Medtronic Australasia Pty Ltd | TiMesh Rigid Fixation Bone Grafting and Plating System | Titanium, L Plate (Left and right configurations) | 4 to 7 holes | 128523 | February 2012 |  | Changed Product Group, Product Sub Group, Benefit.
07 - Plastic and Reconstructive | 07.01 - CRANIOMAXILLOFACIAL RECONSTRUCTION & FIXATION | 07.01.05 - Fracture or Reconstruction Plates | 07.01.05.06 - 0.5-0.99mm thick, 4-7 holes |  | MC885 | 170 |  | Medtronic Australasia Pty Ltd | TiMesh Rigid Fixation Bone Grafting and Plating System | Titanium, H Plate | 4 - 7 hole | 128523 | February 2012 |  | Changed Product Group, Product Sub Group, Benefit.
07 - Plastic and Reconstructive | 07.01 - CRANIOMAXILLOFACIAL RECONSTRUCTION & FIXATION | 07.01.05 - Fracture or Reconstruction Plates | 07.01.05.06 - 0.5-0.99mm thick, 4-7 holes |  | MC891 | 170 |  | Medtronic Australasia Pty Ltd | Macropore | Oblique Plates | 4 to 7 holes | 153968, 153969, 153970 | February 2012 |  | Changed Product Group, Product Sub Group, Benefit.
07 - Plastic and Reconstructive | 07.01 - CRANIOMAXILLOFACIAL RECONSTRUCTION & FIXATION | 07.01.05 - Fracture or Reconstruction Plates | 07.01.05.06 - 0.5-0.99mm thick, 4-7 holes |  | MC909 | 170 |  | Medtronic Australasia Pty Ltd | Timesh | Rigid Straight Plates | 4 - 7 holes | 128523 | February 2012 |  | Changed Product Group, Product Sub Group, Benefit.
07 - Plastic and Reconstructive | 07.01 - CRANIOMAXILLOFACIAL RECONSTRUCTION & FIXATION | 07.01.05 - Fracture or Reconstruction Plates | 07.01.05.06 - 0.5-0.99mm thick, 4-7 holes |  | SP074 | 170 |  | Surgiplas Medical | Plates | Micro, Midface, Mini, BSSO, TR BSSO | 4 Hole BSSO Plate Short, Medium, Long; TR BSSO Plate, Short, Long; 4 & 6 Hole Straight Plate 1.0mm thick, Plate 4 to 7 holes. | 130508 | February 2012 |  | Changed Product Group, Product Sub Group, Benefit.
07 - Plastic and Reconstructive | 07.01 - CRANIOMAXILLOFACIAL RECONSTRUCTION & FIXATION | 07.01.05 - Fracture or Reconstruction Plates | 07.01.05.06 - 0.5-0.99mm thick, 4-7 holes |  | SP084 | 170 |  | Surgiplas Medical | Plates | Mini & Maxi | 4 & 5 Hole compression Plates 4 to 7 Holes | 130508 | February 2012 |  | Changed Product Group, Product Sub Group, Benefit.
07 - Plastic and Reconstructive | 07.01 - CRANIOMAXILLOFACIAL RECONSTRUCTION & FIXATION | 07.01.05 - Fracture or Reconstruction Plates | 07.01.05.06 - 0.5-0.99mm thick, 4-7 holes |  | SP087 | 170 |  | Surgiplas Medical | Plates | Mini & Maxi | Zygomatic Plates, Pyriform Plates, Orthognathic, Y Plates, Y Plate, H Plate, 5 Hole straight plate, 13mm & 16mm L Plate - Left & Right, 19mm T Plate, X Plate; 10mm Square Plate; 13mm, 15mm & 22mm L Plate - Left & Right, 9mm & 11mm ZED Plate - Left & Right | 130508 | February 2012 |  | Changed Product Group, Product Sub Group, Benefit.
07 - Plastic and Reconstructive | 07.01 - CRANIOMAXILLOFACIAL RECONSTRUCTION & FIXATION | 07.01.05 - Fracture or Reconstruction Plates | 07.01.05.06 - 0.5-0.99mm thick, 4-7 holes | Burr | AT080 | 170 |  | Anatomics Pty Ltd | Anatomics Burr Hole Plates | Titanium burr hole plate | Thickness - 0.6mm Diameter - 18-22mm | 288564 | August 2017 |  | New Listing
07 - Plastic and Reconstructive | 07.01 - CRANIOMAXILLOFACIAL RECONSTRUCTION & FIXATION | 07.01.05 - Fracture or Reconstruction Plates | 07.01.05.06 - 0.5-0.99mm thick, 4-7 holes | Burr | AU014 | 170 |  | Aus Systems Pty Ltd | Aus Systems Titanium Miniplates (Bone Plates) | Low profile burr hole cover | 10mm, 14mm, 18mm, 22mm | 109176 | February 2012 |  | Changed Product Group, Product Sub Group, Suffix, Benefit.
07 - Plastic and Reconstructive | 07.01 - CRANIOMAXILLOFACIAL RECONSTRUCTION & FIXATION | 07.01.05 - Fracture or Reconstruction Plates | 07.01.05.06 - 0.5-0.99mm thick, 4-7 holes | Burr | BI353 | 170 |  | Zimmer Biomet Pty Ltd | W Lorenz Osteosynthesis System | Plate, Burr Hole, 1mm, 1.5mm, 2mm system | 13mm, 17mm, 18.5mm | 128460 | February 2012 |  | Changed Product Group, Product Sub Group, Suffix, Benefit.
07 - Plastic and Reconstructive | 07.01 - CRANIOMAXILLOFACIAL RECONSTRUCTION & FIXATION | 07.01.05 - Fracture or Reconstruction Plates | 07.01.05.06 - 0.5-0.99mm thick, 4-7 holes | Burr | BI721 | 170 |  | Zimmer Biomet Pty Ltd | W Lorenz Osteosynthesis System | Plate, Burr Hole, 1.5mm System, Titanium | 22mm, 25mm | 128458 | February 2012 |  | Changed Product Group, Product Sub Group, Suffix, Benefit.
07 - Plastic and Reconstructive | 07.01 - CRANIOMAXILLOFACIAL RECONSTRUCTION & FIXATION | 07.01.05 - Fracture or Reconstruction Plates | 07.01.05.06 - 0.5-0.99mm thick, 4-7 holes | Burr | LH507 | 170 |  | Lifehealthcare Pty Ltd | Martin Osteosynthesis 1.5mm System Burr hole plate | Burr Hole Plate, Titanium | 0.6mm thick, 4-7 holes | 202851 | February 2014 |  | New Listing
07 - Plastic and Reconstructive | 07.01 - CRANIOMAXILLOFACIAL RECONSTRUCTION & FIXATION | 07.01.05 - Fracture or Reconstruction Plates | 07.01.05.06 - 0.5-0.99mm thick, 4-7 holes | Burr | MC868 | 170 |  | Medtronic Australasia Pty Ltd | TiMesh Rigid Fixation Bone Grafting and Plating System | Titanium, Plate | Fan Blade 11-18mm, Mesh 11-25mm, 4 - 7 hole | 128523 | February 2012 |  | Changed Product Group, Product Sub Group, Suffix, Benefit.
07 - Plastic and Reconstructive | 07.01 - CRANIOMAXILLOFACIAL RECONSTRUCTION & FIXATION | 07.01.05 - Fracture or Reconstruction Plates | 07.01.05.06 - 0.5-0.99mm thick, 4-7 holes | Burr | SP072 | 170 |  | Surgiplas Medical | Plates | Micro, Mini, Maxi | Burr Hole Plates, Calvarium Plate - Small & Large - Calvarium Plate, Plates 4 to 7 Holes | 130508 | February 2012 |  | Changed Product Group, Product Sub Group, Benefit.
07 - Plastic and Reconstructive | 07.01 - CRANIOMAXILLOFACIAL RECONSTRUCTION & FIXATION | 07.01.05 - Fracture or Reconstruction Plates | 07.01.05.06 - 0.5-0.99mm thick, 4-7 holes | Burr | ST141 | 170 |  | Stryker Australia Pty Ltd | Leibinger Titanium Implant System | Leibinger Burr Hole Cover: curved Titanium | 7, 10, 14mm | 124319, 64730 | February 2012 |  | Changed Product Group, Product Sub Group, Suffix, Benefit.
07 - Plastic and Reconstructive | 07.01 - CRANIOMAXILLOFACIAL RECONSTRUCTION & FIXATION | 07.01.05 - Fracture or Reconstruction Plates | 07.01.05.06 - 0.5-0.99mm thick, 4-7 holes | Burr | SY319 | 170 |  | Johnson & Johnson Medical Pty Ltd | AO/ASIF Plate | Low profile neurosurgical plate, burr hole | 4-7 holes | 157706 | February 2012 |  | Changed Product Name, Description, Size, Product Group, Product Sub Group, Suffix, Benefit.
07 - Plastic and Reconstructive | 07.01 - CRANIOMAXILLOFACIAL RECONSTRUCTION & FIXATION | 07.01.05 - Fracture or Reconstruction Plates | 07.01.05.06 - 0.5-0.99mm thick, 4-7 holes | Complex | BI591 | 246 |  | Zimmer Biomet Pty Ltd | W Lorenz Osteosynthesis System | Chin Plates, Paulus, 2mm System, Titanium | 4 - 12mm | 128458 | February 2012 |  | Changed Product Group, Product Sub Group, Suffix, Benefit.
07 - Plastic and Reconstructive | 07.01 - CRANIOMAXILLOFACIAL RECONSTRUCTION & FIXATION | 07.01.05 - Fracture or Reconstruction Plates | 07.01.05.06 - 0.5-0.99mm thick, 4-7 holes | Complex | EO095 | 246 |  | Medartis | MODUS Orthognathics | Indication-specific solutions for maxillary and mandibular orthognathic surgeries | 1.5mm - 2.0mm | 181396 | August 2016 |  | New Listing
07 - Plastic and Reconstructive | 07.01 - CRANIOMAXILLOFACIAL RECONSTRUCTION & FIXATION | 07.01.05 - Fracture or Reconstruction Plates | 07.01.05.06 - 0.5-0.99mm thick, 4-7 holes | Complex | KT014 | 246 |  | KLS Martin Australia Pty Limited | Martin Level One Fixation | Plate, titanium | 0.5-0.99mm thick, 4-7 holes | 96619, 96620 | February 2015 |  | Transferred from MO224
07 - Plastic and Reconstructive | 07.01 - CRANIOMAXILLOFACIAL RECONSTRUCTION & FIXATION | 07.01.05 - Fracture or Reconstruction Plates | 07.01.05.06 - 0.5-0.99mm thick, 4-7 holes | Complex | SP070 | 246 |  | Surgiplas Medical | Plates | Micro, Mini, Maxi | Gap Plates, Plates 4 to 7 holes | 130508 | February 2012 |  | Changed Product Group, Product Sub Group, Suffix, Benefit.
07 - Plastic and Reconstructive | 07.01 - CRANIOMAXILLOFACIAL RECONSTRUCTION & FIXATION | 07.01.05 - Fracture or Reconstruction Plates | 07.01.05.06 - 0.5-0.99mm thick, 4-7 holes | Complex | SY582 | 246 |  | Johnson & Johnson Medical Pty Ltd | AO/ASIF Plate | Titanium adaption plate | 4-7 holes | 157706 | February 2012 |  | Compressed from SY470, SY473
07 - Plastic and Reconstructive | 07.01 - CRANIOMAXILLOFACIAL RECONSTRUCTION & FIXATION | 07.01.05 - Fracture or Reconstruction Plates | 07.01.05.06 - 0.5-0.99mm thick, 4-7 holes | Compression | BI349 | 170 |  | Zimmer Biomet Pty Ltd | W Lorenz Osteosynthesis System | Plate, Compression Straight, 2mm System. Titanium | 4 hole | 119508 | February 2012 |  | Changed Product Group, Product Sub Group, Benefit.
07 - Plastic and Reconstructive | 07.01 - CRANIOMAXILLOFACIAL RECONSTRUCTION & FIXATION | 07.01.05 - Fracture or Reconstruction Plates | 07.01.05.06 - 0.5-0.99mm thick, 4-7 holes | Compression | HW501 | 170 |  | Stryker Australia Pty Ltd | Stryker Leibinger Plating System | Craniofacial Fixation Plates, Compression | 0.5 - 0.9mm thick, 4 -7 holes | 124319, 64730 | February 2013 |  | Compressed from ST234, ST235
07 - Plastic and Reconstructive | 07.01 - CRANIOMAXILLOFACIAL RECONSTRUCTION & FIXATION | 07.01.05 - Fracture or Reconstruction Plates | 07.01.05.06 - 0.5-0.99mm thick, 4-7 holes | Compression | SP033 | 170 |  | Surgiplas Medical | OsteoMed Plating & Fixation System | Compression Plates - Micro, Mini & Maxi | Micro: 2 x 3 Hole Compression T Plate, Oblique Left & Right Compression T Plate, 4 Hole Straight Compression Plate; 5 Hole Straight Plate, 13mm Left & Right L Plate, 19mm T Plate, 2 x 3 Hole Quad Plate; Mini: 4 Hole Left & Right L Plate, 4 Hole Left & Rig | 130508 | February 2012 |  | Changed Product Group, Product Sub Group, Benefit.
07 - Plastic and Reconstructive | 07.01 - CRANIOMAXILLOFACIAL RECONSTRUCTION & FIXATION | 07.01.05 - Fracture or Reconstruction Plates | 07.01.05.06 - 0.5-0.99mm thick, 4-7 holes | Compression | SY581 | 170 |  | Johnson & Johnson Medical Pty Ltd | AO/ASIF Plate | Titanium adaption plate | 4-7 holes | 157706 | February 2012 |  | Compressed from SY468, SY494
07 - Plastic and Reconstructive | 07.01 - CRANIOMAXILLOFACIAL RECONSTRUCTION & FIXATION | 07.01.05 - Fracture or Reconstruction Plates | 07.01.05.06 - 0.5-0.99mm thick, 4-7 holes | Locking | HW500 | 195 |  | Stryker Australia Pty Ltd | Stryker Leibinger Plating System | Craniofacial Fixation Plates ,Locking | 0.5 - 0.9mm thick, 4 -7 holes | 124319, 64730 | February 2013 |  | Compressed from SK289, SK291, SK292, SK294, SK295
07 - Plastic and Reconstructive | 07.01 - CRANIOMAXILLOFACIAL RECONSTRUCTION & FIXATION | 07.01.05 - Fracture or Reconstruction Plates | 07.01.05.06 - 0.5-0.99mm thick, 4-7 holes | Resorbable | BH001 | 200 |  | Zimmer Biomet Pty Ltd | Lactosorb Resorbable Craniomaxillofacial Fixation System | Lactosorb Plates, 2mm System, All shapes PGA/PLA | 4 - 7 hole | 143958 | February 2012 |  | Changed Product Group, Product Sub Group, Benefit.
07 - Plastic and Reconstructive | 07.01 - CRANIOMAXILLOFACIAL RECONSTRUCTION & FIXATION | 07.01.05 - Fracture or Reconstruction Plates | 07.01.05.06 - 0.5-0.99mm thick, 4-7 holes | Resorbable | HW499 | 200 |  | Stryker Australia Pty Ltd | Delta Resorbable Fixation System | Craniofacial Resorbable Fixation Plates | 0.5 -0.99mm thick, 4 - 7 holes | 151009, 72659 | February 2013 |  | Compressed from ST517, ST524
07 - Plastic and Reconstructive | 07.01 - CRANIOMAXILLOFACIAL RECONSTRUCTION & FIXATION | 07.01.05 - Fracture or Reconstruction Plates | 07.01.05.06 - 0.5-0.99mm thick, 4-7 holes | Resorbable | MC550 | 200 |  | Medtronic Australasia Pty Ltd | Macropore | Rectangle Plates | 4-8 hole | 153968, 153969, 153970 | February 2012 |  | Changed Product Group, Product Sub Group, Benefit.
07 - Plastic and Reconstructive | 07.01 - CRANIOMAXILLOFACIAL RECONSTRUCTION & FIXATION | 07.01.05 - Fracture or Reconstruction Plates | 07.01.05.06 - 0.5-0.99mm thick, 4-7 holes | Resorbable | MC553 | 200 |  | Medtronic Australasia Pty Ltd | Macropore | Oblong Plates | 6 - 8 hole | 153968, 153969, 153970 | February 2012 |  | Changed Product Group, Product Sub Group, Benefit.
07 - Plastic and Reconstructive | 07.01 - CRANIOMAXILLOFACIAL RECONSTRUCTION & FIXATION | 07.01.05 - Fracture or Reconstruction Plates | 07.01.05.06 - 0.5-0.99mm thick, 4-7 holes | Resorbable | MC562 | 200 |  | Medtronic Australasia Pty Ltd | Macropore | Y Plates | 7 hole | 153968, 153969, 153970 | February 2012 |  | Changed Product Group, Product Sub Group, Benefit.
07 - Plastic and Reconstructive | 07.01 - CRANIOMAXILLOFACIAL RECONSTRUCTION & FIXATION | 07.01.05 - Fracture or Reconstruction Plates | 07.01.05.06 - 0.5-0.99mm thick, 4-7 holes | Resorbable | MC563 | 200 |  | Medtronic Australasia Pty Ltd | Macropore | Straight Plates | 4 hole | 153968, 153969, 153970 | February 2012 |  | Changed Product Group, Product Sub Group, Benefit.
07 - Plastic and Reconstructive | 07.01 - CRANIOMAXILLOFACIAL RECONSTRUCTION & FIXATION | 07.01.05 - Fracture or Reconstruction Plates | 07.01.05.06 - 0.5-0.99mm thick, 4-7 holes | Resorbable | SY504 | 200 |  | Johnson & Johnson Medical Pty Ltd | AO/ASIF Plate | Rapid resorbable reconstruction plate | 4-7 holes | 167547 | February 2012 |  | Changed Product Name, Description, Size, Product Group, Product Sub Group, Benefit.
07 - Plastic and Reconstructive | 07.01 - CRANIOMAXILLOFACIAL RECONSTRUCTION & FIXATION | 07.01.05 - Fracture or Reconstruction Plates | 07.01.05.07 - 0.5-0.99mm thick, 8-32 holes |  | AU060 | 204 |  | Aus Systems Pty Ltd | Aus systems titanium Miniplates (Bone plates) | titanium miniplates | 8,19 hole | 109176 | February 2012 |  | Compressed from AU005, AU006
07 - Plastic and Reconstructive | 07.01 - CRANIOMAXILLOFACIAL RECONSTRUCTION & FIXATION | 07.01.05 - Fracture or Reconstruction Plates | 07.01.05.07 - 0.5-0.99mm thick, 8-32 holes |  | BB310 | 204 |  | B Braun Australia Pty Ltd | Aesculap CranioPlate System/ Plate Neuro, 8 hole rectangular | Cranial fixation system, internal fracture, non biodegradable. Consists of screws, plates. | Plate Neuro, 8 hole 10 x 24 mm rectangular | 140600 | February 2012 |  | Changed Product Group, Product Sub Group, Benefit.
07 - Plastic and Reconstructive | 07.01 - CRANIOMAXILLOFACIAL RECONSTRUCTION & FIXATION | 07.01.05 - Fracture or Reconstruction Plates | 07.01.05.07 - 0.5-0.99mm thick, 8-32 holes |  | BB317 | 204 |  | B Braun Australia Pty Ltd | Aesculap CranioPlate System/ Plate Neuro, 16 hole straight | Cranial fixation system, internal fracture, non biodegradable. Consists of screws, plates. | Plate Neuro, 16 hole 63mm straight | 140600 | February 2012 |  | Changed Product Group, Product Sub Group, Benefit.
07 - Plastic and Reconstructive | 07.01 - CRANIOMAXILLOFACIAL RECONSTRUCTION & FIXATION | 07.01.05 - Fracture or Reconstruction Plates | 07.01.05.07 - 0.5-0.99mm thick, 8-32 holes |  | BI641 | 204 |  | Zimmer Biomet Pty Ltd | W Lorenz Osteosynthesis System | Plate, Matrix. 1mm System, 1.5mm System. Titanium | 2 x 4 hole | 128458 | February 2012 |  | Changed Product Group, Product Sub Group, Benefit.
07 - Plastic and Reconstructive | 07.01 - CRANIOMAXILLOFACIAL RECONSTRUCTION & FIXATION | 07.01.05 - Fracture or Reconstruction Plates | 07.01.05.07 - 0.5-0.99mm thick, 8-32 holes |  | BI658 | 204 |  | Zimmer Biomet Pty Ltd | W Lorenz Osteosynthesis System | Plate, Orbital. 1.5mm System, 2mm System. Titanium | 8-10 hole | 128458 | February 2012 |  | Changed Product Group, Product Sub Group, Benefit.
07 - Plastic and Reconstructive | 07.01 - CRANIOMAXILLOFACIAL RECONSTRUCTION & FIXATION | 07.01.05 - Fracture or Reconstruction Plates | 07.01.05.07 - 0.5-0.99mm thick, 8-32 holes |  | BI719 | 204 |  | Zimmer Biomet Pty Ltd | W Lorenz Osteosynthesis System | Neuro Sub-Temporal Plate, Titanium | medium | 128458 | February 2012 |  | Changed Product Group, Product Sub Group, Benefit.
07 - Plastic and Reconstructive | 07.01 - CRANIOMAXILLOFACIAL RECONSTRUCTION & FIXATION | 07.01.05 - Fracture or Reconstruction Plates | 07.01.05.07 - 0.5-0.99mm thick, 8-32 holes |  | BI773 | 204 |  | Zimmer Biomet Pty Ltd | W Lorenz Osteosynthesis System | Neuro sub-temporal plate, 1.5 system, titanium | Small | 128458 | February 2012 |  | Changed Product Group, Product Sub Group, Benefit.
07 - Plastic and Reconstructive | 07.01 - CRANIOMAXILLOFACIAL RECONSTRUCTION & FIXATION | 07.01.05 - Fracture or Reconstruction Plates | 07.01.05.07 - 0.5-0.99mm thick, 8-32 holes |  | BI985 | 204 |  | Zimmer Biomet Pty Ltd | W Lorenz Osteosynthesis System | Plates Straight, 1.5, 2.0 or 1.0mm System | 15 - 32 holes | 128458 | February 2012 |  | Changed Product Group, Product Sub Group, Benefit.
07 - Plastic and Reconstructive | 07.01 - CRANIOMAXILLOFACIAL RECONSTRUCTION & FIXATION | 07.01.05 - Fracture or Reconstruction Plates | 07.01.05.07 - 0.5-0.99mm thick, 8-32 holes |  | BI989 | 204 |  | Zimmer Biomet Pty Ltd | W Lorenz Osteosynthesis System | Plate Straight, 2mm System | 8 - 15 hole | 128458 | February 2012 |  | Changed Product Group, Product Sub Group, Benefit.
07 - Plastic and Reconstructive | 07.01 - CRANIOMAXILLOFACIAL RECONSTRUCTION & FIXATION | 07.01.05 - Fracture or Reconstruction Plates | 07.01.05.07 - 0.5-0.99mm thick, 8-32 holes |  | HW502 | 204 |  | Stryker Australia Pty Ltd | Stryker Leibinger Plating System | Craniofacial Fixation Plates | 0.5 - 0.99mm thick, 8 -32 holes | 124319, 151009, 16221, 64730, 72659 | February 2013 |  | Compressed from SK255, SK257, SK258, SK262, SK265, SK266, SK269, SK271, SK523, SK525, ST092, ST102, ST126, ST127, ST128, ST129, ST131, ST135, ST136, ST140, ST156, ST157, ST158, ST159, ST167, ST171, ST191, ST194, ST200, ST201, ST202, ST203, ST312, ST328, S
07 - Plastic and Reconstructive | 07.01 - CRANIOMAXILLOFACIAL RECONSTRUCTION & FIXATION | 07.01.05 - Fracture or Reconstruction Plates | 07.01.05.07 - 0.5-0.99mm thick, 8-32 holes |  | KT037 | 204 |  | KLS Martin Australia Pty Limited | Martin Level One Fixation | Plate Titanium | 0.5-0.99mm thick, 8-32 holes | 96619 | February 2015 |  | Transferred from MO328
07 - Plastic and Reconstructive | 07.01 - CRANIOMAXILLOFACIAL RECONSTRUCTION & FIXATION | 07.01.05 - Fracture or Reconstruction Plates | 07.01.05.07 - 0.5-0.99mm thick, 8-32 holes |  | LH505 | 204 |  | Lifehealthcare Pty Ltd | Martin Osteosynthesis 1.5mm System 8-32 hole plate | Plate, 0.6mm thick, Titanium | 8-32 hole | 202851 | February 2014 |  | New Listing
07 - Plastic and Reconstructive | 07.01 - CRANIOMAXILLOFACIAL RECONSTRUCTION & FIXATION | 07.01.05 - Fracture or Reconstruction Plates | 07.01.05.07 - 0.5-0.99mm thick, 8-32 holes |  | MC678 | 204 |  | Medtronic Australasia Pty Ltd | TiMesh Rigid Fixation Bone Grafting and Plating System | Titanium, Universal Plate | 12h | 128523 | February 2012 |  | Changed Product Group, Product Sub Group, Benefit.
07 - Plastic and Reconstructive | 07.01 - CRANIOMAXILLOFACIAL RECONSTRUCTION & FIXATION | 07.01.05 - Fracture or Reconstruction Plates | 07.01.05.07 - 0.5-0.99mm thick, 8-32 holes |  | MC871 | 204 |  | Medtronic Australasia Pty Ltd | Ti Mesh Rigid Fixation Bone Grafting and Plating System | Titanium ,Straight Plate | 8 - 32 holes | 128523 | February 2013 |  | Changed Product Name, Description, Size.
07 - Plastic and Reconstructive | 07.01 - CRANIOMAXILLOFACIAL RECONSTRUCTION & FIXATION | 07.01.05 - Fracture or Reconstruction Plates | 07.01.05.07 - 0.5-0.99mm thick, 8-32 holes |  | MC876 | 204 |  | Medtronic Australasia Pty Ltd | TiMesh Rigid Fixation Bone Grafting and Plating System | Titanium, T Plate | 8 - 15 hole | 128523 | February 2012 |  | Changed Product Group, Product Sub Group, Benefit.
07 - Plastic and Reconstructive | 07.01 - CRANIOMAXILLOFACIAL RECONSTRUCTION & FIXATION | 07.01.05 - Fracture or Reconstruction Plates | 07.01.05.07 - 0.5-0.99mm thick, 8-32 holes |  | MC884 | 204 |  | Medtronic Australasia Pty Ltd | TiMesh Rigid Fixation Bone Grafting and Plating System | Titanium, L Plate (Left and right configurations) | 8 - 15 hole | 128523 | February 2012 |  | Changed Product Group, Product Sub Group, Benefit.
07 - Plastic and Reconstructive | 07.01 - CRANIOMAXILLOFACIAL RECONSTRUCTION & FIXATION | 07.01.05 - Fracture or Reconstruction Plates | 07.01.05.07 - 0.5-0.99mm thick, 8-32 holes |  | MC886 | 204 |  | Medtronic Australasia Pty Ltd | TiMesh Rigid Fixation Bone Grafting and Plating System | Titanium, H Plate | 8-15 hole | 128523 | February 2012 |  | Changed Product Group, Product Sub Group, Benefit.
07 - Plastic and Reconstructive | 07.01 - CRANIOMAXILLOFACIAL RECONSTRUCTION & FIXATION | 07.01.05 - Fracture or Reconstruction Plates | 07.01.05.07 - 0.5-0.99mm thick, 8-32 holes |  | MC892 | 204 |  | Medtronic Australasia Pty Ltd | Macropore | Oblique Plates | 8 to 15 holes | 153968, 153969, 153970 | February 2012 |  | Changed Product Group, Product Sub Group, Benefit.
07 - Plastic and Reconstructive | 07.01 - CRANIOMAXILLOFACIAL RECONSTRUCTION & FIXATION | 07.01.05 - Fracture or Reconstruction Plates | 07.01.05.07 - 0.5-0.99mm thick, 8-32 holes |  | MI091 | 204 |  | Medtronic Australasia Pty Ltd | TiMesh | Rigid Straight Plate | 8 -32 holes | 128523 | February 2013 |  | Compressed from MC910, MC911
07 - Plastic and Reconstructive | 07.01 - CRANIOMAXILLOFACIAL RECONSTRUCTION & FIXATION | 07.01.05 - Fracture or Reconstruction Plates | 07.01.05.07 - 0.5-0.99mm thick, 8-32 holes |  | SP077 | 204 |  | Surgiplas Medical | Plates | Micro, Midface & Mini | Quad Plate, Quad Plate - Short, Plate 8 to 15 holes. | 130508 | February 2012 |  | Changed Product Group, Product Sub Group, Benefit.
07 - Plastic and Reconstructive | 07.01 - CRANIOMAXILLOFACIAL RECONSTRUCTION & FIXATION | 07.01.05 - Fracture or Reconstruction Plates | 07.01.05.07 - 0.5-0.99mm thick, 8-32 holes |  | SP083 | 204 |  | Surgiplas Medical | Plates | Mini & Maxi | 16 & 18 Hole Straight Plate, 18 Hole Straight Plate, Plates 15 to 32 Holes | 130508 | February 2012 |  | Changed Product Group, Product Sub Group, Benefit.
07 - Plastic and Reconstructive | 07.01 - CRANIOMAXILLOFACIAL RECONSTRUCTION & FIXATION | 07.01.05 - Fracture or Reconstruction Plates | 07.01.05.07 - 0.5-0.99mm thick, 8-32 holes |  | SP085 | 204 |  | Surgiplas Medical | Plates | Mini & Maxi | Curved Plate, 8 Hole Straight Plate; Mini : 10 Hole Straight Plate, Extended Y Plate, Rigid 10 Hole Straight Plate, 12 Hole Straight Plate, Y Plate - 13 Hole, 12 Hole Curved Plate, 10 Hole Straight Plate; 10 Hole Curved Plate, Straight Plate 10 Hole, Y P | 130508 | February 2012 |  | Changed Product Group, Product Sub Group, Benefit.
07 - Plastic and Reconstructive | 07.01 - CRANIOMAXILLOFACIAL RECONSTRUCTION & FIXATION | 07.01.05 - Fracture or Reconstruction Plates | 07.01.05.07 - 0.5-0.99mm thick, 8-32 holes | 3D | SP071 | 210 |  | Surgiplas Medical | Plates | Micro, Mini, Maxi | Quad Plates, Medium 2 x 4 Hole Quad Plate, Plates 8 to 15 holes | 130508 | February 2012 |  | Changed Product Group, Product Sub Group, Benefit.
07 - Plastic and Reconstructive | 07.01 - CRANIOMAXILLOFACIAL RECONSTRUCTION & FIXATION | 07.01.05 - Fracture or Reconstruction Plates | 07.01.05.07 - 0.5-0.99mm thick, 8-32 holes | Burr | MC869 | 430 |  | Medtronic Australasia Pty Ltd | TiMesh Rigid Fixation Bone Grafting and Plating System | Titanium, Plate | Ohata Kerf Cover, 5 - 32 hole | 128523 | February 2012 |  | Changed Product Group, Product Sub Group, Suffix, Benefit.
07 - Plastic and Reconstructive | 07.01 - CRANIOMAXILLOFACIAL RECONSTRUCTION & FIXATION | 07.01.05 - Fracture or Reconstruction Plates | 07.01.05.07 - 0.5-0.99mm thick, 8-32 holes | Burr | SK355 | 430 |  | Stryker Australia Pty Ltd | Universal Neuro Titanium Low Profile Plate | Titanium Low Profile plates used for the fixation of cranial bone flaps | Small, large, 20mm burr hole, 16 hole without bar | 124319, 64730 | February 2012 |  | Changed Product Group, Product Sub Group, Suffix, Benefit.
07 - Plastic and Reconstructive | 07.01 - CRANIOMAXILLOFACIAL RECONSTRUCTION & FIXATION | 07.01.05 - Fracture or Reconstruction Plates | 07.01.05.07 - 0.5-0.99mm thick, 8-32 holes | Complex | EO096 | 280 |  | Medartis | MODUS Orthognathic | Indication-specific solutions for maxillary and mandibular orthognathic surgeries | 1.5mm - 2.0mm | 181396 | August 2016 |  | New Listing
07 - Plastic and Reconstructive | 07.01 - CRANIOMAXILLOFACIAL RECONSTRUCTION & FIXATION | 07.01.05 - Fracture or Reconstruction Plates | 07.01.05.07 - 0.5-0.99mm thick, 8-32 holes | Complex | SK345 | 280 |  | Stryker Australia Pty Ltd | Leibinger Titanium Implant System - Universal CMF Plate | Le Fort 1 Plate, Right/Left | 11hole, Advancement 2 - 10mm | 124319, 64730 | February 2012 |  | Changed Product Group, Product Sub Group, Suffix, Benefit.
07 - Plastic and Reconstructive | 07.01 - CRANIOMAXILLOFACIAL RECONSTRUCTION & FIXATION | 07.01.05 - Fracture or Reconstruction Plates | 07.01.05.07 - 0.5-0.99mm thick, 8-32 holes | Complex | SP082 | 280 |  | Surgiplas Medical | Plates | Micro, Mini | Sub - Temporal Plates, Plates 8 to 15 Holes | 130508 | February 2012 |  | Changed Product Group, Product Sub Group, Suffix, Benefit.
07 - Plastic and Reconstructive | 07.01 - CRANIOMAXILLOFACIAL RECONSTRUCTION & FIXATION | 07.01.05 - Fracture or Reconstruction Plates | 07.01.05.07 - 0.5-0.99mm thick, 8-32 holes | Complex | SY585 | 280 |  | Johnson & Johnson Medical Pty Ltd | AO/ASIF Plate | Titanium adaption plate | 8-32 holes | 157706 | February 2012 |  | Compressed from SY469, SY477
07 - Plastic and Reconstructive | 07.01 - CRANIOMAXILLOFACIAL RECONSTRUCTION & FIXATION | 07.01.05 - Fracture or Reconstruction Plates | 07.01.05.07 - 0.5-0.99mm thick, 8-32 holes | Compression | SY583 | 200 |  | Johnson & Johnson Medical Pty Ltd | AO/ASIF Plate | Titanium adaption plate | 8-32 holes | 157706 | February 2012 |  | Compressed from SY467, SY495, SY496
07 - Plastic and Reconstructive | 07.01 - CRANIOMAXILLOFACIAL RECONSTRUCTION & FIXATION | 07.01.05 - Fracture or Reconstruction Plates | 07.01.05.07 - 0.5-0.99mm thick, 8-32 holes | Locking | HW486 | 312 |  | Stryker Australia Pty Ltd | Stryker Leibinger Hybrid MMF Plate | SMARTLOCK Hybrid MMF Plate, Locking System - Universal SMARTLOCK Hybrid MMF Component - MMF Plate | One size - 9 Hole Straight Plate, for maxilla and Mandible | 124329 | February 2013 |  | New Listing
07 - Plastic and Reconstructive | 07.01 - CRANIOMAXILLOFACIAL RECONSTRUCTION & FIXATION | 07.01.05 - Fracture or Reconstruction Plates | 07.01.05.07 - 0.5-0.99mm thick, 8-32 holes | Locking | HW504 | 312 |  | Stryker Australia Pty Ltd | Stryker Leibinger Plating System | Craniofacial Locking Fixation Plates | 0.5 - 0.99mm thick, 8 -32 holes | 124319, 64730 | February 2013 |  | Compressed from SK287, SK288, SK290, SK293
07 - Plastic and Reconstructive | 07.01 - CRANIOMAXILLOFACIAL RECONSTRUCTION & FIXATION | 07.01.05 - Fracture or Reconstruction Plates | 07.01.05.07 - 0.5-0.99mm thick, 8-32 holes | Locking | ZI923 | 312 |  | Zimmer Biomet Pty Ltd | OmniMax Arch Bar | Arch Bar | One size | 211079 | August 2016 |  | New Listing
07 - Plastic and Reconstructive | 07.01 - CRANIOMAXILLOFACIAL RECONSTRUCTION & FIXATION | 07.01.05 - Fracture or Reconstruction Plates | 07.01.05.07 - 0.5-0.99mm thick, 8-32 holes | Resorbable | HW503 | 215 |  | Stryker Australia Pty Ltd | Delta Resorbable fixation System | Craniofacial Resorbable Fixation Plates | 0.5 - 0.99mm thick, 8 -32 holes | 151009, 72659 | February 2013 |  | Compressed from ST520, ST521, ST525
07 - Plastic and Reconstructive | 07.01 - CRANIOMAXILLOFACIAL RECONSTRUCTION & FIXATION | 07.01.05 - Fracture or Reconstruction Plates | 07.01.05.07 - 0.5-0.99mm thick, 8-32 holes | Resorbable | MC547 | 215 |  | Medtronic Australasia Pty Ltd | Macropore | Z Plates | 10 hole | 153968, 153969, 153970 | February 2012 |  | Changed Product Group, Product Sub Group, Benefit.
07 - Plastic and Reconstructive | 07.01 - CRANIOMAXILLOFACIAL RECONSTRUCTION & FIXATION | 07.01.05 - Fracture or Reconstruction Plates | 07.01.05.07 - 0.5-0.99mm thick, 8-32 holes | Resorbable | MC559 | 215 |  | Medtronic Australasia Pty Ltd | Macropore | L Plates | 8 hole, Left & Right | 153968, 153969, 153970 | February 2012 |  | Changed Product Group, Product Sub Group, Benefit.
07 - Plastic and Reconstructive | 07.01 - CRANIOMAXILLOFACIAL RECONSTRUCTION & FIXATION | 07.01.05 - Fracture or Reconstruction Plates | 07.01.05.07 - 0.5-0.99mm thick, 8-32 holes | Resorbable | MI089 | 215 |  | Medtronic Australasia Pty Ltd | Macropore | Straight Plates | 8 -20 hole | 153968, 153969, 153970 | February 2013 |  | Compressed from MC564, MC565
07 - Plastic and Reconstructive | 07.01 - CRANIOMAXILLOFACIAL RECONSTRUCTION & FIXATION | 07.01.05 - Fracture or Reconstruction Plates | 07.01.05.07 - 0.5-0.99mm thick, 8-32 holes | Resorbable | SY397 | 215 |  | Johnson & Johnson Medical Pty Ltd | PolyMax Resorbable Fixation System | 1.5 Burr Hole Cover | 8 Hole | 167547 | February 2012 |  | Changed Product Group, Product Sub Group, Benefit.
07 - Plastic and Reconstructive | 07.01 - CRANIOMAXILLOFACIAL RECONSTRUCTION & FIXATION | 07.01.05 - Fracture or Reconstruction Plates | 07.01.05.07 - 0.5-0.99mm thick, 8-32 holes | Resorbable | SY584 | 215 |  | Johnson & Johnson Medical Pty Ltd | AO/ASIF Plate | Rapid resorbable reconstruction plate | 8-32 holes | 157706 | February 2012 |  | Compressed from SY505, SY513
07 - Plastic and Reconstructive | 07.01 - CRANIOMAXILLOFACIAL RECONSTRUCTION & FIXATION | 07.01.05 - Fracture or Reconstruction Plates | 07.01.05.08 - 0.5-0.99mm thick, >32 holes |  | LM231 | 300 |  | LMT Surgical Pty Ltd | BIOPLATE Biomesh | Titanium, lattice, 48 hole, packaged non-sterile | 32 x 44mm | 123205 | February 2015 |  | Transferred from JJ255
07 - Plastic and Reconstructive | 07.01 - CRANIOMAXILLOFACIAL RECONSTRUCTION & FIXATION | 07.01.05 - Fracture or Reconstruction Plates | 07.01.05.08 - 0.5-0.99mm thick, >32 holes |  | SP081 | 300 |  | Surgiplas Medical | Plates | Micro, Mini | 40 Hole Straight Plate, Mesh 18 row, Plate >32 holes. | 130508 | February 2012 |  | Changed Product Group, Product Sub Group, Benefit.
07 - Plastic and Reconstructive | 07.01 - CRANIOMAXILLOFACIAL RECONSTRUCTION & FIXATION | 07.01.05 - Fracture or Reconstruction Plates | 07.01.05.08 - 0.5-0.99mm thick, >32 holes |  | SY466 | 300 |  | Johnson & Johnson Medical Pty Ltd | AO/ASIF Plate | Titanium adaption plates | >32 holes | 157706 | February 2012 |  | Changed Product Name, Size, Product Group, Product Sub Group, Benefit.
07 - Plastic and Reconstructive | 07.01 - CRANIOMAXILLOFACIAL RECONSTRUCTION & FIXATION | 07.01.05 - Fracture or Reconstruction Plates | 07.01.05.08 - 0.5-0.99mm thick, >32 holes | Resorbable | SY514 | 380 |  | Johnson & Johnson Medical Pty Ltd | AO/ASIF Plate | Rapid resorbable reconstruction plate | >32 holes | 167547 | February 2012 |  | Changed Product Name, Description, Size, Product Group, Product Sub Group, Benefit.
07 - Plastic and Reconstructive | 07.01 - CRANIOMAXILLOFACIAL RECONSTRUCTION & FIXATION | 07.01.05 - Fracture or Reconstruction Plates | 07.01.05.09 - 1.0-1.99mm thick, <4 holes |  | HW505 | 115 |  | Stryker Australia Pty Ltd | Stryker Leibinger Plating System | Mandible Fixation Plates | 1.0 - 1.99mm thick, <4 holes | 11565, 124319 | February 2013 |  | Compressed from ST497, ST498
07 - Plastic and Reconstructive | 07.01 - CRANIOMAXILLOFACIAL RECONSTRUCTION & FIXATION | 07.01.05 - Fracture or Reconstruction Plates | 07.01.05.09 - 1.0-1.99mm thick, <4 holes |  | KT009 | 115 |  | KLS Martin Australia Pty Limited | Martin Level One Fixation | Plate, titanium | 1 to 1.99mm thick, <4 holes | 96619 | February 2015 |  | Transferred from MO054
07 - Plastic and Reconstructive | 07.01 - CRANIOMAXILLOFACIAL RECONSTRUCTION & FIXATION | 07.01.05 - Fracture or Reconstruction Plates | 07.01.05.09 - 1.0-1.99mm thick, <4 holes |  | SY317 | 115 |  | Johnson & Johnson Medical Pty Ltd | AO/ASIF Plate | Titanium Plate - straight | 1.6mm Profile, 2-4 holes | 157706 | February 2012 |  | Changed Product Group, Product Sub Group, Benefit.
07 - Plastic and Reconstructive | 07.01 - CRANIOMAXILLOFACIAL RECONSTRUCTION & FIXATION | 07.01.05 - Fracture or Reconstruction Plates | 07.01.05.09 - 1.0-1.99mm thick, <4 holes | Resorbable | SQ055 | 220 |  | Surgical Specialties | CPS Bioabsorbable Fixation System | CPS Systems and Baby System Plates. Polylactic Acid Trimethylene Carbonate Copolymer | 1.5-2.5mm plates:- 2-10 hole plates and extended, c-plate & x-plate 7 hole, H-plate 8 hole, orthognathic hole and L-plate L & R 7 hole | 154542 | February 2012 |  | Changed Product Group, Product Sub Group, Suffix, Benefit.
07 - Plastic and Reconstructive | 07.01 - CRANIOMAXILLOFACIAL RECONSTRUCTION & FIXATION | 07.01.05 - Fracture or Reconstruction Plates | 07.01.05.09 - 1.0-1.99mm thick, <4 holes | Resorbable | SY506 | 220 |  | Johnson & Johnson Medical Pty Ltd | AO/ASIF Plate | Rapid resorbable reconstruction plate | <4 holes | 167547 | February 2012 |  | Changed Product Name, Description, Size, Product Group, Product Sub Group, Benefit.
07 - Plastic and Reconstructive | 07.01 - CRANIOMAXILLOFACIAL RECONSTRUCTION & FIXATION | 07.01.05 - Fracture or Reconstruction Plates | 07.01.05.10 - 1.0-1.99mm thick, 4-7 holes |  | AU061 | 165 |  | Aus Systems Pty Ltd | Aus Systems Titanium Miniplates (bone Plates) | Titanium Miniplates | 1.0-1.99mm thick, 4-7 holes | 109176 | February 2012 |  | Compressed from AU018, AU022, AU055, AU056
07 - Plastic and Reconstructive | 07.01 - CRANIOMAXILLOFACIAL RECONSTRUCTION & FIXATION | 07.01.05 - Fracture or Reconstruction Plates | 07.01.05.10 - 1.0-1.99mm thick, 4-7 holes |  | BH026 | 165 |  | Zimmer Biomet Pty Ltd | Mandibular Fracture System | Plates, Angled or Curved, 2.0 Mandibular System, Titanium | 4 - 7 hole | 128458 | February 2012 |  | Changed Product Group, Product Sub Group, Benefit.
07 - Plastic and Reconstructive | 07.01 - CRANIOMAXILLOFACIAL RECONSTRUCTION & FIXATION | 07.01.05 - Fracture or Reconstruction Plates | 07.01.05.10 - 1.0-1.99mm thick, 4-7 holes |  | BH028 | 165 |  | Zimmer Biomet Pty Ltd | Manibular Fracture System | Plates, matrix shape, 2.0 mandibular system. Titanium | 4 or 6 hole | 128458 | February 2012 |  | Changed Product Group, Product Sub Group, Benefit.
07 - Plastic and Reconstructive | 07.01 - CRANIOMAXILLOFACIAL RECONSTRUCTION & FIXATION | 07.01.05 - Fracture or Reconstruction Plates | 07.01.05.10 - 1.0-1.99mm thick, 4-7 holes |  | BI635 | 165 |  | Zimmer Biomet Pty Ltd | W Lorenz Osteosynthesis System | Plate, DoubleT, Double Y, 1mm, 2mm system, plate thickness 0.6 or 1mm, Titanium | 4-7 Hole | 128458 | February 2012 |  | Changed Description, Size, Product Group, Product Sub Group, Benefit.
07 - Plastic and Reconstructive | 07.01 - CRANIOMAXILLOFACIAL RECONSTRUCTION & FIXATION | 07.01.05 - Fracture or Reconstruction Plates | 07.01.05.10 - 1.0-1.99mm thick, 4-7 holes |  | BI755 | 165 |  | Zimmer Biomet Pty Ltd | Mandibular Fracture System | Plates, Y Shapek, 2.0 Mandibular Fracture System, Titanium | 5 hole long, 5 hole medium, 5 hole regular | 128458 | February 2012 |  | Changed Product Group, Product Sub Group, Benefit.
07 - Plastic and Reconstructive | 07.01 - CRANIOMAXILLOFACIAL RECONSTRUCTION & FIXATION | 07.01.05 - Fracture or Reconstruction Plates | 07.01.05.10 - 1.0-1.99mm thick, 4-7 holes |  | BI764 | 165 |  | Zimmer Biomet Pty Ltd | Mandibular Fracture System | Plates, 2.0 / 2.4 Mandibular Fracture System, Titanium | 4-7 hole | 128458 | February 2012 |  | Changed Product Group, Product Sub Group, Benefit.
07 - Plastic and Reconstructive | 07.01 - CRANIOMAXILLOFACIAL RECONSTRUCTION & FIXATION | 07.01.05 - Fracture or Reconstruction Plates | 07.01.05.10 - 1.0-1.99mm thick, 4-7 holes |  | HW492 | 165 |  | Stryker Australia Pty Ltd | Stryker Leibinger Plating System | Mandible Fixation plates | 1.0 - 1.99mm thick, 4 - 7 holes | 11565, 124319 | February 2013 |  | Compressed from SK134, SK389, ST446, ST447, ST448, ST452, ST481, ST482, ST483, ST484, ST486, ST487, ST488, ST489, ST491, ST492, ST493, ST500, ST501, ST502
07 - Plastic and Reconstructive | 07.01 - CRANIOMAXILLOFACIAL RECONSTRUCTION & FIXATION | 07.01.05 - Fracture or Reconstruction Plates | 07.01.05.10 - 1.0-1.99mm thick, 4-7 holes |  | KT059 | 165 |  | KLS Martin Australia Pty Limited | Martin Level One Fixation Plate | Martin Level One Fixation | 1.0-1.99mm thick, 4-7 holes | 96619 | February 2015 |  | Transferred from MO403
07 - Plastic and Reconstructive | 07.01 - CRANIOMAXILLOFACIAL RECONSTRUCTION & FIXATION | 07.01.05 - Fracture or Reconstruction Plates | 07.01.05.10 - 1.0-1.99mm thick, 4-7 holes |  | LH513 | 165 |  | Lifehealthcare Pty Ltd | Martin Osteosynthesis 1.5mm System Mesh 1mm 4-7 hole plate | Plate, Titanium | 1.0-1.99mm thick, 4-7 holes | 202851 | February 2014 |  | New Listing
07 - Plastic and Reconstructive | 07.01 - CRANIOMAXILLOFACIAL RECONSTRUCTION & FIXATION | 07.01.05 - Fracture or Reconstruction Plates | 07.01.05.10 - 1.0-1.99mm thick, 4-7 holes |  | MC517 | 165 |  | Medtronic Australasia Pty Ltd | TiMesh | Mandibular "J" Plate | One size only | 128523 | February 2012 |  | Changed Product Group, Product Sub Group, Benefit.
07 - Plastic and Reconstructive | 07.01 - CRANIOMAXILLOFACIAL RECONSTRUCTION & FIXATION | 07.01.05 - Fracture or Reconstruction Plates | 07.01.05.10 - 1.0-1.99mm thick, 4-7 holes |  | SP073 | 165 |  | Surgiplas Medical | Plates | Micro, Midface, Mini, BSSO, TR BSSO | 2 x 3 Hole Quad Plate, Plate 4 to 7 holes. | 130508 | February 2012 |  | Changed Product Group, Product Sub Group, Suffix, Benefit.
07 - Plastic and Reconstructive | 07.01 - CRANIOMAXILLOFACIAL RECONSTRUCTION & FIXATION | 07.01.05 - Fracture or Reconstruction Plates | 07.01.05.10 - 1.0-1.99mm thick, 4-7 holes | Complex | EO097 | 350 |  | Medartis | MODUS Orthognathics | Indication-specific solutions for maxillary and mandibular orthognathic surgeries | 2.0mm | 181396 | August 2016 |  | New Listing
07 - Plastic and Reconstructive | 07.01 - CRANIOMAXILLOFACIAL RECONSTRUCTION & FIXATION | 07.01.05 - Fracture or Reconstruction Plates | 07.01.05.10 - 1.0-1.99mm thick, 4-7 holes | Complex | SK131 | 350 |  | Stryker Australia Pty Ltd | Leibinger Titanium Implant System - Universal Mandible Fracture Plate | Items used for reconstruction and fixation of mandibular fractures and tumour resection. | Universal Mandible Fracture Plate, C-shaped, 4 holes | 124319, 64730 | February 2012 |  | Changed Product Group, Product Sub Group, Benefit.
07 - Plastic and Reconstructive | 07.01 - CRANIOMAXILLOFACIAL RECONSTRUCTION & FIXATION | 07.01.05 - Fracture or Reconstruction Plates | 07.01.05.10 - 1.0-1.99mm thick, 4-7 holes | Complex | SK132 | 350 |  | Stryker Australia Pty Ltd | Leibinger Titanium Implant System - Universal Mandible Fracture Plate | Items used for reconstruction and fixation of mandibular fractures and tumour resection. | Universal Mandible Fracture Plate, Angled Shaped, 6 holes, 115-140 deg | 124319, 64730 | February 2012 |  | Changed Product Group, Product Sub Group, Benefit.
07 - Plastic and Reconstructive | 07.01 - CRANIOMAXILLOFACIAL RECONSTRUCTION & FIXATION | 07.01.05 - Fracture or Reconstruction Plates | 07.01.05.10 - 1.0-1.99mm thick, 4-7 holes | Complex | SP018 | 350 |  | Surgiplas Medical | Plates | Micro, Midface, Mini & Maxi | Chin Plate 2, 3, 4, 6, 8, 10 & 12mm, Plates 4 to 7 holes. | 130508 | February 2012 |  | Changed Product Group, Product Sub Group, Suffix, Benefit.
07 - Plastic and Reconstructive | 07.01 - CRANIOMAXILLOFACIAL RECONSTRUCTION & FIXATION | 07.01.05 - Fracture or Reconstruction Plates | 07.01.05.10 - 1.0-1.99mm thick, 4-7 holes | Compression | BI754 | 165 |  | Zimmer Biomet Pty Ltd | Mandibular Fracture System | Plates, Compression, 2.0 Mandibular Fracture System, Titanium | 4 hole | 128458 | February 2012 |  | Changed Product Group, Product Sub Group, Benefit.
07 - Plastic and Reconstructive | 07.01 - CRANIOMAXILLOFACIAL RECONSTRUCTION & FIXATION | 07.01.05 - Fracture or Reconstruction Plates | 07.01.05.10 - 1.0-1.99mm thick, 4-7 holes | Compression | BI756 | 165 |  | Zimmer Biomet Pty Ltd | Mandibular Fracture System | Plates, Compression, 2.0 Mandibular Fracture System, Titanium | 4-6 hole | 128458 | February 2012 |  | Changed Product Group, Product Sub Group, Benefit.
07 - Plastic and Reconstructive | 07.01 - CRANIOMAXILLOFACIAL RECONSTRUCTION & FIXATION | 07.01.05 - Fracture or Reconstruction Plates | 07.01.05.10 - 1.0-1.99mm thick, 4-7 holes | Compression | SK129 | 165 |  | Stryker Australia Pty Ltd | Leibinger Titanium Implant System - Universal Mandible Compression Plate | Items used for reconstruction and fixation of mandibular fractures and tumour resection. | Universal Mandible Compression Plate, 4-6 Holes | 124319 | February 2012 |  | Changed Product Group, Product Sub Group, Benefit.
07 - Plastic and Reconstructive | 07.01 - CRANIOMAXILLOFACIAL RECONSTRUCTION & FIXATION | 07.01.05 - Fracture or Reconstruction Plates | 07.01.05.10 - 1.0-1.99mm thick, 4-7 holes | Compression | SP028 | 165 |  | Surgiplas Medical | OsteoMed Plating & Fixation System | Plates - Fracture | 4 hole Fracture Plate 32 -37mm; EDC Plate 32mm & 34mm, 4 to 7 hole compression plate. | 130508 | February 2012 |  | Changed Product Group, Product Sub Group, Benefit.
07 - Plastic and Reconstructive | 07.01 - CRANIOMAXILLOFACIAL RECONSTRUCTION & FIXATION | 07.01.05 - Fracture or Reconstruction Plates | 07.01.05.10 - 1.0-1.99mm thick, 4-7 holes | Compression | SP034 | 165 |  | Surgiplas Medical | OsteoMed Plating & Fixation System | Compression Plates - Maxi | Maxi: 4, 5 & 6 Hole Straight Plate | 130508 | February 2012 |  | Changed Product Group, Product Sub Group, Benefit.
07 - Plastic and Reconstructive | 07.01 - CRANIOMAXILLOFACIAL RECONSTRUCTION & FIXATION | 07.01.05 - Fracture or Reconstruction Plates | 07.01.05.10 - 1.0-1.99mm thick, 4-7 holes | Compression | SY498 | 165 |  | Johnson & Johnson Medical Pty Ltd | AO/ASIF Plate | Mandible plate | 4-7 holes | 157706 | February 2012 |  | Changed Product Name, Description, Size, Product Group, Product Sub Group, Benefit.
07 - Plastic and Reconstructive | 07.01 - CRANIOMAXILLOFACIAL RECONSTRUCTION & FIXATION | 07.01.05 - Fracture or Reconstruction Plates | 07.01.05.10 - 1.0-1.99mm thick, 4-7 holes | Locking | HW493 | 470 |  | Stryker Australia Pty Ltd | Stryker Leibinger Plating System | Mandible Locking Fixation Plates | 1.0 -1.9mm thick, 4 - 7 holes | 124319, 64730 | February 2013 |  | Compressed from SK133, SK144, SK145, SK296, SK298
07 - Plastic and Reconstructive | 07.01 - CRANIOMAXILLOFACIAL RECONSTRUCTION & FIXATION | 07.01.05 - Fracture or Reconstruction Plates | 07.01.05.10 - 1.0-1.99mm thick, 4-7 holes | Locking | KT043 | 470 |  | KLS Martin Australia Pty Limited | Martin Level One Fixation | Plate Titanium locking | 1.0 to 1.99 mm thick, 4 - 7 holes | 96619 | February 2015 |  | Transferred from MO342
07 - Plastic and Reconstructive | 07.01 - CRANIOMAXILLOFACIAL RECONSTRUCTION & FIXATION | 07.01.05 - Fracture or Reconstruction Plates | 07.01.05.10 - 1.0-1.99mm thick, 4-7 holes | Locking | SP027 | 470 |  | Surgiplas Medical | OsteoMed Plating & Fixation System | Plates - Fracture | 8 Hole Fracture Plate, 4 & 6 hole locking fracture plate, 4 to 7 hole locking plate. | 130508 | February 2012 |  | Changed Product Group, Product Sub Group, Benefit.
07 - Plastic and Reconstructive | 07.01 - CRANIOMAXILLOFACIAL RECONSTRUCTION & FIXATION | 07.01.05 - Fracture or Reconstruction Plates | 07.01.05.10 - 1.0-1.99mm thick, 4-7 holes | Locking | SY587 | 470 |  | Johnson & Johnson Medical Pty Ltd | AO/ASIF Plate | Titanium mandible locking plate, complex shape | 4-7 holes | 157706 | February 2012 |  | Compressed from SY486, SY491
07 - Plastic and Reconstructive | 07.01 - CRANIOMAXILLOFACIAL RECONSTRUCTION & FIXATION | 07.01.05 - Fracture or Reconstruction Plates | 07.01.05.10 - 1.0-1.99mm thick, 4-7 holes | Resorbable | KT012 | 260 |  | KLS Martin Australia Pty Limited | Martin Level One Fixation Resorb x & SonicWeld Rx | Mesh, PDLLA (resorbable) | 1.0 to 1.99mm thick, 4 to 7 holes | 143326 | February 2015 |  | Transferred from MO185
07 - Plastic and Reconstructive | 07.01 - CRANIOMAXILLOFACIAL RECONSTRUCTION & FIXATION | 07.01.05 - Fracture or Reconstruction Plates | 07.01.05.10 - 1.0-1.99mm thick, 4-7 holes | Resorbable | MC567 | 260 |  | Medtronic Australasia Pty Ltd | Macropore | Clover Leaf Plates | 4 hole | 153968, 153969, 153970 | February 2012 |  | Changed Product Group, Product Sub Group, Suffix, Benefit.
07 - Plastic and Reconstructive | 07.01 - CRANIOMAXILLOFACIAL RECONSTRUCTION & FIXATION | 07.01.05 - Fracture or Reconstruction Plates | 07.01.05.10 - 1.0-1.99mm thick, 4-7 holes | Resorbable | SQ054 | 260 |  | Surgical Specialties | CPS Bioabsorbable Fixation System | CPS Systems and Baby System Plates. Polylactic Acid Trimethylene Carbonate Copolymer | 1.5mm plates:- 20 holes, c-plate & x-plate 7 hole, L-plate 7 hole L & R. burrhole | 154542 | February 2012 |  | Changed Product Group, Product Sub Group, Suffix, Benefit.
07 - Plastic and Reconstructive | 07.01 - CRANIOMAXILLOFACIAL RECONSTRUCTION & FIXATION | 07.01.05 - Fracture or Reconstruction Plates | 07.01.05.10 - 1.0-1.99mm thick, 4-7 holes | Resorbable | ST519 | 260 |  | Stryker Australia Pty Ltd | Stryker Leibinger Resorbable Fixation System | Resorbable plate: L-shape plate, 110 deg, right/left Tripoymer | 7 holes | 151009, 72659 | February 2012 |  | Changed Product Group, Product Sub Group, Benefit.
07 - Plastic and Reconstructive | 07.01 - CRANIOMAXILLOFACIAL RECONSTRUCTION & FIXATION | 07.01.05 - Fracture or Reconstruction Plates | 07.01.05.10 - 1.0-1.99mm thick, 4-7 holes | Resorbable | SY507 | 260 |  | Johnson & Johnson Medical Pty Ltd | AO/ASIF Plate | Rapid resorbable reconstruction plate | 4-7 holes | 167547 | February 2012 |  | Changed Product Name, Description, Size, Product Group, Product Sub Group, Benefit.
07 - Plastic and Reconstructive | 07.01 - CRANIOMAXILLOFACIAL RECONSTRUCTION & FIXATION | 07.01.05 - Fracture or Reconstruction Plates | 07.01.05.11 - 1.0-1.99mm thick, 8-15 holes |  | EO099 | 420 |  | Medartis | MODUS Orthognathics | Indication-specific solutions for maxillary and mandibular orthognathic surgeries | 2.0mm | 181396 | August 2016 |  | New Listing
07 - Plastic and Reconstructive | 07.01 - CRANIOMAXILLOFACIAL RECONSTRUCTION & FIXATION | 07.01.05 - Fracture or Reconstruction Plates | 07.01.05.11 - 1.0-1.99mm thick, 8-15 holes |  | HW508 | 420 |  | Stryker Australia Pty Ltd | Stryker Leibinger Plating System | Mandible Locking Fixation Plates | 1.0 - 1.99mm thick, 8 - 15 holes | 11565, 124319 | February 2013 |  | Compressed from ST449, ST450, ST494, ST507
07 - Plastic and Reconstructive | 07.01 - CRANIOMAXILLOFACIAL RECONSTRUCTION & FIXATION | 07.01.05 - Fracture or Reconstruction Plates | 07.01.05.11 - 1.0-1.99mm thick, 8-15 holes |  | KT056 | 420 |  | KLS Martin Australia Pty Limited | Martin Level One Fixation | Plate ,Titanium | 1.0 to 1.99mm thick, 8 -15 holes | 99619 | February 2015 |  | Transferred from MO400
07 - Plastic and Reconstructive | 07.01 - CRANIOMAXILLOFACIAL RECONSTRUCTION & FIXATION | 07.01.05 - Fracture or Reconstruction Plates | 07.01.05.11 - 1.0-1.99mm thick, 8-15 holes |  | LH514 | 420 |  | Lifehealthcare Pty Ltd | Martin Osteosynthesis 1.5mm System 1mm 8-15 hole plate | Plate, Titanium | 1.0-1.99mm thick, 8-15 holes | 202851 | February 2014 |  | New Listing
07 - Plastic and Reconstructive | 07.01 - CRANIOMAXILLOFACIAL RECONSTRUCTION & FIXATION | 07.01.05 - Fracture or Reconstruction Plates | 07.01.05.11 - 1.0-1.99mm thick, 8-15 holes |  | MC522 | 420 |  | Medtronic Australasia Pty Ltd | TiMesh | Curved Plate: Standard, Rigid, Left, Right | 1mm x 12 holes | 128523 | February 2012 |  | Changed Product Group, Product Sub Group, Benefit.
07 - Plastic and Reconstructive | 07.01 - CRANIOMAXILLOFACIAL RECONSTRUCTION & FIXATION | 07.01.05 - Fracture or Reconstruction Plates | 07.01.05.11 - 1.0-1.99mm thick, 8-15 holes |  | SP086 | 420 |  | Surgiplas Medical | Plates | Mini & Maxi | 12 Hole Straight Plate 1.0 mm thick, 8 Hole Straight Plate 1.0 mm thick, Plates 8 to 15 holes | 130508 | February 2012 |  | Changed Product Group, Product Sub Group, Benefit.
07 - Plastic and Reconstructive | 07.01 - CRANIOMAXILLOFACIAL RECONSTRUCTION & FIXATION | 07.01.05 - Fracture or Reconstruction Plates | 07.01.05.11 - 1.0-1.99mm thick, 8-15 holes |  | ZI970 | 420 |  | Zimmer Biomet Pty Ltd | Mandibular Fracture System | Mandibular fracture plates | 8-15 holes | 128458 | February 2017 |  | Compressed from BH027, BH029, BI767
07 - Plastic and Reconstructive | 07.01 - CRANIOMAXILLOFACIAL RECONSTRUCTION & FIXATION | 07.01.05 - Fracture or Reconstruction Plates | 07.01.05.11 - 1.0-1.99mm thick, 8-15 holes | Locking | EO098 | 645 |  | Medartis | MODUS Orthognathics | Indication-specific solutions for maxillary and mandibular orthognathic surgeries | 2.0mm | 181396 | August 2016 |  | New Listing
07 - Plastic and Reconstructive | 07.01 - CRANIOMAXILLOFACIAL RECONSTRUCTION & FIXATION | 07.01.05 - Fracture or Reconstruction Plates | 07.01.05.11 - 1.0-1.99mm thick, 8-15 holes | Locking | HW494 | 645 |  | Stryker Australia Pty Ltd | Stryker Leibinger Plating System | Mandible Fixation Plates | 1.0 - 1.99mm thick, 8 -15 holes | 124319, 64730 | February 2013 |  | Compressed from SK130, SK139
07 - Plastic and Reconstructive | 07.01 - CRANIOMAXILLOFACIAL RECONSTRUCTION & FIXATION | 07.01.05 - Fracture or Reconstruction Plates | 07.01.05.11 - 1.0-1.99mm thick, 8-15 holes | Locking | SP117 | 645 |  | Surgiplas Medical | OsteoMed Plating & Fixation System | Mandible Locking plates | 8-15 Hole Plates, 1.0-1.99 mm thick | 130508 | February 2012 |  | Changed Product Group, Product Sub Group, Benefit.
07 - Plastic and Reconstructive | 07.01 - CRANIOMAXILLOFACIAL RECONSTRUCTION & FIXATION | 07.01.05 - Fracture or Reconstruction Plates | 07.01.05.11 - 1.0-1.99mm thick, 8-15 holes | Locking | SY588 | 645 |  | Johnson & Johnson Medical Pty Ltd | AO/ASIF Plate | Titanium mandible locking plate, complex shape | 8-15 holes | 157706 | February 2012 |  | Compressed from SY487, SY492
07 - Plastic and Reconstructive | 07.01 - CRANIOMAXILLOFACIAL RECONSTRUCTION & FIXATION | 07.01.05 - Fracture or Reconstruction Plates | 07.01.05.11 - 1.0-1.99mm thick, 8-15 holes | Resorbable | KT036 | 420 |  | KLS Martin Australia Pty Limited | Martin Level One Fixation Resorb x & Sonic Weld | Plate PDLLA (resorbable) | 1.0 to 1.99mm thick, 8 to 15 holes | 143326 | February 2015 |  | Transferred from MO326
07 - Plastic and Reconstructive | 07.01 - CRANIOMAXILLOFACIAL RECONSTRUCTION & FIXATION | 07.01.05 - Fracture or Reconstruction Plates | 07.01.05.11 - 1.0-1.99mm thick, 8-15 holes | Resorbable | MC566 | 420 |  | Medtronic Australasia Pty Ltd | Macropore | C Plates | 8 hole | 153968, 153969, 153970 | February 2012 |  | Changed Product Group, Product Sub Group, Benefit.
07 - Plastic and Reconstructive | 07.01 - CRANIOMAXILLOFACIAL RECONSTRUCTION & FIXATION | 07.01.05 - Fracture or Reconstruction Plates | 07.01.05.11 - 1.0-1.99mm thick, 8-15 holes | Resorbable | SY508 | 420 |  | Johnson & Johnson Medical Pty Ltd | AO/ASIF Plate | Rapid resorbable reconstruction plate | 8-15 holes | 167547 | February 2012 |  | Changed Product Name, Description, Size, Product Group, Product Sub Group, Benefit.
07 - Plastic and Reconstructive | 07.01 - CRANIOMAXILLOFACIAL RECONSTRUCTION & FIXATION | 07.01.05 - Fracture or Reconstruction Plates | 07.01.05.11 - 1.0-1.99mm thick, 8-15 holes | Resorbable | VK022 | 420 |  | Akva Surgical Pty Ltd | CPS Bioabsorbable Fixation System | OTPS fixation system: PLGA/TMC copolymer | Plates 6 & 8 hole | 154544 | August 2017 |  | Transferred from SQ062
07 - Plastic and Reconstructive | 07.01 - CRANIOMAXILLOFACIAL RECONSTRUCTION & FIXATION | 07.01.05 - Fracture or Reconstruction Plates | 07.01.05.12 - 1.0-1.99mm thick, 16-32 holes |  | AU019 | 204 |  | Aus Systems Pty Ltd | Aus Systems Titanium Miniplates (Bone Plates) | Plate Titanium | 1mm & 1.2mm profile 16 & 19 hole | 109176 | February 2012 |  | Changed Description, Size, Product Group, Product Sub Group, Benefit.
07 - Plastic and Reconstructive | 07.01 - CRANIOMAXILLOFACIAL RECONSTRUCTION & FIXATION | 07.01.05 - Fracture or Reconstruction Plates | 07.01.05.12 - 1.0-1.99mm thick, 16-32 holes |  | BI762 | 204 |  | Zimmer Biomet Pty Ltd | Mandibular Fracture System | Plates, 2.4 Mandibular Fracture System, Titanium | 16 - 24 Hole | 128458 | February 2012 |  | Changed Product Group, Product Sub Group, Benefit.
07 - Plastic and Reconstructive | 07.01 - CRANIOMAXILLOFACIAL RECONSTRUCTION & FIXATION | 07.01.05 - Fracture or Reconstruction Plates | 07.01.05.12 - 1.0-1.99mm thick, 16-32 holes |  | HW495 | 204 |  | Stryker Australia Pty Ltd | Stryker Leibinger Plating System | Mandible Fixation Plates | 1.0 - 1.9mm thick, 16- 32 holes | 11565, 124319 | February 2013 |  | Compressed from ST451, ST495, ST496
07 - Plastic and Reconstructive | 07.01 - CRANIOMAXILLOFACIAL RECONSTRUCTION & FIXATION | 07.01.05 - Fracture or Reconstruction Plates | 07.01.05.12 - 1.0-1.99mm thick, 16-32 holes |  | KT030 | 204 |  | KLS Martin Australia Pty Limited | Martin Level One Fixation | Plate Titanium | 1.0 to 1.99mm thick, 16 to 32 holes | 96619 | February 2015 |  | Transferred from MO295
07 - Plastic and Reconstructive | 07.01 - CRANIOMAXILLOFACIAL RECONSTRUCTION & FIXATION | 07.01.05 - Fracture or Reconstruction Plates | 07.01.05.12 - 1.0-1.99mm thick, 16-32 holes |  | LH515 | 204 |  | Lifehealthcare Pty Ltd | Martin Osteosynthesis 1.5mm System 1mm 16-32 hole plate | Plate, Titanium | 1.0-1.99mm thick, 16-32 holes | 202851 | February 2014 |  | New Listing
07 - Plastic and Reconstructive | 07.01 - CRANIOMAXILLOFACIAL RECONSTRUCTION & FIXATION | 07.01.05 - Fracture or Reconstruction Plates | 07.01.05.12 - 1.0-1.99mm thick, 16-32 holes |  | SP067 | 204 |  | Surgiplas Medical | Plates | Micro, Mini, Maxi | 16 Hole Straight Plate, 1.0mm thick, Plate 15 to 32 holes | 130508 | February 2012 |  | Changed Product Group, Product Sub Group, Benefit.
07 - Plastic and Reconstructive | 07.01 - CRANIOMAXILLOFACIAL RECONSTRUCTION & FIXATION | 07.01.05 - Fracture or Reconstruction Plates | 07.01.05.12 - 1.0-1.99mm thick, 16-32 holes | 3D | KT029 | 818 |  | KLS Martin Australia Pty Limited | Martin Level One Fixation | Plate, titanium | 1.0 to 1.99mm thick, 16 to 32 holes | 96619 | February 2015 |  | Transferred from MO294
07 - Plastic and Reconstructive | 07.01 - CRANIOMAXILLOFACIAL RECONSTRUCTION & FIXATION | 07.01.05 - Fracture or Reconstruction Plates | 07.01.05.12 - 1.0-1.99mm thick, 16-32 holes | Locking | HW496 | 818 |  | Stryker Australia Pty Ltd | Stryker Leibinger Plating System | Mandible Fixation Plates | 1.0 -1.9mm thick, 16 - 32 holes | 122928, 124319, 64730 | February 2013 |  | Compressed from SK135, SK136, SK137, SK143
07 - Plastic and Reconstructive | 07.01 - CRANIOMAXILLOFACIAL RECONSTRUCTION & FIXATION | 07.01.05 - Fracture or Reconstruction Plates | 07.01.05.12 - 1.0-1.99mm thick, 16-32 holes | Locking | SP118 | 818 |  | Surgiplas Medical | OsteoMed Plating & Fixation System | Mandible Locking Plates | 16-32 Hole Plates, 1.0-1.99 mm thick | 130508 | February 2012 |  | Changed Product Group, Product Sub Group, Benefit.
07 - Plastic and Reconstructive | 07.01 - CRANIOMAXILLOFACIAL RECONSTRUCTION & FIXATION | 07.01.05 - Fracture or Reconstruction Plates | 07.01.05.12 - 1.0-1.99mm thick, 16-32 holes | Locking, Complex | SY493 | 1400 |  | Johnson & Johnson Medical Pty Ltd | AO/ASIF Plate | Titanium Mandibular locking plate, complex shape | 16-32 holes | 157706 | February 2012 |  | Changed Product Name, Description, Size, Product Group, Product Sub Group, Suffix, Benefit.
07 - Plastic and Reconstructive | 07.01 - CRANIOMAXILLOFACIAL RECONSTRUCTION & FIXATION | 07.01.05 - Fracture or Reconstruction Plates | 07.01.05.12 - 1.0-1.99mm thick, 16-32 holes | Resorbable | KT028 | 420 |  | KLS Martin Australia Pty Limited | Martin Level One Fixation Resorb x & SonicWeld Rx | Plate, PDLLA (resorbable) | 1.0 to 1.99mm thick, 16 to 32 holes | 143326 | February 2015 |  | Transferred from MO293
07 - Plastic and Reconstructive | 07.01 - CRANIOMAXILLOFACIAL RECONSTRUCTION & FIXATION | 07.01.05 - Fracture or Reconstruction Plates | 07.01.05.12 - 1.0-1.99mm thick, 16-32 holes | Resorbable | SQ053 | 420 |  | Surgical Specialties | CPS Bioabsorbable Fixation System | CPS Systems and Baby System Plates. Polylactic Acid Trimethylene Carbonate Copolymer | 1.5mm baby plates:- 20 hole, c-plate & x-plate 7 hole, 2 hole | 154542 | February 2012 |  | Changed Product Group, Product Sub Group, Suffix, Benefit.
07 - Plastic and Reconstructive | 07.01 - CRANIOMAXILLOFACIAL RECONSTRUCTION & FIXATION | 07.01.05 - Fracture or Reconstruction Plates | 07.01.05.12 - 1.0-1.99mm thick, 16-32 holes | Resorbable | SY589 | 420 |  | Johnson & Johnson Medical Pty Ltd | AO/ASIF Plate | Rapid resorbable reconstruction plate | 16-32 holes | 167547 | February 2012 |  | Compressed from SY509, SY510
07 - Plastic and Reconstructive | 07.01 - CRANIOMAXILLOFACIAL RECONSTRUCTION & FIXATION | 07.01.05 - Fracture or Reconstruction Plates | 07.01.05.13 - 1.0-1.99mm thick, >32 holes | Complex | SY700 | 840 |  | Johnson & Johnson Medical Pty Ltd | AO/ASIF Plate | Titanium Mandibular locking plate, complex shape | >32 holes | 157706 | August 2012 |  | New Listing
07 - Plastic and Reconstructive | 07.01 - CRANIOMAXILLOFACIAL RECONSTRUCTION & FIXATION | 07.01.05 - Fracture or Reconstruction Plates | 07.01.05.13 - 1.0-1.99mm thick, >32 holes | Resorbable | SY511 | 420 |  | Johnson & Johnson Medical Pty Ltd | AO/ASIF Plate | Rapid resorbable reconstruction plate | >32 holes | 167547 | February 2012 |  | Changed Product Name, Description, Size, Product Group, Product Sub Group, Benefit.
07 - Plastic and Reconstructive | 07.01 - CRANIOMAXILLOFACIAL RECONSTRUCTION & FIXATION | 07.01.05 - Fracture or Reconstruction Plates | 07.01.05.14 - 2.0-2.99mm thick, 4-7 holes |  | SP120 | 620 |  | Surgiplas Medical | OsteoMed Plating & Fixation System | Mandible locking plates | 4-7 Holes, 2.0-2.99 mm thick | 130508 | February 2012 |  | Changed Product Group, Product Sub Group, Suffix, Benefit.
07 - Plastic and Reconstructive | 07.01 - CRANIOMAXILLOFACIAL RECONSTRUCTION & FIXATION | 07.01.05 - Fracture or Reconstruction Plates | 07.01.05.14 - 2.0-2.99mm thick, 4-7 holes | Compression | SY499 | 720 |  | Johnson & Johnson Medical Pty Ltd | AO/ASIF Plate | Titanium mandible plate | 4-7 holes | 157706 | February 2012 |  | Changed Product Name, Description, Size, Product Group, Product Sub Group, Benefit.
07 - Plastic and Reconstructive | 07.01 - CRANIOMAXILLOFACIAL RECONSTRUCTION & FIXATION | 07.01.05 - Fracture or Reconstruction Plates | 07.01.05.15 - 2.0-2.99mm thick, 8-15 holes | Compression | SY497 | 780 |  | Johnson & Johnson Medical Pty Ltd | AO/ASIF Plate | Titanium mandible plate | 8-15 holes | 157706 | February 2012 |  | Changed Product Name, Description, Size, Product Group, Product Sub Group, Benefit.
07 - Plastic and Reconstructive | 07.01 - CRANIOMAXILLOFACIAL RECONSTRUCTION & FIXATION | 07.01.05 - Fracture or Reconstruction Plates | 07.01.05.15 - 2.0-2.99mm thick, 8-15 holes | Locking | SK140 | 950 |  | Stryker Australia Pty Ltd | Leibinger Titanium Implant System - Universal Mandible Reconstruction Plate | Items used for reconstruction and fixation of mandibular fractures and tumour resection. | Universal Mandible Reconstruction Plate, 11 - 17 holes, straight with template | 124319, 64730 | February 2012 |  | Changed Product Group, Product Sub Group, Benefit.
07 - Plastic and Reconstructive | 07.01 - CRANIOMAXILLOFACIAL RECONSTRUCTION & FIXATION | 07.01.05 - Fracture or Reconstruction Plates | 07.01.05.15 - 2.0-2.99mm thick, 8-15 holes | Locking | SY599 | 950 |  | Johnson & Johnson Medical Pty Ltd | AO/ASIF Plates | Titanium mandible locking plate | 8-15 holes | 157706 | February 2012 |  | Expanded from SY471
07 - Plastic and Reconstructive | 07.01 - CRANIOMAXILLOFACIAL RECONSTRUCTION & FIXATION | 07.01.05 - Fracture or Reconstruction Plates | 07.01.05.16 - 2.0-2.99mm thick, 16-32 holes | Complex, Locking | SY780 | 1320 |  | Johnson & Johnson Medical Pty Ltd | AO/ASIF Plate | Anatomical Preformed Complex Locking Reconstruction Plates | Small, Medium, Large | 157706 | August 2013 |  | New Listing
07 - Plastic and Reconstructive | 07.01 - CRANIOMAXILLOFACIAL RECONSTRUCTION & FIXATION | 07.01.05 - Fracture or Reconstruction Plates | 07.01.05.16 - 2.0-2.99mm thick, 16-32 holes | Compression | SY500 | 900 |  | Johnson & Johnson Medical Pty Ltd | AO/ASIF Plate | Titanium mandible plate | 15-32 holes | 157706 | February 2012 |  | Changed Product Name, Description, Size, Product Group, Product Sub Group, Benefit.
07 - Plastic and Reconstructive | 07.01 - CRANIOMAXILLOFACIAL RECONSTRUCTION & FIXATION | 07.01.05 - Fracture or Reconstruction Plates | 07.01.05.16 - 2.0-2.99mm thick, 16-32 holes | Locking | KT055 | 1100 |  | KLS Martin Australia Pty Limited | KLS Martin Plating System | Preshaped reconstruction plates, in left and right options | 2.0mm and 2.5mm thickness with 26 holes | 96619 | February 2015 |  | Transferred from MO399
07 - Plastic and Reconstructive | 07.01 - CRANIOMAXILLOFACIAL RECONSTRUCTION & FIXATION | 07.01.05 - Fracture or Reconstruction Plates | 07.01.05.16 - 2.0-2.99mm thick, 16-32 holes | Locking | SK138 | 1100 |  | Stryker Australia Pty Ltd | Leibinger Titanium Implant System - Universal Mandible Reconstruction Plate | Items used for reconstruction and fixation of mandibular fractures and tumour resection. | Universal Mandible Reconstruction Plate, (Full), 6 + 13 + 6 holes, with template | 124319, 64730 | February 2012 |  | Changed Product Group, Product Sub Group, Benefit.
07 - Plastic and Reconstructive | 07.01 - CRANIOMAXILLOFACIAL RECONSTRUCTION & FIXATION | 07.01.05 - Fracture or Reconstruction Plates | 07.01.05.16 - 2.0-2.99mm thick, 16-32 holes | Locking | SK141 | 1100 |  | Stryker Australia Pty Ltd | Leibinger Titanium Implant System - Universal Mandible Reconstruction Plate | Items used for reconstruction and fixation of mandibular fractures and tumour resection | Universal Mandible Reconstruction Plate, (Hemi), Right and Left, 6 + 17 holes with template | 124319, 64730 | February 2012 |  | Changed Product Group, Product Sub Group, Benefit.
07 - Plastic and Reconstructive | 07.01 - CRANIOMAXILLOFACIAL RECONSTRUCTION & FIXATION | 07.01.05 - Fracture or Reconstruction Plates | 07.01.05.16 - 2.0-2.99mm thick, 16-32 holes | Locking | SK142 | 1100 |  | Stryker Australia Pty Ltd | Leibinger Titanium Implant System - Universal Mandible Reconstruction Plate | Items used for reconstruction and fixation of mandibular fractures and tumour resection | Universal Mandible Reconstruction Plate, (Full), 6 + 17 + 6 holes, with template | 124319, 64730 | February 2012 |  | Changed Product Group, Product Sub Group, Benefit.
07 - Plastic and Reconstructive | 07.01 - CRANIOMAXILLOFACIAL RECONSTRUCTION & FIXATION | 07.01.05 - Fracture or Reconstruction Plates | 07.01.05.16 - 2.0-2.99mm thick, 16-32 holes | Locking | SP026 | 1100 |  | Surgiplas Medical | OsteoMed Plating & Fixation System | Plates - Fracture | Rigid Comminuted Fracture Plate | 130508 | February 2012 |  | Changed Product Group, Product Sub Group, Benefit.
07 - Plastic and Reconstructive | 07.01 - CRANIOMAXILLOFACIAL RECONSTRUCTION & FIXATION | 07.01.05 - Fracture or Reconstruction Plates | 07.01.05.16 - 2.0-2.99mm thick, 16-32 holes | Locking | SY600 | 1100 |  | Johnson & Johnson Medical Pty Ltd | AO/ASIF Plate | Titanium mandible locking plate | 16-32 holes | 157706 | February 2012 |  | Expanded from SY471
07 - Plastic and Reconstructive | 07.01 - CRANIOMAXILLOFACIAL RECONSTRUCTION & FIXATION | 07.01.05 - Fracture or Reconstruction Plates | 07.01.05.16 - 2.0-2.99mm thick, 16-32 holes | Locking | ZI938 | 1100 |  | Zimmer Biomet Pty Ltd | Lorenz Locking Reconstruction System | Locking plates | 2.0 and 2.4 mm, 16-32 holes | 128458 | August 2016 |  | Compressed from BI448, BI452, BI455, BI986
07 - Plastic and Reconstructive | 07.01 - CRANIOMAXILLOFACIAL RECONSTRUCTION & FIXATION | 07.01.05 - Fracture or Reconstruction Plates | 07.01.05.17 - 2.0-2.99mm thick, >32 holes | Complex | SY472 | 1450 |  | Johnson & Johnson Medical Pty Ltd | AO/ASIF Plate | Titanium mandible locking plate, complex shape | >32 holes | 157706 | February 2012 |  | Changed Product Name, Description, Size, Product Group, Product Sub Group, Suffix, Benefit.
07 - Plastic and Reconstructive | 07.01 - CRANIOMAXILLOFACIAL RECONSTRUCTION & FIXATION | 07.01.05 - Fracture or Reconstruction Plates | 07.01.05.18 - ≥3mm thick, 4-7 holes | Complex | SY550 | 1480 |  | Johnson & Johnson Medical Pty Ltd | Titanium Sternal Fixation System | Locking Plate - Star | Star: 6 holes | 157706 | February 2012 |  | Changed Product Group, Product Sub Group, Suffix, Benefit.
07 - Plastic and Reconstructive | 07.01 - CRANIOMAXILLOFACIAL RECONSTRUCTION & FIXATION | 07.01.05 - Fracture or Reconstruction Plates | 07.01.05.19 - ≥3mm thick, 8-15 holes | Complex | LH500 | 1480 |  | Lifehealthcare Pty Ltd | Martin Sternal Talon® | An advanced system for rigid sternal fixation made of titanium alloy. Single sternal talon ( Two legs) | Widths: XS, S, M, L, Foot plate lengths: 11, 14 ,17 ,20mm | 208159 | August 2013 |  | New Listing
07 - Plastic and Reconstructive | 07.01 - CRANIOMAXILLOFACIAL RECONSTRUCTION & FIXATION | 07.01.05 - Fracture or Reconstruction Plates | 07.01.05.19 - ≥3mm thick, 8-15 holes | Complex | SY551 | 1480 |  | Johnson & Johnson Medical Pty Ltd | Titanium Sternal Fixation System | Locking Plate - Straight , H or Star | Straight: 12holes, H: small & large, Star: 12 holes | 157706 | February 2012 |  | Changed Product Group, Product Sub Group, Suffix, Benefit.
07 - Plastic and Reconstructive | 07.01 - CRANIOMAXILLOFACIAL RECONSTRUCTION & FIXATION | 07.01.05 - Fracture or Reconstruction Plates | 07.01.05.19 - ≥3mm thick, 8-15 holes | Locking | KT007 | 630 |  | KLS Martin Australia Pty Limited | Martin Level One Fixation | Plate, titanium | =>3mm thick, 8 to 15 holes | 96620 | February 2015 |  | Transferred from MO002
07 - Plastic and Reconstructive | 07.01 - CRANIOMAXILLOFACIAL RECONSTRUCTION & FIXATION | 07.01.05 - Fracture or Reconstruction Plates | 07.01.05.20 - ≥3mm thick, 16-32 holes | Complex | LH501 | 1800 |  | Lifehealthcare Pty Ltd | Martin Sternal Talon® | an advanced system of rigid sternal fixation made of titanium alloy. Double sternal talon (4 legs) | Widths: S, M; Four foot plate depths: 11, 14, 17, 20mm | 208159 | August 2013 |  | New Listing
07 - Plastic and Reconstructive | 07.01 - CRANIOMAXILLOFACIAL RECONSTRUCTION & FIXATION | 07.01.05 - Fracture or Reconstruction Plates | 07.01.05.20 - ≥3mm thick, 16-32 holes | Complex | SY347 | 1800 |  | Johnson & Johnson Medical Pty Ltd | Titanium Sternal Fixation System | Locking Plate - straight | 20 or 30 holes | 157069 | February 2012 |  | Changed Product Group, Product Sub Group, Suffix, Benefit.
07 - Plastic and Reconstructive | 07.01 - CRANIOMAXILLOFACIAL RECONSTRUCTION & FIXATION | 07.01.05 - Fracture or Reconstruction Plates | 07.01.05.20 - ≥3mm thick, 16-32 holes | Compression | SY501 | 1350 |  | Johnson & Johnson Medical Pty Ltd | AO/ASIF Plate | Titanium mandible plate | 16-32 holes | 157706 | February 2012 |  | Changed Product Name, Description, Size, Product Group, Product Sub Group, Benefit.
07 - Plastic and Reconstructive | 07.01 - CRANIOMAXILLOFACIAL RECONSTRUCTION & FIXATION | 07.01.05 - Fracture or Reconstruction Plates | 07.01.05.20 - ≥3mm thick, 16-32 holes | Locking | KT061 | 1420 |  | KLS Martin Australia Pty Limited | Martin Level One Fixation | Plate, Titanium | ≥3mm thick, 16 to 32 Holes | 96619 | February 2015 |  | Transferred from MO410
07 - Plastic and Reconstructive | 07.01 - CRANIOMAXILLOFACIAL RECONSTRUCTION & FIXATION | 07.01.06 - Screws | 07.01.06.01 - Diameter ≤1.24mm |  | HW511 | 70 |  | Stryker Australia Pty Ltd | Stryker Leibinger Plating System | Micro Screws | 1.0 - 1.2mm diameter, 3 - 15mm length | 124318, 16221, 64730 | February 2013 |  | Compressed from SK299, SK300, ST110, ST408, ST444
07 - Plastic and Reconstructive | 07.01 - CRANIOMAXILLOFACIAL RECONSTRUCTION & FIXATION | 07.01.06 - Screws | 07.01.06.01 - Diameter ≤1.24mm |  | KT025 | 70 |  | KLS Martin Australia Pty Limited | Martin Level One Fixation | Screw Titanium | diameter <1.24mm | 96619 | February 2015 |  | Transferred from MO287
07 - Plastic and Reconstructive | 07.01 - CRANIOMAXILLOFACIAL RECONSTRUCTION & FIXATION | 07.01.06 - Screws | 07.01.06.01 - Diameter ≤1.24mm |  | MC574 | 70 |  | Medtronic Australasia Pty Ltd | Timesh | X-Drive Screws | 2 - 15mm | 128524 | February 2012 |  | Changed Product Group, Product Sub Group, Benefit.
07 - Plastic and Reconstructive | 07.01 - CRANIOMAXILLOFACIAL RECONSTRUCTION & FIXATION | 07.01.06 - Screws | 07.01.06.01 - Diameter ≤1.24mm |  | MC879 | 70 |  | Medtronic Australasia Pty Ltd | TiMesh Rigid Fixation Bone Grafting and Plating System | Titanium, Screw - Cruciate Head, 12 point Flat Head | Diameter <1.24mm | 128524 | February 2012 |  | Changed Product Group, Product Sub Group, Benefit.
07 - Plastic and Reconstructive | 07.01 - CRANIOMAXILLOFACIAL RECONSTRUCTION & FIXATION | 07.01.06 - Screws | 07.01.06.01 - Diameter ≤1.24mm |  | SP088 | 70 |  | Surgiplas Medical | Screws | Micro, Maxi & Self Drilling | "Size 1.2mm self-drilling screws, 1.2mm x (2 - 14)mm, Screws diameter < 1.24mm" | 130509 | February 2012 |  | Changed Product Group, Product Sub Group, Benefit.
07 - Plastic and Reconstructive | 07.01 - CRANIOMAXILLOFACIAL RECONSTRUCTION & FIXATION | 07.01.06 - Screws | 07.01.06.01 - Diameter ≤1.24mm |  | SY559 | 70 |  | Johnson & Johnson Medical Pty Ltd | AO/ASIF Screw | CMF screw; cortex, cortical, emergency, self-tapping,self-drilling | 1.0mm-1.20mm various lengths | 157706 | February 2012 |  | Changed Product Group, Product Sub Group, Benefit.
07 - Plastic and Reconstructive | 07.01 - CRANIOMAXILLOFACIAL RECONSTRUCTION & FIXATION | 07.01.06 - Screws | 07.01.06.01 - Diameter ≤1.24mm | Compression | SP031 | 80 |  | Surgiplas Medical | OsteoMed Plating & Fixation System | Lag Screws - Micro, Mini | 1.2mm x (6 - 16)mm; 1.6mm x (10-12)mm; 2.0mm x (8 - 22)mm; | 130509 | February 2012 |  | Changed Product Group, Product Sub Group, Benefit.
07 - Plastic and Reconstructive | 07.01 - CRANIOMAXILLOFACIAL RECONSTRUCTION & FIXATION | 07.01.06 - Screws | 07.01.06.02 - Diameter 1.25-3.24mm |  | AI007 | 43 |  | Australian Surgical Innovations Pty Ltd | ASI Plates and Screws | Screw | Width 1.0 - 3.0mm. Length 3.0 - 25mm | 104831 | February 2012 |  | Changed Product Group, Product Sub Group, Suffix, Benefit.
07 - Plastic and Reconstructive | 07.01 - CRANIOMAXILLOFACIAL RECONSTRUCTION & FIXATION | 07.01.06 - Screws | 07.01.06.02 - Diameter 1.25-3.24mm |  | AT077 | 43 |  | Anatomics Pty Ltd | Anatomics Bone Screws | Titanium bone screws for patient specific implants | Diameter - 1.6-2.0 mm Length - 5mm | 288564 | August 2017 |  | New Listing
07 - Plastic and Reconstructive | 07.01 - CRANIOMAXILLOFACIAL RECONSTRUCTION & FIXATION | 07.01.06 - Screws | 07.01.06.02 - Diameter 1.25-3.24mm |  | AU059 | 43 |  | Aus Systems Pty Ltd | Aus systems titanium bone screws | titanium bone screws | 1.5mm diameter - 2.3mm diameter, 3mm length to 15mm length | 114616 | February 2012 |  | Compressed from AU035, AU043
07 - Plastic and Reconstructive | 07.01 - CRANIOMAXILLOFACIAL RECONSTRUCTION & FIXATION | 07.01.06 - Screws | 07.01.06.02 - Diameter 1.25-3.24mm |  | BB314 | 43 |  | B Braun Australia Pty Ltd | Aesculap CranioPlate System/ Screws Neuro Emergency, self tapping, 1.8mm x 3 & 5mm | Cranial fixation system, internal fracture, non biodegradable. Consists of screws, plates. | Screws Neuro, Emergency, self tapping, magazine of 8, 1.8mm x 3 & 5mm lengths | 140600 | February 2012 |  | Changed Product Group, Product Sub Group, Benefit.
07 - Plastic and Reconstructive | 07.01 - CRANIOMAXILLOFACIAL RECONSTRUCTION & FIXATION | 07.01.06 - Screws | 07.01.06.02 - Diameter 1.25-3.24mm |  | BB316 | 43 |  | B Braun Australia Pty Ltd | Aesculap CranioPlate System/Screws Neuro, self-drilling, 1.5 x 3, 4 & 5mm | Cranial fixation system, internal fracture, non biodegradable. Consists of screws, plates. | screws neuro, self drilling, magazine of 8, 1.5mm x 3, 4 & 5 mm lengths | 140600 | February 2012 |  | Changed Product Group, Product Sub Group, Benefit.
07 - Plastic and Reconstructive | 07.01 - CRANIOMAXILLOFACIAL RECONSTRUCTION & FIXATION | 07.01.06 - Screws | 07.01.06.02 - Diameter 1.25-3.24mm |  | BH016 | 43 |  | Zimmer Biomet Pty Ltd | TMJ System | Screw, Cross Drive, Fossa. Titanium | 2.0mm dia x (5 - 13)mm | 145265 | February 2012 |  | Changed Product Group, Product Sub Group, Benefit.
07 - Plastic and Reconstructive | 07.01 - CRANIOMAXILLOFACIAL RECONSTRUCTION & FIXATION | 07.01.06 - Screws | 07.01.06.02 - Diameter 1.25-3.24mm |  | BH017 | 43 |  | Zimmer Biomet Pty Ltd | TMJ System | Screw, Cross Drive, Fossa. Titanium | 2.3mm Dia x (5 - 13)mm | 145265 | February 2012 |  | Changed Product Group, Product Sub Group, Benefit.
07 - Plastic and Reconstructive | 07.01 - CRANIOMAXILLOFACIAL RECONSTRUCTION & FIXATION | 07.01.06 - Screws | 07.01.06.02 - Diameter 1.25-3.24mm |  | BH020 | 43 |  | Zimmer Biomet Pty Ltd | W Lorenz Osteosynthesis System | Bone Screw, Cross Drive or Centre Drive. Titanium | 1.5mm dia x (3.5 - 17)mm | 143957 | February 2012 |  | Changed Product Group, Product Sub Group, Benefit.
07 - Plastic and Reconstructive | 07.01 - CRANIOMAXILLOFACIAL RECONSTRUCTION & FIXATION | 07.01.06 - Screws | 07.01.06.02 - Diameter 1.25-3.24mm |  | BH021 | 43 |  | Zimmer Biomet Pty Ltd | W Lorenz Osteosynthesis System | Bone Screw, Cross Drive or Centre Drive. Titanium | 1.8mm dia x (3.5 - 17)mm | 128459 | February 2012 |  | Changed Product Group, Product Sub Group, Benefit.
07 - Plastic and Reconstructive | 07.01 - CRANIOMAXILLOFACIAL RECONSTRUCTION & FIXATION | 07.01.06 - Screws | 07.01.06.02 - Diameter 1.25-3.24mm |  | BI360 | 43 |  | Zimmer Biomet Pty Ltd | W Lorenz Osteosynthesis System | Bone Screw, Cross or Centre Drive, Std or Self Drilling; Titanium | 2.0mm x (4 - 7) mm | 128459 | February 2012 |  | Changed Product Group, Product Sub Group, Benefit.
07 - Plastic and Reconstructive | 07.01 - CRANIOMAXILLOFACIAL RECONSTRUCTION & FIXATION | 07.01.06 - Screws | 07.01.06.02 - Diameter 1.25-3.24mm |  | BI365 | 43 |  | Zimmer Biomet Pty Ltd | W Lorenz Osteosynthesis System | Bone Screw, Cross or Centre Drive; Titanium | 2.0mm x (9 - 19) mm | 128459 | February 2012 |  | Changed Product Group, Product Sub Group, Benefit.
07 - Plastic and Reconstructive | 07.01 - CRANIOMAXILLOFACIAL RECONSTRUCTION & FIXATION | 07.01.06 - Screws | 07.01.06.02 - Diameter 1.25-3.24mm |  | BI723 | 43 |  | Zimmer Biomet Pty Ltd | Mandibular Fracture System | Screw, High Torque 2.0/2.4 Mandibular Fracture, Titanium | 2.7 x (6-20)mm | 128459 | February 2012 |  | Changed Product Group, Product Sub Group, Benefit.
07 - Plastic and Reconstructive | 07.01 - CRANIOMAXILLOFACIAL RECONSTRUCTION & FIXATION | 07.01.06 - Screws | 07.01.06.02 - Diameter 1.25-3.24mm |  | BI726 | 43 |  | Zimmer Biomet Pty Ltd | Mandibular Fracture System | Screw, High Torque (HT), Emergency, 2.0/2.4 Mandibular Fracture System, Titanium | Dia 2.3mm x 4.0, 5.0, 7.0, 9.0, 11.0, 13.0, 15.0mm Lengths | 128459 | February 2012 |  | Changed Product Group, Product Sub Group, Benefit.
07 - Plastic and Reconstructive | 07.01 - CRANIOMAXILLOFACIAL RECONSTRUCTION & FIXATION | 07.01.06 - Screws | 07.01.06.02 - Diameter 1.25-3.24mm |  | BI733 | 43 |  | Zimmer Biomet Pty Ltd | W.Lorenz Osteosynthesis System | Bone Screw, Self Drilling, Cross Drive, Titanium | 1.5 mm (dia) x 6.0, 7.0mm [lengths] | 128459 | February 2012 |  | Changed Product Group, Product Sub Group, Benefit.
07 - Plastic and Reconstructive | 07.01 - CRANIOMAXILLOFACIAL RECONSTRUCTION & FIXATION | 07.01.06 - Screws | 07.01.06.02 - Diameter 1.25-3.24mm |  | BI734 | 43 |  | Zimmer Biomet Pty Ltd | W.Lorenz Osteosynthesis System | Bone Screw, Self Drilling, Cross Drive, Titanium | 1.5 mm (dia) x 3.5, 4.0, 5.0mm, [lengths] | 128459 | February 2012 |  | Changed Product Group, Product Sub Group, Benefit.
07 - Plastic and Reconstructive | 07.01 - CRANIOMAXILLOFACIAL RECONSTRUCTION & FIXATION | 07.01.06 - Screws | 07.01.06.02 - Diameter 1.25-3.24mm |  | BI735 | 43 |  | Zimmer Biomet Pty Ltd | W.Lorenz Osteosynthesis System | Bone Screw, Cross or Centre Drive; Titanium | 2.3mm x (5 - 9) mm | 128459 | February 2012 |  | Changed Product Group, Product Sub Group, Benefit.
07 - Plastic and Reconstructive | 07.01 - CRANIOMAXILLOFACIAL RECONSTRUCTION & FIXATION | 07.01.06 - Screws | 07.01.06.02 - Diameter 1.25-3.24mm |  | BI742 | 43 |  | Zimmer Biomet Pty Ltd | TMJ System | Screw, Cross Drive Mandibular Component, Titanium | (2.7 - 3.2mm) x (8 - 12mm) | 128459 | February 2012 |  | Changed Product Group, Product Sub Group, Benefit.
07 - Plastic and Reconstructive | 07.01 - CRANIOMAXILLOFACIAL RECONSTRUCTION & FIXATION | 07.01.06 - Screws | 07.01.06.02 - Diameter 1.25-3.24mm |  | BI744 | 43 |  | Zimmer Biomet Pty Ltd | Mandibular Fracture System | Screw, High Torque 2.0/2.4 Mandibular Fracture, Titanium | 2.0 x (9-17)mm | 128459 | February 2012 |  | Changed Product Group, Product Sub Group, Benefit.
07 - Plastic and Reconstructive | 07.01 - CRANIOMAXILLOFACIAL RECONSTRUCTION & FIXATION | 07.01.06 - Screws | 07.01.06.02 - Diameter 1.25-3.24mm |  | BI748 | 43 |  | Zimmer Biomet Pty Ltd | Mandibular Fracture System | Screw, High Torque (HT), 2.0/2.4 Mandibular Fracture System, Titanium | Dia 2.4 x 6.0mm, 8.0, 10.0, 12.0, 14.0, 16.0, 18.0mm Lengths | 128459 | February 2012 |  | Changed Product Group, Product Sub Group, Benefit.
07 - Plastic and Reconstructive | 07.01 - CRANIOMAXILLOFACIAL RECONSTRUCTION & FIXATION | 07.01.06 - Screws | 07.01.06.02 - Diameter 1.25-3.24mm |  | HW491 | 43 |  | Stryker Australia Pty Ltd | Stryker Leibinger Plating System | Craniofacial Fixation Screws | 1.5 - 2.7mm diameter, 3 - 20mm length | 124318, 64730 | February 2013 |  | Compressed from SK148, SK151, SK153, SK301, SK302, SK362, SK385, SK457, ST082, ST083, ST084, ST098, ST111, ST113, ST114, ST115, ST148, ST149, ST150, ST236, ST240, ST490
07 - Plastic and Reconstructive | 07.01 - CRANIOMAXILLOFACIAL RECONSTRUCTION & FIXATION | 07.01.06 - Screws | 07.01.06.02 - Diameter 1.25-3.24mm |  | KT038 | 43 |  | KLS Martin Australia Pty Limited | Martin Level One Fixation | Screw Titanium | Diameter 1.25 to 3.24mm | 96620 | February 2015 |  | Transferred from MO329
07 - Plastic and Reconstructive | 07.01 - CRANIOMAXILLOFACIAL RECONSTRUCTION & FIXATION | 07.01.06 - Screws | 07.01.06.02 - Diameter 1.25-3.24mm |  | LH516 | 43 |  | Lifehealthcare Pty Ltd | Martin Osteosynthesis 1.5mm System Screw | Self retaining, Titanium | 3-7mm length, 1.5-1.8mm diam | 212844 | February 2014 |  | New Listing
07 - Plastic and Reconstructive | 07.01 - CRANIOMAXILLOFACIAL RECONSTRUCTION & FIXATION | 07.01.06 - Screws | 07.01.06.02 - Diameter 1.25-3.24mm |  | LM232 | 43 |  | LMT Surgical Pty Ltd | Bioplate Plating System | Titanium Screws | 1.25 to 3.24mm Diameter | 123204 | February 2015 |  | Transferred from JJ854
07 - Plastic and Reconstructive | 07.01 - CRANIOMAXILLOFACIAL RECONSTRUCTION & FIXATION | 07.01.06 - Screws | 07.01.06.02 - Diameter 1.25-3.24mm |  | MC571 | 43 |  | Medtronic Australasia Pty Ltd | Timesh | 12 Point Screws | 3 - 20mm | 128524 | February 2012 |  | Changed Product Group, Product Sub Group, Benefit.
07 - Plastic and Reconstructive | 07.01 - CRANIOMAXILLOFACIAL RECONSTRUCTION & FIXATION | 07.01.06 - Screws | 07.01.06.02 - Diameter 1.25-3.24mm |  | MC880 | 43 |  | Medtronic Australasia Pty Ltd | TiMesh Rigid Fixation Bone Grafting and Plating System | Titanium, Screw - Cruciate Head, 12 point Flat Head | Diameter 1.25 - 1.74mm | 128524 | February 2012 |  | Changed Product Group, Product Sub Group, Benefit.
07 - Plastic and Reconstructive | 07.01 - CRANIOMAXILLOFACIAL RECONSTRUCTION & FIXATION | 07.01.06 - Screws | 07.01.06.02 - Diameter 1.25-3.24mm |  | MI092 | 43 |  | Medtronic Australasia Pty Ltd | TiMesh | Internal Drive Screws | Diameter: 1.5 - 1.8mm | 128524 | February 2013 |  | Compressed from MC904, MC905
07 - Plastic and Reconstructive | 07.01 - CRANIOMAXILLOFACIAL RECONSTRUCTION & FIXATION | 07.01.06 - Screws | 07.01.06.02 - Diameter 1.25-3.24mm |  | MI093 | 43 |  | Medtronic Australasia Pty Ltd | TiMesh | Rescue Screws | Diameter: 1.8 - 2.4mm | 128524 | February 2013 |  | Compressed from MC906, MC907
07 - Plastic and Reconstructive | 07.01 - CRANIOMAXILLOFACIAL RECONSTRUCTION & FIXATION | 07.01.06 - Screws | 07.01.06.02 - Diameter 1.25-3.24mm |  | SF127 | 43 |  | Signature Orthopaedics | Melbourne TMJ Prosthesis | TMJ Mandibular Component - Screws | (2.7-3.2mm Diameter) x (8-12mm Length) | 246581 | August 2016 |  | New Listing
07 - Plastic and Reconstructive | 07.01 - CRANIOMAXILLOFACIAL RECONSTRUCTION & FIXATION | 07.01.06 - Screws | 07.01.06.02 - Diameter 1.25-3.24mm |  | SP089 | 43 |  | Surgiplas Medical | Screws | Micro, Maxi & Self Drilling | "Size 1.6mm x (4-8)mm self-drilling screws,1.5mm Safety ,Screws diameter 1.25-1.75mm" | 130509 | February 2012 |  | Changed Product Group, Product Sub Group, Benefit.
07 - Plastic and Reconstructive | 07.01 - CRANIOMAXILLOFACIAL RECONSTRUCTION & FIXATION | 07.01.06 - Screws | 07.01.06.02 - Diameter 1.25-3.24mm |  | SP090 | 43 |  | Surgiplas Medical | Screws | Micro, Maxi & Self Drilling | "Size 2.0mm x (4-8)mm self-drilling screws,1.9mm Safety ,Screws diameter 1.75-2.24mm" | 130509 | February 2012 |  | Changed Product Group, Product Sub Group, Benefit.
07 - Plastic and Reconstructive | 07.01 - CRANIOMAXILLOFACIAL RECONSTRUCTION & FIXATION | 07.01.06 - Screws | 07.01.06.02 - Diameter 1.25-3.24mm |  | SP091 | 43 |  | Surgiplas Medical | Screws | Micro, Maxi & Self Drilling | 2.4mm x (4-22)mm self-drilling screws, 2.7mm x (8-20)mm; 2.7mm Safety Screws, diameter 2.25-2.74mm | 130509 | February 2012 |  | Changed Product Group, Product Sub Group, Benefit.
07 - Plastic and Reconstructive | 07.01 - CRANIOMAXILLOFACIAL RECONSTRUCTION & FIXATION | 07.01.06 - Screws | 07.01.06.02 - Diameter 1.25-3.24mm |  | SY590 | 43 |  | Johnson & Johnson Medical Pty Ltd | AO/ASIF Screw | Cortex, Cortical, Emergency, Self-tapping, Self-drilling; Low Profile Screws | 1.25-3.24mm | 157706 | February 2012 |  | Compressed from SY553, SY554, SY556, SY560
07 - Plastic and Reconstructive | 07.01 - CRANIOMAXILLOFACIAL RECONSTRUCTION & FIXATION | 07.01.06 - Screws | 07.01.06.02 - Diameter 1.25-3.24mm |  | ZI924 | 43 |  | Zimmer Biomet Pty Ltd | OmniMax Screws | IMF screws | 2.0 diameter, 7-11mm | 128459 | August 2016 |  | New Listing
07 - Plastic and Reconstructive | 07.01 - CRANIOMAXILLOFACIAL RECONSTRUCTION & FIXATION | 07.01.06 - Screws | 07.01.06.02 - Diameter 1.25-3.24mm |  | ZI925 | 43 |  | Zimmer Biomet Pty Ltd | OmniMax Screws | MMF Screws | 2.0 diameter, 7mm-11mm | 128459 | August 2016 |  | New Listing
07 - Plastic and Reconstructive | 07.01 - CRANIOMAXILLOFACIAL RECONSTRUCTION & FIXATION | 07.01.06 - Screws | 07.01.06.02 - Diameter 1.25-3.24mm | Compression | SK152 | 121 |  | Stryker Australia Pty Ltd | Leibinger Screw - Universal Mandibular Screws | Items used for reconstruction and fixation of mandibular fractures and tumour resection | Universal Mandible Lag Screws, 2.0mm Diameter, 24mm-42mm Length | 124318, 64730 | February 2012 |  | Changed Product Group, Product Sub Group, Benefit.
07 - Plastic and Reconstructive | 07.01 - CRANIOMAXILLOFACIAL RECONSTRUCTION & FIXATION | 07.01.06 - Screws | 07.01.06.02 - Diameter 1.25-3.24mm | Distractor | SY591 | 85 |  | Johnson & Johnson Medical Pty Ltd | External Midface Distractor System | Fixation; Set - Screws | 1.25-3.24mm | 157706 | February 2012 |  | Compressed from SY400, SY403, SY405
07 - Plastic and Reconstructive | 07.01 - CRANIOMAXILLOFACIAL RECONSTRUCTION & FIXATION | 07.01.06 - Screws | 07.01.06.02 - Diameter 1.25-3.24mm | Locking | BI457 | 90 |  | Zimmer Biomet Pty Ltd | Lorenz 2.4mm Locking Reconstruction System | Screw, Locking Reconstruction Modular. Titanium | 2.4 x (6-18)mm | 128459 | February 2012 |  | Changed Product Group, Product Sub Group, Benefit.
07 - Plastic and Reconstructive | 07.01 - CRANIOMAXILLOFACIAL RECONSTRUCTION & FIXATION | 07.01.06 - Screws | 07.01.06.02 - Diameter 1.25-3.24mm | Locking | HW487 | 90 |  | Stryker Australia Pty Ltd | Stryker Leibinger Hybrid MMF Screws | SMARTLock Hybrid MMF Screws, Locking System - Universal SMARTLock Hybrid MMF Component - MMF Screws | Two Sizes - 2.0mm Diameter, 6mm Length 2.0mm Diameter, 8mm Length | 124318 | February 2013 |  | New Listing
07 - Plastic and Reconstructive | 07.01 - CRANIOMAXILLOFACIAL RECONSTRUCTION & FIXATION | 07.01.06 - Screws | 07.01.06.02 - Diameter 1.25-3.24mm | Locking | HW509 | 90 |  | Stryker Australia Pty Ltd | Stryker Leibinger Plating System | Universal Mandibular Locking Screws | 2.0 - 2.7mm diameter, 3 - 24mm length | 124318, 64730 | February 2013 |  | Compressed from SK147, SK149, SK150, SK303
07 - Plastic and Reconstructive | 07.01 - CRANIOMAXILLOFACIAL RECONSTRUCTION & FIXATION | 07.01.06 - Screws | 07.01.06.02 - Diameter 1.25-3.24mm | Locking | KT035 | 90 |  | KLS Martin Australia Pty Limited | Martin Level One Fixation | Screw, titanium | Diameter 2.25 - 2.74mm | 96619 | February 2015 |  | Transferred from MO312
07 - Plastic and Reconstructive | 07.01 - CRANIOMAXILLOFACIAL RECONSTRUCTION & FIXATION | 07.01.06 - Screws | 07.01.06.02 - Diameter 1.25-3.24mm | Locking | SP094 | 90 |  | Surgiplas Medical | OsteoMed Plating & Fixation System | Screws | 2.4mm x (6-22)mm Locking Screws, Screws 2.25-2.74mm | 130509 | February 2012 |  | Changed Product Group, Product Sub Group, Suffix, Benefit.
07 - Plastic and Reconstructive | 07.01 - CRANIOMAXILLOFACIAL RECONSTRUCTION & FIXATION | 07.01.06 - Screws | 07.01.06.02 - Diameter 1.25-3.24mm | Locking | SP116 | 90 |  | Surgiplas Medical | OsteoMed Plating & Fixation System | Locking Screws | Diameter 2.0mm, length 4-18mm | 130509 | February 2012 |  | Changed Product Group, Product Sub Group, Benefit.
07 - Plastic and Reconstructive | 07.01 - CRANIOMAXILLOFACIAL RECONSTRUCTION & FIXATION | 07.01.06 - Screws | 07.01.06.02 - Diameter 1.25-3.24mm | Locking | SY592 | 90 |  | Johnson & Johnson Medical Pty Ltd | AO/ASIF Screw | Cortex, Cortical, Emergency, Self-tapping, Self-drilling; Locking Screws | 1.25-3.24mm | 157706 | February 2012 |  | Compressed from SY552, SY555, SY557
07 - Plastic and Reconstructive | 07.01 - CRANIOMAXILLOFACIAL RECONSTRUCTION & FIXATION | 07.01.06 - Screws | 07.01.06.02 - Diameter 1.25-3.24mm | Resorbable | BI415 | 141 |  | Zimmer Biomet Pty Ltd | Lactosorb Resorbable Craniomaxillofacial Fixation System | Bone Screw, 2 Pack, Endobrow, Lactosorb. PGA/PLA | 2 x 5mm | 143957 | February 2012 |  | Changed Product Group, Product Sub Group, Benefit.
07 - Plastic and Reconstructive | 07.01 - CRANIOMAXILLOFACIAL RECONSTRUCTION & FIXATION | 07.01.06 - Screws | 07.01.06.02 - Diameter 1.25-3.24mm | Resorbable | BI994 | 141 |  | Zimmer Biomet Pty Ltd | Lactosorb Resorbable Craniomaxillofacial Fixation System | Bone Screw Lactosorb, single screw (multiple screws per pack) PGA/PLA | 1.5mm dia | 143957 | February 2012 |  | Changed Product Group, Product Sub Group, Benefit.
07 - Plastic and Reconstructive | 07.01 - CRANIOMAXILLOFACIAL RECONSTRUCTION & FIXATION | 07.01.06 - Screws | 07.01.06.02 - Diameter 1.25-3.24mm | Resorbable | BI995 | 141 |  | Zimmer Biomet Pty Ltd | Lactosorb Resorbable Craniomaxillofacial Fixation System | Bone Screw Lactosorb, single screw (multiple screws per pack) PGA/PLA | 2.0mm dia | 143957 | February 2012 |  | Changed Product Group, Product Sub Group, Benefit.
07 - Plastic and Reconstructive | 07.01 - CRANIOMAXILLOFACIAL RECONSTRUCTION & FIXATION | 07.01.06 - Screws | 07.01.06.02 - Diameter 1.25-3.24mm | Resorbable | BI996 | 141 |  | Zimmer Biomet Pty Ltd | Lactosorb Resorbable Craniomaxillofacial Fixation System | Bone Screw Lactosorb,single screw (multiple screws per pack) PGA/PLA | 2.5mm dia | 143957 | February 2012 |  | Changed Product Group, Product Sub Group, Benefit.
07 - Plastic and Reconstructive | 07.01 - CRANIOMAXILLOFACIAL RECONSTRUCTION & FIXATION | 07.01.06 - Screws | 07.01.06.02 - Diameter 1.25-3.24mm | Resorbable | HW510 | 141 |  | Stryker Australia Pty Ltd | Delta Resorbable Fixation System | Resorbable Screws | 1.7mm diameter, 3 -6mm length | 151008, 72659 | February 2013 |  | Compressed from ST527, ST528, ST529
07 - Plastic and Reconstructive | 07.01 - CRANIOMAXILLOFACIAL RECONSTRUCTION & FIXATION | 07.01.06 - Screws | 07.01.06.02 - Diameter 1.25-3.24mm | Resorbable | KT040 | 141 |  | KLS Martin Australia Pty Limited | Martin Level One Fixation Resorb x & Sonic Weld | Sonic Pin PDDLA (resorbable) | Diameter 1.25 - 3.24mm | 143327 | February 2015 |  | Transferred from MO331
07 - Plastic and Reconstructive | 07.01 - CRANIOMAXILLOFACIAL RECONSTRUCTION & FIXATION | 07.01.06 - Screws | 07.01.06.02 - Diameter 1.25-3.24mm | Resorbable | MC626 | 141 |  | Medtronic Australasia Pty Ltd | Macropore FRP (fast resorbing polymer) | Polylactide and Polyglycolide polymer | 1.8mm x 3-8mm | 153968 | February 2012 |  | Changed Product Group, Product Sub Group, Benefit.
07 - Plastic and Reconstructive | 07.01 - CRANIOMAXILLOFACIAL RECONSTRUCTION & FIXATION | 07.01.06 - Screws | 07.01.06.02 - Diameter 1.25-3.24mm | Resorbable | MI090 | 141 |  | Medtronic Australasia Pty Ltd | Macropore | Screws | 1.75 - 2.75 x 2.24 - 3.24mm | 154246 | February 2013 |  | Compressed from MC901, MC902
07 - Plastic and Reconstructive | 07.01 - CRANIOMAXILLOFACIAL RECONSTRUCTION & FIXATION | 07.01.06 - Screws | 07.01.06.02 - Diameter 1.25-3.24mm | Resorbable | SQ056 | 141 |  | Surgical Specialties | CPS Bioabsorbable Fixation System | OTPS fixation system: PLGA/TMC copolymer | Screws 2.8 x 6-23mm, 3.1 x 6-8mm | 154543 | February 2012 |  | Changed Product Group, Product Sub Group, Benefit.
07 - Plastic and Reconstructive | 07.01 - CRANIOMAXILLOFACIAL RECONSTRUCTION & FIXATION | 07.01.06 - Screws | 07.01.06.02 - Diameter 1.25-3.24mm | Resorbable | SQ057 | 141 |  | Surgical Specialties | CPS Bioabsorbable Fixation System | OTPS fixation system: PLGA/TMC copolymer | Screws 3.1 x 6 - 30mm and 2.5 x 30mm | 154543 | February 2012 |  | Changed Product Group, Product Sub Group, Benefit.
07 - Plastic and Reconstructive | 07.01 - CRANIOMAXILLOFACIAL RECONSTRUCTION & FIXATION | 07.01.06 - Screws | 07.01.06.02 - Diameter 1.25-3.24mm | Resorbable | SQ060 | 141 |  | Surgical Specialties | CPS Bioabsorbable Fixation System | OTPS fixation system: PLGA/TMC copolymer | Screws 2 x 9-19mm, 2.5 x 10-23mm and 2.8 x 10 - 23mm | 154543 | February 2012 |  | Changed Product Group, Product Sub Group, Benefit.
07 - Plastic and Reconstructive | 07.01 - CRANIOMAXILLOFACIAL RECONSTRUCTION & FIXATION | 07.01.06 - Screws | 07.01.06.02 - Diameter 1.25-3.24mm | Resorbable | SY593 | 141 |  | Johnson & Johnson Medical Pty Ltd | PolyMax Rapid-Resorbable Fixation System | Polyactide Resorbable Screw/Tack | 1.25-3.24mm | 167547 | February 2012 |  | Compressed from SY502, SY503
07 - Plastic and Reconstructive | 07.01 - CRANIOMAXILLOFACIAL RECONSTRUCTION & FIXATION | 07.01.06 - Screws | 07.01.06.02 - Diameter 1.25-3.24mm | Resorbable | VK018 | 141 |  | Akva Surgical Pty Ltd | CPS Bioabsorbable Fixation System | OTPS fixation system: PLGA/TMC copolymer | Screws 1.5 - 2.5mm dia x 5-8mm long | 154541 | August 2017 |  | Transferred from SQ051
07 - Plastic and Reconstructive | 07.01 - CRANIOMAXILLOFACIAL RECONSTRUCTION & FIXATION | 07.01.06 - Screws | 07.01.06.03 - Diameter ≥3.25mm | Resorbable | SQ059 | 310 |  | Surgical Specialties | CPS Bioabsorbable Fixation System | OTPS fixation system: PLGA/TMC copolymer | Screws 4.5 x 20-55mm, 3.1 x 40mm | 154543 | February 2012 |  | Changed Product Group, Product Sub Group, Benefit.
07 - Plastic and Reconstructive | 07.01 - CRANIOMAXILLOFACIAL RECONSTRUCTION & FIXATION | 07.01.07 - Ancillary Components | 07.01.07.01 - Pin |  | SY345 | 95 |  | Johnson & Johnson Medical Pty Ltd | Titanium Sternal Fixation System | Titanium Emergency Release Pin | One Size only | 157069 | February 2012 |  | Changed Product Group, Product Sub Group, Benefit.
07 - Plastic and Reconstructive | 07.01 - CRANIOMAXILLOFACIAL RECONSTRUCTION & FIXATION | 07.01.07 - Ancillary Components | 07.01.07.02 - Tack |  | MC570 | 52 |  | Medtronic Australasia Pty Ltd | Macropore | Tacks | 1.5 x 4mm - 2.0 x 6mm | 155385 | February 2012 |  | Changed Product Group, Product Sub Group, Suffix, Benefit.
07 - Plastic and Reconstructive | 07.01 - CRANIOMAXILLOFACIAL RECONSTRUCTION & FIXATION | 07.01.07 - Ancillary Components | 07.01.07.02 - Tack |  | SQ050 | 52 |  | Surgical Specialties | Inion GTR Biodegradable System | PLGA/TMC Copolymer: membrane & tacks | 6 tack kit | 95697 | February 2012 |  | Changed Product Group, Product Sub Group, Suffix, Benefit.
07 - Plastic and Reconstructive | 07.01 - CRANIOMAXILLOFACIAL RECONSTRUCTION & FIXATION | 07.01.07 - Ancillary Components | 07.01.07.03 - Washer |  | SK146 | 30 |  | Stryker Australia Pty Ltd | Leibinger Titanium Implant System - Universal Mandible Biconcave Washer | Items used for reconstruction and fixation of mandibular fractures and tumour resection | Universal Mandible Bi-concave Washer | 142141 | February 2012 |  | Changed Product Group, Product Sub Group, Benefit.
07 - Plastic and Reconstructive | 07.01 - CRANIOMAXILLOFACIAL RECONSTRUCTION & FIXATION | 07.01.07 - Ancillary Components | 07.01.07.04 - Wedges and Burr Hole Covers |  | HW435 | 385 |  | Stryker Australia Pty Ltd | E-POR Biomaterial/ Craniotomy Gap Wedge Porous Polyethylene | Craniotomy Gap Wedge Porous Polyethylene | One Size - V and T shape | 144944 | February 2012 |  | Changed Product Group, Product Sub Group, Suffix, Benefit.
07 - Plastic and Reconstructive | 07.01 - CRANIOMAXILLOFACIAL RECONSTRUCTION & FIXATION | 07.01.07 - Ancillary Components | 07.01.07.04 - Wedges and Burr Hole Covers |  | HW439 | 385 |  | Stryker Australia Pty Ltd | E-POR Biomaterial/ Burr Hole Cover, Porous Polyethylene | Burr Hole Cover, Porous Polyethylene | 15mm x 3mm x 5mm; 29mm x 7mm x 14mm | 144944 | February 2012 |  | Changed Product Group, Product Sub Group, Suffix, Benefit.
07 - Plastic and Reconstructive | 07.01 - CRANIOMAXILLOFACIAL RECONSTRUCTION & FIXATION | 07.01.07 - Ancillary Components | 07.01.07.05 - Anchor Bone |  | SP096 | 140 |  | Surgiplas Medical | OsteoMed Plating & Fixation System | Screws | MMF / Anchorage Screws 1.2/1.6/2.0mm Anchor, Bone | 130509 | February 2012 |  | Changed Product Group, Product Sub Group, Benefit.
07 - Plastic and Reconstructive | 07.01 - CRANIOMAXILLOFACIAL RECONSTRUCTION & FIXATION | 07.01.07 - Ancillary Components | 07.01.07.06 - Clamps |  | BB072 | 95 |  | B Braun Australia Pty Ltd | Craniofix Titanium Clamps | Titanium | 11mm | 138311 | February 2012 |  | Changed Product Group, Product Sub Group, Benefit.
07 - Plastic and Reconstructive | 07.01 - CRANIOMAXILLOFACIAL RECONSTRUCTION & FIXATION | 07.01.07 - Ancillary Components | 07.01.07.06 - Clamps |  | BB073 | 95 |  | B Braun Australia Pty Ltd | Craniofix Titanium Clamps | Titanium | 16mm | 138311 | February 2012 |  | Changed Product Group, Product Sub Group, Benefit.
07 - Plastic and Reconstructive | 07.01 - CRANIOMAXILLOFACIAL RECONSTRUCTION & FIXATION | 07.01.07 - Ancillary Components | 07.01.07.06 - Clamps |  | BB168 | 95 |  | B Braun Australia Pty Ltd | Craniofix | Titanium skull fixation clamp | 20mm | 138311 | February 2012 |  | Changed Product Group, Product Sub Group, Benefit.
07 - Plastic and Reconstructive | 07.01 - CRANIOMAXILLOFACIAL RECONSTRUCTION & FIXATION | 07.01.07 - Ancillary Components | 07.01.07.06 - Clamps |  | BB289 | 95 |  | B Braun Australia Pty Ltd | CranioFix Absorbable | Double sided Cranial clamp, absorbable polyester | 11mm, 16mm | 125104 | August 2013 |  | Changed Size, Benefit.
07 - Plastic and Reconstructive | 07.01 - CRANIOMAXILLOFACIAL RECONSTRUCTION & FIXATION | 07.01.07 - Ancillary Components | 07.01.07.06 - Clamps |  | BI714 | 95 |  | Zimmer Biomet Pty Ltd | RapidFlap Cranial Clamp | Clamp, Burr Hole or Craniotomy Line, Titanium | 12, 16, 20mm | 128460 | February 2012 |  | Changed Product Group, Product Sub Group, Benefit.
07 - Plastic and Reconstructive | 07.01 - CRANIOMAXILLOFACIAL RECONSTRUCTION & FIXATION | 07.01.07 - Ancillary Components | 07.01.07.06 - Clamps |  | MI094 | 95 |  | Medtronic Australasia Pty Ltd | Invisx Locks | Invisx polymer cranial fixation system | One size | 132355 | February 2013 |  | Compressed from MC581, MC582
07 - Plastic and Reconstructive | 07.01 - CRANIOMAXILLOFACIAL RECONSTRUCTION & FIXATION | 07.01.07 - Ancillary Components | 07.01.07.06 - Clamps |  | SY252 | 95 |  | Johnson & Johnson Medical Pty Ltd | AO/ASIF Facio-Maxillary Plates | Flapfix - Plates for fixation of cranial bone flaps | 10 - 20mm | 157706 | February 2012 |  | Changed Product Group, Product Sub Group, Benefit.
07 - Plastic and Reconstructive | 07.01 - CRANIOMAXILLOFACIAL RECONSTRUCTION & FIXATION | 07.01.07 - Ancillary Components | 07.01.07.07 - Screws |  | SP095 | 140 |  | Surgiplas Medical | OsteoMed Plating & Fixation System | Screws | Locking Screw Inserts, Other ancillary | 130509 | February 2012 |  | Changed Product Group, Product Sub Group, Benefit.
07 - Plastic and Reconstructive | 07.01 - CRANIOMAXILLOFACIAL RECONSTRUCTION & FIXATION | 07.01.07 - Ancillary Components | 07.01.07.07 - Screws |  | SY784 | 140 |  | Johnson & Johnson Medical Pty Ltd | SynPOR | Chin Connector | One Size | 190454 | August 2013 |  | New Listing
07 - Plastic and Reconstructive | 07.01 - CRANIOMAXILLOFACIAL RECONSTRUCTION & FIXATION | 07.01.07 - Ancillary Components | 07.01.07.07 - Screws |  | ZZ007 | 140 |  | AA-Med Pty Ltd | HND Screws for OBL PSI System | Osteosynthesis screws for cranio-maxillo-facial patient specific implants | Width – 1.5mm-3mm Length 3.5mm-18mm | 233536 | August 2015 |  | New Listing
07 - Plastic and Reconstructive | 07.01 - CRANIOMAXILLOFACIAL RECONSTRUCTION & FIXATION | 07.01.07 - Ancillary Components | 07.01.07.08 - Locks |  | MC580 | 700 |  | Medtronic Australasia Pty Ltd | Macropore | Locks | 2 - 20mm | 155385 | February 2012 |  | Changed Product Group, Product Sub Group, Suffix, Benefit.
07 - Plastic and Reconstructive | 07.01 - CRANIOMAXILLOFACIAL RECONSTRUCTION & FIXATION | 07.01.07 - Ancillary Components | 07.01.07.09 - Probe |  | WC264 | 390 |  | WILLIAM A COOK AUSTRALIA PTY LTD | SYSTEM- Doppler Blood Flow Monitoring System. COMPONENT - Cook-Swartz Implantable Doppler Flow Probe | The Cook-Swartz Implantable Doppler Flow Probe is an implantable 20MHz Probe with epoxy-coated Crystal and patented Silicone Cuff which provides continuous direct vessel monitoring of microvascular anastomoses. A 30cm wire with external Retention Tabs is attached to the 1mm diameter Crystal. | Cuff Lengths: 17.4 and 32mm | 187643 | February 2012 |  | Changed Description, Size, Product Group, Product Sub Group, Benefit.
07 - Plastic and Reconstructive | 07.01 - CRANIOMAXILLOFACIAL RECONSTRUCTION & FIXATION | 07.01.08 - Non-mesh, non-resorbable | 07.01.08.01 - <6cm2 |  | NJ010 | 185 |  | Neoss Australia Pty Ltd | Neoss Ti Reinforced Membrane - S I, Neoss Ti Reinforced Membrane - M I, Neoss Non- Reinforced Membra | Neoss Ti Reinforced membrane NeoGen is an implantable temporary non-resorbable device (membrane) for use as a spacer creation barrier in the treatment of local defects in the oral cavity in conjunction with tissue regeneration or augmentation. Neoss membranes are intended to be submerged and clinically implanted more than 30 days with an expected duration of implantation up of 6 months. | 28.7mm x 18mm, 0.3mm thick (Reinforced S I) 30.4mm x 19.4mm, 0.3 thick (Reinforced M I) 29mm x 14mm, 0.3mm thick (Non-reinforced) | 235233 | February 2016 |  | New Listing
07 - Plastic and Reconstructive | 07.01 - CRANIOMAXILLOFACIAL RECONSTRUCTION & FIXATION | 07.01.08 - Non-mesh, non-resorbable | 07.01.08.02 - >6cm2 - <8cm2 |  | NJ011 | 250 |  | Neoss Australia Pty Ltd | Neoss Ti Reinforced Membrane - L I, Neoss Ti Reinforced Membrane - M | Neoss Ti Reinforced membrane NeoGen is an implantable temporary non-resorbable device (membrane) for use as a spacer creation barrier in the treatment of local defects in the oral cavity in conjunction with tissue regeneration or augmentation. Neoss membranes are intended to be submerged and clinically implanted more than 30 days with an expected duration of implantation up of 6 months. | 35.9mm x 21.2mm, 0.3mm thick (L I) 32.2mm x 22mm, 0.3mm thick (M) | 235233 | February 2016 |  | New Listing
07 - Plastic and Reconstructive | 07.01 - CRANIOMAXILLOFACIAL RECONSTRUCTION & FIXATION | 07.01.08 - Non-mesh, non-resorbable | 07.01.08.03 - >8cm2 |  | NJ012 | 330 |  | Neoss Australia Pty Ltd | Neoss Non-Reinforced Membrane, Neoss Ti Reinforced Membrane - L | Neoss Ti Reinforced membrane NeoGen is an implantable temporary non-resorbable device (membrane) for use as a spacer creation barrier in the treatment of local defects in the oral cavity in conjunction with tissue regeneration or augmentation. Neoss membranes are intended to be submerged and clinically implanted more than 30 days with an expected duration of implantation up of 6 months. | 34.2mm x 24.8mm, 0.3mm thick | 235233 | February 2016 |  | New Listing
07 - Plastic and Reconstructive | 07.02 - CRANIOMAXILLOFACIAL IMPLANTS | 07.02.01 - Chin |  |  | HW412 | 286 |  | Stryker Australia Pty Ltd | Chins | Extended chin implants: Round RZ (Models 8313 - 8315) and extended square RZ (Models 8316, 8318). Two piece chin design (Models 8320 - 8322). Single piece chin design, contoured (Models 7520 - 7522). Additional chin shapes (Models 6341 - 6344) Contoured t | Extended chin Implants design RZ round small: 45 x 47 x 3mm, medium 45 x 47 x 5mm, large 45 x 47 x 7mm; Extneded Chin Implants square small 45 x 47 x3mm; Medium 45 x 47 x 5mm; Large 45 x 47 x 7mm; Two piece design small 46 x 33 x 5mm; Medium 56 x 36 x 7mm | 152165 | February 2012 |  | Changed Product Group, Benefit.
07 - Plastic and Reconstructive | 07.02 - CRANIOMAXILLOFACIAL IMPLANTS | 07.02.01 - Chin |  |  | SP004 | 286 |  | Surgiplas Medical | Facial Prosthesis | Silicone elastomer | Small / Medium / Large / X-Large | 137404 | February 2012 |  | Changed Product Group, Benefit.
07 - Plastic and Reconstructive | 07.02 - CRANIOMAXILLOFACIAL IMPLANTS | 07.02.01 - Chin |  | Complex | SY782 | 950 |  | Johnson & Johnson Medical Pty Ltd | SynPOR | Porous Polyethylene Chin Implant | 4-9mm | 190454 | August 2013 |  | New Listing
07 - Plastic and Reconstructive | 07.02 - CRANIOMAXILLOFACIAL IMPLANTS | 07.02.01 - Chin |  | Complex | BY001 | 950 |  | SPIRAN PTY. LTD. | Su-Por Chin Two Piece Anatomical contour. | An implantable device intended to support, contour, and provide structure for the chin. Made of high density polyethylene material with an interconnecting pore structure that supports tissue ingrowth. The device is available in various shapes and can be cut by the surgeon to meet the patient's specific needs. | 3mm, 5mm, 7mm, 9mm | 267380 | February 2017 |  | Changed Product Name, Size, Product Sub Group, Suffix, Benefit.
07 - Plastic and Reconstructive | 07.02 - CRANIOMAXILLOFACIAL IMPLANTS | 07.02.02 - Cranium |  |  | MC548 | 481 |  | Medtronic Australasia Pty Ltd | Macropore | Cranial Recon | 29 - 165mm | 153968, 153969, 153970 | February 2012 |  | Changed Product Group, Suffix, Benefit.
07 - Plastic and Reconstructive | 07.02 - CRANIOMAXILLOFACIAL IMPLANTS | 07.02.02 - Cranium | 07.02.02.01 - Complex |  | AI006 | 6700 |  | Australian Surgical Innovations Pty Ltd | ASI Plates and Screws | Custom Mesh | . | 104831 | February 2012 |  | Changed Product Group, Product Sub Group, Suffix, Benefit.
07 - Plastic and Reconstructive | 07.02 - CRANIOMAXILLOFACIAL IMPLANTS | 07.02.02 - Cranium | 07.02.02.01 - Complex | Biomodelled | AT074 | 9930 |  | Anatomics Pty Ltd | Anatomics Cranial Patient Specific Implant - One Piece | Cranial patient specific implant constructed of Titanium, Acrylic or Porous Polyethylene | Custom | 288564 | August 2017 |  | New Listing
07 - Plastic and Reconstructive | 07.02 - CRANIOMAXILLOFACIAL IMPLANTS | 07.02.02 - Cranium | 07.02.02.01 - Complex | Biomodelled | HW547 | 9930 |  | Stryker Australia Pty Ltd | Stryker Biomodelled Patient Specific PEEK Implant | Biomodelled Patient Specific Craniofacial Implant PEEK | Custom | 225792 | February 2015 |  | New Listing
07 - Plastic and Reconstructive | 07.02 - CRANIOMAXILLOFACIAL IMPLANTS | 07.02.02 - Cranium | 07.02.02.01 - Complex | Biomodelled | KT003 | 9930 |  | KLS Martin Australia Pty Limited | UNIQOS Custom Patient Specific Craniofacial Implant, PEEK Titanium | UNIQOS Custom Patient Specific Craniofacial Implant, PEEK Titanium | Custom - Patient Specific | 200232 | February 2015 |  | New Listing
07 - Plastic and Reconstructive | 07.02 - CRANIOMAXILLOFACIAL IMPLANTS | 07.02.02 - Cranium | 07.02.02.01 - Complex | Biomodelled | MC528 | 9930 |  | Medtronic Australasia Pty Ltd | TiMesh | Cranial Custom Mesh | 121mm x 72mm - 152 x 152mm | 128523 | February 2012 |  | Changed Product Group, Product Sub Group, Suffix, Benefit.
07 - Plastic and Reconstructive | 07.02 - CRANIOMAXILLOFACIAL IMPLANTS | 07.02.02 - Cranium | 07.02.02.01 - Complex | Biomodelled | SY772 | 9930 |  | Johnson & Johnson Medical Pty Ltd | PSI | Biomodelled Patient Specific Craniofacial implant, PEEK Titanium | Custom | 157706 | August 2013 |  | New Listing
07 - Plastic and Reconstructive | 07.02 - CRANIOMAXILLOFACIAL IMPLANTS | 07.02.02 - Cranium | 07.02.02.01 - Complex | Biomodelled | SY834 | 9930 |  | Johnson & Johnson Medical Pty Ltd | OBL PorousiTi® Patient Specific Implant - Cranium | Patient specific implant for the cranium constructed of PourousTi® | The implant is custom made so the size is variable | 276733 | September 2016 |  | Duplicated from ZZ001
07 - Plastic and Reconstructive | 07.02 - CRANIOMAXILLOFACIAL IMPLANTS | 07.02.02 - Cranium | 07.02.02.01 - Complex | Biomodelled | ZZ001 | 9930 |  | AA-Med Pty Ltd | OBL PorousiTi® Patient Specific Implant - Cranium | Patient specific implant for the cranium constructed of PourousTi® | The implant is custom made so the size is variable | 233536 | August 2015 |  | New Listing
07 - Plastic and Reconstructive | 07.02 - CRANIOMAXILLOFACIAL IMPLANTS | 07.02.02 - Cranium | 07.02.02.01 - Complex | Biomodelled Three Piece | SY774 | 10930 |  | Johnson & Johnson Medical Pty Ltd | PSI | Biomodelled Patient Specific Craniofacial implant, PEEK Titanium, 3 Piece | Custom | 157706 | August 2013 |  | New Listing
07 - Plastic and Reconstructive | 07.02 - CRANIOMAXILLOFACIAL IMPLANTS | 07.02.02 - Cranium | 07.02.02.01 - Complex | Biomodelled Two Piece | AT075 | 10430 |  | Anatomics Pty Ltd | Anatomics Cranial Patient Specific Implant - Two Piece | Patient Specific Cranial Implant constructed of Titanium, Acrylic or Porous Polyethylene | Custom | 288564 | August 2017 |  | New Listing
07 - Plastic and Reconstructive | 07.02 - CRANIOMAXILLOFACIAL IMPLANTS | 07.02.02 - Cranium | 07.02.02.01 - Complex | Biomodelled Two Piece | SY773 | 10430 |  | Johnson & Johnson Medical Pty Ltd | PSI | Biomodelled Patient Specific Craniofacial Implant, Titanium, 2 Piece | Custom | 157706 | August 2013 |  | New Listing
07 - Plastic and Reconstructive | 07.02 - CRANIOMAXILLOFACIAL IMPLANTS | 07.02.02 - Cranium | 07.02.02.01 - Complex | Biomodelled Two Piece | SY826 | 10430 |  | Johnson & Johnson Medical Pty Ltd | OBL PorousiTi® Cranial Patient Specific Implant – Two piece | Patient specific two piece implant for the cranium constructed of PourousTi® | The implant is custom made so the size is variable | 276733 | September 2016 |  | Duplicated from ZZ002
07 - Plastic and Reconstructive | 07.02 - CRANIOMAXILLOFACIAL IMPLANTS | 07.02.02 - Cranium | 07.02.02.01 - Complex | Biomodelled Two Piece | ZZ002 | 10430 |  | AA-Med Pty Ltd | OBL PorousiTi® Cranial Patient Specific Implant – Two piece | Patient specific two piece implant for the cranium constructed of PourousTi® | The implant is custom made so the size is variable | 233536 | August 2015 |  | New Listing
07 - Plastic and Reconstructive | 07.02 - CRANIOMAXILLOFACIAL IMPLANTS | 07.02.02 - Cranium | 07.02.02.01 - Complex | Biomodelled, Dual Mesh | MC625 | 10500 |  | Medtronic Australasia Pty Ltd | Modified Dual TiMesh | TiMesh Surgical Mesh Modified, includes two cranial plates. Composition: Titanium | 121mm x 77mm - 152mm x 152mm. | 128523 | February 2012 |  | Changed Product Group, Product Sub Group, Suffix, Benefit.
07 - Plastic and Reconstructive | 07.02 - CRANIOMAXILLOFACIAL IMPLANTS | 07.02.02 - Cranium | 07.02.02.02 - Polymer |  | HW437 | 1300 |  | Stryker Australia Pty Ltd | E-POR Biomaterial/ Mastoid, Pterional, Contourable Porous Polyethylene | Mastoid, Pterional, Contourable Porous Polyethylene | Left, Right, 43mm - 57mm x 0.6mm, 1.5mm | 144944 | February 2012 |  | Changed Product Group, Product Sub Group, Suffix, Benefit.
07 - Plastic and Reconstructive | 07.02 - CRANIOMAXILLOFACIAL IMPLANTS | 07.02.02 - Cranium | 07.02.02.02 - Polymer | Complex | BY007 | 9930 |  | SPIRAN PTY. LTD. | Biopore Custom Made Implant | An implantable device made of high-density polyethylene material with an interconnecting pore structure that supports tissue ingrowth. The device is custom made/biomodelled from individual patient's CT scan, on doctors prescription, used for correction and reconstruction of any facial, head or any non weight bearing bone structure. | Custom designed and biomodelled from patient's CT scan image. | 267380 | August 2016 |  | Transferred from MW009
07 - Plastic and Reconstructive | 07.02 - CRANIOMAXILLOFACIAL IMPLANTS | 07.02.02 - Cranium | 07.02.02.03 - Composite |  | SP113 | 2600 |  | Surgiplas Medical | OsteoMed Plating & Fixation System | Plates | 90 x 90mm, 95 x 165mm, & Large Pre-formed Osteoform Mesh, Cranium. | 130508 | February 2012 |  | Changed Product Group, Product Sub Group, Benefit.
07 - Plastic and Reconstructive | 07.02 - CRANIOMAXILLOFACIAL IMPLANTS | 07.02.02 - Cranium | 07.02.02.04 - Surgical Guide | Biomodelled | AT081 | 2650 |  | Anatomics Pty Ltd | Anatomics Surgical Guide | Biomodelled surgical guides to support surgical decision making both pre and intra-operatively | The device is custom made so the size will vary | 288564 | August 2017 |  | New Listing
07 - Plastic and Reconstructive | 07.02 - CRANIOMAXILLOFACIAL IMPLANTS | 07.02.02 - Cranium | 07.02.02.04 - Surgical Guide | Biomodelled | SY777 | 2650 |  | Johnson & Johnson Medical Pty Ltd | ProPlan | Patient Specific Cranical Surgical Guides, Implants | Custom | 276733 | August 2013 |  | New Listing
07 - Plastic and Reconstructive | 07.02 - CRANIOMAXILLOFACIAL IMPLANTS | 07.02.02 - Cranium | 07.02.02.04 - Surgical Guide | Biomodelled | SY825 | 2650 |  | Johnson & Johnson Medical Pty Ltd | Surgical Guide for OBL PSI System - Cranium | Patient specific surgical guide for cranial implant | The device is custom made so sizes will vary | 276733 | September 2016 |  | Duplicated from ZZ004
07 - Plastic and Reconstructive | 07.02 - CRANIOMAXILLOFACIAL IMPLANTS | 07.02.02 - Cranium | 07.02.02.04 - Surgical Guide | Biomodelled | ZZ004 | 2650 |  | AA-Med Pty Ltd | Surgical Guide for OBL PSI System - Cranium | Patient specific surgical guide for cranial implant | The device is custom made so sizes will vary | 233536 | August 2015 |  | New Listing
07 - Plastic and Reconstructive | 07.02 - CRANIOMAXILLOFACIAL IMPLANTS | 07.02.03 - Ear | 07.02.03.01 - Helical Rim |  | HW420 | 420 |  | Stryker Australia Pty Ltd | Ear Reconstruction | Porus Polyethylene. Helical rim, models 8328 and 8329 | Helical rim: 37 x 62mm | 152165 | February 2012 |  | Changed Product Group, Product Sub Group, Benefit.
07 - Plastic and Reconstructive | 07.02 - CRANIOMAXILLOFACIAL IMPLANTS | 07.02.03 - Ear | 07.02.03.02 - Ear Base |  | HW432 | 600 |  | Stryker Australia Pty Ltd | Ear Reconstruction | Porus Polyethylene. Ear base left and right, models 7542 and 7525 - 7527. Ear base extended left and right, models 8330 and 8331. | Ear base: 29 x 55 x 13mm, 32 x 65 x 16mm. Ear base extended: 30 x 60mm. | 152165 | February 2012 |  | Changed Product Group, Product Sub Group, Benefit.
07 - Plastic and Reconstructive | 07.02 - CRANIOMAXILLOFACIAL IMPLANTS | 07.02.04 - Malar |  |  | HW413 | 330 |  | Stryker Australia Pty Ltd | Genioplasty Wedge | Porus Polyethylene. Genioplasty wedges, models 8340 - 8343 | Small 60 x 25 x 5mm, medium 60 x 25 x 7.5mm, large 60 x 25 x 10mm | 152165 | February 2012 |  | Changed Product Group, Benefit.
07 - Plastic and Reconstructive | 07.02 - CRANIOMAXILLOFACIAL IMPLANTS | 07.02.04 - Malar |  |  | HW414 | 330 |  | Stryker Australia Pty Ltd | Prejowl Shape | Porus Polyethylene. Model 8319 | 45 x 41 x 4mm | 152165 | February 2012 |  | Changed Product Group, Benefit.
07 - Plastic and Reconstructive | 07.02 - CRANIOMAXILLOFACIAL IMPLANTS | 07.02.04 - Malar |  |  | SK512 | 330 |  | Stryker Australia Pty Ltd | Malar Shape | Porus Polyethylene. Design RZ malar shapes, super petite and petite, left and right (Models 9501 - 9504). Design M malar shapes, left and right (Models 9507 - 9512). Additional malar shapes, extended contoured left and right (Models 9513 - 9518) Contoured | Design RZ malar shapes: super petite left and right 50 x 19 x 3mm, Design RZ malar shapes petite left and right 50 x 19 x 5mm. Design malar shapes: small left and right 64 x 19 x 3mm, left and right medium 64 x 19 x 4.5mm, Left and right large 64 x 19 x | 152165 | February 2012 |  | Changed Product Group, Benefit.
07 - Plastic and Reconstructive | 07.02 - CRANIOMAXILLOFACIAL IMPLANTS | 07.02.04 - Malar | 07.02.04.01 - Complex |  | BY004 | 1150 |  | SPIRAN PTY. LTD. | Su-Por Malar Implant | An implantable device intended to support, contour and provide structure for the face including the cheeks and eye sockets. Made of high-density polyethylene material with an interconnecting pore structure that supports tissue ingrowth. The device is available in various shapes and can be cut by the surgeon to meet the patient's specific needs. | Left and Right (47mm x 24mm x 4mm) | 267380 | February 2017 |  | Changed Product Name, Product Sub Group, Benefit.
07 - Plastic and Reconstructive | 07.02 - CRANIOMAXILLOFACIAL IMPLANTS | 07.02.04 - Malar | 07.02.04.01 - Complex |  | HW434 | 1150 |  | Stryker Australia Pty Ltd | E-POR Biomaterial/ Midface Contour Porous Polyethylene | Midface Contour Porous Polyethylene | One size | 144944 | February 2012 |  | Changed Product Group, Product Sub Group, Suffix, Benefit.
07 - Plastic and Reconstructive | 07.02 - CRANIOMAXILLOFACIAL IMPLANTS | 07.02.04 - Malar | 07.02.04.01 - Complex |  | HW438 | 1150 |  | Stryker Australia Pty Ltd | E-POR Biomaterial/ Temporal Fossa Implant Porous Polyethylene | Temporal Fossa Implant Porous Polyethylene | 61mm - 105mm x 18mm - 20mm | 144944 | February 2012 |  | Changed Product Group, Product Sub Group, Suffix, Benefit.
07 - Plastic and Reconstructive | 07.02 - CRANIOMAXILLOFACIAL IMPLANTS | 07.02.04 - Malar | 07.02.04.01 - Complex |  | SY783 | 1150 |  | Johnson & Johnson Medical Pty Ltd | SynPOR | Porous Polyethylene Malar Implant | 3-5 mm | 190454 | August 2013 |  | New Listing
07 - Plastic and Reconstructive | 07.02 - CRANIOMAXILLOFACIAL IMPLANTS | 07.02.04 - Malar | 07.02.04.02 - Polymer |  | HW436 | 500 |  | Stryker Australia Pty Ltd | E-POR Biomaterial/ Transsphenoidal Sellar Contourable Porous Polyethylene | Transphenoidal Sellar Contourable Porous Polyethylene | 2.5mm x 20mm - 40mm | 144944 | February 2012 |  | Changed Product Group, Product Sub Group, Suffix, Benefit.
07 - Plastic and Reconstructive | 07.02 - CRANIOMAXILLOFACIAL IMPLANTS | 07.02.04 - Malar | 07.02.04.02 - Polymer | Biomodelled | AT083 | 4200 |  | Anatomics Pty Ltd | Anatomics Patient Specific Malar Implant | A customised patient specific implant constucted of porous polyethelene | The device is customised so sizes will vary | 288564 | August 2017 |  | New Listing
07 - Plastic and Reconstructive | 07.02 - CRANIOMAXILLOFACIAL IMPLANTS | 07.02.05 - Mandible, Maxilla and Temperomandibular Joint (TMJ) | 07.02.05.01 - Mandible, Full |  | MC513 | 1520 |  | Medtronic Australasia Pty Ltd | TiMesh | Full Mandible | One size only | 128523 | February 2012 |  | Changed Product Group, Product Sub Group, Benefit.
07 - Plastic and Reconstructive | 07.02 - CRANIOMAXILLOFACIAL IMPLANTS | 07.02.05 - Mandible, Maxilla and Temperomandibular Joint (TMJ) | 07.02.05.01 - Mandible, Full |  | SP092 | 1520 |  | Surgiplas Medical | Osteo Plating & Fixation System | Plates - Reconstruction | 5 x 20 x 5 Hole Full Mandible Plate; 5 x 16 x 5 Hole Full Mandible Plate; Mandible, Full | 130508 | February 2012 |  | Changed Product Group, Product Sub Group, Benefit.
07 - Plastic and Reconstructive | 07.02 - CRANIOMAXILLOFACIAL IMPLANTS | 07.02.05 - Mandible, Maxilla and Temperomandibular Joint (TMJ) | 07.02.05.01 - Mandible, Full | Biomodelled | SY824 | 8500 |  | Johnson & Johnson Medical Pty Ltd | OBL PorousiTi Patient Specific Implant - Mandible | Patient specific implant for mandible constructed of PourousiTi | The model is custom made so size will vary | 276733 | September 2016 |  | Duplicated from ZZ025
07 - Plastic and Reconstructive | 07.02 - CRANIOMAXILLOFACIAL IMPLANTS | 07.02.05 - Mandible, Maxilla and Temperomandibular Joint (TMJ) | 07.02.05.01 - Mandible, Full | Biomodelled | ZZ025 | 8500 |  | AA-Med Pty Ltd | OBL PorousiTi Patient Specific Implant - Mandible | Patient specific implant for mandible constructed of PourousiTi | The model is custom made so size will vary | 233536 | February 2016 |  | New Listing
07 - Plastic and Reconstructive | 07.02 - CRANIOMAXILLOFACIAL IMPLANTS | 07.02.05 - Mandible, Maxilla and Temperomandibular Joint (TMJ) | 07.02.05.02 - Fossa Replacement |  | BI569 | 5850 |  | Zimmer Biomet Pty Ltd | TMJ System | Fossa Component, Left or Right; Titanium, UHMWPE | Small, Medium Large | 145265 | February 2012 |  | Changed Product Group, Product Sub Group, Benefit.
07 - Plastic and Reconstructive | 07.02 - CRANIOMAXILLOFACIAL IMPLANTS | 07.02.05 - Mandible, Maxilla and Temperomandibular Joint (TMJ) | 07.02.05.02 - Fossa Replacement |  | OG003 | 5850 |  | OMX SOLUTIONS PTY LTD | OMX Solutions Melbourne TMJ Glenoid Fossa Component | Universal glenoid fossa component constructed of UHMWP | The device is custom made so the size will vary. | 276176 | August 2016 |  | New Listing
07 - Plastic and Reconstructive | 07.02 - CRANIOMAXILLOFACIAL IMPLANTS | 07.02.05 - Mandible, Maxilla and Temperomandibular Joint (TMJ) | 07.02.05.02 - Fossa Replacement |  | SF131 | 5850 |  | Signature Orthopaedics | Melbourne TMJ Prosthesis | TMJ Fossa component | One Size | 268455 | August 2016 |  | New Listing
07 - Plastic and Reconstructive | 07.02 - CRANIOMAXILLOFACIAL IMPLANTS | 07.02.05 - Mandible, Maxilla and Temperomandibular Joint (TMJ) | 07.02.05.03 - Mandibular Angle | Compression | SP069 | 152 |  | Surgiplas Medical | Plates | Micro, Mini, Maxi | Angled EDC Plate, Angled Long EDC Plate, 40mm 6 Hole Fracture Plate, 6 Hole Curved EDC Plate, 33mm & 38mm 4 Hole EDC Plate, 48mm 6 Hole EDC Plate, Mandible, Mandible/Reduction, Mandible Angle | 130508 | February 2012 |  | Changed Product Group, Product Sub Group, Benefit.
07 - Plastic and Reconstructive | 07.02 - CRANIOMAXILLOFACIAL IMPLANTS | 07.02.05 - Mandible, Maxilla and Temperomandibular Joint (TMJ) | 07.02.05.03 - Mandibular Angle | Compression | ST369 | 152 |  | Stryker Australia Pty Ltd | Luhr Fixation System | Luhr Mandibular Compression System: curved, straight, metacarpal plate Vitallium | Curved: 30,38, 45mm, Straight: 30, 40, 50, 60, 80mm, metacarpal: 41, 45mm | 124318, 16221 | February 2012 |  | Changed Product Group, Product Sub Group, Suffix, Benefit.
07 - Plastic and Reconstructive | 07.02 - CRANIOMAXILLOFACIAL IMPLANTS | 07.02.05 - Mandible, Maxilla and Temperomandibular Joint (TMJ) | 07.02.05.03 - Mandibular Angle | Polymer | BY009 | 1485 |  | SPIRAN PTY. LTD. | Biopore Mandible (Left / Right) | An implantable device intended to support, contour, and provide structure for the mandible. Made of high-density polyethylene material with an interconnecting pore structure that supports tissue ingrowth. The device can be cut by the surgeon to meet the patient's specific needs. | 74 x 33 x5mm | 267380 | August 2016 |  | Transferred from MW003
07 - Plastic and Reconstructive | 07.02 - CRANIOMAXILLOFACIAL IMPLANTS | 07.02.05 - Mandible, Maxilla and Temperomandibular Joint (TMJ) | 07.02.05.03 - Mandibular Angle | Polymer | HW422 | 1485 |  | Stryker Australia Pty Ltd | Mandibular angle | Porus Polyethylene. RZ mandibular angles left and right (Models 9955 - 9960); Porus Polyethylene. Contoured mandibular angles left and right (Models 88037 - 88038) | RZ mandibular angles: 65 x 35 x 3 x 6.5 x 3 x 3mm, 65 x 35 x 7 x 6.5 x 3 x 3mm, 65 x 35 x 11 x 6.5 x 3 x 3mm. Contoured mandibular angles left and right:59 x 29 x 7 x 11mm. | 152165 | February 2012 |  | Changed Product Group, Product Sub Group, Benefit.
07 - Plastic and Reconstructive | 07.02 - CRANIOMAXILLOFACIAL IMPLANTS | 07.02.05 - Mandible, Maxilla and Temperomandibular Joint (TMJ) | 07.02.05.04 - Condylar Device |  | BI792 | 1545 |  | Zimmer Biomet Pty Ltd | Lorenz 2.4mm Locking Reconstruction System | Condyle left or right, chrome cobalt (CoCr) | One size only | 128458 | February 2012 |  | Changed Product Group, Product Sub Group, Benefit.
07 - Plastic and Reconstructive | 07.02 - CRANIOMAXILLOFACIAL IMPLANTS | 07.02.05 - Mandible, Maxilla and Temperomandibular Joint (TMJ) | 07.02.05.04 - Condylar Device |  | KT008 | 1545 |  | KLS Martin Australia Pty Limited | Martin Level One Fixation | Temporary condylar impant, titanium | 5cm | 99620 | February 2015 |  | Transferred from MO024
07 - Plastic and Reconstructive | 07.02 - CRANIOMAXILLOFACIAL IMPLANTS | 07.02.05 - Mandible, Maxilla and Temperomandibular Joint (TMJ) | 07.02.05.04 - Condylar Device |  | SK218 | 1545 |  | Stryker Australia Pty Ltd | Leibinger Titanium Implant System - Universal Mandible Condylar Device | Items used for reconstruction following trauma or tumor resection of the mandible. Included are 2x cross pin fixation screw. | Universal Mandible Condylar Device Left and Right | 146505 | February 2012 |  | Changed Product Group, Product Sub Group, Benefit.
07 - Plastic and Reconstructive | 07.02 - CRANIOMAXILLOFACIAL IMPLANTS | 07.02.05 - Mandible, Maxilla and Temperomandibular Joint (TMJ) | 07.02.05.04 - Condylar Device |  | SY694 | 1545 |  | Johnson & Johnson Medical Pty Ltd | Condylar Head Add-On System | Condylar Head - Left, Right | One Size | 157706 | August 2012 |  | New Listing
07 - Plastic and Reconstructive | 07.02 - CRANIOMAXILLOFACIAL IMPLANTS | 07.02.05 - Mandible, Maxilla and Temperomandibular Joint (TMJ) | 07.02.05.04 - Condylar Device | Fixation Plate | SY695 | 645 |  | Johnson & Johnson Medical Pty Ltd | Condylar Head Add-On System | Fixation Plate 0-6mm positions | 2 Holes | 157706 | August 2012 |  | New Listing
07 - Plastic and Reconstructive | 07.02 - CRANIOMAXILLOFACIAL IMPLANTS | 07.02.05 - Mandible, Maxilla and Temperomandibular Joint (TMJ) | 07.02.05.05 - Plate |  | BI559 | 6875 |  | Zimmer Biomet Pty Ltd | TMJ System | Mandibular Component, Left or Right, Titanium | (40 - 60mm), 5-13 hole | 145265 | February 2012 |  | Changed Product Group, Product Sub Group, Benefit.
07 - Plastic and Reconstructive | 07.02 - CRANIOMAXILLOFACIAL IMPLANTS | 07.02.05 - Mandible, Maxilla and Temperomandibular Joint (TMJ) | 07.02.05.05 - Plate |  | OG002 | 6875 |  | OMX SOLUTIONS PTY LTD | OMX Solutions Melbourne TMJ Mandibular Ramus | Custom 3D printed mandible component constructed of titanium alloy | The device is custom made so the size will vary. | 276176 | August 2016 |  | New Listing
07 - Plastic and Reconstructive | 07.02 - CRANIOMAXILLOFACIAL IMPLANTS | 07.02.05 - Mandible, Maxilla and Temperomandibular Joint (TMJ) | 07.02.05.05 - Plate |  | SF128 | 6875 |  | Signature Orthopaedics | Melbourne TMJ Prosthesis | TMJ Mandibular Component | S, M, L (Left & Right) | 268455 | August 2016 |  | New Listing
07 - Plastic and Reconstructive | 07.02 - CRANIOMAXILLOFACIAL IMPLANTS | 07.02.05 - Mandible, Maxilla and Temperomandibular Joint (TMJ) | 07.02.05.05 - Plate | Biomodelled | HW545 | 4200 |  | Stryker Australia Pty Ltd | Stryker Biomodelled Patient Specific Mandible Reconstruction Plate | Biomodelled Patient Specific Mandible Complex Locking Reconstruction Plate | Custom | 218563 | February 2015 |  | New Listing
07 - Plastic and Reconstructive | 07.02 - CRANIOMAXILLOFACIAL IMPLANTS | 07.02.05 - Mandible, Maxilla and Temperomandibular Joint (TMJ) | 07.02.05.05 - Plate | Biomodelled | KT002 | 4200 |  | KLS Martin Australia Pty Limited | UNIQOS custom Threadlock TS Mandible Reconstruction Plates | UNIQOS Custom Threadlock TS Mandible Reconstruction Plates | Custom-Patient Specific | 96619 | February 2015 |  | New Listing
07 - Plastic and Reconstructive | 07.02 - CRANIOMAXILLOFACIAL IMPLANTS | 07.02.05 - Mandible, Maxilla and Temperomandibular Joint (TMJ) | 07.02.05.05 - Plate | Biomodelled | SY776 | 4200 |  | Johnson & Johnson Medical Pty Ltd | ProPlan | Biomodelled Patient specific Mandible Complex Locking Reconstruction Plate | Custom | 157706 | August 2013 |  | New Listing
07 - Plastic and Reconstructive | 07.02 - CRANIOMAXILLOFACIAL IMPLANTS | 07.02.05 - Mandible, Maxilla and Temperomandibular Joint (TMJ) | 07.02.05.05 - Plate | Biomodelled | SY832 | 4200 |  | Johnson & Johnson Medical Pty Ltd | SynpliciTi System - Plates | Patient specific plates for the mandible, maxilla and TMJ | The model is custom made so size will vary | 276733 | September 2016 |  | Duplicated from ZZ011
07 - Plastic and Reconstructive | 07.02 - CRANIOMAXILLOFACIAL IMPLANTS | 07.02.05 - Mandible, Maxilla and Temperomandibular Joint (TMJ) | 07.02.05.05 - Plate | Biomodelled | SY836 | 4200 |  | Johnson & Johnson Medical Pty Ltd | Custom made plates (including Megaplates) | Patient specific plates for the mandible and maxilla | The model is custom made so size will vary | 276733 | September 2016 |  | Duplicated from ZZ009
07 - Plastic and Reconstructive | 07.02 - CRANIOMAXILLOFACIAL IMPLANTS | 07.02.05 - Mandible, Maxilla and Temperomandibular Joint (TMJ) | 07.02.05.05 - Plate | Biomodelled | ZZ009 | 4200 |  | AA-Med Pty Ltd | Custom made plates (including Megaplates) | Patient specific plates for the mandible and maxilla | The model is custom made so size will vary | 233536 | August 2015 |  | New Listing
07 - Plastic and Reconstructive | 07.02 - CRANIOMAXILLOFACIAL IMPLANTS | 07.02.05 - Mandible, Maxilla and Temperomandibular Joint (TMJ) | 07.02.05.05 - Plate | Biomodelled | ZZ011 | 4200 |  | AA-Med Pty Ltd | SynpliciTi System - Plates | Patient specific plates for the mandible, maxilla and TMJ | The model is custom made so size will vary | 233353 | August 2015 |  | New Listing
07 - Plastic and Reconstructive | 07.02 - CRANIOMAXILLOFACIAL IMPLANTS | 07.02.05 - Mandible, Maxilla and Temperomandibular Joint (TMJ) | 07.02.05.05 - Plate | Hemimandible | MC515 | 645 |  | Medtronic Australasia Pty Ltd | TiMesh | Hemimandible, Left/Right | One size only | 128523 | February 2012 |  | Changed Product Group, Product Sub Group, Suffix, Benefit.
07 - Plastic and Reconstructive | 07.02 - CRANIOMAXILLOFACIAL IMPLANTS | 07.02.05 - Mandible, Maxilla and Temperomandibular Joint (TMJ) | 07.02.05.05 - Plate | Hemimandible | SP024 | 645 |  | Surgiplas Medical | OsteoMed Plating & Fixation System | Plates - Reconstruction | 5 x 16 Hole plate Right & Left | 130508 | February 2012 |  | Changed Product Group, Product Sub Group, Suffix, Benefit.
07 - Plastic and Reconstructive | 07.02 - CRANIOMAXILLOFACIAL IMPLANTS | 07.02.05 - Mandible, Maxilla and Temperomandibular Joint (TMJ) | 07.02.05.05 - Plate | Maxilla | MC512 | 2124 |  | Medtronic Australasia Pty Ltd | TiMesh | Maxillary Prosthesis | One size only | 128523 | February 2012 |  | Changed Product Group, Product Sub Group, Suffix, Benefit.
07 - Plastic and Reconstructive | 07.02 - CRANIOMAXILLOFACIAL IMPLANTS | 07.02.05 - Mandible, Maxilla and Temperomandibular Joint (TMJ) | 07.02.05.05 - Plate | Symphsis | MC516 | 1294 |  | Medtronic Australasia Pty Ltd | TiMesh | Mandibular Symphysis | One size only | 128523 | February 2012 |  | Changed Product Group, Product Sub Group, Suffix, Benefit.
07 - Plastic and Reconstructive | 07.02 - CRANIOMAXILLOFACIAL IMPLANTS | 07.02.05 - Mandible, Maxilla and Temperomandibular Joint (TMJ) | 07.02.05.06 - External Midface System |  | SY594 | 1460 |  | Johnson & Johnson Medical Pty Ltd | Mandible External Fixator | Hemi, 3/4, Full and Ramus | Various | 155806 | February 2012 |  | Compressed from SY408, SY409, SY410, SY411
07 - Plastic and Reconstructive | 07.02 - CRANIOMAXILLOFACIAL IMPLANTS | 07.02.05 - Mandible, Maxilla and Temperomandibular Joint (TMJ) | 07.02.05.07 - Surgical Guide | Biomodelled | AT085 | 2650 |  | Anatomics Pty Ltd | Anatomics Patient Specifc Surgical Guide | Patient specific surgical guide created from patient CT scan data, used to assist surgeons to implant the device by assisting in clinical decision making both pre- and intraoperatively | The device is custom made so the size will vary. | 288564 | August 2017 |  | New Listing
07 - Plastic and Reconstructive | 07.02 - CRANIOMAXILLOFACIAL IMPLANTS | 07.02.05 - Mandible, Maxilla and Temperomandibular Joint (TMJ) | 07.02.05.07 - Surgical Guide | Biomodelled | KT005 | 2650 |  | KLS Martin Australia Pty Limited | UNIQOS Patient Specific Surgical guides | UNIQOS Patient Specific Surgical guides | Custom - Patient specific | 200232 | February 2015 |  | New Listing
07 - Plastic and Reconstructive | 07.02 - CRANIOMAXILLOFACIAL IMPLANTS | 07.02.05 - Mandible, Maxilla and Temperomandibular Joint (TMJ) | 07.02.05.07 - Surgical Guide | Biomodelled | OG001 | 2650 |  | OMX SOLUTIONS PTY LTD | OMX Solutions patient Optimized Guide system | CT Based Patient Specific Surgical Guide | The device is patient specific so size will vary | 276176 | August 2016 |  | New Listing
07 - Plastic and Reconstructive | 07.02 - CRANIOMAXILLOFACIAL IMPLANTS | 07.02.05 - Mandible, Maxilla and Temperomandibular Joint (TMJ) | 07.02.05.07 - Surgical Guide | Biomodelled | SY778 | 2650 |  | Johnson & Johnson Medical Pty Ltd | ProPlan | Pateint specific Maxillofacial Surgical Guides, Implants | Custom | 276733 | August 2013 |  | New Listing
07 - Plastic and Reconstructive | 07.02 - CRANIOMAXILLOFACIAL IMPLANTS | 07.02.05 - Mandible, Maxilla and Temperomandibular Joint (TMJ) | 07.02.05.07 - Surgical Guide | Biomodelled | SY827 | 2650 |  | Johnson & Johnson Medical Pty Ltd | SynpliciTi System – Surgical Guides | Patient specific surgical guides for the mandible, maxilla and TMJ | The model is custom made so size will vary | 276733 | September 2016 |  | Duplicated from ZZ012
07 - Plastic and Reconstructive | 07.02 - CRANIOMAXILLOFACIAL IMPLANTS | 07.02.05 - Mandible, Maxilla and Temperomandibular Joint (TMJ) | 07.02.05.07 - Surgical Guide | Biomodelled | SY829 | 2650 |  | Johnson & Johnson Medical Pty Ltd | Custom made plates (including Megaplates) – Surgical Guides | Surgical Guides for patient specific plates for the mandible and maxilla | The model is custom made so size will vary | 276733 | September 2016 |  | Duplicated from ZZ010
07 - Plastic and Reconstructive | 07.02 - CRANIOMAXILLOFACIAL IMPLANTS | 07.02.05 - Mandible, Maxilla and Temperomandibular Joint (TMJ) | 07.02.05.07 - Surgical Guide | Biomodelled | SY835 | 2650 |  | Johnson & Johnson Medical Pty Ltd | Surgical Guide for OBL PorousiTi® PSI System – Mandible & Maxilla | Patient specific surgical guide for mandible and maxilla | The model is custom made so size will vary | 276733 | September 2016 |  | Duplicated from ZZ005
07 - Plastic and Reconstructive | 07.02 - CRANIOMAXILLOFACIAL IMPLANTS | 07.02.05 - Mandible, Maxilla and Temperomandibular Joint (TMJ) | 07.02.05.07 - Surgical Guide | Biomodelled | ZZ005 | 2650 |  | AA-Med Pty Ltd | Surgical Guide for OBL PorousiTi® PSI System – Mandible & Maxilla | Patient specific surgical guide for mandible and maxilla | The model is custom made so size will vary | 233536 | August 2015 |  | New Listing
07 - Plastic and Reconstructive | 07.02 - CRANIOMAXILLOFACIAL IMPLANTS | 07.02.05 - Mandible, Maxilla and Temperomandibular Joint (TMJ) | 07.02.05.07 - Surgical Guide | Biomodelled | ZZ010 | 2650 |  | AA-Med Pty Ltd | Custom made plates (including Megaplates) – Surgical Guides | Surgical Guides for patient specific plates for the mandible and maxilla | The model is custom made so size will vary | 233536 | August 2015 |  | New Listing
07 - Plastic and Reconstructive | 07.02 - CRANIOMAXILLOFACIAL IMPLANTS | 07.02.05 - Mandible, Maxilla and Temperomandibular Joint (TMJ) | 07.02.05.07 - Surgical Guide | Biomodelled | ZZ012 | 2650 |  | AA-Med Pty Ltd | SynpliciTi System – Surgical Guides | Patient specific surgical guides for the mandible, maxilla and TMJ | The model is custom made so size will vary | 233536 | August 2015 |  | New Listing
07 - Plastic and Reconstructive | 07.02 - CRANIOMAXILLOFACIAL IMPLANTS | 07.02.05 - Mandible, Maxilla and Temperomandibular Joint (TMJ) | 07.02.05.08 - Maxilla | Biomodelled | SY828 | 6500 |  | Johnson & Johnson Medical Pty Ltd | OBL PorousiTi Patient Specific Implant - Maxilla | Patient specific implant for maxilla constructed of PorousiTi | The model is custom made so size will vary | 276733 | September 2016 |  | Duplicated from ZZ026
07 - Plastic and Reconstructive | 07.02 - CRANIOMAXILLOFACIAL IMPLANTS | 07.02.05 - Mandible, Maxilla and Temperomandibular Joint (TMJ) | 07.02.05.08 - Maxilla | Biomodelled | ZZ026 | 6500 |  | AA-Med Pty Ltd | OBL PorousiTi Patient Specific Implant - Maxilla | Patient specific implant for maxilla constructed of PorousiTi | The model is custom made so size will vary | 233536 | February 2016 |  | New Listing
07 - Plastic and Reconstructive | 07.02 - CRANIOMAXILLOFACIAL IMPLANTS | 07.02.05 - Mandible, Maxilla and Temperomandibular Joint (TMJ) | 07.02.05.09 - Hemi-mandible | Biomodelled | AT084 | 5800 |  | Anatomics Pty Ltd | Anatomics Patient Specific Mandible | Custom mandible implant constructed of porous polyethylene | The device is custom made so the size will vary. | 288564 | August 2017 |  | New Listing
07 - Plastic and Reconstructive | 07.02 - CRANIOMAXILLOFACIAL IMPLANTS | 07.02.06 - Nose and Zygoma | 07.02.06.01 - Nasal Dorsum |  | BY010 | 279 |  | SPIRAN PTY. LTD. | Biopore Nasal Dorsum Shape | An implantable device intended to support, contour, and provide structure for the nose and zygoma. Made of high-density polyethylene material with an interconnecting pore structure that supports tissue ingrowth. The device is available in various shapes and can be cut by the surgeon to meet the patient's specific needs. | 53 x 5mm, 66 x 6 mm, 76 x 15mm, 40 x 9mm | 267380 | August 2016 |  | Transferred from MW005
07 - Plastic and Reconstructive | 07.02 - CRANIOMAXILLOFACIAL IMPLANTS | 07.02.06 - Nose and Zygoma | 07.02.06.01 - Nasal Dorsum |  | HW423 | 279 |  | Stryker Australia Pty Ltd | Nasal Shape. Petite Nasal Dorsum. | Porus Polyethylene. Petite Nasal Dorsum ( Models 84000 - 84004). | Petite Nasal Dorsum: 4 x 4 x 45mm, 4 x 4 x 55mm, 5 x 5 x 45mm, 5 x 5 x 55mm, 6 x 9 x 55mm. | 152165 | February 2012 |  | Changed Product Group, Product Sub Group, Benefit.
07 - Plastic and Reconstructive | 07.02 - CRANIOMAXILLOFACIAL IMPLANTS | 07.02.06 - Nose and Zygoma | 07.02.06.02 - Nasal Arch |  | HW415 | 350 |  | Stryker Australia Pty Ltd | Nasal Shape or Rhinoplasty Shape | Porus Polyethylene. Nasal Arch shapes, nasal arch and nasal sheet (Models 9533 - 9536). Nasal dorsum shapes, design A and design B (Models 7516 - 7518). Nasal valve support, lateral nasal valve support and ext. | Nasal arch shapes: small 70 x 13 x 2mm, medium 70 x 15 x 2mm, large 70 x 15 x 2mm, sheet 40 x 9 x 1.1mm. Nasal dorsum shapes: design A small 53 x 5mm, design A large 66 x 8mm, design B 67 x 6.5mm. Nasal valve support: lateral nasal valve 13 x 0.85 x 3.5mm | 152165 | February 2012 |  | Changed Product Group, Product Sub Group, Benefit.
07 - Plastic and Reconstructive | 07.02 - CRANIOMAXILLOFACIAL IMPLANTS | 07.02.06 - Nose and Zygoma | 07.02.06.03 - Nasal Shell Shape |  | HW425 | 490 |  | Stryker Australia Pty Ltd | Nasal Shell Shapes. | Nasal Shell Shapes, Regular and Large with Inserts Small and Large (included). Models 9553 - 9554. Thin Nasal Shell 84006 | Regular: 38 x 21 x 17mm, Insert Small 30 x 4 x 9mm, Insert Large 38 x 2.5 x 9mm. Large: 40 x 20 x 18mm, Insert Small 32 x 4 x 9mm, Insert Large 41 x 3 x 9mm. Thin Nasal Dorsal Shell 42.7mm x 16.4mm x 21.8mm | 152165 | February 2012 |  | Changed Product Group, Product Sub Group, Benefit.
07 - Plastic and Reconstructive | 07.02 - CRANIOMAXILLOFACIAL IMPLANTS | 07.02.06 - Nose and Zygoma | 07.02.06.04 - Nasal Valve Support |  | HW424 | 227 |  | Stryker Australia Pty Ltd | Nasal Valve Support. | Lateral Nasal Valve, Model 7545. External Nasal Valve Batten, Model 7546. External Nasal Valve Batten - Thin, Model 7167 | Lateral Nasal Valve:13 x 3.5 x 0.85mm, External Nasal Valve Batten: 25 x 11 x 0.85mm, External Nasal Valve Batten - Thin: 24 x 11.5 x 0.6mm. | 152165 | February 2012 |  | Changed Product Group, Product Sub Group, Benefit.
07 - Plastic and Reconstructive | 07.02 - CRANIOMAXILLOFACIAL IMPLANTS | 07.02.06 - Nose and Zygoma | 07.02.06.05 - Naso-orbital Ethmoid Implant | Complex | MC521 | 541 |  | Medtronic Australasia Pty Ltd | TiMesh | Naso-Orbital-Ethmoid | 1mm - 2.2mm; Complex 1, Complex 2, Complex 3 | 128523 | February 2012 |  | Changed Product Group, Product Sub Group, Benefit.
07 - Plastic and Reconstructive | 07.02 - CRANIOMAXILLOFACIAL IMPLANTS | 07.02.06 - Nose and Zygoma | 07.02.06.06 - Surgical Guide | Biomodelled | SY823 | 2650 |  | Johnson & Johnson Medical Pty Ltd | SynpliciTi System – Surgical Guides | Surgical Guide for the zygoma | The model is custom made so size will vary | 276733 | September 2016 |  | Duplicated from ZZ013
07 - Plastic and Reconstructive | 07.02 - CRANIOMAXILLOFACIAL IMPLANTS | 07.02.06 - Nose and Zygoma | 07.02.06.06 - Surgical Guide | Biomodelled | ZZ013 | 2650 |  | AA-Med Pty Ltd | SynpliciTi System – Surgical Guides | Surgical Guide for the zygoma | The model is custom made so size will vary | 233353 | August 2015 |  | New Listing
07 - Plastic and Reconstructive | 07.02 - CRANIOMAXILLOFACIAL IMPLANTS | 07.02.06 - Nose and Zygoma | 07.02.06.07 - Zygoma Plate | Biomodelled | SY831 | 4200 |  | Johnson & Johnson Medical Pty Ltd | SynpliciTi System - Plates | Patient specific plates for zygoma | The model is custom made so size will vary | 276733 | September 2016 |  | Duplicated from ZZ027
07 - Plastic and Reconstructive | 07.02 - CRANIOMAXILLOFACIAL IMPLANTS | 07.02.06 - Nose and Zygoma | 07.02.06.07 - Zygoma Plate | Biomodelled | ZZ027 | 4200 |  | AA-Med Pty Ltd | SynpliciTi System - Plates | Patient specific plates for zygoma | The model is custom made so size will vary | 233536 | February 2016 |  | New Listing
07 - Plastic and Reconstructive | 07.02 - CRANIOMAXILLOFACIAL IMPLANTS | 07.02.07 - Orbit | 07.02.07.01 - Complete Orbital Shape |  | HW411 | 1940 |  | Stryker Australia Pty Ltd | Complete Orbital Shape | Porus Polyethylene. Complete and 2 / 3 orbit shapes. Inferior 2 / 3 left and right. Models 9567, 9568 | Inferior: 83 x 78mm | 152165 | February 2012 |  | Changed Product Group, Product Sub Group, Benefit.
07 - Plastic and Reconstructive | 07.02 - CRANIOMAXILLOFACIAL IMPLANTS | 07.02.07 - Orbit | 07.02.07.01 - Complete Orbital Shape |  | HW421 | 1940 |  | Stryker Australia Pty Ltd | Complete Orbital Shape | Complete left and right. Models 9569, 9570 | Complete 61 x 76mm | 152165 | February 2012 |  | Changed Product Group, Product Sub Group, Benefit.
07 - Plastic and Reconstructive | 07.02 - CRANIOMAXILLOFACIAL IMPLANTS | 07.02.07 - Orbit | 07.02.07.02 - Orbital Floor |  | BH363 | 890 |  | Zimmer Biomet Pty Ltd | Lorenz Plating System | Orbital Floor Plate, Titanium | Small to Large | 128458 | August 2014 |  | Compressed from BI738, BI740
07 - Plastic and Reconstructive | 07.02 - CRANIOMAXILLOFACIAL IMPLANTS | 07.02.07 - Orbit | 07.02.07.02 - Orbital Floor |  | BI924 | 890 |  | Zimmer Biomet Pty Ltd | Lactosorb Resorbable Craniomaxillofacial Fixation System | Orbital Floor Plate, 1.5mm System, PGA/PLA | Left or right | 143958 | February 2012 |  | Changed Product Group, Product Sub Group, Suffix, Benefit.
07 - Plastic and Reconstructive | 07.02 - CRANIOMAXILLOFACIAL IMPLANTS | 07.02.07 - Orbit | 07.02.07.02 - Orbital Floor |  | HW522 | 890 |  | Stryker Australia Pty Ltd | Stryker Leibinger 3D Orbital Floor Plate | Stryker Leibinger 3D Orbital Floor Plate | Small, Right Small, Left Large, Right Large, Left |  | August 2013 |  | New Listing
07 - Plastic and Reconstructive | 07.02 - CRANIOMAXILLOFACIAL IMPLANTS | 07.02.07 - Orbit | 07.02.07.02 - Orbital Floor |  | SP079 | 890 |  | Surgiplas Medical | Plates | Micro, Mini | Orbital Plate, Orbital Plate Large | 130508 | February 2012 |  | Changed Product Group, Product Sub Group, Benefit.
07 - Plastic and Reconstructive | 07.02 - CRANIOMAXILLOFACIAL IMPLANTS | 07.02.07 - Orbit | 07.02.07.02 - Orbital Floor |  | SY391 | 890 |  | Johnson & Johnson Medical Pty Ltd | Orbital Fixation System | Orbital Floor Plate | S, M, L | 167547 | February 2013 |  | Changed Product Name.
07 - Plastic and Reconstructive | 07.02 - CRANIOMAXILLOFACIAL IMPLANTS | 07.02.07 - Orbit | 07.02.07.02 - Orbital Floor |  | SY698 | 890 |  | Johnson & Johnson Medical Pty Ltd | SynPOR | Anatomical Porous Polyethylene | 0.8mm - 1.5mm thick | 190454 | August 2012 |  | New Listing
07 - Plastic and Reconstructive | 07.02 - CRANIOMAXILLOFACIAL IMPLANTS | 07.02.07 - Orbit | 07.02.07.02 - Orbital Floor | Biomodelled | AT087 | 4200 |  | Anatomics Pty Ltd | Anatomics Patient Specific Orbital Floor Implant | A custom, patient specific implant intended for the reconstruction of the patient's orbital floor manufactured with titanium or porous polyethylene. | The device is custom made so the size will vary. | 288564 | August 2017 |  | New Listing
07 - Plastic and Reconstructive | 07.02 - CRANIOMAXILLOFACIAL IMPLANTS | 07.02.07 - Orbit | 07.02.07.02 - Orbital Floor | Biomodelled | KT001 | 4200 |  | KLS Martin Australia Pty Limited | UNIQOS Biomodelled Customised Orbital Floor Mesh | UNIQOS Biomodelled Customised Orbital Floor Mesh | Customised - patient specific | 109878 | February 2015 |  | New Listing
07 - Plastic and Reconstructive | 07.02 - CRANIOMAXILLOFACIAL IMPLANTS | 07.02.07 - Orbit | 07.02.07.02 - Orbital Floor | Biomodelled | SY833 | 4200 |  | Johnson & Johnson Medical Pty Ltd | OBL PorousiTi® Patient Specific Implant – Orbital Floor | Patient specific implant for the orbital floor constructed of PourousTi® | The model is custom made so size will vary | 276733 | September 2016 |  | Duplicated from ZZ003
07 - Plastic and Reconstructive | 07.02 - CRANIOMAXILLOFACIAL IMPLANTS | 07.02.07 - Orbit | 07.02.07.02 - Orbital Floor | Biomodelled | ZZ003 | 4200 |  | AA-Med Pty Ltd | OBL PorousiTi® Patient Specific Implant – Orbital Floor | Patient specific implant for the orbital floor constructed of PourousTi® | The model is custom made so size will vary | 233536 | August 2015 |  | New Listing
07 - Plastic and Reconstructive | 07.02 - CRANIOMAXILLOFACIAL IMPLANTS | 07.02.07 - Orbit | 07.02.07.02 - Orbital Floor | Coated | HW433 | 985 |  | Stryker Australia Pty Ltd | E-POR Biomaterial/ Orbital Wall and Floor Porous Polyethylene Titanium Mesh Composite (large) | Orbital Wall and Floor Porous Polyethylene Titanium Mesh Composite | 41 x 42 x 0.6-1.0mm | 152165 | February 2012 |  | Changed Product Group, Product Sub Group, Benefit.
07 - Plastic and Reconstructive | 07.02 - CRANIOMAXILLOFACIAL IMPLANTS | 07.02.07 - Orbit | 07.02.07.03 - Rim |  | BY006 | 395 |  | SPIRAN PTY. LTD. | Biopore Orbital Rim, Extended | An implantable device intended to support, contour, and provide structure for the face including the cheeks and eye socket. Made of high-density polyethylene material with an interconnecting pore structure that supports tissue ingrowth. The device is available in various shapes and can be cut by the surgeon to meet the patient's specific needs. | Left and Right (44mm x 38mm) | 267380 | August 2016 |  | Transferred from MW008
07 - Plastic and Reconstructive | 07.02 - CRANIOMAXILLOFACIAL IMPLANTS | 07.02.07 - Orbit | 07.02.07.03 - Rim |  | SK511 | 395 |  | Stryker Australia Pty Ltd | Orbital Rim | Orbital rims, left and right extended. Models 9539, 9540 Orbital Rim Onlay Implants 81001, 81002 | Left & right extended models 47 x 40mm Oribtal Rim Onlay Implants left & right 40 x 40mm | 152165 | February 2012 |  | Changed Product Group, Product Sub Group, Benefit.
07 - Plastic and Reconstructive | 07.02 - CRANIOMAXILLOFACIAL IMPLANTS | 07.02.07 - Orbit | 07.02.07.03 - Rim | Biomodelled | AT082 | 4200 |  | Anatomics Pty Ltd | Anatomics Patient Specific Orbital Rim | Custom, 3D-printed orbital rim constructed of porous polyethylene. | The device is custom made so the size will vary. | 288564 | August 2017 |  | New Listing
07 - Plastic and Reconstructive | 07.02 - CRANIOMAXILLOFACIAL IMPLANTS | 07.02.07 - Orbit | 07.02.07.04 - Wedge for Orbit |  | HW410 | 460 |  | Stryker Australia Pty Ltd | Enophthalmos Wedge | Regular left and right. Large left and right. (Models 9541 - 9544) | Regular: 22 x 31 x 7mm. Large: 28 x 40 x 7.5mm | 152165 | February 2012 |  | Changed Product Group, Product Sub Group, Benefit.
07 - Plastic and Reconstructive | 07.02 - CRANIOMAXILLOFACIAL IMPLANTS | 07.02.07 - Orbit | 07.02.07.05 - Surgical Guide | Biomodelled | AT088 | 2650 |  | Anatomics Pty Ltd | Anatomics Patient Specific Surgical Guide | The Surgical Guide component of the system is created from the patient's CT scan data to assist the surgeon with pre- and intraoperative planning. | The device is custom made so the size will vary. | 288564 | August 2017 |  | New Listing
07 - Plastic and Reconstructive | 07.02 - CRANIOMAXILLOFACIAL IMPLANTS | 07.02.07 - Orbit | 07.02.07.05 - Surgical Guide | Biomodelled | SY830 | 2650 |  | Johnson & Johnson Medical Pty Ltd | Surgical Guide for OBL PorousiTi® PSI System – Orbital Floor | Patient specific surgical guide for orbital floor implant | The model is custom made so size will vary | 276733 | September 2016 |  | Duplicated from ZZ006
07 - Plastic and Reconstructive | 07.02 - CRANIOMAXILLOFACIAL IMPLANTS | 07.02.07 - Orbit | 07.02.07.05 - Surgical Guide | Biomodelled | ZZ006 | 2650 |  | AA-Med Pty Ltd | Surgical Guide for OBL PorousiTi® PSI System – Orbital Floor | Patient specific surgical guide for orbital floor implant | The model is custom made so size will vary | 233536 | August 2015 |  | New Listing
07 - Plastic and Reconstructive | 07.02 - CRANIOMAXILLOFACIAL IMPLANTS | 07.02.08 - External Prostheses, Bone Attachment | 07.02.08.01 - Endosseous Implant |  | CO042 | 635 |  | Cochlear Limited | Vistafix™ Fixture ST | Titanium self-tapping fixtures for the retention of midface and orbital prostheses. | 3mm and 4mm | 123984 | February 2012 |  | Changed Product Group, Product Sub Group, Suffix, Benefit.
07 - Plastic and Reconstructive | 07.02 - CRANIOMAXILLOFACIAL IMPLANTS | 07.02.08 - External Prostheses, Bone Attachment | 07.02.08.01 - Endosseous Implant | Concave | CO058 | 1082 |  | Cochlear Limited | Cochlear Vistafix 3 VXI300 Implants | Titanium implant with TiOblast™ for Vistafix one-stage or two-stage surgery | 3 mm and 4 mm | 123984 | February 2013 |  | Changed Suffix, Benefit.
07 - Plastic and Reconstructive | 07.02 - CRANIOMAXILLOFACIAL IMPLANTS | 07.02.08 - External Prostheses, Bone Attachment | 07.02.08.01 - Endosseous Implant | Flanged | CO030 | 1035 |  | Cochlear Limited | Flange fixture ST 3mm and 4mm | Self tapping titanium flange fixture pre-mounted with a disposable fixture mount. Available in two sizes: 3mm and 4mm. Used in two stage surgical procedures. | Self Tapping 4mm and 3mm | 123984 | August 2012 |  | Changed Product Name, Product Group, Product Sub Group, Suffix.
07 - Plastic and Reconstructive | 07.02 - CRANIOMAXILLOFACIAL IMPLANTS | 07.02.08 - External Prostheses, Bone Attachment | 07.02.08.02 - Abutment, Permanent |  | CO036 | 412 |  | Cochlear Limited | Standard Abutments | Abutment Complete - Titanium | 3.0mm - 90780, 4.0mm - 90778, 5.5mm - 90776, 7.0mm - 90774 | 123984 | February 2012 |  | Changed Product Group, Product Sub Group, Benefit.
07 - Plastic and Reconstructive | 07.02 - CRANIOMAXILLOFACIAL IMPLANTS | 07.02.08 - External Prostheses, Bone Attachment | 07.02.08.02 - Abutment, Permanent | Angled/Offset | CO037 | 895 |  | Cochlear Limited | Face to Face | Console Abutment Unigrip - Titanium | 30, 60, 90, 110 Degrees | 123984 | February 2012 |  | Changed Product Group, Product Sub Group, Suffix, Benefit.
07 - Plastic and Reconstructive | 07.02 - CRANIOMAXILLOFACIAL IMPLANTS | 07.02.08 - External Prostheses, Bone Attachment | 07.02.08.02 - Abutment, Permanent | Concave | CO061 | 936 |  | Cochlear Limited | Cochlear Vistafix 3 VXA300 Abutments | Titanium abutment for Vistafix one-stage and two-stage surgery. VXA Abutments are only compatible with VXI300 Implants | 3.5 mm, 4.5 mm, 6 mm, 7.5 mm | 123984 | August 2013 |  | Changed Benefit.
07 - Plastic and Reconstructive | 07.02 - CRANIOMAXILLOFACIAL IMPLANTS | 07.02.08 - External Prostheses, Bone Attachment | 07.02.08.03 - Abutment, Temporary or Healing |  | CO038 | 285 |  | Cochlear Limited | Face to Face | Healing Abutment Unigrip - Titanium | 7mm | 123984 | February 2012 |  | Changed Product Group, Product Sub Group, Benefit.
07 - Plastic and Reconstructive | 07.02 - CRANIOMAXILLOFACIAL IMPLANTS | 07.02.08 - External Prostheses, Bone Attachment | 07.02.08.03 - Abutment, Temporary or Healing |  | CO059 | 285 |  | Cochlear Limited | Cochlear Vistafix 3 VXA300 Healing Abutment | Titanium healing abutment can be used during healing to avoid having to select the abutment length during surgery. The markings can be used to indicate thickness of the soft tissue. The healing abutment is mounted on the implant and is only compatible with theVXI300 implants | 9 mm | 123984 | August 2012 |  | New Listing
07 - Plastic and Reconstructive | 07.02 - CRANIOMAXILLOFACIAL IMPLANTS | 07.02.08 - External Prostheses, Bone Attachment | 07.02.08.04 - Abutment Fixtures |  | CO035 | 142 |  | Cochlear Limited | Face to Face | Cover Screw with Internal Hexagon | One Size Only | 123984 | February 2012 |  | Changed Product Group, Product Sub Group, Suffix, Benefit.
07 - Plastic and Reconstructive | 07.02 - CRANIOMAXILLOFACIAL IMPLANTS | 07.02.08 - External Prostheses, Bone Attachment | 07.02.08.04 - Abutment Fixtures |  | CO060 | 142 |  | Cochlear Limited | Cochlear Vistafix 3 Cover screw conical | Cover screw conical for Vistafix VXI300 implant. The Cover screw is only compatible with VXI300 implants | One size | 123984 | August 2012 |  | New Listing
07 - Plastic and Reconstructive | 07.02 - CRANIOMAXILLOFACIAL IMPLANTS | 07.02.09 - Anatomical Biomodel |  |  | AT076 | 2000 |  | Anatomics Pty Ltd | Anatomics Biomodel | A patient-specific, 3D printed biomodel intended to assist the surgeon during pre- and intraoperative procedural planning. | The device is custom made so the size will vary. | 288564 | August 2017 |  | New Listing
07 - Plastic and Reconstructive | 07.02 - CRANIOMAXILLOFACIAL IMPLANTS | 07.02.09 - Anatomical Biomodel |  |  | HW544 | 2000 |  | Stryker Australia Pty Ltd | Stryker Anatomical Biomodel for Mandible | Patient Specific Craniofacial Anatomical Biomodel | Custom | 218563 | February 2015 |  | New Listing
07 - Plastic and Reconstructive | 07.02 - CRANIOMAXILLOFACIAL IMPLANTS | 07.02.09 - Anatomical Biomodel |  |  | HW546 | 2000 |  | Stryker Australia Pty Ltd | Stryker Anatomical Biomodel for PEEK | Patient Specific Craniofacial Anatomical Biomodel | Custom | 225792 | February 2015 |  | New Listing
07 - Plastic and Reconstructive | 07.02 - CRANIOMAXILLOFACIAL IMPLANTS | 07.02.09 - Anatomical Biomodel |  |  | KT004 | 2000 |  | KLS Martin Australia Pty Limited | UNIQOS Patient Specific Anatomical Biomodel | Patient specific antomical biomodel | Custom-Patient Specific | 200232 | February 2015 |  | New Listing
07 - Plastic and Reconstructive | 07.02 - CRANIOMAXILLOFACIAL IMPLANTS | 07.02.09 - Anatomical Biomodel |  |  | OG004 | 2000 |  | OMX SOLUTIONS PTY LTD | The OMX Solutions Biomodel | CT Based Patient Specific Anatomical Biomodel | The device is patient specific so size will vary | 276753 | August 2016 |  | New Listing
07 - Plastic and Reconstructive | 07.02 - CRANIOMAXILLOFACIAL IMPLANTS | 07.02.09 - Anatomical Biomodel |  |  | SY775 | 2000 |  | Johnson & Johnson Medical Pty Ltd | PSI | Patient specific Craniofacial Anatomical Biomodel | Custom | 276733 | August 2016 |  | Changed Product Sub Group.
07 - Plastic and Reconstructive | 07.02 - CRANIOMAXILLOFACIAL IMPLANTS | 07.02.09 - Anatomical Biomodel |  |  | SY779 | 2000 |  | Johnson & Johnson Medical Pty Ltd | ProPlan | Patient Specific Craniofacial Anatomical Biomodel | Custom | 276733 | August 2016 |  | Changed Product Sub Group.
07 - Plastic and Reconstructive | 07.02 - CRANIOMAXILLOFACIAL IMPLANTS | 07.02.09 - Anatomical Biomodel |  |  | ZZ008 | 2000 |  | AA-Med Pty Ltd | Anatomical Model for OBL PSI System | 3D anatomical biomodel | The model is custom made so size will vary | 235741 | August 2015 |  | New Listing
07 - Plastic and Reconstructive | 07.03 - DENTAL IMPLANTS | 07.03.01 - Abutment | 07.03.01.01 - Permanent |  | DH007 | 175 |  | DENTSPLY IH Pty Ltd | Ankylos Permanent Abutments | Permanent Abutments | Diameter range: 3.3mm - 5.7mm, height range: 7.5mm - 11.1mm | 224096 | August 2014 |  | New Listing
07 - Plastic and Reconstructive | 07.03 - DENTAL IMPLANTS | 07.03.01 - Abutment | 07.03.01.01 - Permanent |  | ER415 | 175 |  | Emergo Asia Pacific Pty Ltd | Bicon Dental Implant System-Abutment, Permanent | Bicon Dental Implant System permanent abutment, universal, Ti, various profiles | diameter (4-7.5mm) (post (2-3mm), angle 0˚ and 15˚, height (1-12mm) | 158187, 160010 | August 2017 |  | New Listing
07 - Plastic and Reconstructive | 07.03 - DENTAL IMPLANTS | 07.03.01 - Abutment | 07.03.01.01 - Permanent |  | MV005 | 175 |  | More Group Pty Ltd | MIS Abutments | Abutments | Height: 1mm - 5mm, Crown height: 4 - 11mm, Platform: Narrow, Standard or Wide | 115006 | February 2012 |  | New Listing
07 - Plastic and Reconstructive | 07.03 - DENTAL IMPLANTS | 07.03.01 - Abutment | 07.03.01.01 - Permanent |  | NJ003 | 175 |  | Neoss Australia Pty Ltd | Neoss Titanium Abutment | Neoss Abutment Titanium | Universal | 120228 | February 2012 |  | Changed Product Group, Product Sub Group, Benefit.
07 - Plastic and Reconstructive | 07.03 - DENTAL IMPLANTS | 07.03.01 - Abutment | 07.03.01.01 - Permanent |  | NJ004 | 175 |  | Neoss Australia Pty Ltd | Neoss Gold Abutment | Neoss Abutment Gold | Universal | 120228 | February 2012 |  | Changed Product Group, Product Sub Group, Benefit.
07 - Plastic and Reconstructive | 07.03 - DENTAL IMPLANTS | 07.03.01 - Abutment | 07.03.01.01 - Permanent |  | NR001 | 175 |  | Nobel Biocare Australia Pty Ltd | Nobel Biocare Abutments | Final Abutments (Multi-Units) | NP, RP, WP | 127964 | August 2017 |  | Changed Description, Size.
07 - Plastic and Reconstructive | 07.03 - DENTAL IMPLANTS | 07.03.01 - Abutment | 07.03.01.01 - Permanent |  | NW001 | 175 |  | Biomet 3i Australia Pty Ltd | 3i Abutment Complete | Titanium | 3.25 - 6mm diameter | 120288 | February 2012 |  | Changed Product Group, Product Sub Group, Benefit.
07 - Plastic and Reconstructive | 07.03 - DENTAL IMPLANTS | 07.03.01 - Abutment | 07.03.01.02 - Temporary |  | DH003 | 70 |  | DENTSPLY IH Pty Ltd | Astra Tech Implant System Healing Abutments | Healing Abutments | Implant Diameter: Range 3.0 - 5.4mm Healing Abutment Diameter Range from 3.5 - 6.5 | 212101 | August 2014 |  | Changed Product Name, Description, Size, Benefit.
07 - Plastic and Reconstructive | 07.03 - DENTAL IMPLANTS | 07.03.01 - Abutment | 07.03.01.02 - Temporary |  | DH004 | 70 |  | DENTSPLY IH Pty Ltd | Astra Tech Implant System Abutments | Temporary Abutment | Diameter range: 3.3 - 7.0mm | 212101 | August 2014 |  | Changed Product Name, Size, Benefit.
07 - Plastic and Reconstructive | 07.03 - DENTAL IMPLANTS | 07.03.01 - Abutment | 07.03.01.02 - Temporary |  | DH006 | 70 |  | DENTSPLY IH Pty Ltd | Ankylos Temporary Abutments | Temporary and healing abutments | Diameter 3.3mm - 7mm | 212101 | August 2014 |  | New Listing
07 - Plastic and Reconstructive | 07.03 - DENTAL IMPLANTS | 07.03.01 - Abutment | 07.03.01.02 - Temporary |  | DH008 | 70 |  | DENTSPLY IH Pty Ltd | XiVE and Friadent Abutments, Locators | Permanent Abutments | Diameter (mm): 3.0 – 5.5 Gingiva height (mm): 1 - 5 Angulation: 0 - 15 degrees | 125836, 191874, 224096 | August 2017 |  | New Listing
07 - Plastic and Reconstructive | 07.03 - DENTAL IMPLANTS | 07.03.01 - Abutment | 07.03.01.02 - Temporary |  | ER414 | 70 |  | Emergo Asia Pacific Pty Ltd | Bicon Dental Implant System-Abutment (temporary) | Bicon Dental Implant System temporary abutments | dia (4-7.5mm) x length (2.5-6.5mm) x post (2-3mm) | 158187, 160010 | August 2017 |  | New Listing
07 - Plastic and Reconstructive | 07.03 - DENTAL IMPLANTS | 07.03.01 - Abutment | 07.03.01.02 - Temporary |  | NJ009 | 70 |  | Neoss Australia Pty Ltd | Neoss Implant System | Healing Abutment with Screw | Universal | 120227 | February 2012 |  | Changed Product Name, Product Group, Product Sub Group, Benefit.
07 - Plastic and Reconstructive | 07.03 - DENTAL IMPLANTS | 07.03.01 - Abutment | 07.03.01.02 - Temporary |  | NR004 | 70 |  | Nobel Biocare Australia Pty Ltd | Nobel Biocare Abutments | Abutment, temporary or healing, complete | NP, RP, WP, 6.0mm | 127913 | February 2012 |  | Changed Product Group, Product Sub Group, Benefit.
07 - Plastic and Reconstructive | 07.03 - DENTAL IMPLANTS | 07.03.01 - Abutment | 07.03.01.02 - Temporary |  | SB004 | 70 |  | Straumann Pty Ltd | Straumann Bone Level Implant Healing Abutment | Straumann Healing Abutment NC/RC | Heights 0.5mm – 6.5mm | 200750 | August 2017 |  | Changed Size.
07 - Plastic and Reconstructive | 07.03 - DENTAL IMPLANTS | 07.03.01 - Abutment | 07.03.01.03 - Cover Screw/Cap |  | DH001 | 52 |  | DENTSPLY IH Pty Ltd | Astra Tech Implant System Cover Screws | Cover Screw | Diameter range 3.0 - 5.4 | 153161 | August 2015 |  | Changed Product Sub Group, Benefit.
07 - Plastic and Reconstructive | 07.03 - DENTAL IMPLANTS | 07.03.01 - Abutment | 07.03.01.03 - Cover Screw/Cap |  | DH010 | 52 |  | DENTSPLY IH Pty Ltd | XiVE, Friadent, Healing, Gingiva cover screws | Cover Screws | Diameter (mm): 3.0 - 6.5 Gingiva height (mm): 1 - 6 | 125837, 212101 | August 2017 |  | New Listing
07 - Plastic and Reconstructive | 07.03 - DENTAL IMPLANTS | 07.03.01 - Abutment | 07.03.01.03 - Cover Screw/Cap |  | MV006 | 52 |  | More Group Pty Ltd | MIS Cover Screws and Healing Caps | Cover screws and healing caps (Biocom, Seven, Mistral) | 1.5mm - 6mm height, 4mm - 6.3mm diameter | 115006 | February 2012 |  | New Listing
07 - Plastic and Reconstructive | 07.03 - DENTAL IMPLANTS | 07.03.01 - Abutment | 07.03.01.03 - Cover Screw/Cap |  | NR002 | 52 |  | Nobel Biocare Australia Pty Ltd | Nobel Biocare Cover Screws | Cover screw | NP, RP, WP, 6.0mm | 97382 | February 2012 |  | Changed Product Group, Product Sub Group, Benefit.
07 - Plastic and Reconstructive | 07.03 - DENTAL IMPLANTS | 07.03.01 - Abutment | 07.03.01.03 - Cover Screw/Cap |  | SB002 | 52 |  | Straumann Pty Ltd | Straumann Pty Ltd | Straumann Healing Cap NNC/NNI/RN/WN | Height 1.5 - 4.5 mm | 119306 | August 2015 |  | Changed Description.
07 - Plastic and Reconstructive | 07.03 - DENTAL IMPLANTS | 07.03.02 - Zygomatic Bone Implant |  |  | IC002 | 800 |  | Southern Implants Australia Pty Ltd | Southern Zygomatic and Oncology Implants | Zygomatic Titanium dental implants with 45 or 55 degree angulation | 4 to 6mm diameter, 27 to 52.5mm length | 146307 | February 2016 |  | Transferred from HD015
07 - Plastic and Reconstructive | 07.03 - DENTAL IMPLANTS | 07.03.02 - Zygomatic Bone Implant |  |  | NR007 | 800 |  | Nobel Biocare Australia Pty Ltd | Branemark Titanium Fixture | Zygomaticus Fixture | 30, 35, 37.5, 40, 42.5, 45, 47.5, 50, 52.5mm Length | 97382 | August 2017 |  | Changed Size, Product Sub Group.
07 - Plastic and Reconstructive | 07.03 - DENTAL IMPLANTS | 07.03.03 - Endosseous Implant | 07.03.03.01 - Screws |  | GI018 | 78 |  | Geistlich Pharma Australia Pty Ltd | Master Pin | Pins used in dental surgery for the fixation of membranes (absorbable, non-absorbable and titanium membranes) in order to avoid micro-mobility of the graft. With sharp tips and the stable construction, the pins can be precisely inserted into cortical bones. The pins have an additional minithread and are a hybrid composed of a screw and pin. The thread makes easy and safe removal possible after a healing period has taken place. This thread enlarges the surface of the shaft at the same time and therefore offers more stability. | 3.5mm | 280879 | August 2017 |  | New Listing
07 - Plastic and Reconstructive | 07.03 - DENTAL IMPLANTS | 07.03.03 - Endosseous Implant | 07.03.03.01 - Screws |  | KT064 | 78 |  | KLS Martin Australia Pty Limited | Martin Level 1 Fixation | Orthodontic Screw | 1.5 - 2.0mm | 96619 | August 2015 |  | Compressed from KT041, KT042
07 - Plastic and Reconstructive | 07.03 - DENTAL IMPLANTS | 07.03.03 - Endosseous Implant | 07.03.03.01 - Screws |  | SK422 | 78 |  | Stryker Australia Pty Ltd | Orthodontic Skeletal Anchor Screw | Anchor Screw for Mandibular Maxillary Fixation Screw, Self-Drilling | 1.7mm | 124318 | February 2012 |  | Changed Product Group, Product Sub Group, Suffix, Benefit.
07 - Plastic and Reconstructive | 07.03 - DENTAL IMPLANTS | 07.03.03 - Endosseous Implant | 07.03.03.01 - Screws |  | SK423 | 78 |  | Stryker Australia Pty Ltd | Orthodontic Skeletal Anchor Screw | Anchor Screw for Mandibular Maxillary Fixation Screw, Self-Drilling | 2.0mm | 124318 | February 2012 |  | Changed Product Group, Product Sub Group, Suffix, Benefit.
07 - Plastic and Reconstructive | 07.03 - DENTAL IMPLANTS | 07.03.03 - Endosseous Implant | 07.03.03.01 - Screws |  | SY750 | 78 |  | Johnson & Johnson Medical Pty Ltd | Orthodontic Bone Anchor System | Anchor Screw, Self Drilling, Self Tapping | 1.5mm - 1.8mm | 192706 | February 2013 |  | New Listing
07 - Plastic and Reconstructive | 07.03 - DENTAL IMPLANTS | 07.03.03 - Endosseous Implant | 07.03.03.02 - Plates |  | KT063 | 226 |  | KLS Martin Australia Pty Limited | Martin Level One Fixation | Orthodontic skeletal anchorage plate | 0.5 to 0.99mm thick, 2 to 7 holes | 96619 | February 2015 |  | Transferred from MO412
07 - Plastic and Reconstructive | 07.03 - DENTAL IMPLANTS | 07.03.03 - Endosseous Implant | 07.03.03.02 - Plates |  | SK420 | 226 |  | Stryker Australia Pty Ltd | Orthodontic Skeletal Anchor Plate | Orthodontic Skeletal Anchor Plate, Standard | 1.7mm | 124319 | February 2012 |  | Changed Product Group, Product Sub Group, Benefit.
07 - Plastic and Reconstructive | 07.03 - DENTAL IMPLANTS | 07.03.03 - Endosseous Implant | 07.03.03.02 - Plates |  | SY749 | 226 |  | Johnson & Johnson Medical Pty Ltd | Orthodontic Bone Anchor System | Anchor Plate, Various Designs | 4-5 Holes | 192707 | February 2013 |  | New Listing
07 - Plastic and Reconstructive | 07.03 - DENTAL IMPLANTS | 07.03.03 - Endosseous Implant | 07.03.03.02 - Plates | Locking | SK421 | 320 |  | Stryker Australia Pty Ltd | Orthodontic Skeletal Anchor Plate | Orthodontic Skeletal Anchor Plate Locking | 1.7mm | 124319 | February 2012 |  | Changed Product Group, Product Sub Group, Benefit.
07 - Plastic and Reconstructive | 07.03 - DENTAL IMPLANTS | 07.03.03 - Endosseous Implant | 07.03.03.03 - Implants and Fixtures |  | DH002 | 360 |  | DENTSPLY IH Pty Ltd | Astra Tech Implant System Fixtures Tx/EV | Titanium fixture with microthreaded cervical neck | Diameter 3.0 - 5.7mm, Length 6-17mm | 212688 | August 2014 |  | Changed Product Name, Size.
07 - Plastic and Reconstructive | 07.03 - DENTAL IMPLANTS | 07.03.03 - Endosseous Implant | 07.03.03.03 - Implants and Fixtures |  | DH005 | 360 |  | DENTSPLY IH Pty Ltd | Ankylos C/X Implants | Screw implant with cover screw (included) and pre-mounted placement head | Diameter range 3.5 - 7.0 mm, Length 8-17mm | 212688 | August 2014 |  | New Listing
07 - Plastic and Reconstructive | 07.03 - DENTAL IMPLANTS | 07.03.03 - Endosseous Implant | 07.03.03.03 - Implants and Fixtures |  | DH009 | 360 |  | DENTSPLY IH Pty Ltd | XiVE Implants | Dental implants, Endosseous | Diameter (mm): 3.0 - 5.5 Length (mm): 8 - 18 | 212688, 285989 | August 2017 |  | New Listing
07 - Plastic and Reconstructive | 07.03 - DENTAL IMPLANTS | 07.03.03 - Endosseous Implant | 07.03.03.03 - Implants and Fixtures |  | ER413 | 360 |  | Emergo Asia Pacific Pty Ltd | Bicon Dental Implant System-Implant | Bicon Dental Implants for mandible or maxilla, endosseous, hydroxyapatite coated, with well | Dia (3-6mm) x length (5-11mm); well (2-3mm) | 158187, 160010 | August 2017 |  | New Listing
07 - Plastic and Reconstructive | 07.03 - DENTAL IMPLANTS | 07.03.03 - Endosseous Implant | 07.03.03.03 - Implants and Fixtures |  | IC001 | 360 |  | Southern Implants Australia Pty Ltd | Southern Dental Implants | Titanium dental implants in External-Hex, Tri-Nex or Internal Octagon (IT) connection | 3.25 to 6.0mm diameter, 6.0 to 52.5mm length | 146307 | February 2016 |  | Transferred from HD016
07 - Plastic and Reconstructive | 07.03 - DENTAL IMPLANTS | 07.03.03 - Endosseous Implant | 07.03.03.03 - Implants and Fixtures |  | MV004 | 360 |  | More Group Pty Ltd | MIS Implants | Titanium implants (Biocom, Seven, Mistral) | 3mm - 6mm Diameter, 6mm - 16mm length | 104449 | February 2012 |  | New Listing
07 - Plastic and Reconstructive | 07.03 - DENTAL IMPLANTS | 07.03.03 - Endosseous Implant | 07.03.03.03 - Implants and Fixtures |  | NJ001 | 360 |  | Neoss Australia Pty Ltd | NEOSS IMPLANT SYSTEM | TITANIUM DENTAL IMPLANT | DIAMETERS 3.25; 3.5; 4.0; 4.5; 5.0; 5.5; 6.0 and 6.5 mm in Lengths: 7, 9, 11, 13, 15, and 17mm | 119452 | February 2017 |  | Changed Size.
07 - Plastic and Reconstructive | 07.03 - DENTAL IMPLANTS | 07.03.03 - Endosseous Implant | 07.03.03.03 - Implants and Fixtures |  | NR003 | 360 |  | Nobel Biocare Australia Pty Ltd | Branemark System | Dental Implants, endosseous | Diameter: 3.3mm - 5.0mm Length: 10mm - 15mm | 97382 | August 2017 |  | Changed Product Name, Description, Size.
07 - Plastic and Reconstructive | 07.03 - DENTAL IMPLANTS | 07.03.03 - Endosseous Implant | 07.03.03.03 - Implants and Fixtures |  | NR010 | 360 |  | Nobel Biocare Australia Pty Ltd | Replace Implant (NobelReplace Conical Connection, NobelReplace Conical Connection PMC) | Dental Implant Endosseous, Titanium | Diameter: 3.5mm- 5.0mm Length : 8.0mm - 16.00mm | 97382 | August 2017 |  | Changed Product Name, Size.
07 - Plastic and Reconstructive | 07.03 - DENTAL IMPLANTS | 07.03.03 - Endosseous Implant | 07.03.03.03 - Implants and Fixtures |  | NR012 | 360 |  | Nobel Biocare Australia Pty Ltd | Groovy Implants (NobelReplace Tapered Groovy, Branemark System Mk III Groovy, NobelSpeedy Groovy) | Dental Implants, endosseous | Diameter 3.3 - 6.0mm; Length 7.0 - 25.0mm | 97382 | August 2017 |  | Changed Product Name, Size.
07 - Plastic and Reconstructive | 07.03 - DENTAL IMPLANTS | 07.03.03 - Endosseous Implant | 07.03.03.03 - Implants and Fixtures |  | NR013 | 360 |  | Nobel Biocare Australia Pty Ltd | NobelActive implants | Dental implants, endosseous | Diameter 3.5 - 5.5mm; Length 7.0 - 18.0mm | 97382 | August 2017 |  | Changed Size.
07 - Plastic and Reconstructive | 07.03 - DENTAL IMPLANTS | 07.03.03 - Endosseous Implant | 07.03.03.03 - Implants and Fixtures |  | NR014 | 360 |  | Nobel Biocare Australia Pty Ltd | NobelParallel Conical Connection | Dental implants | Diameter: 3.75mm - 5.5mm Length : 7.0mm - 18mm | 97382 | August 2017 |  | New Listing
07 - Plastic and Reconstructive | 07.03 - DENTAL IMPLANTS | 07.03.03 - Endosseous Implant | 07.03.03.03 - Implants and Fixtures |  | NW002 | 360 |  | Biomet 3i Australia Pty Ltd | 3i Self Tapping Threaded Implants and 3i Coverscrew | Osseotite/Ice | 3.25 - 6mm diameter | 100482 | February 2012 |  | Changed Product Group, Product Sub Group, Benefit.
07 - Plastic and Reconstructive | 07.03 - DENTAL IMPLANTS | 07.03.03 - Endosseous Implant | 07.03.03.03 - Implants and Fixtures |  | SB008 | 360 |  | Straumann Pty Ltd | Straumann Dental Implant | Straumann Dental Implant | 4 - 16mm | 119306 | February 2016 |  | Compressed from SB001, SB003
07 - Plastic and Reconstructive | 07.03 - DENTAL IMPLANTS | 07.03.03 - Endosseous Implant | 07.03.03.03 - Implants and Fixtures | Hydrophilic Coating | SB009 | 420 |  | Straumann Pty Ltd | Straumann SLActive | Straumann Bone Level Implants with SLActive Hydrophillic Surface | 2.9mm-4.8mm diameter, 4mm-16mm height | 119306 | August 2017 |  | Changed Size.
07 - Plastic and Reconstructive | 07.03 - DENTAL IMPLANTS | 07.03.03 - Endosseous Implant | 07.03.03.04 - Graft Material <0.5ml |  | ER377 | 98 |  | Emergo Asia Pacific Pty Ltd | Bicon SynthoGraft Pure Phase Beta-Tricalcium Phosphate, 0.25 g | Bicon SynthoGraft Pure Phase Beta-Tricalcium Phosphate, 0.25 g, synthetic | 0.25 g, granule size 50-500μm or 500-1000μm | 230860 | August 2017 |  | New Listing
07 - Plastic and Reconstructive | 07.03 - DENTAL IMPLANTS | 07.03.03 - Endosseous Implant | 07.03.03.04 - Graft Material <0.5ml |  | SB005 | 98 |  | Straumann Pty Ltd | Straumann Bone Ceramic | 070.203 Straumann Bone Ceramic 400 -700 | 070.203 Straumann Bone Ceramic 400 -700, Granule size 400 - 700 microns, Unit size 0.25 g, Volume: approx 0.3 ml | 129078 | February 2012 |  | Changed Product Group, Product Sub Group, Benefit.
07 - Plastic and Reconstructive | 07.03 - DENTAL IMPLANTS | 07.03.03 - Endosseous Implant | 07.03.03.05 - Graft Material 0.5ml-<1.0ml |  | ER378 | 300 |  | Emergo Asia Pacific Pty Ltd | Bicon SynthoGraft Pure Phase Beta-Tricalcium Phosphate, 0.5 g | Bicon SynthoGraft Pure Phase Beta-Tricalcium Phosphate, 0.5 gram, synthetic | 0.5 gram; granule size 50-500μm or 500-1000μm | 230860 | August 2017 |  | New Listing
07 - Plastic and Reconstructive | 07.03 - DENTAL IMPLANTS | 07.03.03 - Endosseous Implant | 07.03.03.05 - Graft Material 0.5ml-<1.0ml |  | GI007 | 300 |  | Geistlich Pharma Australia Pty Ltd | Bio-Oss Pen | Pen applicator with natural bone mineral derived from bovine bone | 0.25 to 1mm; 0.25g (0.5125cc) | 229990 | February 2015 |  | Duplicated from HD019
07 - Plastic and Reconstructive | 07.03 - DENTAL IMPLANTS | 07.03.03 - Endosseous Implant | 07.03.03.05 - Graft Material 0.5ml-<1.0ml |  | NW006 | 300 |  | Biomet 3i Australia Pty Ltd | Endobon Xenograft Granules | Hydroxyapatite granules, 0.5-1mm diameter | 0.5ml | 171507 | February 2012 |  | Expanded from NW004
07 - Plastic and Reconstructive | 07.03 - DENTAL IMPLANTS | 07.03.03 - Endosseous Implant | 07.03.03.05 - Graft Material 0.5ml-<1.0ml |  | SB006 | 300 |  | Straumann Pty Ltd | Straumann Bone Ceramic | 070.204 Straumann Bone Ceramic 500 -1000 | 070.204 Straumann Bone Ceramic 500 -1000, Granule size: 500 -1000 microns, Unit size: 0.5 g, Volume: approx 0.95 ml | 129078 | February 2012 |  | Changed Product Group, Product Sub Group, Benefit.
07 - Plastic and Reconstructive | 07.03 - DENTAL IMPLANTS | 07.03.03 - Endosseous Implant | 07.03.03.06 - Graft Material ≥1.0ml |  | ER379 | 300 |  | Emergo Asia Pacific Pty Ltd | Bicon SynthoGraft Pure Phase Beta-Tricalcium Phosphate, 1-2 g | Bicon SynthoGraft Pure Phase Beta-Tricalcium Phosphate, 1-2 gram, synthetic | 1 and 2 grams, granule size 50-500μm and 500-1000μm | 230860 | August 2017 |  | New Listing
07 - Plastic and Reconstructive | 07.03 - DENTAL IMPLANTS | 07.03.03 - Endosseous Implant | 07.03.03.06 - Graft Material ≥1.0ml |  | GI006 | 300 |  | Geistlich Pharma Australia Pty Ltd | Bio-Oss | Natural bone mineral derived from bovine bone | 1 to 2mm: 0.5g (1.5cc) | 229987 | February 2015 |  | Duplicated from HD018
07 - Plastic and Reconstructive | 07.03 - DENTAL IMPLANTS | 07.03.03 - Endosseous Implant | 07.03.03.06 - Graft Material ≥1.0ml |  | GI008 | 300 |  | Geistlich Pharma Australia Pty Ltd | Bio-Oss Pen | Pen applicator with natural bone mineral derived from bovine bone | 0.25 to 1mm; 0.5g (1.025cc) | 229990 | February 2015 |  | Duplicated from HD020
07 - Plastic and Reconstructive | 07.03 - DENTAL IMPLANTS | 07.03.03 - Endosseous Implant | 07.03.03.06 - Graft Material ≥1.0ml |  | GI009 | 300 |  | Geistlich Pharma Australia Pty Ltd | Bio-Oss Pen | Pen applicator with natural bone mineral derived from bovine bone | 1 to 2mm; 0.5g (1.5cc) | 229990 | February 2015 |  | Duplicated from HD021
07 - Plastic and Reconstructive | 07.03 - DENTAL IMPLANTS | 07.03.03 - Endosseous Implant | 07.03.03.06 - Graft Material ≥1.0ml |  | NW007 | 300 |  | Biomet 3i Australia Pty Ltd | Endobon Xenograft Granules | Hydroxyapatite granules, 0.5-1mm diameter or 1-2mm diameter | 2 - 8ml | 171507 | February 2012 |  | Expanded from NW004
07 - Plastic and Reconstructive | 07.03 - DENTAL IMPLANTS | 07.03.03 - Endosseous Implant | 07.03.03.06 - Graft Material ≥1.0ml |  | SB007 | 300 |  | Straumann Pty Ltd | Straumann Bone Ceramic | 070.205 Straumann Bone Ceramic 500 -1000 | 070.205 Straumann Bone Ceramic 500 -1000, Granule size: 500 -1000 microns, Unit Size 1g, Volume approx 1.9 ml | 129078 | February 2012 |  | Changed Product Group, Product Sub Group, Benefit.
07 - Plastic and Reconstructive | 07.04 - DISTRACTOR SYSTEMS | 07.04.01 - Complete | 07.04.01.01 - External Midface System | Multivector | KT018 | 8100 |  | KLS Martin Australia Pty Limited | Martin Distraction Osteogenesis Rigid External Distraction (Polley RED II) | Distractor System, Complete, External, Midface, Aluminium, Carbon Fibre | one size only | 113786 | February 2015 |  | Transferred from MO236
07 - Plastic and Reconstructive | 07.04 - DISTRACTOR SYSTEMS | 07.04.01 - Complete | 07.04.01.01 - External Midface System | Multivector | SY401 | 8100 |  | Johnson & Johnson Medical Pty Ltd | External Midface Distractor System | Head Frame Assembly, Carbon Fibre Rods | One size only | 155806 | February 2012 |  | Changed Product Group, Product Sub Group, Benefit.
07 - Plastic and Reconstructive | 07.04 - DISTRACTOR SYSTEMS | 07.04.01 - Complete | 07.04.01.01 - External Midface System | Single Vector | KT016 | 7100 |  | KLS Martin Australia Pty Limited | Martin Distraction Osteogenesis | Distractor System, Complete, other, titanium | 1.5mm | 113786 | February 2015 |  | Transferred from MO233
07 - Plastic and Reconstructive | 07.04 - DISTRACTOR SYSTEMS | 07.04.01 - Complete | 07.04.01.02 - External Set | Multivector | SY349 | 1955 |  | Johnson & Johnson Medical Pty Ltd | Multi Vector Distractor Set | Titanium Multi Vector Distractor | MVD Arms:15mm-85mm. Pin holding clamps-ramus,body,universal,limited bone stock ramus and body. Assembly left & right 35mm. K wires 2.0mm 150mm length. Connecting bar 4.0mm 100mm-200mm length | 157706 | February 2012 |  | Changed Product Group, Product Sub Group, Benefit.
07 - Plastic and Reconstructive | 07.04 - DISTRACTOR SYSTEMS | 07.04.01 - Complete | 07.04.01.03 - Internal/Intraoral | Multivector | KT019 | 3100 |  | KLS Martin Australia Pty Limited | Martin Distraction Osteogenesis | Distractor System, Complete, other, titanium | 15-60 mm distraction length | 113786 | February 2015 |  | Transferred from MO239
07 - Plastic and Reconstructive | 07.04 - DISTRACTOR SYSTEMS | 07.04.01 - Complete | 07.04.01.03 - Internal/Intraoral | Multivector | SK183 | 3100 |  | Stryker Australia Pty Ltd | Leibinger Intraoral Distractor (Multiguide II) | Manufactured from stainless steel, allows gradual, independent, and simultaneous distraction of the mandible in 3 planes. | Frame 20mm - 35mm, 2.0mm diameter, 50 - 90 mm length Auto - Pilot Pins | 142140 | February 2012 |  | Changed Product Group, Product Sub Group, Benefit.
07 - Plastic and Reconstructive | 07.04 - DISTRACTOR SYSTEMS | 07.04.01 - Complete | 07.04.01.03 - Internal/Intraoral | Multivector | SP045 | 3100 |  | Surgiplas Medical | Logic Distraction System | Distractor, spacers & activation set | Straight, Curved 18-52mm | 130510 | February 2012 |  | Changed Product Group, Product Sub Group, Benefit.
07 - Plastic and Reconstructive | 07.04 - DISTRACTOR SYSTEMS | 07.04.01 - Complete | 07.04.01.03 - Internal/Intraoral | Multivector | SY753 | 3100 |  | Johnson & Johnson Medical Pty Ltd | Curvilinear Distraction System | Curvilinear Distraction, Right Left | 30mm - 100mm radius | 183673 | February 2013 |  | New Listing
07 - Plastic and Reconstructive | 07.04 - DISTRACTOR SYSTEMS | 07.04.01 - Complete | 07.04.01.03 - Internal/Intraoral | Single Vector | BI824 | 1955 |  | Zimmer Biomet Pty Ltd | Alveolar Ridge Distraction System - titanium | distraction device, multi tooth | 10-20mm | 145408 | February 2012 |  | Changed Product Group, Product Sub Group, Benefit.
07 - Plastic and Reconstructive | 07.04 - DISTRACTOR SYSTEMS | 07.04.01 - Complete | 07.04.01.03 - Internal/Intraoral | Single Vector | KT011 | 1955 |  | KLS Martin Australia Pty Limited | Martin Distraction Osteogenesis | Distractor System, Complete, internal/intraoral, titanium | 10 to 20 mm | 113786 | February 2015 |  | Transferred from MO135
07 - Plastic and Reconstructive | 07.04 - DISTRACTOR SYSTEMS | 07.04.01 - Complete | 07.04.01.03 - Internal/Intraoral | Single Vector | SY399 | 1955 |  | Johnson & Johnson Medical Pty Ltd | Alveolar Distractor | Vertical mandibular, maxilla alveolar ridge distractor | 8-16mm | 155806 | February 2012 |  | Changed Product Group, Product Sub Group, Benefit.
07 - Plastic and Reconstructive | 07.04 - DISTRACTOR SYSTEMS | 07.04.01 - Complete | 07.04.01.03 - Internal/Intraoral | Single Vector, Resorbable | BI934 | 3500 |  | Zimmer Biomet Pty Ltd | Lactosorb Distraction System | Plate, drive screw and distractor, PGA/PLLA, Ti | Small, Medium, Large | 153694 | February 2012 |  | Changed Product Group, Product Sub Group, Suffix, Benefit.
07 - Plastic and Reconstructive | 07.04 - DISTRACTOR SYSTEMS | 07.04.02 - Component | 07.04.02.01 - Distractor Body |  | KT053 | 2200 |  | KLS Martin Australia Pty Limited | KLS Martin Distractor | Zurich II distractor bodies | 15mm - 30mm distraction length | 113786 | February 2015 |  | Transferred from MO396
07 - Plastic and Reconstructive | 07.04 - DISTRACTOR SYSTEMS | 07.04.02 - Component | 07.04.02.01 - Distractor Body |  | SY515 | 2200 |  | Johnson & Johnson Medical Pty Ltd | Midface Distractor System | Distractor System, Distractor Body | 10-40mm distraction length | 155806 | February 2012 |  | Changed Product Group, Product Sub Group, Benefit.
07 - Plastic and Reconstructive | 07.04 - DISTRACTOR SYSTEMS | 07.04.02 - Component | 07.04.02.02 - Footplate |  | KT021 | 156 |  | KLS Martin Australia Pty Limited | Martin Distraction Osteogenesis Rigid External Distraction (Polley RED II) | Distractor System, Component, Footplate, titanium | 1.5mm | 113786 | February 2015 |  | Transferred from MO242
07 - Plastic and Reconstructive | 07.04 - DISTRACTOR SYSTEMS | 07.04.02 - Component | 07.04.02.02 - Footplate |  | SY406 | 156 |  | Johnson & Johnson Medical Pty Ltd | External Midface Distractor System | Titanium Zygomatic, Maxxilary Footplate | 3 holes, 40mm | 155806 | February 2012 |  | Changed Product Group, Product Sub Group, Benefit.
07 - Plastic and Reconstructive | 07.04 - DISTRACTOR SYSTEMS | 07.04.02 - Component | 07.04.02.02 - Footplate | Assembly | SY595 | 480 |  | Johnson & Johnson Medical Pty Ltd | External Midface Distractor | Distractor Footplate | Various | 155806 | February 2012 |  | Compressed from SY404, SY516
07 - Plastic and Reconstructive | 07.04 - DISTRACTOR SYSTEMS | 07.04.02 - Component | 07.04.02.02 - Footplate | Dual Plate | KT006 | 1312 |  | KLS Martin Australia Pty Limited | Zurich II Modular Distractors | Distractor System, Component, Dual fixation plates, pair | Mesh-large and small design; Cloverleaf design | 113786 | February 2015 |  | New Listing
07 - Plastic and Reconstructive | 07.04 - DISTRACTOR SYSTEMS | 07.04.02 - Component | 07.04.02.03 - Cross Bar/Rod |  | KT022 | 990 |  | KLS Martin Australia Pty Limited | Martin Distraction Osteogenesis Rigid External Distraction (Polley RED II) | Distractor System, Component, Cross Bar, aluminium.carbon fibre | one size only | 113786 | February 2015 |  | Transferred from MO246
07 - Plastic and Reconstructive | 07.04 - DISTRACTOR SYSTEMS | 07.04.02 - Component | 07.04.02.03 - Cross Bar/Rod |  | SY402 | 990 |  | Johnson & Johnson Medical Pty Ltd | External Midface Distractor System | Horizontal Rod Assembly | One size only | 155806 | February 2012 |  | Changed Product Group, Product Sub Group, Benefit.
07 - Plastic and Reconstructive | 07.04 - DISTRACTOR SYSTEMS | 07.04.02 - Component | 07.04.02.05 - Pin |  | KT017 | 148 |  | KLS Martin Australia Pty Limited | Martin Distraction Osteogenesis Rigid External Distraction (Polley RED II) | Distractor System, Component, Screws/Pins (other than bone screws), titanium | 45-55mm | 113786, 96619 | February 2015 |  | Transferred from MO234
07 - Plastic and Reconstructive | 07.04 - DISTRACTOR SYSTEMS | 07.04.02 - Component | 07.04.02.06 - Screws |  | SY517 | 75 |  | Johnson & Johnson Medical Pty Ltd | Midface Distractor System | Distractor System, Screw | 4-10mm | 155806 | February 2012 |  | Changed Product Group, Product Sub Group, Benefit.
07 - Plastic and Reconstructive | 07.04 - DISTRACTOR SYSTEMS | 07.04.02 - Component | 07.04.02.07 - External Distractor Component |  | KT020 | 1461 |  | KLS Martin Australia Pty Limited | Martin Distraction Osteogenesis Rigid External Distraction (Polley RED II) | Distractor System, Component, Other, titanium, aluminium | 1.5-1.58mm | 113786 | February 2015 |  | Transferred from MO240
07 - Plastic and Reconstructive | 07.04 - DISTRACTOR SYSTEMS | 07.04.02 - Component | 07.04.02.08 - Body Extension |  | KT054 | 500 |  | KLS Martin Australia Pty Limited | KLS Martin Distractors | Zurich II remote release activators | 20mm - 50mm | 113786 | February 2015 |  | Transferred from MO397
07 - Plastic and Reconstructive | 07.04 - DISTRACTOR SYSTEMS | 07.04.02 - Component | 07.04.02.08 - Body Extension |  | SY518 | 500 |  | Johnson & Johnson Medical Pty Ltd | Midface Distractor System | Distractor System , Body extensions | 20-40mm | 155806 | February 2012 |  | Changed Description, Product Group, Product Sub Group, Benefit.
07 - Plastic and Reconstructive | 07.05 - SOFT TISSUE & TISSUE EXPANDERS | 07.05.01 - Muscular | 07.05.01.01 - Calf Implant |  | PR007 | 517 |  | Precise Medical Supplies | ContourFlex Calf Implant | Calf implant | 70-170cc | 139493 | August 2013 |  | New Listing
07 - Plastic and Reconstructive | 07.05 - SOFT TISSUE & TISSUE EXPANDERS | 07.05.01 - Muscular | 07.05.01.02 - Gluteal |  | PR008 | 620 |  | Precise Medical Supplies | ContourFlex Gluteal Implant | Gluteal Implant | 280-460cc, Round and Anatomical | 139493 | August 2013 |  | New Listing
07 - Plastic and Reconstructive | 07.05 - SOFT TISSUE & TISSUE EXPANDERS | 07.05.01 - Muscular | 07.05.01.03 - Pectoral |  | PR009 | 950 |  | Precise Medical Supplies | PowerFlex Pectoralis Implant | Pectoralis Implant | Length: 14.2-17.6cm, Width: 9.0-13.5cm, Depth: 1.6-3.2cm,Shape: Symetrical or Asymetrical. | 139493 | August 2013 |  | New Listing
07 - Plastic and Reconstructive | 07.05 - SOFT TISSUE & TISSUE EXPANDERS | 07.05.02 - Tissue Expanders | 07.05.02.01 - Skin or Mammary |  | JT005 | 670 |  | J T Medical Pty Ltd | Polytech Smooth Tissue Expander with integrated or remote magnetic valve | Smooth with integrated or remote valve | The tissue expanders vary in maximum volume from 100 - 960mls | 168188 | February 2014 |  | New Listing
07 - Plastic and Reconstructive | 07.05 - SOFT TISSUE & TISSUE EXPANDERS | 07.05.02 - Tissue Expanders | 07.05.02.01 - Skin or Mammary |  | MN001 | 670 |  | Johnson & Johnson Medical Pty Ltd | Mentor Radovan Tissue Expander | Tissue Expander | Volume 25cc - 1000cc | 125097 | February 2012 |  | Changed Description, Product Group, Product Sub Group, Benefit.
07 - Plastic and Reconstructive | 07.05 - SOFT TISSUE & TISSUE EXPANDERS | 07.05.02 - Tissue Expanders | 07.05.02.01 - Skin or Mammary |  | SP010 | 670 |  | Surgiplas Medical | Nagor Tissue Expander | Two Stage, Valved | 10 to 2000cc | 137351 | February 2012 |  | Changed Product Group, Product Sub Group, Suffix, Benefit.
07 - Plastic and Reconstructive | 07.05 - SOFT TISSUE & TISSUE EXPANDERS | 07.05.02 - Tissue Expanders | 07.05.02.01 - Skin or Mammary | Expander Implant | AW012 | 2040 |  | Allergan Australia Pty Limited | Natrelle® 150, 1-Stage BioDimensional™ Tissue Expander | Full height, Short Height, textured | 9.6 -16cm width x 8 - 17cm height x 4.2 - 7.1cm projection | 169956 | February 2016 |  | Changed Product Name.
07 - Plastic and Reconstructive | 07.05 - SOFT TISSUE & TISSUE EXPANDERS | 07.05.02 - Tissue Expanders | 07.05.02.01 - Skin or Mammary | Expander Implant, Textured | MN013 | 2040 |  | Johnson & Johnson Medical Pty Ltd | Mentor Siltex Becker Expander/Mammary Implant | Textured Becker Expander/Mammary Implant | 145 to 800cc | 119809 | February 2012 |  | Changed Product Name, Description, Product Group, Product Sub Group, Suffix, Benefit.
07 - Plastic and Reconstructive | 07.05 - SOFT TISSUE & TISSUE EXPANDERS | 07.05.02 - Tissue Expanders | 07.05.02.01 - Skin or Mammary | Self Expanding | SO042 | 1250 |  | Spectrum Surgical | Osmed Tissue Expanders | Self inflating, Hydrogel | 0.24ml-650ml | 169179 | February 2012 |  | Changed Product Group, Product Sub Group, Benefit.
07 - Plastic and Reconstructive | 07.05 - SOFT TISSUE & TISSUE EXPANDERS | 07.05.02 - Tissue Expanders | 07.05.02.01 - Skin or Mammary | Textured | AW013 | 1050 |  | Allergan Australia Pty Limited | Natrelle® 133, 2-Stage BioDimensional™ Tissue Expander | Silicone Elastomer. Saline filled. | 150-950 cm3 | 175797 | February 2016 |  | Changed Product Name.
07 - Plastic and Reconstructive | 07.05 - SOFT TISSUE & TISSUE EXPANDERS | 07.05.02 - Tissue Expanders | 07.05.02.01 - Skin or Mammary | Textured | ER198 | 1050 |  | Emergo Asia Pacific Pty Ltd | Aeroform Patient Controlled Tissue Expander | Aeroform Patient Controlled Tissue Expander; Multichamber, textured, CO2 filled | width (12.5, 14, 15.5 cm) x height (11, 12.5, 14 cm) x projection (8, 9.5, 10.5 cm); volume 400, 600 and 800 cc | 216704 | August 2014 |  | New Listing
07 - Plastic and Reconstructive | 07.05 - SOFT TISSUE & TISSUE EXPANDERS | 07.05.02 - Tissue Expanders | 07.05.02.01 - Skin or Mammary | Textured | JT006 | 1050 |  | J T Medical Pty Ltd | Polytech Textured Mammary or Tissue Expander with integrated or remote magnetic valve | Textured with integrated or remote valve. | The tissue expanders vary in maximum volume from 100 - 960mls | 168188 | February 2014 |  | New Listing
07 - Plastic and Reconstructive | 07.05 - SOFT TISSUE & TISSUE EXPANDERS | 07.05.02 - Tissue Expanders | 07.05.02.01 - Skin or Mammary | Textured | JT007 | 1050 |  | J T Medical Pty Ltd | Polytech Textured Mammary Expander with integrated or remote magnetic valve | Textured with integrated or remote magnetic valve. Anatomically shaped with reinforced inner base | The mammary expanders vary in maximum volume from 200 - 960mls | 168188 | February 2014 |  | New Listing
07 - Plastic and Reconstructive | 07.05 - SOFT TISSUE & TISSUE EXPANDERS | 07.05.02 - Tissue Expanders | 07.05.02.01 - Skin or Mammary | Textured | MN002 | 1050 |  | Johnson & Johnson Medical Pty Ltd | Mentor Siltex Contour Profile Breast Tissue Expander | Siltex Contour Tissue Expander | Volume 250cc - 850cc | 161126 | February 2012 |  | Changed Product Name, Description, Product Group, Product Sub Group, Suffix, Benefit.
07 - Plastic and Reconstructive | 07.05 - SOFT TISSUE & TISSUE EXPANDERS | 07.05.02 - Tissue Expanders | 07.05.02.01 - Skin or Mammary | Textured | MN042 | 1050 |  | Johnson & Johnson Medical Pty Ltd | Mentor Siltex Contour Breast Tissue Expander | Siltex Contour Tissue Expander with suture tab (CPX3) | 250-850cc | 161126 | February 2012 |  | Changed Product Name, Description, Product Group, Product Sub Group, Suffix, Benefit.
07 - Plastic and Reconstructive | 07.05 - SOFT TISSUE & TISSUE EXPANDERS | 07.05.02 - Tissue Expanders | 07.05.02.01 - Skin or Mammary | Textured | MN176 | 1050 |  | Johnson & Johnson Medical Pty Ltd | Mentor Siltex Contour Profile Breast Tissue Expander | Siltex Contour Profile Breast Tissue Expander (CPX4) | 250-850cc | 226977 | February 2015 |  | New Listing
07 - Plastic and Reconstructive | 07.05 - SOFT TISSUE & TISSUE EXPANDERS | 07.05.02 - Tissue Expanders | 07.05.02.01 - Skin or Mammary | Textured | MN177 | 1050 |  | Johnson & Johnson Medical Pty Ltd | Mentor Siltex Contour Profile Breast Tissue Expander | Siltex Contour Profile Breast Tissue Expander (CPX4) with suture tabs | 250-850cc | 226982 | February 2015 |  | New Listing
07 - Plastic and Reconstructive | 07.05 - SOFT TISSUE & TISSUE EXPANDERS | 07.05.02 - Tissue Expanders | 07.05.02.02 - Orbital | Self Expanding | SO041 | 865 |  | Spectrum Surgical | Osmed Sphere / Hemisphere tissue expander | Self inflating, Hydrogel | 6mm, 8mm, 9mm, 10mm | 169179 | February 2012 | The provision of the prosthesis is for a child who is under 18 years of age. See rule 5B for effect of Condition. | Changed Product Group, Product Sub Group, Benefit.
07 - Plastic and Reconstructive | 07.05 - SOFT TISSUE & TISSUE EXPANDERS | 07.05.02 - Tissue Expanders | 07.05.02.03 - External Component | Patient Controller | ER199 | 1400 |  | Emergo Asia Pacific Pty Ltd | AeroForm Tissue Expander System Dosage Controller | AeroForm Tissue Expander System Dosage Controller | N/A | 216653 | August 2014 |  | New Listing
07 - Plastic and Reconstructive | 07.05 - SOFT TISSUE & TISSUE EXPANDERS | 07.05.03 - Skin, Artificial | 07.05.03.01 - <50cm² |  | IG034 | 900 |  | Integra Neurosciences Pty Ltd | Integra Artificial Skin (IDRT) Terminally Sterile | INTEGRA Dermal Regeneration Template is a bilayer membrane system for skin replacement made of a porous matrix of fibers of cross-linked bovine tendon collagen and glycosaminoglycan and polysiloxane layer. | 5cm x 5cm | 158795 | February 2012 |  | Changed Product Group, Product Sub Group, Benefit.
07 - Plastic and Reconstructive | 07.05 - SOFT TISSUE & TISSUE EXPANDERS | 07.05.03 - Skin, Artificial | 07.05.03.02 - 50-149cm² |  | IG035 | 1140 |  | Integra Neurosciences Pty Ltd | Integra Artificial Skin (IDRT) Terminally Sterile | INTEGRA Dermal Regeneration Template is a bilayer membrane system for skin replacement made of a porous matrix of fibers of cross-linked bovine tendon collagen and glycosaminoglycan and polysiloxane layer. | 10cm x 12.5cm | 158795 | February 2012 |  | Changed Product Group, Product Sub Group, Benefit.
07 - Plastic and Reconstructive | 07.05 - SOFT TISSUE & TISSUE EXPANDERS | 07.05.03 - Skin, Artificial | 07.05.03.03 - 150-400cm² |  | IG036 | 1740 |  | Integra Neurosciences Pty Ltd | Integra Artificial Skin (IDRT) Terminally Sterile | INTEGRA Dermal Regeneration Template is a bilayer membrane system for skin replacement made of a porous matrix of fibers of cross-linked bovine tendon collagen and glycosaminoglycan and polysiloxane layer. | 10cm x 25cm | 158795 | February 2012 |  | Changed Product Group, Product Sub Group, Benefit.
07 - Plastic and Reconstructive | 07.05 - SOFT TISSUE & TISSUE EXPANDERS | 07.05.03 - Skin, Artificial | 07.05.03.04 - >400cm² |  | IG037 | 3380 |  | Integra Neurosciences Pty Ltd | Integra Artificial Skin (IDRT) Terminally Sterile | INTEGRA Dermal Regeneration Template is a bilayer membrane system for skin replacement made of a porous matrix of fibers of cross-linked bovine tendon collagen and glycosaminoglycan and polysiloxane layer. | 20cm x 25cm | 158795 | February 2012 |  | Changed Product Group, Product Sub Group, Benefit.
07 - Plastic and Reconstructive | 07.05 - SOFT TISSUE & TISSUE EXPANDERS | 07.05.04 - Coupler |  |  | LM030 | 625 |  | LMT Surgical Pty Ltd | Synovis Coupler | High Density polyethylene (ring); Stainless Steel (pins) | Diameter 1-4mm | 95596 | February 2017 |  | Changed Size, Product Sub Group.
07 - Plastic and Reconstructive | 07.05 - SOFT TISSUE & TISSUE EXPANDERS | 07.05.04 - Coupler |  | with Doppler probe | LM274 | 1015 |  | LMT Surgical Pty Ltd | FlowCOUPLER | High Density polyethylene (ring); Stainless Steel (pins) with preattached probe | 2.0mm, 2.5mm, 3.0mm, 3.5mm, 4.0mm | 243832 | February 2016 |  | New Listing
07 - Plastic and Reconstructive | 07.06 - MAMMARY IMPLANTS | 07.06.01 - Saline Filled | 07.06.01.01 - <500cc | Textured | MN053 | 685 |  | Johnson & Johnson Medical Pty Ltd | Mentor Siltex Round Saline Implant | Textured, round implant | <500cc | 119647 | February 2012 |  | Changed Product Name, Description, Size, Product Group, Product Sub Group, Suffix, Benefit.
07 - Plastic and Reconstructive | 07.06 - MAMMARY IMPLANTS | 07.06.01 - Saline Filled | 07.06.01.01 - <500cc | Valved | MN045 | 715 |  | Johnson & Johnson Medical Pty Ltd | Mentor Spectrum Saline Tissue Expander/Adjustable Implant | Smooth, round adjustable implant with posterior spectrum valve | <500cc | 119718 | February 2012 |  | Changed Product Name, Description, Size, Product Group, Product Sub Group, Suffix, Benefit.
07 - Plastic and Reconstructive | 07.06 - MAMMARY IMPLANTS | 07.06.01 - Saline Filled | 07.06.01.01 - <500cc | Valved | MN118 | 715 |  | Johnson & Johnson Medical Pty Ltd | Mentor Smooth Round Saline Implant | Smooth Round implant with Anterior Diaphragm Valve | <500cc | 119646 | February 2012 |  | Compressed from MN023, MN050
07 - Plastic and Reconstructive | 07.06 - MAMMARY IMPLANTS | 07.06.01 - Saline Filled | 07.06.01.01 - <500cc | Valved | SP011 | 715 |  | Surgiplas Medical | Nagosil SFS-LP-Saline Filled Low Profile Smooth Surface Breast Prostheses, Nagosil SFS-HP-Saline Filled High Profile Smooth Surface Breast Prostheses | Smooth surface | 100 to 600cc | 142861 | February 2012 |  | Changed Product Group, Product Sub Group, Suffix, Benefit.
07 - Plastic and Reconstructive | 07.06 - MAMMARY IMPLANTS | 07.06.01 - Saline Filled | 07.06.01.01 - <500cc | Valved, Textured | MN049 | 715 |  | Johnson & Johnson Medical Pty Ltd | Mentor Spectrum Saline Tissue Expander/Adjustable Implant | Textured, round adjustable implant with posterior spectrum valve | 105 to 475cc | 119719 | August 2012 |  | Changed Size.
07 - Plastic and Reconstructive | 07.06 - MAMMARY IMPLANTS | 07.06.01 - Saline Filled | 07.06.01.01 - <500cc | Valved, Textured | SP012 | 715 |  | Surgiplas Medical | Nagotex SFX-LP-Saline Filled Low Profile Textured Surface, Nagotex SFX-HP-Saline Filled High Profile Textured Surface Breast Prostheseses | Textured surface | 100 to 600cc | 142862 | February 2012 |  | Changed Product Group, Product Sub Group, Suffix, Benefit.
07 - Plastic and Reconstructive | 07.06 - MAMMARY IMPLANTS | 07.06.01 - Saline Filled | 07.06.01.01 - <500cc | Valved, Textured, Pre-shaped | MN047 | 715 |  | Johnson & Johnson Medical Pty Ltd | Mentor Spectrum Saline Tissue Expander/Adjustable Implant | Textured, Contour Profile adjustable implant with posterior spectrum valve | <500cc | 119719 | February 2012 |  | Changed Product Name, Description, Size, Product Group, Product Sub Group, Suffix, Benefit.
07 - Plastic and Reconstructive | 07.06 - MAMMARY IMPLANTS | 07.06.01 - Saline Filled | 07.06.01.01 - <500cc | Valved, Textured, Pre-shaped | MN120 | 715 |  | Johnson & Johnson Medical Pty Ltd | Mentor Siltex Contour Profile Saline Implant | Textured, Contour Profile implant with Anterior Diaphragm Valve | <500cc | 119647 | February 2012 |  | Compressed from MN054, MN056
07 - Plastic and Reconstructive | 07.06 - MAMMARY IMPLANTS | 07.06.01 - Saline Filled | 07.06.01.02 - ≥500cc | Valved | MN046 | 640 |  | Johnson & Johnson Medical Pty Ltd | Mentor Spectrum Saline Tissue Expander/Adjustable Implant | Smooth, round adjustable implant with posterior spectrum valve | ≥500cc | 119718 | August 2012 |  | Changed Suffix, Benefit.
07 - Plastic and Reconstructive | 07.06 - MAMMARY IMPLANTS | 07.06.01 - Saline Filled | 07.06.01.02 - ≥500cc | Valved | MN119 | 640 |  | Johnson & Johnson Medical Pty Ltd | Mentor Smooth Round Saline Implant | Smooth Round implant with Anterior Diaphragm Valve | ≥500cc | 119646 | February 2012 |  | Compressed from MN051, MN052
07 - Plastic and Reconstructive | 07.06 - MAMMARY IMPLANTS | 07.06.01 - Saline Filled | 07.06.01.02 - ≥500cc | Valved, Textured, Pre-shaped | MN048 | 685 |  | Johnson & Johnson Medical Pty Ltd | Mentor Spectrum Saline Tissue Expander / Adjustable Implant | Textured, Contour Profile adjustable implant with posterior spectrum valve | ≥500cc | 119719 | February 2012 |  | Changed Product Name, Description, Size, Product Group, Product Sub Group, Suffix, Benefit.
07 - Plastic and Reconstructive | 07.06 - MAMMARY IMPLANTS | 07.06.01 - Saline Filled | 07.06.01.02 - ≥500cc | Valved, Textured, Pre-shaped | MN121 | 685 |  | Johnson & Johnson Medical Pty Ltd | Mentor Siltex Contour Profile Saline Implant | Textured, Contour Profile implant with Anterior Diaphragm Valve | ≥500cc | 119647 | February 2012 |  | Compressed from MN055, MN057
07 - Plastic and Reconstructive | 07.06 - MAMMARY IMPLANTS | 07.06.02 - Gel Filled | 07.06.02.01 - <500cc |  | AW008 | 610 |  | Allergan Australia Pty Limited | Natrelle® INSPIRA® TruForm™ Smooth Mammary Implant | Round implants with smooth surface. Available in four projections: low, moderate, full and extra-full; and two cohesive gel types: TruForm™ 1 Responsive Gel and TruForm™ 2 Soft-Touch™ Gel. | 110 - 800 grams | 175421, 175426 | September 2016 |  | Changed Product Name, Description, Size.
07 - Plastic and Reconstructive | 07.06 - MAMMARY IMPLANTS | 07.06.02 - Gel Filled | 07.06.02.01 - <500cc |  | MN122 | 610 |  | Johnson & Johnson Medical Pty Ltd | Mentor Smooth Round Gel Implant | Smooth, Round, Cohesive l Gel Implant | <500cc | 110587 | February 2012 |  | Compressed from MN058, MN061, MN072
07 - Plastic and Reconstructive | 07.06 - MAMMARY IMPLANTS | 07.06.02 - Gel Filled | 07.06.02.01 - <500cc |  | SP048 | 610 |  | Surgiplas Medical | Gel Filled Mammary Prosthesis Models RGI-D, RGI-DH and RGI-DEH | Smooth Round | 80 to 800ml | 142860 | February 2012 |  | Changed Product Group, Product Sub Group, Benefit.
07 - Plastic and Reconstructive | 07.06 - MAMMARY IMPLANTS | 07.06.02 - Gel Filled | 07.06.02.01 - <500cc |  | ZW002 | 610 |  | Surgical Supplies Australia Pty Ltd | Eurosilicone Breast Implants | Round Cohesive Gel Breast Implants for Plastic and Reconstructive Surgery | 100cc to 900cc | 132036 | February 2012 |  | Changed Description, Product Group, Product Sub Group, Benefit.
07 - Plastic and Reconstructive | 07.06 - MAMMARY IMPLANTS | 07.06.02 - Gel Filled | 07.06.02.01 - <500cc | Pre-shaped | JT003 | 1000 |  | J T Medical Pty Ltd | Sublime Line Mammary Implant | Smooth, Microthane or textured surface. Round or oval based with anatomical or central projection. | Low Profile, Moderate Profile, High Profile and Extra High Profile. Sizes 45-495cc. | 171783 | August 2015 |  | Changed Description, Benefit.
07 - Plastic and Reconstructive | 07.06 - MAMMARY IMPLANTS | 07.06.02 - Gel Filled | 07.06.02.01 - <500cc | Pre-shaped | ZW003 | 1000 |  | Surgical Supplies Australia Pty Ltd | Eurosilicone Breast Implants | Anatomical Cohesive Gel Breast Implants for Plastic and Reconstructrive Surgery | 100cc to 500cc | 132039, 132040 | February 2012 |  | Changed Description, Product Group, Product Sub Group, Suffix, Benefit.
07 - Plastic and Reconstructive | 07.06 - MAMMARY IMPLANTS | 07.06.02 - Gel Filled | 07.06.02.01 - <500cc | Textured | AW005 | 760 |  | Allergan Australia Pty Limited | Natrelle® INSPIRA® TruForm Textured Mammary Implant | Round implants with textured surface. Available in four projections: low, moderate, full and extra-full; and two cohesive gel types: TruForm™ 1 Responsive Gel and TruForm™ 2 Soft-Touch™ Gel. | 110 - 800 grams | 175422, 175425 | September 2016 |  | Changed Product Name, Description, Size.
07 - Plastic and Reconstructive | 07.06 - MAMMARY IMPLANTS | 07.06.02 - Gel Filled | 07.06.02.01 - <500cc | Textured | AW019 | 760 |  | Allergan Australia Pty Limited | BRST Round MICROCELL™ Micotextured cohesive gel filled mammary implant | Round-shaped implants with MICROCELL™ microtextured surface, silicone elastomer barrier layer and cohesive silicone gel. Available in three profiles: moderate, high and extra high. | 175 - 700 g | 220900 | August 2017 |  | New Listing
07 - Plastic and Reconstructive | 07.06 - MAMMARY IMPLANTS | 07.06.02 - Gel Filled | 07.06.02.01 - <500cc | Textured | BY011 | 760 |  | SPIRAN PTY. LTD. | Motiva, Matrix Silk Surface PLUS | Sterile Silicone Breast Implants, Motiva Matrix SilkSurface PLUS - Prosthesis, internal, mammary, gel filled | 105cc to 500cc | 282778 | August 2017 |  | New Listing
07 - Plastic and Reconstructive | 07.06 - MAMMARY IMPLANTS | 07.06.02 - Gel Filled | 07.06.02.01 - <500cc | Textured | MN124 | 760 |  | Johnson & Johnson Medical Pty Ltd | Mentor Siltex Round Gel Implant | Textured, Round Cohesive l Gel implant | <500cc | 110588 | February 2012 |  | Compressed from MN063, MN075
07 - Plastic and Reconstructive | 07.06 - MAMMARY IMPLANTS | 07.06.02 - Gel Filled | 07.06.02.01 - <500cc | Textured | MN128 | 760 |  | Johnson & Johnson Medical Pty Ltd | Mentor Perthese Sensitive Gel Breast Implants | Perthese Sensitive Textured, Round Implants | <500cc | 162429 | February 2012 |  | Compressed from MN078, MN081, MN087, MN090
07 - Plastic and Reconstructive | 07.06 - MAMMARY IMPLANTS | 07.06.02 - Gel Filled | 07.06.02.01 - <500cc | Textured | MN130 | 760 |  | Johnson & Johnson Medical Pty Ltd | Mentor Siltex Round Gel Implant | Textured, Round Cohesive Gel ll Implant | <500cc | 110589 | February 2012 |  | Compressed from MN102, MN105
07 - Plastic and Reconstructive | 07.06 - MAMMARY IMPLANTS | 07.06.02 - Gel Filled | 07.06.02.01 - <500cc | Textured | SP047 | 760 |  | Surgiplas Medical | Gel Filled Mammary Prosthesis Models GFX-LP, GFX and GFX-EHP | Textured Round | 80 to 800ml | 142863 | February 2012 |  | Changed Product Group, Product Sub Group, Benefit.
07 - Plastic and Reconstructive | 07.06 - MAMMARY IMPLANTS | 07.06.02 - Gel Filled | 07.06.02.01 - <500cc | Textured | SP114 | 760 |  | Surgiplas Medical | Nagor Breast Implants | Silicone Firm and Stable Gel Breast Implants | 150 - 620cc | 142863 | February 2012 |  | Changed Product Group, Product Sub Group, Suffix, Benefit.
07 - Plastic and Reconstructive | 07.06 - MAMMARY IMPLANTS | 07.06.02 - Gel Filled | 07.06.02.01 - <500cc | Textured | ZW001 | 760 |  | Surgical Supplies Australia Pty Ltd | Eurosilicone Breast Implants | Textured Cohesive Gel Breast Implants for Plastic and Reconstructive Surgery | 100cc to 900cc | 132037, 132038 | February 2012 |  | Changed Product Group, Product Sub Group, Suffix, Benefit.
07 - Plastic and Reconstructive | 07.06 - MAMMARY IMPLANTS | 07.06.02 - Gel Filled | 07.06.02.01 - <500cc | Textured, Pre-shaped | BY012 | 1000 |  | SPIRAN PTY. LTD. | Motiva Ergonomix Implant Matrix, SilkSurface with Qid | Sterile Silicone Breast Implants Motiva Implant Matrix Ergonomix, SilkSurface with Qid - Prosthesis, internal, mammary, gel filled | 105cc to 500cc | 282777 | August 2017 |  | New Listing
07 - Plastic and Reconstructive | 07.06 - MAMMARY IMPLANTS | 07.06.02 - Gel Filled | 07.06.02.01 - <500cc | Textured, Pre-shaped | BY016 | 1000 |  | SPIRAN PTY. LTD. | Motiva, Matrix Silk Surface PLUS with QID | Sterile Silicone Breast Implants Motiva Implant Matrix SilkSurface PLUS with Qid - Prosthesis, internal, mammary,gel filled | 105cc to 500cc | 282776 | August 2017 |  | New Listing
07 - Plastic and Reconstructive | 07.06 - MAMMARY IMPLANTS | 07.06.02 - Gel Filled | 07.06.02.01 - <500cc | Textured, Pre-shaped | MN126 | 1000 |  | Johnson & Johnson Medical Pty Ltd | Mentor Contour Profile Gel Implant | Textured, Contour Profile, Cohesive lll, Gel implant | <500cc | 130678 | February 2012 |  | Compressed from MN066, MN069
07 - Plastic and Reconstructive | 07.06 - MAMMARY IMPLANTS | 07.06.02 - Gel Filled | 07.06.02.02 - ≥500cc |  | MN123 | 685 |  | Johnson & Johnson Medical Pty Ltd | Mentor Smooth Round Gel Implant | Smooth, Round Cohesive l Gel Implant | ≥500cc | 110587 | February 2012 |  | Compressed from MN059, MN060, MN062, MN073, MN074
07 - Plastic and Reconstructive | 07.06 - MAMMARY IMPLANTS | 07.06.02 - Gel Filled | 07.06.02.02 - ≥500cc | Pre-shaped | AW004 | 1200 |  | Allergan Australia Pty Limited | Natrelle® 510 TruForm™ Dual Gel Breast Prosthesis | Anatomical textured implant with dual gel for projection of nipple/areola complex, concave base and tapered edges for minimisation of edge/thoracic wall palpability. | LX sizes from 130-575 grams, MX sizes from 145-600 grams, FX sizes from 165-630 grams | 171387 | August 2016 |  | Changed Product Name.
07 - Plastic and Reconstructive | 07.06 - MAMMARY IMPLANTS | 07.06.02 - Gel Filled | 07.06.02.02 - ≥500cc | Pre-shaped | AW007 | 1200 |  | Allergan Australia Pty Limited | Natrelle® 410 BioDIMENSIONAL™ | TruForm™ 2 Soft-Touch™ Gel and TruForm™ 3 Cohesive Gel Textured Mammary Implants. Full, moderate or low height; Extra full,full, moderate or low projection | 125 - 775 grams | 171475, 171512 | August 2016 |  | Changed Product Name, Description.
07 - Plastic and Reconstructive | 07.06 - MAMMARY IMPLANTS | 07.06.02 - Gel Filled | 07.06.02.02 - ≥500cc | Pre-shaped | JT004 | 1200 |  | J T Medical Pty Ltd | Sublime Line Mammary Implant | Smooth, Microthane or textured surface. Round or oval based with anatomical or central projection | Low Profile, Moderate Profile, High Profile and Extra High Profile. Sizes 500-1035cc. | 171783 | August 2015 |  | Changed Description, Benefit.
07 - Plastic and Reconstructive | 07.06 - MAMMARY IMPLANTS | 07.06.02 - Gel Filled | 07.06.02.02 - ≥500cc | Pre-shaped | SP049 | 1200 |  | Surgiplas Medical | Gel Filled Mammary Prosthesis Models CoGel-XR, CoGel-XRH, CoGel-XL, CoGel- XM and CoGel XF | CoGel High Cohesive | 100 to 790gm | 142862, 142863 | February 2012 |  | Changed Product Group, Product Sub Group, Suffix, Benefit.
07 - Plastic and Reconstructive | 07.06 - MAMMARY IMPLANTS | 07.06.02 - Gel Filled | 07.06.02.02 - ≥500cc | Textured | BY013 | 760 |  | SPIRAN PTY. LTD. | Motiva, Matrix Silk Surface PLUS | Sterile Silicone Breast Implants, Motiva Matrix, SilkSurface PLUS - prostheses, Internal, Mammary, gel filled | 500cc to 1050cc | 282778 | August 2017 |  | New Listing
07 - Plastic and Reconstructive | 07.06 - MAMMARY IMPLANTS | 07.06.02 - Gel Filled | 07.06.02.02 - ≥500cc | Textured | MN125 | 760 |  | Johnson & Johnson Medical Pty Ltd | Mentor Siltex Round Gel Implant | Textured, Round Cohesive l Gel implant | ≥500cc | 110588 | February 2012 |  | Compressed from MN064, MN065, MN076, MN077
07 - Plastic and Reconstructive | 07.06 - MAMMARY IMPLANTS | 07.06.02 - Gel Filled | 07.06.02.02 - ≥500cc | Textured | MN129 | 760 |  | Johnson & Johnson Medical Pty Ltd | Mentor Perthese Sensitive Gel Breast Implants | Perthese Sensitive Textured, Round Implants | ≥500cc | 162429 | February 2012 |  | Compressed from MN079, MN080, MN082, MN083, MN084, MN085, MN086, MN088, MN089
07 - Plastic and Reconstructive | 07.06 - MAMMARY IMPLANTS | 07.06.02 - Gel Filled | 07.06.02.02 - ≥500cc | Textured | MN131 | 760 |  | Johnson & Johnson Medical Pty Ltd | Mentor Siltex Round Gel Implant | Textured, Round Cohesive Gel ll Implant | ≥500cc | 110589 | February 2012 |  | Compressed from MN103, MN104, MN106, MN107
07 - Plastic and Reconstructive | 07.06 - MAMMARY IMPLANTS | 07.06.02 - Gel Filled | 07.06.02.02 - ≥500cc | Textured, Pre-shaped | BY014 | 1200 |  | SPIRAN PTY. LTD. | Motiva, Matrix Silk Surface PLUS with QID | Sterile Silicone Breast Implants, Motiva Matrix, SilkSurface PLUS with QID - prostheses, Internal, Mammary, gel filled | 500cc TO 1050cc | 282776 | August 2017 |  | New Listing
07 - Plastic and Reconstructive | 07.06 - MAMMARY IMPLANTS | 07.06.02 - Gel Filled | 07.06.02.02 - ≥500cc | Textured, Pre-shaped | BY015 | 1200 |  | SPIRAN PTY. LTD. | Motiva Ergonomix Implant Matrix, SilkSurface with QID | Sterile Silicone Breast Implants, Motiva Ergonomix Matrix, SilkSurface PLUS with QID - prostheses, Internal, Mammary, gel filled | 500cc TO 775cc | 282777 | August 2017 |  | New Listing
07 - Plastic and Reconstructive | 07.06 - MAMMARY IMPLANTS | 07.06.02 - Gel Filled | 07.06.02.02 - ≥500cc | Textured, Pre-shaped | MN127 | 1200 |  | Johnson & Johnson Medical Pty Ltd | Mentor Contour Profile Gel Implant | Textured, Contour Profile, Cohesive lll, Gel implant | ≥500cc | 130678 | February 2012 |  | Compressed from MN067, MN068, MN070, MN071
07 - Plastic and Reconstructive | 07.06 - MAMMARY IMPLANTS | 07.06.02 - Gel Filled | 07.06.02.04 - Adjustable |  | MN028 | 1050 |  | Johnson & Johnson Medical Pty Ltd | Mentor Spectra Adjustable Gel Breast Implants | Smooth Round Spectra Adjustable Gel Implant | 190cc-760cc | 152230 | February 2012 |  | Changed Product Name, Description, Product Group, Product Sub Group, Benefit.
07 - Plastic and Reconstructive | 07.06 - MAMMARY IMPLANTS | 07.06.02 - Gel Filled | 07.06.02.04 - Adjustable |  | MN029 | 1050 |  | Johnson & Johnson Medical Pty Ltd | Mentor Spectra Adjustable Gel Breast Implants | Textured Round Spectra Adjustable Gel Implant | 190cc - 760cc | 152229 | February 2012 |  | Changed Product Name, Description, Size, Product Group, Product Sub Group, Benefit.
08 - Cardiac | 08.01 - Single Chamber ICDs | 08.01.01 - 29-42cc, 5-7 yrs longevity, Lead perf trends, Complex arrhythmia logging + memory features, adv data collect + storage |  | a | SA149 | 38376 |  | Livanova Australia Pty Limited | PARADYM VR 8250 | Single Chamber implantable cardioverter defibrillator with rate response | Dimensions: 58.4 x 73.4 x 11mm; Weight: 90 grams; Volume: 32.6cc | 170105 | October 2016 |  | Changed Benefit.
08 - Cardiac | 08.01 - Single Chamber ICDs | 08.01.01 - 29-42cc, 5-7 yrs longevity, Lead perf trends, Complex arrhythmia logging + memory features, adv data collect + storage |  | a | SJ066 | 38376 |  | St Jude Medical Australia Pty Ltd | Atlas + VR - C Model V-193C ICD | Single chamber implantable cardio-verter defibrillator | 38cc, 77g | 101801 | October 2016 |  | Changed Benefit.
08 - Cardiac | 08.01 - Single Chamber ICDs | 08.01.01 - 29-42cc, 5-7 yrs longevity, Lead perf trends, Complex arrhythmia logging + memory features, adv data collect + storage |  | a,d | BS282 | 38376 |  | Boston Scientific Australia Pty Ltd | DYNAGEN ICD VR DF-1 | Single Chamber implantable cardioverter defibrillation, 4IJ, DF-1 RV connector | 28.5cc - 31.5cc, 61.9g - 70.7g, 9.9mm | 221632, 221635 | February 2017 |  | Changed Description, Product Sub Group.
08 - Cardiac | 08.01 - Single Chamber ICDs | 08.01.01 - 29-42cc, 5-7 yrs longevity, Lead perf trends, Complex arrhythmia logging + memory features, adv data collect + storage |  | a,d,e | BS280 | 39051 |  | Boston Scientific Australia Pty Ltd | DYNAGEN ICD VR DF-4 | Single Chamber implantable cardioverter defibrillation, 4IJ, DF-4 RV connector | 26.5cc - 29.5cc, 60g - 68.9g, 9.9mm | 221631, 221634 | February 2017 |  | Changed Product Sub Group.
08 - Cardiac | 08.01 - Single Chamber ICDs | 08.01.02 - Features of 8.1.1 plus auto test sensing parameters, auto capture threshold test, lead impedance test, wireless remote analysis |  | a, d, e | SJ311 | 40203 |  | St Jude Medical Australia Pty Ltd | Ellipse VR CD1277-36Q | Single chamber cardioverter defibrillator with 36J delivered energy and ST segment monitoring and DF4 connector | 67g, 30cc | 202934 | October 2016 |  | Changed Benefit.
08 - Cardiac | 08.01 - Single Chamber ICDs | 08.01.02 - Features of 8.1.1 plus auto test sensing parameters, auto capture threshold test, lead impedance test, wireless remote analysis |  | a, d | BS278 | 39528 |  | Boston Scientific Australia Pty Ltd | AUTOGEN ICD VR DF-1 | Single Chamber implantable cardioverter defibrillation, 4IJ, DF-1 RV connector | 28.5cc -31.5cc, 61.9g - 70.7g, 9.9mm | 221628, 221630 | February 2017 |  | Changed Description, Product Sub Group.
08 - Cardiac | 08.01 - Single Chamber ICDs | 08.01.02 - Features of 8.1.1 plus auto test sensing parameters, auto capture threshold test, lead impedance test, wireless remote analysis |  | a, d | BT170 | 39528 |  | Biotronik Australia Pty Ltd | Itrevia 7 VR-T | Single Chamber ICD, ventricular capture control, physiological rate adaption, automatic event (IEGM) & trend triggered transmission. Wandless telemetry, Home Monitoring, MRI conditional, DF-1, IS-1 connector | 65mm x 55mm x 11 mm, 33cm3, 80grams | 231882 | February 2017 |  | Changed Product Sub Group.
08 - Cardiac | 08.01 - Single Chamber ICDs | 08.01.02 - Features of 8.1.1 plus auto test sensing parameters, auto capture threshold test, lead impedance test, wireless remote analysis |  | a, d | BT171 | 39528 |  | Biotronik Australia Pty Ltd | Itrevia 7 VR-T DX | Single Chamber ICD, ventricular capture control, physiological rate adaption, additional atrial detection (DX),automatic event (IEGM) & trend triggered transmission. Wandless telemetry, Home Monitoring, MRI conditional, DF-1, IS-1 connector | 65mm x 55mm x 11mm, 33cm3, 81grams | 231888 | February 2017 |  | Changed Product Sub Group.
08 - Cardiac | 08.01 - Single Chamber ICDs | 08.01.02 - Features of 8.1.1 plus auto test sensing parameters, auto capture threshold test, lead impedance test, wireless remote analysis |  | a, d | BT192 | 39528 |  | Biotronik Australia Pty Ltd | Intica 7 VR-T | Single Chamber ICD, ventricular capture control, physiological rate adaption, automatic event (IEGM) & trend triggered transmission. Wandless telemetry, Home Monitoring, MRI conditional and AutoDetect, DF-1, IS-1 connector | W x H x D (mm) 65 x 55 x 11, Volume: 33cc, Mass: 82g | 290405 | August 2017 |  | New Listing
08 - Cardiac | 08.01 - Single Chamber ICDs | 08.01.02 - Features of 8.1.1 plus auto test sensing parameters, auto capture threshold test, lead impedance test, wireless remote analysis |  | a, d | BT197 | 39528 |  | Biotronik Australia Pty Ltd | Intica 7 VR-T DX | Single Chamber ICD, ventricular capture control, physiological rate adaption, additional atrial detection (DX),automatic event (IEGM) & trend triggered transmission. Wandless telemetry, Home Monitoring, MRI conditional and AutoDetect, DF-1, IS-1 connector | 65mm x 55mm x 11mm, 33cm3, 82grams | 290406 | August 2017 |  | New Listing
08 - Cardiac | 08.01 - Single Chamber ICDs | 08.01.02 - Features of 8.1.1 plus auto test sensing parameters, auto capture threshold test, lead impedance test, wireless remote analysis |  | a, d | MI112 | 39528 |  | Medtronic Australasia Pty Ltd | Evera XT VR DF1/ Evera MRI XT VR SureScan DF1 | Single Chamber Implantable Cardioverter Defibrillator with PhysionCurve Design, Optimised Battery Chemistry, SmartShock Technology 2.0, Optivol 2.0 Fluid Status Monitoring, Complete Capture Management. DF1 | 33cm³ 77g | 281609 | August 2017 |  | Changed Product Name.
08 - Cardiac | 08.01 - Single Chamber ICDs | 08.01.02 - Features of 8.1.1 plus auto test sensing parameters, auto capture threshold test, lead impedance test, wireless remote analysis |  | a, d | MI114 | 39528 |  | Medtronic Australasia Pty Ltd | Evera S VR DF1 / Evera MRI S VR SureScan DF1 | Single Chamber Implantable Cardioverter Defibrillator with PhysioCurve Design, Optimised Battery Chemistry, Smart Shock Technology 2.0, DF1 | 33cm³ 77g | 281612 | August 2017 |  | Changed Product Name.
08 - Cardiac | 08.01 - Single Chamber ICDs | 08.01.02 - Features of 8.1.1 plus auto test sensing parameters, auto capture threshold test, lead impedance test, wireless remote analysis |  | a, d | MI255 | 39528 |  | Medtronic Australasia Pty Ltd | VISIA AF XT ICDs/ VISIA AF MRI XT SureScan ICDs | Digital single chamber implantable cardioverter defibrillator. PhysioCurve™ Design, SmartShock™ Technology, OptiVol™ 2.0 Fluid Status Monitoring, Complete Capture Management™ Diagnostic (RVCM), AF Diagnostics including SureScan/ MRI models | 33cm³ 77g | 282960 | August 2017 |  | Expanded from MI203
08 - Cardiac | 08.01 - Single Chamber ICDs | 08.01.02 - Features of 8.1.1 plus auto test sensing parameters, auto capture threshold test, lead impedance test, wireless remote analysis |  | a, d | MI256 | 39528 |  | Medtronic Australasia Pty Ltd | VISIA AF S ICDs/ VISIA AF MRI S SureScan ICDs | Digital single chamber implantable cardioverter defibrillator. PhysioCurve™ Design, SmartShock™ Technology, OptiVol™ 2.0 Fluid Status Monitoring, Complete Capture Management™ Diagnostic (RVCM), AF Diagnostics including SureScan/ MRI models | 33cm³ 77g | 282961 | August 2017 |  | Expanded from MI203
08 - Cardiac | 08.01 - Single Chamber ICDs | 08.01.02 - Features of 8.1.1 plus auto test sensing parameters, auto capture threshold test, lead impedance test, wireless remote analysis |  | a, d | SA157 | 39528 |  | Livanova Australia Pty Limited | PARADYM™ RF VR 9250 | Single Chamber, High Energy, Implantable Cardioverter Defibrillator with rate response and remote monitoring. | 69.5 x 73.4 x 11mm 38.6cc 95g | 197571 | February 2017 |  | Changed Product Sub Group.
08 - Cardiac | 08.01 - Single Chamber ICDs | 08.01.02 - Features of 8.1.1 plus auto test sensing parameters, auto capture threshold test, lead impedance test, wireless remote analysis |  | a, d | SA176 | 39528 |  | Livanova Australia Pty Limited | Platinium VR 1210 | PLATINIUM VR is an implantable single-chamber cardioverter defibrillator. It is equipped with an accelerometer to allow adaptation of pacing to suit the patient’s activity. PLATINIUM VR is also equipped with the RF wireless technology which enables remote monitoring of patients who have the Sorin SMARTVIEW Monitor installed at home, wireless interrogation and device programming by Orchestra Plus programmer equipped with ORCHESTRA PLUS LINK accessory. PLATINIUM VR provides high energy shocks (42 J) for enhanced safety, as well as automatic lead measurements to monitor system integrity. PLATINIUM VR is protected against high-frequency signals emitted by cellular telephones. The PLATINIUM VR ICD device and programming system. The programming system includes the Sorin dedicated programmer with the SMARTVIEW programming software connected to a CPR3 programming head. The programming system is configured and furnished by Sorin. The PLATINIUM VR can serve as a defibrillation electrode (active housing) with a total surface area of 63 cm2. PLATINIUM VR 1210 has two DF-1 and one IS-1 connector ports. The PLATINIUM VR is designed to recognize and treat slow or fast VT and VF by continuously monitoring ventricular activity to identify persistent ventricular arrhythmias and to deliver appropriate therapies. PLATINIUM VR features DISCRIMINATION algorithm. | Dimensions 73 x 54.3 x 11.1mm Weight 85 g Volume 33 cm3 Active surface area of casing 62.7cm2 Connector IS-1 bipolar, 2*DF-1. | 282817 | February 2017 |  | New Listing
08 - Cardiac | 08.01 - Single Chamber ICDs | 08.01.02 - Features of 8.1.1 plus auto test sensing parameters, auto capture threshold test, lead impedance test, wireless remote analysis |  | a, d | SJ326 | 39528 |  | St Jude Medical Australia Pty Ltd | Ellipse VR CD1377-36/CD1377-36C | Single Chamber Cardioverter Defribrillator | 31cc, 66g | 207181, 207183 | February 2017 |  | Changed Product Sub Group.
08 - Cardiac | 08.01 - Single Chamber ICDs | 08.01.02 - Features of 8.1.1 plus auto test sensing parameters, auto capture threshold test, lead impedance test, wireless remote analysis |  | a, d | SJ333 | 39528 |  | St Jude Medical Australia Pty Ltd | Fortify Assura VR CD1359-40/CD1359-40C | Single Chamber Cardioverter Defibrillator with 40J delivered energy | 76g , 35cc | 207195 | February 2017 |  | Changed Product Sub Group.
08 - Cardiac | 08.01 - Single Chamber ICDs | 08.01.02 - Features of 8.1.1 plus auto test sensing parameters, auto capture threshold test, lead impedance test, wireless remote analysis |  | a, d, e | BS276 | 40203 |  | Boston Scientific Australia Pty Ltd | AUTOGEN ICD VR DF-4 | Single Chamber implantable cardioverter defibrillation, 4IJ, DF-4 RV connector | 26.5cc - 29.5cc, 60.0g - 68.9g, 9.9mm | 221627, 221629 | February 2017 |  | Changed Description, Product Sub Group.
08 - Cardiac | 08.01 - Single Chamber ICDs | 08.01.02 - Features of 8.1.1 plus auto test sensing parameters, auto capture threshold test, lead impedance test, wireless remote analysis |  | a, d, e | BT167 | 40203 |  | Biotronik Australia Pty Ltd | Iperia 7 VR-T | Single Chamber ICD, ventricular capture control, physiological rate adaption, automatic event (IEGM) & trend triggered transmission. Wandless telemetry, Home Monitoring, MRI conditional, DF-4, IS-1 connector | 65mm x 52mm x 11mm, 31cm3, 80grams | 231880 | February 2017 |  | Changed Product Sub Group.
08 - Cardiac | 08.01 - Single Chamber ICDs | 08.01.02 - Features of 8.1.1 plus auto test sensing parameters, auto capture threshold test, lead impedance test, wireless remote analysis |  | a, d, e | BT206 | 40203 |  | Biotronik Australia Pty Ltd | Ilivia 7 VR-T | Single Chamber ICD, ventricular capture control, physiological rate adaption, automatic event (IEGM) & trend triggered transmission. Wandless telemetry, Home Monitoring, MRI Conditional and AutoDetect, DF-4, IS-1 connector | 65mm x 54mm x 11mm, 31cm3, 81grams | 290404 | August 2017 |  | New Listing
08 - Cardiac | 08.01 - Single Chamber ICDs | 08.01.02 - Features of 8.1.1 plus auto test sensing parameters, auto capture threshold test, lead impedance test, wireless remote analysis |  | a, d, e | MI111 | 40203 |  | Medtronic Australasia Pty Ltd | Evera XT VR DF4 | Single Chamber Implantable Cardioverter Defibrillator with PhysioCurve Design, Optimised Battery Chemistry, Smart Shock Technology 2.0, Optivol 2.0 Fluid Status Monitoring, Complete Capture Management. DF4 | 33cm³ 77g | 208027 | February 2017 |  | Changed Product Sub Group.
08 - Cardiac | 08.01 - Single Chamber ICDs | 08.01.02 - Features of 8.1.1 plus auto test sensing parameters, auto capture threshold test, lead impedance test, wireless remote analysis |  | a, d, e | MI113 | 40203 |  | Medtronic Australasia Pty Ltd | Evera S VR DF4 | Single Chamber Implantable Cardioverter Defibrillator with PhysioCurve Design, Optimised Battery Chemistry, Smart Shock Technology 2.0, DF4 | 33cm³ 77g | 208024 | February 2017 |  | Changed Product Sub Group.
08 - Cardiac | 08.01 - Single Chamber ICDs | 08.01.02 - Features of 8.1.1 plus auto test sensing parameters, auto capture threshold test, lead impedance test, wireless remote analysis |  | a, d, e | MI204 | 40203 |  | Medtronic Australasia Pty Ltd | VISIA AF XT ICD DF4 | Single Chamber Implantable Cardioverter Defibrillator with AF detection and diagnosis, PhysioCurve Design, Optimised Battery Chemistry, Smart Shock Technology 2.0, Optivol 2.0 Fluid Status Monitoring, Complete Capture Management. DF4 | 33cm³ 77g | 280352 | February 2017 |  | New Listing
08 - Cardiac | 08.01 - Single Chamber ICDs | 08.01.02 - Features of 8.1.1 plus auto test sensing parameters, auto capture threshold test, lead impedance test, wireless remote analysis |  | a, d, e | MI253 | 40203 |  | Medtronic Australasia Pty Ltd | VISIA AF XT MRI ICD | Single Chamber, MRI compatible, Implantable Cardioverter Defibrillator with AF detection and diagnosis, PhysioCurve Design, Optimised Battery Chemistry, Smart Shock Technology 2.0, Optivol 2.0 Fluid Status Monitoring, Complete Capture Management. DF4 | 33cm³ 77g | 280354 | August 2017 |  | Expanded from MI202
08 - Cardiac | 08.01 - Single Chamber ICDs | 08.01.02 - Features of 8.1.1 plus auto test sensing parameters, auto capture threshold test, lead impedance test, wireless remote analysis |  | a, d, e | MI254 | 40203 |  | Medtronic Australasia Pty Ltd | VISIA AF S MRI ICD | Single Chamber, MRI compatible, Implantable Cardioverter Defibrillator with AF detection and diagnosis, PhysioCurve Design, Optimised Battery Chemistry, Smart Shock Technology 2.0, Optivol 2.0 Fluid Status Monitoring, Complete Capture Management. DF4 | 33cm³ 77g | 280355 | August 2017 |  | Expanded from MI202
08 - Cardiac | 08.01 - Single Chamber ICDs | 08.01.02 - Features of 8.1.1 plus auto test sensing parameters, auto capture threshold test, lead impedance test, wireless remote analysis |  | a, d, e | MI257 | 40203 |  | Medtronic Australasia Pty Ltd | Evera MRI XT VR ICD | Single chamber implantable cardioverter defibrillators with SureScan MRI Technology | 33cm³ 77g | 230020 | August 2017 |  | Expanded from MI160
08 - Cardiac | 08.01 - Single Chamber ICDs | 08.01.02 - Features of 8.1.1 plus auto test sensing parameters, auto capture threshold test, lead impedance test, wireless remote analysis |  | a, d, e | MI258 | 40203 |  | Medtronic Australasia Pty Ltd | Evera MRI S VR ICD | Single chamber implantable cardioverter defibrillators with SureScan MRI Technology | 33cm3 77g | 230022 | August 2017 |  | Expanded from MI160
08 - Cardiac | 08.01 - Single Chamber ICDs | 08.01.02 - Features of 8.1.1 plus auto test sensing parameters, auto capture threshold test, lead impedance test, wireless remote analysis |  | a, d, e | SA167 | 40203 |  | Livanova Australia Pty Limited | INTENSIA VR MODEL 124 | INTENSIA VR MODEL 124 is a Single Chamber ICD with 39J output, RF, Home Monitoring, DF-4 connectivity | 61.9 x 73.4 x 11mm | 230583 | February 2017 |  | Changed Product Sub Group.
08 - Cardiac | 08.01 - Single Chamber ICDs | 08.01.02 - Features of 8.1.1 plus auto test sensing parameters, auto capture threshold test, lead impedance test, wireless remote analysis |  | a, d, e | SA178 | 40203 |  | Livanova Australia Pty Limited | Platinium VR 1240 | PLATINIUM VR 1240 is an implantable single-chamber cardioverter defibrillator. It is equipped with an accelerometer to allow adaptation of pacing to suit the patient’s activity. PLATINIUM VR is also equipped with the RF wireless technology which enables remote monitoring of patients who have the Sorin SMARTVIEW Monitor installed at home, wireless interrogation and device programming by Orchestra Plus programmer equipped with ORCHESTRA PLUS LINK accessory. PLATINIUM VR provides high energy shocks (42 J) for enhanced safety, as well as automatic lead measurements to monitor system integrity. PLATINIUM VR is protected against high-frequency signals emitted by cellular telephones. The PLATINIUM VR can serve as a defibrillation electrode (active housing) with a total surface area of 63 cm2. The PLATINIUM VR is designed to recognize and treat slow or fast VT and VF by continuously monitoring ventricular activity to identify persistent ventricular arrhythmias and to deliver appropriate therapies. PLATINIUM VR features DISCRIMINATION algorithm, which is specifically designed to differentiate ventricular tachycardias from fast rhythms of supraventricular origin. DISCRIMINATION continuously monitors R-R interval stability, searches for long cycles and evaluates sudden onset. | Dimensions 65.8 x 54.3 x 11.1 mm Weight 84 g Volume 31.2 cm3 Active surface area of casing 62.9cm2 Connector DF4. | 282816 | February 2017 |  | New Listing
08 - Cardiac | 08.01 - Single Chamber ICDs | 08.01.02 - Features of 8.1.1 plus auto test sensing parameters, auto capture threshold test, lead impedance test, wireless remote analysis |  | a, d, e | SJ318 | 40203 |  | St Jude Medical Australia Pty Ltd | Fortify Assura VR CD1359-40Q/CD1359-40QC | Single Chamber Cardioverter Defibrillator | 75g, 35cc | 207188, 207196 | February 2017 |  | Changed Product Sub Group.
08 - Cardiac | 08.01 - Single Chamber ICDs | 08.01.02 - Features of 8.1.1 plus auto test sensing parameters, auto capture threshold test, lead impedance test, wireless remote analysis |  | a, d, e | SJ332 | 40203 |  | St Jude Medical Australia Pty Ltd | Ellipse VR CD1377-36Q/CD1377-36QC | Single Chamber Cardioverter Defibrillator with 36 J delivered energy | 67g, 30cc | 207182, 207184 | February 2017 |  | Changed Product Sub Group.
08 - Cardiac | 08.01 - Single Chamber ICDs | 08.01.03 - Single Chamber, Subcutaneous |  |  | BS297 | 38376 |  | Boston Scientific Australia Pty Ltd | EMBLEM S-ICD Pulse Generator | Subcutaneous Implantable Cardioverter Defibrillator | 59.5cc: (W) 83.1mm x (H) 69.1mm x (D)12.7mm | 260382 | February 2017 |  | Changed Product Sub Group.
08 - Cardiac | 08.01 - Single Chamber ICDs | 08.01.03 - Single Chamber, Subcutaneous |  |  | BS329 | 38376 |  | Boston Scientific Australia Pty Ltd | Emblem MRI S-ICD Pulse Generator | Subcutaneous Implantable Cardioverter Defibrillator with AF Monitor, SMART Pass and MRI Conditional | 59.5cc: (W) 83.1mm x (H) 69.1mm x (D)12.7mm | 286705 | August 2017 |  | New Listing
08 - Cardiac | 08.02 - Dual Chamber ICDs | 08.02.01 - 29-42cc, 5-7 yrs longevity, Lead perf trends, Complex arrhythmia logging + memory features, adv data collect + storage |  | a | SA147 | 41184 |  | Livanova Australia Pty Limited | Paradym DR 8550 | Dual Chamber, High Energy, Implantable Cardioverter Defibrillator with rate response | Weight: 90 grams; Volume: 32.6cc; Dimensions: 58.4 x 73.4 x 11mm | 170104 | October 2016 |  | Changed Benefit.
08 - Cardiac | 08.02 - Dual Chamber ICDs | 08.02.01 - 29-42cc, 5-7 yrs longevity, Lead perf trends, Complex arrhythmia logging + memory features, adv data collect + storage |  | a,d | BS283 | 41184 |  | Boston Scientific Australia Pty Ltd | DYNAGEN ICD DR DF-1 | Dual Chamber implantable cardioverter defibrillation, 4IJ, DF-1 RV connector | 28.5cc - 31.5cc, 62.3g - 71g, 9.9mm | 221645, 221647 | February 2017 |  | Changed Product Sub Group.
08 - Cardiac | 08.02 - Dual Chamber ICDs | 08.02.01 - 29-42cc, 5-7 yrs longevity, Lead perf trends, Complex arrhythmia logging + memory features, adv data collect + storage |  | a,d,e | BS281 | 41859 |  | Boston Scientific Australia Pty Ltd | DYNAGEN ICD DR DF-4 | Dual Chamber implantable cardioverter defibrillation, 4IJ, DF-4 RV connector | 28.0cc - 31.0cc, 62.5g - 71.4g, 9.9mm | 221644, 221646 | February 2017 |  | Changed Product Sub Group.
08 - Cardiac | 08.02 - Dual Chamber ICDs | 08.02.02 - Features of 8.2.1 plus auto test sensing parameters, auto capture threshold test, lead impedance test, wireless remote analysis |  | a,d,e | SJ325 | 43092 |  | St Jude Medical Australia Pty Ltd | Fortify Assura DR CD2359-40Q/CD2359-40QC | Dual Chamber Cardioverter Defibrillator with 40J delivered energy | 75g, 35cc | 207192, 207194 | October 2016 |  | Changed Benefit.
08 - Cardiac | 08.02 - Dual Chamber ICDs | 08.02.02 - Features of 8.2.1 plus auto test sensing parameters, auto capture threshold test, lead impedance test, wireless remote analysis |  | a,d,e | SJ331 | 43092 |  | St Jude Medical Australia Pty Ltd | Ellipse DR CD2377-36Q/CD2377-36QC | Dual Chamber Cardioverter Defibrillator with 36J delivered energy | 68g, 31cc | 207185, 207187 | October 2016 |  | Changed Benefit.
08 - Cardiac | 08.02 - Dual Chamber ICDs | 08.02.02 - Features of 8.2.1 plus auto test sensing parameters, auto capture threshold test, lead impedance test, wireless remote analysis |  | a,c,d | MI116 | 42417 |  | Medtronic Australasia Pty Ltd | Evera XT DR IS1/DF1 / Evera MRI XT DR SureScan IS1/DF1 | Dual Chamber Implantable Cardioverter Defibrillator with PhysioCurve Design, Optimised Battery Chemistry, Smart Shock Technology 2.0, Optivol 2.0 Fluid Status Monitoring, Complete Capture Management and Atrial Therapies. DF1 | 34cm³ 78g | 281611 | August 2017 |  | Changed Product Name, Product Sub Group.
08 - Cardiac | 08.02 - Dual Chamber ICDs | 08.02.02 - Features of 8.2.1 plus auto test sensing parameters, auto capture threshold test, lead impedance test, wireless remote analysis |  | a,c,d | MI118 | 42417 |  | Medtronic Australasia Pty Ltd | Evera S DR IS1/DF1 / Evera MRI S DR SureScan IS1/DF1 | Dual Chamber Implantable Cardioverter Defibrillator with PhysioCurve Design, Optimised Battery Chemistry, Smart Shock Technology 2.0, DF1 | 34cm³ 78g | 281610 | August 2017 |  | Changed Product Name, Product Sub Group.
08 - Cardiac | 08.02 - Dual Chamber ICDs | 08.02.02 - Features of 8.2.1 plus auto test sensing parameters, auto capture threshold test, lead impedance test, wireless remote analysis |  | a,c,d,e | MI115 | 43092 |  | Medtronic Australasia Pty Ltd | Evera XT DR IS1/DF4 | Dual Chamber Implantable Cardioverter Defibrillator with PhysioCurve Design, Optimised Battery Chemistry, Smart Shock Technology 2.0, Optivol 2.0 Fluid Status Monitoring, Complete Capture Management and Atrial Therapies. DF4 | 34cm³ 78g | 208030 | February 2017 |  | Changed Product Sub Group, Suffix.
08 - Cardiac | 08.02 - Dual Chamber ICDs | 08.02.02 - Features of 8.2.1 plus auto test sensing parameters, auto capture threshold test, lead impedance test, wireless remote analysis |  | a,c,d,e | MI117 | 43092 |  | Medtronic Australasia Pty Ltd | Evera S DR IS1/DF4 | Dual Chamber Implantable Cardioverter Defibrillator with PhysioCurve Design, Optimised Battery Chemistry, Smart Shock Technology 2.0, DF4 | 34cm³ 78g | 208029 | February 2017 |  | Changed Product Sub Group, Suffix.
08 - Cardiac | 08.02 - Dual Chamber ICDs | 08.02.02 - Features of 8.2.1 plus auto test sensing parameters, auto capture threshold test, lead impedance test, wireless remote analysis |  | a,c,d,e | MI251 | 43092 |  | Medtronic Australasia Pty Ltd | Evera MRI XT DR ICD | Dual chamber implantable cardioverter defibrillator with SureScan MRI Technology | 34cm3 78g | 230019 | August 2017 |  | Expanded from MI158
08 - Cardiac | 08.02 - Dual Chamber ICDs | 08.02.02 - Features of 8.2.1 plus auto test sensing parameters, auto capture threshold test, lead impedance test, wireless remote analysis |  | a,c,d,e | MI252 | 43092 |  | Medtronic Australasia Pty Ltd | Evera MRI S DR ICD | Dual chamber implantable cardioverter defibrillator with SureScan MRI Technology | 34cm3 78g | 230021 | August 2017 |  | Expanded from MI158
08 - Cardiac | 08.02 - Dual Chamber ICDs | 08.02.02 - Features of 8.2.1 plus auto test sensing parameters, auto capture threshold test, lead impedance test, wireless remote analysis |  | a,d | BS279 | 42417 |  | Boston Scientific Australia Pty Ltd | AUTOGEN ICD DR DF-1 | Dual Chamber implantable cardioverter defibrillation, 4IJ, DF-1 RV connector | 28.5cc - 31.5cc, 62.3g - 71g, 9.9mm | 221641, 221643 | February 2017 |  | Changed Product Sub Group.
08 - Cardiac | 08.02 - Dual Chamber ICDs | 08.02.02 - Features of 8.2.1 plus auto test sensing parameters, auto capture threshold test, lead impedance test, wireless remote analysis |  | a,d | BT172 | 42417 |  | Biotronik Australia Pty Ltd | Itrevia 7 DR-T | Dual Chamber ICD, ventricular capture control, physiological rate adaption, automatic event (IEGM) & trend triggered transmission. Wandless telemetry, Home Monitoring, MRI conditional, DF-1, IS-1 connector | 65mm x 55mm x 11mm, 33cm3, 81grams | 231886 | February 2017 |  | Changed Product Sub Group.
08 - Cardiac | 08.02 - Dual Chamber ICDs | 08.02.02 - Features of 8.2.1 plus auto test sensing parameters, auto capture threshold test, lead impedance test, wireless remote analysis |  | a,d | BT208 | 42417 |  | Biotronik Australia Pty Ltd | Intica 7 DR-T | Dual Chamber ICD, ventricular capture control, physiological rate adaption, automatic event (IEGM) & trend triggered transmission. Wandless telemetry, Home Monitoring, MRI conditional and AutoDetect, DF-1, IS-1 connector | 65mm x 55mm x 11mm, 33cm3, 82grams | 290408 | August 2017 |  | New Listing
08 - Cardiac | 08.02 - Dual Chamber ICDs | 08.02.02 - Features of 8.2.1 plus auto test sensing parameters, auto capture threshold test, lead impedance test, wireless remote analysis |  | a,d | SA156 | 42417 |  | Livanova Australia Pty Limited | PARADYM™ RF DR 9550 | Dual Chamber Implantable Cardioverter Defibrillator with rate response, high output extended longevity and remote monitoring. | 69.5 x 73.4 x 11mm 38.6cc 95g | 197572 | February 2017 |  | Changed Product Sub Group, Suffix.
08 - Cardiac | 08.02 - Dual Chamber ICDs | 08.02.02 - Features of 8.2.1 plus auto test sensing parameters, auto capture threshold test, lead impedance test, wireless remote analysis |  | a,d | SA183 | 42417 |  | Livanova Australia Pty Limited | Platinium DR 1510 | PLATINIUM DR 1510 is an implantable dual-chamber cardioverter defibrillator. It is equipped with an accelerometer to allow adaptation of pacing to suit the patient’s activity. PLATINIUM DR 1510 is also equipped with the RF wireless technology which enables remote monitoring of patients who have the Sorin SMARTVIEW Monitor installed at home and wireless interrogation and device programming by Orchestra Plus programmer equipped with ORCHESTRA PLUS LINK accessory. The PLATINIUM DR 1510 is designed to recognize and treat slow or fast VT and VF by continuously monitoring atrial and ventricular activity to identify persistent ventricular arrhythmias and to deliver appropriate therapies. PLATINIUM DR 1510 features the PARAD/PARAD+ algorithm, which is specifically designed to differentiate ventricular tachycardias from fast rhythms of supraventricular origin. PARAD/PARAD+ continuously monitors R-R interval stability, searches for long cycles, assesses the degree of P-R association, evaluates sudden onset and determines the chamber of arrhythmia acceleration. | Dimensions 73 x 54.3 x 11.1 mm Weight 86 g Volume 33 cm3 Active surface area of casing 62.7cm2 Connector Atrium: IS-1 bipolar. Ventricle: IS-1 bipolar, 2*DF-1. | 282818 | February 2017 |  | New Listing
08 - Cardiac | 08.02 - Dual Chamber ICDs | 08.02.02 - Features of 8.2.1 plus auto test sensing parameters, auto capture threshold test, lead impedance test, wireless remote analysis |  | a,d | SJ324 | 42417 |  | St Jude Medical Australia Pty Ltd | Fortify Assura DR CD2359-40/CD2359-40C | Dual Chamber Cardioverter Defibrillator | 75g, 35cc | 207191, 207193 | February 2017 |  | Changed Product Sub Group, Suffix.
08 - Cardiac | 08.02 - Dual Chamber ICDs | 08.02.02 - Features of 8.2.1 plus auto test sensing parameters, auto capture threshold test, lead impedance test, wireless remote analysis |  | a,d | SJ327 | 42417 |  | St Jude Medical Australia Pty Ltd | Ellipse DR CD2377-36/CD2377-36C | Dual Chamber ICD | 66g, 31cc | 207186, 207189 | February 2017 |  | Changed Product Sub Group, Suffix.
08 - Cardiac | 08.02 - Dual Chamber ICDs | 08.02.02 - Features of 8.2.1 plus auto test sensing parameters, auto capture threshold test, lead impedance test, wireless remote analysis |  | a,d,e | BS277 | 43092 |  | Boston Scientific Australia Pty Ltd | AUTOGEN ICD DR DF-4 | Dual Chamber implantable cardioverter defibrillation, 4IJ, DF-4 RV connector | 28.0cc - 31.0cc, 62.5g - 71.4g, 9.9mm | 221640, 221642 | February 2017 |  | Changed Description, Product Sub Group.
08 - Cardiac | 08.02 - Dual Chamber ICDs | 08.02.02 - Features of 8.2.1 plus auto test sensing parameters, auto capture threshold test, lead impedance test, wireless remote analysis |  | a,d,e | BT168 | 43092 |  | Biotronik Australia Pty Ltd | Iperia 7 DR-T | Dual Chamber ICD, ventricular capture control, physiological rate adaption, automatic event (IEGM) & trend triggered transmission. Wandless telemetry, Home Monitoring, MRI conditional, DF-4, IS-1 connector | 65mm x 56mm x 11mm, 32cm3, 82grams | 231884 | February 2017 |  | Changed Product Sub Group.
08 - Cardiac | 08.02 - Dual Chamber ICDs | 08.02.02 - Features of 8.2.1 plus auto test sensing parameters, auto capture threshold test, lead impedance test, wireless remote analysis |  | a,d,e | BT195 | 43092 |  | Biotronik Australia Pty Ltd | Ilivia 7 DR-T | Dual Chamber ICD, ventricular capture control, physiological rate adaption, automatic event (IEGM) & trend triggered transmission. Wandless telemetry, Home Monitoring, MRI conditional and AutoDetect, DF-4, IS-1 connector | 65mm x 56mm x 11mm, 32cm3, 82grams | 290407 | August 2017 |  | New Listing
08 - Cardiac | 08.02 - Dual Chamber ICDs | 08.02.02 - Features of 8.2.1 plus auto test sensing parameters, auto capture threshold test, lead impedance test, wireless remote analysis |  | a,d,e | SA166 | 43092 |  | Livanova Australia Pty Limited | INTENSIA DR MODEL 154 | INTENSIA DR MODEL 154 is a Dual Chamber ICD with 39J output, RF, Home Monitoring, DF-4 connectivity. | 68.4 x 73.4 x 11mm | 230582 | February 2017 |  | Changed Product Sub Group.
08 - Cardiac | 08.02 - Dual Chamber ICDs | 08.02.02 - Features of 8.2.1 plus auto test sensing parameters, auto capture threshold test, lead impedance test, wireless remote analysis |  | a,d,e | SA181 | 43092 |  | Livanova Australia Pty Limited | Platinium DR 1540 | PLATINIUM DR is an implantable dual-chamber cardioverter defibrillator. It is equipped with an accelerometer to allow adaptation of pacing to suit the patient’s activity. PLATINIUM DR is also equipped with the RF wireless technology which enables remote monitoring of patients who have the Sorin SMARTVIEW Monitor installed at home, wireless interrogation and device programming by Orchestra Plus programmer equipped with ORCHESTRA PLUS LINK accessory. PLATINIUM DR provides high energy shocks (42 J) for enhanced safety, as well as automatic lead measurements to monitor system integrity.The PLATINIUM DR can serve as a defibrillation electrode (active housing) with a total surface area of 63 cm². The PLATINIUM DR is designed to recognize and treat slow or fast VT and VF by continuously monitoring atrial and ventricular activity to identify persistent ventricular arrhythmias and to deliver appropriate therapies. PLATINIUM DR features the PARAD/PARAD+ algorithm, which is specifically designed to differentiate ventricular tachycardias from fast rhythms of supraventricular origin. PARAD/PARAD+ continuously monitors R-R interval stability, searches for long cycles, assesses the degree of P-R association, evaluates sudden onset and determines the chamber of arrhythmia acceleration. In addition to the advanced detection scheme, PLATINIUM DR offers programmable dual or single-chamber pacing | Dimensions 72.3 x 54.3 x 11.1 mm Weight 86 g Volume 33 cm3 Active surface area of casing 62.8cm2 Connector Atrium: IS-1 bipolar. Ventricle: DF4. | 282819 | February 2017 |  | New Listing
08 - Cardiac | 08.03 - ICDs with CRT | 08.03.01 - Dual Chamber, Bivent pacing, Vent tachyarrhythmia treatment, programming enabling variation L vent & R vent stimulation timing & independent outputs |  | a | SA145 | 43056 |  | Livanova Australia Pty Limited | PARADYM CRT-D 8750 | Implantable Cardioverter Defibrillator with Cardiac Resynchronisation therapy, High Energy | 34cc, 94 grams; 61.8 x 73.4 x 11mm | 163470 | October 2016 |  | Changed Benefit.
08 - Cardiac | 08.03 - ICDs with CRT | 08.03.01 - Dual Chamber, Bivent pacing, Vent tachyarrhythmia treatment, programming enabling variation L vent & R vent stimulation timing & independent outputs |  | a,d | BS275 | 43056 |  | Boston Scientific Australia Pty Ltd | DYNAGEN CRT-D DF-1 | High energy CRT-D with DF-1 RV connector & lS-1 (G156) or LV-1 (G151) LV connector. | 32.0cc, 9.9mm | 221620, 221621 | February 2017 |  | Changed Description, Product Sub Group.
08 - Cardiac | 08.03 - ICDs with CRT | 08.03.01 - Dual Chamber, Bivent pacing, Vent tachyarrhythmia treatment, programming enabling variation L vent & R vent stimulation timing & independent outputs |  | a,d,e | BS274 | 43731 |  | Boston Scientific Australia Pty Ltd | DYNAGEN CRT-D DF-4 | ICD with cardiac resynchronization therapy. | 32.5cc, 9.9mm | 221619, 221622 | February 2017 |  | Changed Product Sub Group.
08 - Cardiac | 08.03 - ICDs with CRT | 08.03.02 - Features of 8.3.1 plus auto test sensing parameters, auto capture threshold test, lead impedance test, wireless remote analysis |  | a,c,d | MI069 | 46800 |  | Medtronic Australasia Pty Ltd | VIVA XT CRT-D DTBA2D1 | Implantable Cardioverter Defibrillator with Cardiac Resynchronisation therapy, SmartShock Technology, OptiVol 2.0 Fluid Status Monitoring, Complete Capture Management Specifications (DF1), and AdaptivCRT | 35cc, 82g | 203212 | October 2016 |  | Changed Benefit.
08 - Cardiac | 08.03 - ICDs with CRT | 08.03.02 - Features of 8.3.1 plus auto test sensing parameters, auto capture threshold test, lead impedance test, wireless remote analysis |  | a,c,d | MI071 | 46800 |  | Medtronic Australasia Pty Ltd | VIVA S CRT-D DTBB2D1 | Implantable Cardioverter Defibrillator with Cardiac Resynchronisation therapy, SmartShock Tehnology, OptiVol 2.0 Fluid Status Monitoring and Complete Capture Management Specifications (DF1) | 35cc, 82g | 203210 | October 2016 |  | Changed Benefit.
08 - Cardiac | 08.03 - ICDs with CRT | 08.03.02 - Features of 8.3.1 plus auto test sensing parameters, auto capture threshold test, lead impedance test, wireless remote analysis |  | a,d,e | MI109 | 47475 |  | Medtronic Australasia Pty Ltd | VIVA QUAD XT CRT-D IS4/DF4 | ICD with CRT. PhysioCurve Design, AdaptivCRT Algorithm, CardioSync Optimisation, VextorExpress, LV Automated Test, Optimised Battery Chemistry, Smart Shock Technology 2.0, Optivol 2.0 Fluid Status Monitoring, Complete Capture Management and Atrial Therapies. IS4 DF4 | 35cm³ 81g | 203840 | October 2016 |  | Changed Benefit.
08 - Cardiac | 08.03 - ICDs with CRT | 08.03.02 - Features of 8.3.1 plus auto test sensing parameters, auto capture threshold test, lead impedance test, wireless remote analysis |  | a,d,e | MI110 | 47475 |  | Medtronic Australasia Pty Ltd | VIVA QUAD S CRT-D IS4/DF4 | ICD with CRT. PhysioCurve Design, CardioSync Optimisation, VectorExpress, V Automated Test, Optimised Battery Chemistry, Smart Shock Technology 2.0. Complete Capture management. IS4 DF4 | 35cm³ 81g | 203841 | October 2016 |  | Changed Benefit.
08 - Cardiac | 08.03 - ICDs with CRT | 08.03.02 - Features of 8.3.1 plus auto test sensing parameters, auto capture threshold test, lead impedance test, wireless remote analysis |  | a,d,e | SJ282 | 47475 |  | St Jude Medical Australia Pty Ltd | Promote Quadra CD3237-40Q | Cardiac Resynchronisation Therapy Defibrillator with 40J delivered energy and VectSelect Quartet Programmable LV pulse configuration plus Multisite Left Ventricular Pacing and SJ4 connector. | 44cc, 87g | 181843 | October 2016 |  | Changed Benefit.
08 - Cardiac | 08.03 - ICDs with CRT | 08.03.02 - Features of 8.3.1 plus auto test sensing parameters, auto capture threshold test, lead impedance test, wireless remote analysis |  | a,d,e | SJ321 | 47475 |  | St Jude Medical Australia Pty Ltd | Quadra Assura MP CD3371-40Q/CD3371-40QC | Cardiac Resynchronisation Therapy Defibrillator | 80gm, 38cc | 207156, 207158 | October 2016 |  | Changed Benefit.
08 - Cardiac | 08.03 - ICDs with CRT | 08.03.02 - Features of 8.3.1 plus auto test sensing parameters, auto capture threshold test, lead impedance test, wireless remote analysis |  | a,d,e | SJ329 | 47475 |  | St Jude Medical Australia Pty Ltd | Unify Assura CD3361-40Q/CD3361-40QC | Cardiac Resynchronisation Therapy Cardioverter Defibrillator | 77g, 36cc | 207190, 207198 | October 2016 |  | Changed Benefit.
08 - Cardiac | 08.03 - ICDs with CRT | 08.03.02 - Features of 8.3.1 plus auto test sensing parameters, auto capture threshold test, lead impedance test, wireless remote analysis |  | a,d,e | SJ330 | 47475 |  | St Jude Medical Australia Pty Ltd | Quadra Assura CD3367-40Q/CD3367-40QC | Cardiac Resynchronisation Therapy Defibrillator with 40J delivered energy | 80g, 38cc | 207161, 207162 | October 2016 |  | Changed Benefit.
08 - Cardiac | 08.03 - ICDs with CRT | 08.03.02 - Features of 8.3.1 plus auto test sensing parameters, auto capture threshold test, lead impedance test, wireless remote analysis |  | a,c,d | MI232 | 46800 |  | Medtronic Australasia Pty Ltd | Claria MRI CRT-D SureScan | Digital implantable cardioverter defibrillator with cardiac resynchronisation therapy and SureScanTM technology | 35cm | 281607 | August 2017 |  | New Listing
08 - Cardiac | 08.03 - ICDs with CRT | 08.03.02 - Features of 8.3.1 plus auto test sensing parameters, auto capture threshold test, lead impedance test, wireless remote analysis |  | a,c,d | MI235 | 46800 |  | Medtronic Australasia Pty Ltd | Amplia MRI CRT-D SureScan IS1/DF1 | Digital implantable cardioverter defibrillator with cardiac resynchronization therapy and SureScan™ Technology (DDE-DDDR), DF1 | 35cm3 80g | 281606 | August 2017 |  | New Listing
08 - Cardiac | 08.03 - ICDs with CRT | 08.03.02 - Features of 8.3.1 plus auto test sensing parameters, auto capture threshold test, lead impedance test, wireless remote analysis |  | a,c,d,e | MI070 | 47475 |  | Medtronic Australasia Pty Ltd | VIVA XT CRT-D DTBA2D4 | Implantable Cardioverter Defibrillator with Cardiac Resynchronisation therapy, SmartShock Technology, OptiVol 2.0 Fluid Status Monitoring, Complete Capture Management Specifications (DF4), and AdaptivCRT | 35cc, 82g | 203211 | February 2017 |  | Changed Product Sub Group, Suffix.
08 - Cardiac | 08.03 - ICDs with CRT | 08.03.02 - Features of 8.3.1 plus auto test sensing parameters, auto capture threshold test, lead impedance test, wireless remote analysis |  | a,c,d,e | MI072 | 47475 |  | Medtronic Australasia Pty Ltd | VIVA S CRT-D DTBB2D4 | Implantable Cardioverter Defibrillator with Cardiac Resynchronisation therapy, SmartShock Tehnology, OptiVol 2.0 Fluid Status Monitoring and Complete Capture Management Specifications (DF4) | 35cc, 82G | 203209 | February 2017 |  | Changed Product Sub Group, Suffix.
08 - Cardiac | 08.03 - ICDs with CRT | 08.03.02 - Features of 8.3.1 plus auto test sensing parameters, auto capture threshold test, lead impedance test, wireless remote analysis |  | a,c,d,e | MI205 | 47475 |  | Medtronic Australasia Pty Ltd | Amplia MRI CRT-D | ICD with CRT. MRI compatible, PhysioCurve Design, CardioSync Optimisation, VectorExpress, V Automated Test, Optimised Battery Chemistry, Smart Shock Technology 2.0. Complete Capture management. DF4. | 35cm3 80g | 280184 | February 2017 |  | New Listing
08 - Cardiac | 08.03 - ICDs with CRT | 08.03.02 - Features of 8.3.1 plus auto test sensing parameters, auto capture threshold test, lead impedance test, wireless remote analysis |  | a,d | BS286 | 46800 |  | Boston Scientific Australia Pty Ltd | AUTOGEN CRT-D DF-1 | High energy CRT-D with DF-1 RV connector & lS-1 (G173) or LV-1 (G175) LV connector. PaceSafe RV, RA, and LV auto threshold. | 32.0cc, 72.8g, 9.9mm | 221617 | February 2017 |  | Changed Description, Product Sub Group.
08 - Cardiac | 08.03 - ICDs with CRT | 08.03.02 - Features of 8.3.1 plus auto test sensing parameters, auto capture threshold test, lead impedance test, wireless remote analysis |  | a,d | BS287 | 46800 |  | Boston Scientific Australia Pty Ltd | AUTOGEN X4 CRT-D DF-1 | High energy CRT-D with DF-1 RV connector & lS4 LV connector | 32.0cc, 73.4g, 9.9mm | 221618 | February 2017 |  | Changed Product Sub Group.
08 - Cardiac | 08.03 - ICDs with CRT | 08.03.02 - Features of 8.3.1 plus auto test sensing parameters, auto capture threshold test, lead impedance test, wireless remote analysis |  | a,d | BT173 | 46800 |  | Biotronik Australia Pty Ltd | Itrevia 7 HF-T | Triple Chamber ICD, ventricular capture control, physiological rate adaption, automatic event (IEGM) & trend triggered transmission. Wandless telemetry, Home Monitoring, MRI conditional, DF-1, IS-1 connector | 65mm x 58.5mm x 11mm, 34cm3, 83grams | 231892 | February 2017 |  | Changed Product Sub Group.
08 - Cardiac | 08.03 - ICDs with CRT | 08.03.02 - Features of 8.3.1 plus auto test sensing parameters, auto capture threshold test, lead impedance test, wireless remote analysis |  | a,d | BT198 | 46800 |  | Biotronik Australia Pty Ltd | Intica 7 HF-T QP | Triple Chamber ICD, ventricular capture control, physiological rate adaption, automatic event (IEGM) & trend triggered transmission. Wandless telemetry, LV Multipolar pacing, Home Monitoring, MRI conditional and AutoDetect, DF-1,IS-1, IS-4 quadripolar connectors | 65mm x 60.5mm x 11mm, 36cm3, 86grams | 290412 | August 2017 |  | New Listing
08 - Cardiac | 08.03 - ICDs with CRT | 08.03.02 - Features of 8.3.1 plus auto test sensing parameters, auto capture threshold test, lead impedance test, wireless remote analysis |  | a,d | BT202 | 46800 |  | Biotronik Australia Pty Ltd | Intica 7 HF-T | Triple Chamber ICD, ventricular capture control, physiological rate adaption, automatic event (IEGM) & trend triggered transmission. Wandless telemetry, Home Monitoring, MRI conditional and AutoDetect, DF-1, IS-1 connector | 65mm x 58.5mm x 11mm, 34cm3, 83grams | 290411 | August 2017 |  | New Listing
08 - Cardiac | 08.03 - ICDs with CRT | 08.03.02 - Features of 8.3.1 plus auto test sensing parameters, auto capture threshold test, lead impedance test, wireless remote analysis |  | a,d | MI130 | 46800 |  | Medtronic Australasia Pty Ltd | VIVA QUAD XT CRT-D IS4/DF1 | ICD with CRT. PhysioCurve Design, Adaptiv CRT Algorithm, CardioSync Optimisation, VectorExpress, LV Automated Test, Optimised Battery Chemistry, Smart Shock Technology 2.0, Optivol 2.0 Fluid Status Monitoring, Complete Capture Management and Atrial Therapies. IS4 DF1 | 35cm³ 81g | 219221 | February 2017 |  | Changed Product Sub Group.
08 - Cardiac | 08.03 - ICDs with CRT | 08.03.02 - Features of 8.3.1 plus auto test sensing parameters, auto capture threshold test, lead impedance test, wireless remote analysis |  | a,d | MI131 | 46800 |  | Medtronic Australasia Pty Ltd | VIVA QUAD S CRT-D IS4/DF1 | ICD with CRT. PhysioCurve Design, CardioSync Optimisation, VectorExpress, LV Automated Test, Optimised Battery Chemistry, Smart Shock Technology 2.0. Complete capture management. IS4 DF1 | 35cm³ 81g | 219222 | February 2017 |  | Changed Product Sub Group.
08 - Cardiac | 08.03 - ICDs with CRT | 08.03.02 - Features of 8.3.1 plus auto test sensing parameters, auto capture threshold test, lead impedance test, wireless remote analysis |  | a,d | MI230 | 46800 |  | Medtronic Australasia Pty Ltd | Claria MRI Quad CRT-D SureScan | Digital implantable cardioverter defibrillator with cardiac resynchronization therapy and SureScan™ Technology (DDE-DDDR), DF1 | 36 cm3 82 g | 281608 | August 2017 |  | New Listing
08 - Cardiac | 08.03 - ICDs with CRT | 08.03.02 - Features of 8.3.1 plus auto test sensing parameters, auto capture threshold test, lead impedance test, wireless remote analysis |  | a,d | SA158 | 46800 |  | Livanova Australia Pty Limited | PARADYM™ RF CRT-D 9750 | Implantable Cardioverter Defibrillator, for resyncronisation of heart failure, high output extended longevity and home monitoring. | 69.5 x 73.4 x 11mm 38.6cc 95g | 197573 | February 2017 |  | Changed Product Sub Group, Suffix.
08 - Cardiac | 08.03 - ICDs with CRT | 08.03.02 - Features of 8.3.1 plus auto test sensing parameters, auto capture threshold test, lead impedance test, wireless remote analysis |  | a,d | SA159 | 46800 |  | Livanova Australia Pty Limited | PARADYM™ RF CRT-D SonR 9770 | Implantable Cardioverter Defibrillator for resyncronisation of heart failure, high output, extended longevity and home monitoring, and in conjunction with a dedicated atrial lead with SonR sensor provides automatic adjustment of AV/VV delays for optimisation of resynchronisation therapy. | 69.5 x 73.4 x 11mm 38.6cc 95g | 197574 | February 2017 |  | Changed Product Sub Group, Suffix.
08 - Cardiac | 08.03 - ICDs with CRT | 08.03.02 - Features of 8.3.1 plus auto test sensing parameters, auto capture threshold test, lead impedance test, wireless remote analysis |  | a,d | SA177 | 46800 |  | Livanova Australia Pty Limited | Platinium CRT-D 1711 | PLATINIUM CRT-D is an implantable cardioverter defibrillator for the recognition and treatment of ventricular tachycardia and fibrillation, with ventricular resynchronization, in patients with spontaneous or inducible tachyarrhythmias. PLATINIUM CRT-D is equipped with an accelerometer to allow adaptation of pacing to suit the patient’s activity. PLATINIUM CRT-D is also equipped with the RF wireless technology which enables remote monitoring of patients who have the Sorin SMARTVIEW Monitor installed at home and wireless interrogation and device programming by Orchestra Plus programmer equipped with ORCHESTRA PLUS LINK accessory. PLATINIUM CRT-D provides a range of therapeutic and diagnostic functions including high energy shocks, atrial tachyarrhythmia prevention, automatic lead measurements, and advanced diagnostic functions. PLATINIUM CRT-D is protected against high-frequency signals emitted by cellular telephones. | Dimensions 73 x 54.3 x 11.1 mm Weight 86 g Volume 33 cm3 Active surface area of casing 62.7cm2 Connector Atrium: IS-1 bipolar. Right ventricle: IS-1 bipolar, 2*DF-1. Left ventricle: IS-1 bipolar (unipolar compatible). | 282820 | February 2017 |  | New Listing
08 - Cardiac | 08.03 - ICDs with CRT | 08.03.02 - Features of 8.3.1 plus auto test sensing parameters, auto capture threshold test, lead impedance test, wireless remote analysis |  | a,d | SA182 | 46800 |  | Livanova Australia Pty Limited | Platinium CRT-D SonR 1811 | PLATINIUM SonR CRT-D is an implantable cardioverter defibrillator for the recognition and treatment of ventricular tachycardia and fibrillation, with ventricular resynchronization, in patients with spontaneous or inducible tachyarrhythmias. PLATINIUM SonR CRT-D is equipped with an accelerometer to allow adaptation of pacing to suit the patient’s activity. PLATINIUM SonR CRT-D is also equipped with the RF wireless technology which enables remote monitoring of patients who have the Sorin SMARTVIEW Monitor installed at home, and wireless interrogation and device programming by Orchestra Plus programmer equipped with ORCHESTRA PLUS LINK accessory. If used in conjunction with a dedicated atrial lead featuring the SonR sensor, PLATINIUM SonR CRT-D can analyze micro-accelerations of the heart walls to derive information pertaining to cardiac contractility. The signal picked-up by the SonR sensor can be processed by PLATINIUM SonR CRT-D in order to automatically adjust AV and VV delays for optimal resynchronization therapy. PLATINIUM SonR CRT-D provides a range of therapeutic and diagnostic functions: ─ high energy shocks ─ atrial tachyarrhythmia prevention ─ automatic lead measurements ─ advanced diagnostic functions ─ automatic AV and VV delay optimization PLATINIUM SonR CRT-D is protected against high-frequency signals emitted by cellular telephones. | 1811 MODEL: Dimensions 73 x 54.3 x 11.1 mm Weight 86 g Volume 33 cm3 Active surface area of casing 62.7cm2 Connector Atrium: SonR (IS-1 bipolar compatible). Right ventricle: IS-1 bipolar, 2*DF-1. Left ventricle: IS-1 bipolar (unipolar compatible). | 282822 | February 2017 |  | New Listing
08 - Cardiac | 08.03 - ICDs with CRT | 08.03.02 - Features of 8.3.1 plus auto test sensing parameters, auto capture threshold test, lead impedance test, wireless remote analysis |  | a,d | SJ281 | 46800 |  | St Jude Medical Australia Pty Ltd | Promote Quadra CRT CD3237-40 | Cardiac Resynchronisation Therapy Defibrillator with 40J delivered energy, VectSelect Quartet Programmable LV pulse configuration and Multisite Pacing | 46cc, 88g | 181842 | February 2017 |  | Changed Product Sub Group, Suffix.
08 - Cardiac | 08.03 - ICDs with CRT | 08.03.02 - Features of 8.3.1 plus auto test sensing parameters, auto capture threshold test, lead impedance test, wireless remote analysis |  | a,d | SJ319 | 46800 |  | St Jude Medical Australia Pty Ltd | Quadra Assura MP CD3371-40/CD3371/40C | Cardiac Resynchronisation Therapy Cardioverter Defibrillator | 83g, 40cc | 207157, 207163 | February 2017 |  | Changed Product Sub Group, Suffix.
08 - Cardiac | 08.03 - ICDs with CRT | 08.03.02 - Features of 8.3.1 plus auto test sensing parameters, auto capture threshold test, lead impedance test, wireless remote analysis |  | a,d | SJ320 | 46800 |  | St Jude Medical Australia Pty Ltd | Unify Assura CD3361-40/CD3361-40C | Cardiac Resynchronisation Therapy Cardioverter Defibrillator | 78g, 36cc | 207199, 207200 | February 2017 |  | Changed Product Sub Group, Suffix.
08 - Cardiac | 08.03 - ICDs with CRT | 08.03.02 - Features of 8.3.1 plus auto test sensing parameters, auto capture threshold test, lead impedance test, wireless remote analysis |  | a,d,e | BS284 | 47475 |  | Boston Scientific Australia Pty Ltd | AUTOGEN CRT-D DF-4 | ICD with cardiac resynchronization therapy. PaceSafe RV, RA, and LV auto threshold. | 32.5cc, 73.6g, 9.9mm | 221615 | February 2017 |  | Changed Description, Product Sub Group.
08 - Cardiac | 08.03 - ICDs with CRT | 08.03.02 - Features of 8.3.1 plus auto test sensing parameters, auto capture threshold test, lead impedance test, wireless remote analysis |  | a,d,e | BS285 | 47475 |  | Boston Scientific Australia Pty Ltd | AUTOGEN X4 CRT-D DF-4 | ICD with cardiac resynchronization therapy. | 32.5cc, 73.8g, 9.9mm | 221633 | February 2017 |  | Changed Product Sub Group.
08 - Cardiac | 08.03 - ICDs with CRT | 08.03.02 - Features of 8.3.1 plus auto test sensing parameters, auto capture threshold test, lead impedance test, wireless remote analysis |  | a,d,e | BT169 | 47475 |  | Biotronik Australia Pty Ltd | Iperia 7 HF-T | Triple Chamber ICD, ventricular capture control, physiological rate adaption, automatic event (IEGM) & trend triggered transmission. Wandless telemetry, Home Monitoring, MRI conditional, DF-4, IS-1 connector | 65mm x56mm x 11 mm, 33cm3, 82grams | 231890 | February 2017 |  | Changed Product Sub Group.
08 - Cardiac | 08.03 - ICDs with CRT | 08.03.02 - Features of 8.3.1 plus auto test sensing parameters, auto capture threshold test, lead impedance test, wireless remote analysis |  | a,d,e | BT177 | 47475 |  | Biotronik Australia Pty Ltd | Inventra 7 HF-T QP | Triple Chamber ICD, ventricular capture control, physiological rate adaption, automatic event (IEGM) & trend triggered transmission. Wandless telemetry, Home Monitoring, MRI conditional, DF-4, IS-4 quadripolar connector | 65mm x 58.5mm x 12.5mm, 38cm3, 91grams | 231770 | February 2017 |  | Changed Product Sub Group.
08 - Cardiac | 08.03 - ICDs with CRT | 08.03.02 - Features of 8.3.1 plus auto test sensing parameters, auto capture threshold test, lead impedance test, wireless remote analysis |  | a,d,e | BT184 | 47475 |  | Biotronik Australia Pty Ltd | Iperia 7 HF-T QP | Triple Chamber ICD, ventricular capture control, physiological rate adaption, automatic event (IEGM) & trend triggered transmission. Wandless telemetry, Home Monitoring, MRI conditional, DF-4,IS-1, IS-4 quadripolar connector | 65mm x 58.5mm x 11mm, 36cm3, 87grams | 278506 | February 2017 |  | Changed Product Sub Group.
08 - Cardiac | 08.03 - ICDs with CRT | 08.03.02 - Features of 8.3.1 plus auto test sensing parameters, auto capture threshold test, lead impedance test, wireless remote analysis |  | a,d,e | BT196 | 47475 |  | Biotronik Australia Pty Ltd | Ilivia 7 HF-T QP | Triple Chamber ICD, ventricular capture control, physiological rate adaption, automatic event (IEGM) & trend triggered transmission. Wandless telemetry, LV Multipole pacing, Home Monitoring, MRI conditional and AutoDetect, DF-4,IS-1, IS-4 quadripolar connector, | 65mm x 58.5mm x 11mm, 36cm3, 87grams | 290410 | August 2017 |  | New Listing
08 - Cardiac | 08.03 - ICDs with CRT | 08.03.02 - Features of 8.3.1 plus auto test sensing parameters, auto capture threshold test, lead impedance test, wireless remote analysis |  | a,d,e | BT207 | 47475 |  | Biotronik Australia Pty Ltd | Ilivia 7 HF-T | Triple Chamber ICD, ventricular capture control, physiological rate adaption, automatic event (IEGM) & trend triggered transmission. Wandless telemetry, Home Monitoring, MRI conditional and AutoDetect, DF-4, IS-1 connector | 65mm x56mm x 11 mm, 33cm3, 82grams | 290409 | August 2017 |  | New Listing
08 - Cardiac | 08.03 - ICDs with CRT | 08.03.02 - Features of 8.3.1 plus auto test sensing parameters, auto capture threshold test, lead impedance test, wireless remote analysis |  | a,d,e | MI200 | 47475 |  | Medtronic Australasia Pty Ltd | Claria Quad MRI CRT-D | Digital implantable cardioverter defibrillator with cardiac resynchronisation therapy and SureScan™ Technology | 35cm3 81g | 280183 | February 2017 |  | New Listing
08 - Cardiac | 08.03 - ICDs with CRT | 08.03.02 - Features of 8.3.1 plus auto test sensing parameters, auto capture threshold test, lead impedance test, wireless remote analysis |  | a,d,e | MI206 | 47475 |  | Medtronic Australasia Pty Ltd | Amplia MRI Quad CRT-D | ICD with CRT. MRI compatible, PhysioCurve Design, CardioSync Optimisation, VectorExpress, V Automated Test, Optimised Battery Chemistry, Smart Shock Technology 2.0. Complete Capture management. Quad DF4. | 35cm3 81g | 280182 | February 2017 |  | New Listing
08 - Cardiac | 08.03 - ICDs with CRT | 08.03.02 - Features of 8.3.1 plus auto test sensing parameters, auto capture threshold test, lead impedance test, wireless remote analysis |  | a,d,e | MI210 | 47475 |  | Medtronic Australasia Pty Ltd | Claria MRI CRT-D | Digital implantable cardioverter defibrillator with cardiac resynchronisation therapy and SureScan™ Technology | 35cm3 80g | 280186 | February 2017 |  | New Listing
08 - Cardiac | 08.03 - ICDs with CRT | 08.03.02 - Features of 8.3.1 plus auto test sensing parameters, auto capture threshold test, lead impedance test, wireless remote analysis |  | a,d,e | SA168 | 47475 |  | Livanova Australia Pty Limited | INTENSIA SonR CRT-D MODEL 184 | INTENSIA SonR CRT-D MODEL 184 is a Cardiac Resynchronisation Therapy Defibrillator, Automatic SonR optimisation, 39J output, RF, Home Monitoring, DF-4 connectivity | 68.4 x 73.4 x 11mm | 230581 | February 2017 |  | Changed Product Sub Group.
08 - Cardiac | 08.03 - ICDs with CRT | 08.03.02 - Features of 8.3.1 plus auto test sensing parameters, auto capture threshold test, lead impedance test, wireless remote analysis |  | a,d,e | SA169 | 47475 |  | Livanova Australia Pty Limited | INTENSIA CRT-D MODEL 174 | INTENSIA CRT-D MODEL 174 is a Cardiac Resynchronisation Therapy Defibrillator, Automatic SonR optimisation, 39J output, RF, Home Monitoring, DF-4 connectivity | 68.4 x 73.4 x 11mm | 230580 | February 2017 |  | Changed Product Sub Group.
08 - Cardiac | 08.03 - ICDs with CRT | 08.03.02 - Features of 8.3.1 plus auto test sensing parameters, auto capture threshold test, lead impedance test, wireless remote analysis |  | a,d,e | SA179 | 47475 |  | Livanova Australia Pty Limited | Platinium CRT-D SonR 1841 DF4 | PLATINIUM SonR CRT-D is an implantable cardioverter defibrillator for the recognition and treatment of ventricular tachycardia and fibrillation, with ventricular resynchronization, in patients with spontaneous or inducible tachyarrhythmias. PLATINIUM SonR CRT-D is equipped with an accelerometer to allow adaptation of pacing to suit the patient’s activity. PLATINIUM SonR CRT-D is also equipped with the RF wireless technology which enables remote monitoring of patients who have the Sorin SMARTVIEW Monitor installed at home, wireless interrogation and device programming by Orchestra Plus programmer equipped with ORCHESTRA PLUS LINK accessory. If used in conjunction with a dedicated atrial lead featuring the SonR sensor, PLATINIUM SonR CRT-D can analyze micro-accelerations of the heart walls to derive information pertaining to cardiac contractility. The signal picked-up by the SonR sensor can be processed by PLATINIUM SonR CRT-D in order to automatically adjust AV and VV delays for optimal resynchronization therapy. PLATINIUM SonR CRT-D provides a range of therapeutic and diagnostic functions: ─ high energy shocks ─ atrial tachyarrhythmia prevention ─ automatic lead measurements ─ advanced diagnostic functions ─ automatic AV and VV delay optimization PLATINIUM SonR CRT-D is protected against high-frequency signals emitted by cellular telephones. | 1841 MODEL: Dimensions 72.3 x 54.3 x 11.1 mm Weight 87 g Volume 33 cm3 Active surface area of casing 62.8cm2 Connector Atrium: SonR (IS-1 bipolar compatible). Right ventricle: DF4. Left ventricle: IS-1 bipolar (unipolar compatible). | 282823 | February 2017 |  | New Listing
08 - Cardiac | 08.03 - ICDs with CRT | 08.03.02 - Features of 8.3.1 plus auto test sensing parameters, auto capture threshold test, lead impedance test, wireless remote analysis |  | a,d,e | SA180 | 47475 |  | Livanova Australia Pty Limited | Platinium CRT-D 1741 | PLATINIUM CRT-D 1741 is an implantable cardioverter defibrillator for the recognition and treatment of ventricular tachycardia and fibrillation, with ventricular resynchronization, in patients with spontaneous or inducible tachyarrhythmias. PLATINIUM CRT-D 1741 is equipped with an accelerometer to allow adaptation of pacing to suit the patient’s activity. PLATINIUM CRT-D 1741 is also equipped with the RF wireless technology which enables remote monitoring of patients who have the Sorin SMARTVIEW Monitor installed at home and wireless interrogation and device programming by Orchestra Plus programmer equipped with ORCHESTRA PLUS LINK accessory. PLATINIUM CRT-D 1741 provides a range of therapeutic and diagnostic functions including high energy shocks, atrial tachyarrhythmia prevention, automatic lead measurements, and advanced diagnostic functions. PLATINIUM CRT-D is protected against high-frequency signals emitted by cellular telephones. | Dimensions 72.3 x 54.3 x 11.1 mm Weight 87 g Volume 33 cm3 Active surface area of casing 62.8cm2 Connector Atrium: IS-1 bipolar. Right ventricle: DF4. Left ventricle: IS-1 bipolar (unipolar compatible). | 282821 | February 2017 |  | New Listing
08 - Cardiac | 08.04 - Single Chamber Pacemakers | 08.04.03 - SSIR with small/compact size, multi-programmability & longevity, & four or more advanced features |  |  | MC728 | 5335 |  | Medtronic Australasia Pty Ltd | Adapta Pacemaker | SR Pacemaker Models ADSR01, ADSR06, ADSR03 | 9.7 - 11.0cc 21.5 - 22.5g | 125081, 125082, 125083 | October 2016 |  | Changed Benefit.
08 - Cardiac | 08.04 - Single Chamber Pacemakers | 08.04.03 - SSIR with small/compact size, multi-programmability & longevity, & four or more advanced features |  |  | SA142 | 5335 |  | Livanova Australia Pty Limited | Reply™ SR | Single chamber permenent pacemaker with rate response modulation | 37 x 41.5 x 6.1mm 19 Grams 7.5 cm3 | 158733 | October 2016 |  | Changed Benefit.
08 - Cardiac | 08.04 - Single Chamber Pacemakers | 08.04.03 - SSIR with small/compact size, multi-programmability & longevity, & four or more advanced features |  |  | SA143 | 5335 |  | Livanova Australia Pty Limited | ESPRIT SR | Single Chamber Permanent Pacemaker with Rate Response Modulation | Dimensions: 37.4 x 41.5 x 6.1mm Weight : 19grams. Volume: 7.5 cm3 | 163899 | October 2016 |  | Changed Benefit.
08 - Cardiac | 08.04 - Single Chamber Pacemakers | 08.04.03 - SSIR with small/compact size, multi-programmability & longevity, & four or more advanced features |  |  | SJ105 | 5335 |  | St Jude Medical Australia Pty Ltd | Zephyr SR 5620 | Single Chamber Rate-Responsive Pacemaker | 8cc, 17g | 139654 | October 2016 |  | Changed Benefit.
08 - Cardiac | 08.04 - Single Chamber Pacemakers | 08.04.03 - SSIR with small/compact size, multi-programmability & longevity, & four or more advanced features |  |  | SJ131 | 5335 |  | St Jude Medical Australia Pty Ltd | Zephyr XL SR 5626 | Single-Chamber Rate-Responsive Pacemaker | 23.5g and 10.4cc | 149309 | October 2016 |  | Changed Benefit.
08 - Cardiac | 08.04 - Single Chamber Pacemakers | 08.04.03 - SSIR with small/compact size, multi-programmability & longevity, & four or more advanced features |  |  | SJ205 | 5335 |  | St Jude Medical Australia Pty Ltd | Accent SR PM 1110 | Single Chamber Rate Responsive Pacemaker | 18g, 9.5cc | 163889 | October 2016 |  | Changed Benefit.
08 - Cardiac | 08.04 - Single Chamber Pacemakers | 08.04.03 - SSIR with small/compact size, multi-programmability & longevity, & four or more advanced features |  |  | SJ294 | 5335 |  | St Jude Medical Australia Pty Ltd | Accent MRI SR PM1124 | Single Chamber Pacemaker with MRI testing capability | 23g, 13.1cc | 193959 | October 2016 |  | Changed Benefit.
08 - Cardiac | 08.04 - Single Chamber Pacemakers | 08.04.03 - SSIR with small/compact size, multi-programmability & longevity, & four or more advanced features |  |  | MI161 | 5335 |  | Medtronic Australasia Pty Ltd | Advisa SR MRI SureScan pacemaker A3SR01 | Single chamber pacemaker with SureScan MRI Technology | 11.9cm3 21g | 230023 | February 2017 |  | Changed Product Sub Group.
08 - Cardiac | 08.04 - Single Chamber Pacemakers | 08.04.03 - SSIR with small/compact size, multi-programmability & longevity, & four or more advanced features |  |  | MI223 | 5335 |  | Medtronic Australasia Pty Ltd | Azure S SR MRI SureScan | MR Conditional single chamber pacemaker with SureScan™ technology and Bluetooth® wireless telemetry (OOE-VVIR) | 12.25cm3 22.5g | 292012 | August 2017 |  | New Listing
08 - Cardiac | 08.04 - Single Chamber Pacemakers | 08.04.03 - SSIR with small/compact size, multi-programmability & longevity, & four or more advanced features |  |  | MI228 | 5335 |  | Medtronic Australasia Pty Ltd | Attesta SR MRI SureScan pacemaker | MRI, single chamber rate responsive pacemaker (AAIR/VVIR, AAI/VVI) | 9.7cm3 21.5g | 292416 | August 2017 |  | New Listing
08 - Cardiac | 08.04 - Single Chamber Pacemakers | 08.04.03 - SSIR with small/compact size, multi-programmability & longevity, & four or more advanced features |  |  | MI246 | 5335 |  | Medtronic Australasia Pty Ltd | Azure XT SR MRI SureScan | MR Conditional single chamber pacemaker with SureScan™ technology and Bluetooth® wireless telemetry (OOE-VVIR) | 12.25cm3 22.5g | 292011 | August 2017 |  | New Listing
08 - Cardiac | 08.04 - Single Chamber Pacemakers | 08.04.03 - SSIR with small/compact size, multi-programmability & longevity, & four or more advanced features |  |  | SA161 | 5335 |  | Livanova Australia Pty Limited | REPLY 200™ SR | REPLY 200™ SR is a Single Chamber rate-responsive pacemaker. | Dimensions 37.4 x 41.5 x 6.1mm, Weight 19g, Volume 7.5cm3. Connector IS-1, Sensors Minute Ventilation (MV) and Accelerometer (G). | 225660 | February 2017 |  | Changed Product Sub Group.
08 - Cardiac | 08.04 - Single Chamber Pacemakers | 08.04.03 - SSIR with small/compact size, multi-programmability & longevity, & four or more advanced features |  |  | SA172 | 5335 |  | Livanova Australia Pty Limited | KORA 100 SR | KORA 100 SR is a Single Chamber MRI conditional rate-responsive pacemaker. | Dimensions 37.4 x 41.5 x 6.1mm, Weight 19g. Volume 7.5cm3. Connector IS-1. Sensors Minute Ventilation (MV) and Accelerometer (G). | 260253 | February 2017 |  | Changed Product Sub Group.
08 - Cardiac | 08.04 - Single Chamber Pacemakers | 08.04.03 - SSIR with small/compact size, multi-programmability & longevity, & four or more advanced features |  |  | SJ335 | 5335 |  | St Jude Medical Australia Pty Ltd | Endurity PM1160 | Single Chamber Rate Responsive Pacemaker | 10.5cc, 19g | 216288 | February 2017 |  | Changed Product Sub Group.
08 - Cardiac | 08.04 - Single Chamber Pacemakers | 08.04.03 - SSIR with small/compact size, multi-programmability & longevity, & four or more advanced features |  |  | SJ367 | 5335 |  | St Jude Medical Australia Pty Ltd | Endurity PM1162 | MR Conditional Single Chamber Pacing System | 19g , 9.7cc | 267516 | February 2017 |  | Changed Product Sub Group.
08 - Cardiac | 08.04 - Single Chamber Pacemakers | 08.04.03 - SSIR with small/compact size, multi-programmability & longevity, & four or more advanced features |  | f | SJ027 | 5335 |  | St Jude Medical Australia Pty Ltd | St Jude Medical Microny II SR+ Model 2525T Pacemaker | Single Chamber Rate Responsive Pacemaker | Volume 5.9cc, Weight 12.8gm | 140612 | February 2017 |  | Changed Product Sub Group, Suffix.
08 - Cardiac | 08.04 - Single Chamber Pacemakers | 08.04.03 - SSIR with small/compact size, multi-programmability & longevity, & four or more advanced features |  | i | BS236 | 5335 |  | Boston Scientific Australia Pty Ltd | INGENIO MRI SR | Single Chamber Pacemaker, MRI Compatible | 11.5cc | 202982 | February 2017 |  | Changed Product Sub Group, Suffix.
08 - Cardiac | 08.04 - Single Chamber Pacemakers | 08.04.03 - SSIR with small/compact size, multi-programmability & longevity, & four or more advanced features |  | i | BS271 | 5335 |  | Boston Scientific Australia Pty Ltd | VITALIO MRI SR | Single Chamber Pacemaker, MRI Compatible | 11.5cc | 213925 | February 2017 |  | Changed Product Sub Group.
08 - Cardiac | 08.04 - Single Chamber Pacemakers | 08.04.03 - SSIR with small/compact size, multi-programmability & longevity, & four or more advanced features |  | i | BS320 | 5335 |  | Boston Scientific Australia Pty Ltd | ACCOLADE MRI SR | Single Chamber Pacemaker, MRI Conditional | ACCOLADE MRI SR 4.45 x 4.81 x 0.75cm | 280319 | February 2017 |  | New Listing
08 - Cardiac | 08.04 - Single Chamber Pacemakers | 08.04.03 - SSIR with small/compact size, multi-programmability & longevity, & four or more advanced features |  | i | BT110 | 5335 |  | Biotronik Australia Pty Ltd | Evia SR-T | Fully automatic, single chamber pacemaker with Closed Loop Stimulation, Home Monitoring and extended longevity | Size: 53mm x 39mm x 6.5mm (W x H x D), Volume: 11cc, Mass: 24g | 163360 | February 2017 |  | Changed Product Sub Group, Suffix.
08 - Cardiac | 08.04 - Single Chamber Pacemakers | 08.04.03 - SSIR with small/compact size, multi-programmability & longevity, & four or more advanced features |  | i | BT180 | 5335 |  | Biotronik Australia Pty Ltd | Eluna 8 SR-T | Single Chamber Pacemaker, ventricular capture control, physiological rate adaption, automatic event (IEGM) & trend triggered transmission. Wandless telemetry, Home Monitoring, MRI conditional, IS-1 connector | 53 x 39 x 6.5 mm, 11cm3 , 24grams | 265540 | February 2017 |  | Changed Product Sub Group.
08 - Cardiac | 08.04 - Single Chamber Pacemakers | 08.04.03 - SSIR with small/compact size, multi-programmability & longevity, & four or more advanced features |  | i | BT182 | 5335 |  | Biotronik Australia Pty Ltd | Etrinsa 8 SR-T | Single Chamber Pacemaker, ventricular capture control, physiological rate adaption, automatic event (IEGM) & trend triggered transmission. Wandless telemetry, Home Monitoring, MRI conditional, IS-1 connector | 53 x 39 x 6.5 mm, 11cm3, 24grams | 265549 | February 2017 |  | Changed Product Sub Group.
08 - Cardiac | 08.04 - Single Chamber Pacemakers | 08.04.03 - SSIR with small/compact size, multi-programmability & longevity, & four or more advanced features |  | i | BT203 | 5335 |  | Biotronik Australia Pty Ltd | Edora 8 SR-T | Single Chamber Pacemaker, ventricular capture control, physiological rate adaption, automatic event (IEGM) & trend triggered transmission. Wandless telemetry, Home Monitoring, MRI AutoDect, MRI conditional, IS-1 connector | 48 x 40 x 6.5 mm, 10 cm3 , 20.8 grams | 290550 | August 2017 |  | New Listing
08 - Cardiac | 08.04 - Single Chamber Pacemakers | 08.04.03 - SSIR with small/compact size, multi-programmability & longevity, & four or more advanced features |  | i | SJ200 | 5335 |  | St Jude Medical Australia Pty Ltd | Accent SR RF PM1210 | Single Chamber Pacemaker with RF telemetry | 23g, 12.8cc | 163890 | February 2017 |  | Changed Product Sub Group, Suffix.
08 - Cardiac | 08.04 - Single Chamber Pacemakers | 08.04.03 - SSIR with small/compact size, multi-programmability & longevity, & four or more advanced features |  | i | SJ259 | 5335 |  | St Jude Medical Australia Pty Ltd | Accent MRI SR RF PM1224 | Single Chamber Pacemaker with RF Telemetry and MRI testing capability | 23g, 13.1cc | 185763 | February 2017 |  | Changed Product Sub Group, Suffix.
08 - Cardiac | 08.04 - Single Chamber Pacemakers | 08.04.03 - SSIR with small/compact size, multi-programmability & longevity, & four or more advanced features |  | i | SJ334 | 5335 |  | St Jude Medical Australia Pty Ltd | Assurity PM1240 | Single Chamber Rate-Responsive Pacemaker with RF Telemetry | 10.4cc, 20g | 216284 | February 2017 |  | Changed Product Sub Group.
08 - Cardiac | 08.04 - Single Chamber Pacemakers | 08.04.03 - SSIR with small/compact size, multi-programmability & longevity, & four or more advanced features |  | i | SJ340 | 5335 |  | St Jude Medical Australia Pty Ltd | Assurity+ PM1260 | Single Chamber Rate-Responsive Pacemaker with RF Telemetry | 10.4cc. 20g | 216286 | February 2017 |  | Changed Product Sub Group.
08 - Cardiac | 08.04 - Single Chamber Pacemakers | 08.04.03 - SSIR with small/compact size, multi-programmability & longevity, & four or more advanced features |  | i | SJ363 | 5335 |  | St Jude Medical Australia Pty Ltd | Assurity MRI PM1272 | MRI Conditional RF Single Chamber Rate Responsive Pacemaker | 10.4cc, 20g | 267512 | February 2017 |  | Changed Size, Product Sub Group.
08 - Cardiac | 08.04 - Single Chamber Pacemakers | 08.04.03 - SSIR with small/compact size, multi-programmability & longevity, & four or more advanced features |  | i | SJ365 | 5335 |  | St Jude Medical Australia Pty Ltd | Endurity MRI PM1172 | MR Conditional Single Chamber Pacing System | 9.7cc, 19g | 267515 | February 2017 |  | Changed Description, Product Sub Group.
08 - Cardiac | 08.05 - Dual Chamber Pacemakers | 08.05.02 - DDDR/VDDR including rate responsive feature |  |  | MC713 | 6084 |  | Medtronic Australasia Pty Ltd | Adapta Pacemaker | VDDR Pacemaker Models ADVDD01 | 11.1cc 23.6g | 125080 | October 2016 |  | Changed Benefit.
08 - Cardiac | 08.05 - Dual Chamber Pacemakers | 08.05.03 - DDDR with four or more advanced features |  |  | SA141 | 8424 |  | Livanova Australia Pty Limited | Reply™ DR | Dual Chamber permanent Pacemaker with Rate Response Modulation | 8cc, Weight: 20grams, Dimensions:41.2 x 41.5 x 6.1mm | 152879 | October 2016 |  | Changed Benefit.
08 - Cardiac | 08.05 - Dual Chamber Pacemakers | 08.05.03 - DDDR with four or more advanced features |  |  | SA144 | 8424 |  | Livanova Australia Pty Limited | ESPRIT DR | Dual Chamber Permanent Pacemaker with Rate Response Modulation | 8cc, Weight: 20grams, Dimensions:41.2 x 41.5 x 6.1mm | 163898 | October 2016 |  | Changed Benefit.
08 - Cardiac | 08.05 - Dual Chamber Pacemakers | 08.05.03 - DDDR with four or more advanced features |  |  | SA160 | 8424 |  | Livanova Australia Pty Limited | REPLY™ 200 DR | REPLY™ 200 DR is a DDDR-type dual chamber rate-responsive pacemaker. It is equipped with a physiological sensor (minute ventilation) and an accelerometer to allow adaption of pacing to suit the patients activity. | Dimensions 41.2 x 41.5 x 6.1mm, Weight 20g, Volume 8cm3. | 225659 | February 2017 |  | Changed Product Sub Group.
08 - Cardiac | 08.05 - Dual Chamber Pacemakers | 08.05.03 - DDDR with four or more advanced features |  | i | BS234 | 10296 |  | Boston Scientific Australia Pty Ltd | INGENIO MRI EL DR | Dual Chamber Pacemaker, Extended Life, MRI Compatible | 14cc | 202981 | February 2017 |  | Changed Product Sub Group, Suffix.
08 - Cardiac | 08.05 - Dual Chamber Pacemakers | 08.05.03 - DDDR with four or more advanced features |  | i | BS235 | 10296 |  | Boston Scientific Australia Pty Ltd | INGENIO MRI DR | Dual Chamber Pacemaker, MRI Compatible | 12cc | 202980 | February 2017 |  | Changed Product Sub Group, Suffix.
08 - Cardiac | 08.05 - Dual Chamber Pacemakers | 08.05.04 - DDDR with continuous threshold monitoring in atrium + ventricle with ability to adapt pacing outputs accordingly, & with four or more advanced features |  |  | MC726 | 10296 |  | Medtronic Australasia Pty Ltd | Adapta Pacemaker | DR Pacemaker Models ADDR01, ADDRS1, ADDRL1, ADDR06, ADDR03 | 11.1-14.2cc 23.6g-31.3g | 125076, 125077, 125084, 125085 | October 2016 |  | Changed Benefit.
08 - Cardiac | 08.05 - Dual Chamber Pacemakers | 08.05.04 - DDDR with continuous threshold monitoring in atrium + ventricle with ability to adapt pacing outputs accordingly, & with four or more advanced features |  |  | SJ103 | 10296 |  | St Jude Medical Australia Pty Ltd | Zephyr XL DR 5826 and DR 5820 | Dual Chamber Rate-Responsive Pacemaker | 5826 - 23.5g, 11cc and 5820 - 18g, 8.5cc | 139655, 139656 | October 2016 |  | Changed Benefit.
08 - Cardiac | 08.05 - Dual Chamber Pacemakers | 08.05.04 - DDDR with continuous threshold monitoring in atrium + ventricle with ability to adapt pacing outputs accordingly, & with four or more advanced features |  |  | SJ193 | 10296 |  | St Jude Medical Australia Pty Ltd | Accent DR PM 2112 | Dual Chamber Pacemaker | 19g, 10.5cc | 163891 | October 2016 |  | Changed Benefit.
08 - Cardiac | 08.05 - Dual Chamber Pacemakers | 08.05.04 - DDDR with continuous threshold monitoring in atrium + ventricle with ability to adapt pacing outputs accordingly, & with four or more advanced features |  |  | SJ295 | 10296 |  | St Jude Medical Australia Pty Ltd | Accent MRI DR PM2124 | Dual Chamber Pacemaker with MRI testing capability | 24g, 13.1cc | 193955 | October 2016 |  | Changed Benefit.
08 - Cardiac | 08.05 - Dual Chamber Pacemakers | 08.05.04 - DDDR with continuous threshold monitoring in atrium + ventricle with ability to adapt pacing outputs accordingly, & with four or more advanced features |  | g | MC933 | 10602 |  | Medtronic Australasia Pty Ltd | Advisa DR MRI SureScan | Model A3DR01 Digital dual chamber pacemaker with SureScan Technology (OAE-DDDR) MR Conditional with MVP Mode, Complete Capture Management Diagnostic (ACM, RVCM), AT/AF Suite Diagnostics and Therapies, OptiVol Fluid Status Monitoring, and Therapy Guide Fea | 13cc, 22g | 164153 | October 2016 |  | Changed Benefit.
08 - Cardiac | 08.05 - Dual Chamber Pacemakers | 08.05.04 - DDDR with continuous threshold monitoring in atrium + ventricle with ability to adapt pacing outputs accordingly, & with four or more advanced features |  | g | MC934 | 10602 |  | Medtronic Australasia Pty Ltd | Advisa DR | Model A5DR01 Digital dual chamber pacemaker (OAE-DDDR) MVP mode with Complete Capture Management Diagnostic (ACM, RVCM) AT/AF Suite Diagnostics and Therapies, OptiVol Fluid Status Monitoring, and Therapy Guide Feature | 13cc, 22g | 164710 | October 2016 |  | Changed Benefit.
08 - Cardiac | 08.05 - Dual Chamber Pacemakers | 08.05.04 - DDDR with continuous threshold monitoring in atrium + ventricle with ability to adapt pacing outputs accordingly, & with four or more advanced features |  |  | MI222 | 10296 |  | Medtronic Australasia Pty Ltd | Attesta DR MRI SureScan pacemaker | MRI safe, dual chamber rate responsive pacemaker (DDDR) | 12.1cm3 23.6g | 292415 | August 2017 |  | New Listing
08 - Cardiac | 08.05 - Dual Chamber Pacemakers | 08.05.04 - DDDR with continuous threshold monitoring in atrium + ventricle with ability to adapt pacing outputs accordingly, & with four or more advanced features |  |  | MI226 | 10296 |  | Medtronic Australasia Pty Ltd | Attesta L DR MRI SureScan pacemaker | MRI, dual chamber rate responsible pacemaker (DDDR) | 13.1cm3 31.3g | 292417 | August 2017 |  | New Listing
08 - Cardiac | 08.05 - Dual Chamber Pacemakers | 08.05.04 - DDDR with continuous threshold monitoring in atrium + ventricle with ability to adapt pacing outputs accordingly, & with four or more advanced features |  |  | MI233 | 10296 |  | Medtronic Australasia Pty Ltd | Attesta S DR MRI SureScan pacemaker | MRI, dual chamber rate responsive pacemaker (DDDR) | 11.1cm3 23.6g | 291418 | August 2017 |  | New Listing
08 - Cardiac | 08.05 - Dual Chamber Pacemakers | 08.05.04 - DDDR with continuous threshold monitoring in atrium + ventricle with ability to adapt pacing outputs accordingly, & with four or more advanced features |  |  | SA171 | 10296 |  | Livanova Australia Pty Limited | KORA 100 DR | KORA 100 DR is a Dual Chamber MRI conditional, Rate Responsive Pacemaker | 41.2 x 41.5 x 6.1mm | 260252 | February 2017 |  | Changed Product Sub Group.
08 - Cardiac | 08.05 - Dual Chamber Pacemakers | 08.05.04 - DDDR with continuous threshold monitoring in atrium + ventricle with ability to adapt pacing outputs accordingly, & with four or more advanced features |  |  | SJ336 | 10296 |  | St Jude Medical Australia Pty Ltd | Endurity PM2160 | Dual Chamber Rate Responsive Pacemaker | 10.4cc, 19g | 216289 | February 2017 |  | Changed Description, Product Sub Group.
08 - Cardiac | 08.05 - Dual Chamber Pacemakers | 08.05.04 - DDDR with continuous threshold monitoring in atrium + ventricle with ability to adapt pacing outputs accordingly, & with four or more advanced features |  |  | SJ368 | 10296 |  | St Jude Medical Australia Pty Ltd | Endurity PM2162 | Dual Chamber MR Conditional Rate Responsive Pacemaker | 20g,10.4cc | 267517 | February 2017 |  | Changed Description, Product Sub Group.
08 - Cardiac | 08.05 - Dual Chamber Pacemakers | 08.05.04 - DDDR with continuous threshold monitoring in atrium + ventricle with ability to adapt pacing outputs accordingly, & with four or more advanced features |  | g | BT193 | 10602 |  | Biotronik Australia Pty Ltd | Edora 8 DR-T | Dual Chamber Pacemaker, ventricular capture control, physiological rate adaption, automatic event (IEGM) & trend triggered transmission. Wandless telemetry, Home Monitoring, MRI AutoDetect, MRI conditional, IS-1 connector | 48 x 44 x 6.5 mm, 11 cm3, 23.2 grams | 290553 | August 2017 |  | New Listing
08 - Cardiac | 08.05 - Dual Chamber Pacemakers | 08.05.04 - DDDR with continuous threshold monitoring in atrium + ventricle with ability to adapt pacing outputs accordingly, & with four or more advanced features |  | g | MI237 | 10602 |  | Medtronic Australasia Pty Ltd | Azure XT DR MRI SureScan | MR Conditional dual chamber pacemaker with SureScan™ technology and Bluetooth® wireless telemetry | 12.75 cm3 22.5g | 292009 | August 2017 |  | New Listing
08 - Cardiac | 08.05 - Dual Chamber Pacemakers | 08.05.04 - DDDR with continuous threshold monitoring in atrium + ventricle with ability to adapt pacing outputs accordingly, & with four or more advanced features |  | g | MI243 | 10602 |  | Medtronic Australasia Pty Ltd | Azure S DR MRI SureScan | MR Conditional dual chamber pacemaker with SureScan™ technology and Bluetooth® wireless telemetry (OOE-DDDR) | 12.75cm3 22.5g | 292010 | August 2017 |  | New Listing
08 - Cardiac | 08.05 - Dual Chamber Pacemakers | 08.05.04 - DDDR with continuous threshold monitoring in atrium + ventricle with ability to adapt pacing outputs accordingly, & with four or more advanced features |  | i | BS268 | 10296 |  | Boston Scientific Australia Pty Ltd | FORMIO MRI DR | Dual Chamber Pacemaker, MRI Compatible | 12cc | 213929 | February 2017 |  | Changed Product Sub Group.
08 - Cardiac | 08.05 - Dual Chamber Pacemakers | 08.05.04 - DDDR with continuous threshold monitoring in atrium + ventricle with ability to adapt pacing outputs accordingly, & with four or more advanced features |  | i | BS269 | 10296 |  | Boston Scientific Australia Pty Ltd | VITALIO MRI EL DR | Dual Chamber Pacemaker, extended life MRI Compatible | 14cc | 213927 | February 2017 |  | Changed Product Sub Group.
08 - Cardiac | 08.05 - Dual Chamber Pacemakers | 08.05.04 - DDDR with continuous threshold monitoring in atrium + ventricle with ability to adapt pacing outputs accordingly, & with four or more advanced features |  | i | BS321 | 10296 |  | Boston Scientific Australia Pty Ltd | ACCOLADE MRI DR SL and EL | Dual Chamber Pacemaker, MRI Conditional | ACCOLADE MRI DR SL 4.45 x 5.02 x 0.75cm and ACCOLADE MRI DR EL 4.45 x 5.88 x 0.75cm | 280315, 280316 | February 2017 |  | New Listing
08 - Cardiac | 08.05 - Dual Chamber Pacemakers | 08.05.04 - DDDR with continuous threshold monitoring in atrium + ventricle with ability to adapt pacing outputs accordingly, & with four or more advanced features |  | i | BT114 | 10296 |  | Biotronik Australia Pty Ltd | Evia DR-T | Fully automatic, dual chamber pacemaker with Closed Loop Stimulation, Home Monitoring, Vp suppression and extended longevity | Size: 53mm x 43mm x 6.5mm (W x H x D), Volume: 11cc, Mass: 26g | 163362 | February 2017 |  | Changed Product Sub Group, Suffix.
08 - Cardiac | 08.05 - Dual Chamber Pacemakers | 08.05.04 - DDDR with continuous threshold monitoring in atrium + ventricle with ability to adapt pacing outputs accordingly, & with four or more advanced features |  | i | BT181 | 10296 |  | Biotronik Australia Pty Ltd | Eluna 8 DR-T | Dual Chamber Pacemaker, ventricular capture control, physiological rate adaption, automatic event (IEGM) & trend triggered transmission. Wandless telemetry, Home Monitoring, MRI conditional, IS-1 connector | 53 x 44.5 x 6.5 mm, 12cm3, 25grams | 265541 | February 2017 |  | Changed Product Sub Group.
08 - Cardiac | 08.05 - Dual Chamber Pacemakers | 08.05.04 - DDDR with continuous threshold monitoring in atrium + ventricle with ability to adapt pacing outputs accordingly, & with four or more advanced features |  | i | BT183 | 10296 |  | Biotronik Australia Pty Ltd | Etrinsa 8 DR-T | Dual Chamber Pacemaker, ventricular capture control, physiological rate adaption, automatic event (IEGM) & trend triggered transmission. Wandless telemetry, Home Monitoring, MRI conditional, IS-1 connector | 53 x 44.5 x 6.5 mm, 12cm3, 25grams | 265550 | February 2017 |  | Changed Product Sub Group.
08 - Cardiac | 08.05 - Dual Chamber Pacemakers | 08.05.04 - DDDR with continuous threshold monitoring in atrium + ventricle with ability to adapt pacing outputs accordingly, & with four or more advanced features |  | i | SJ196 | 10296 |  | St Jude Medical Australia Pty Ltd | Accent DR RF PM2212 | Dual chamber Pacemaker with RF telemetry | 236, 12.8cc | 163892 | February 2017 |  | Changed Product Sub Group, Suffix.
08 - Cardiac | 08.05 - Dual Chamber Pacemakers | 08.05.04 - DDDR with continuous threshold monitoring in atrium + ventricle with ability to adapt pacing outputs accordingly, & with four or more advanced features |  | i | SJ258 | 10296 |  | St Jude Medical Australia Pty Ltd | Accent MRI DR RF PM2224 | Dual Chamber Pacemaker with RF Telemetry and MRI testing capability | 24g, 13.1cc | 185764 | February 2017 |  | Changed Product Sub Group, Suffix.
08 - Cardiac | 08.05 - Dual Chamber Pacemakers | 08.05.04 - DDDR with continuous threshold monitoring in atrium + ventricle with ability to adapt pacing outputs accordingly, & with four or more advanced features |  | i | SJ339 | 10296 |  | St Jude Medical Australia Pty Ltd | Assurity PM2240 | Dual Chamber Rate Responsive Pacemaker with RF Telemetry | 10.4cc, 20g | 216285 | February 2017 |  | Changed Product Sub Group.
08 - Cardiac | 08.05 - Dual Chamber Pacemakers | 08.05.04 - DDDR with continuous threshold monitoring in atrium + ventricle with ability to adapt pacing outputs accordingly, & with four or more advanced features |  | i | SJ341 | 10296 |  | St Jude Medical Australia Pty Ltd | Assurity+ PM2260 | Dual Chamber Rate Responsive Pacemaker with RF Telemetry | 10.4cc, 20g | 216287 | February 2017 |  | Changed Product Sub Group.
08 - Cardiac | 08.05 - Dual Chamber Pacemakers | 08.05.04 - DDDR with continuous threshold monitoring in atrium + ventricle with ability to adapt pacing outputs accordingly, & with four or more advanced features |  | i | SJ364 | 10296 |  | St Jude Medical Australia Pty Ltd | Assurity MRI PM2272 | MR Conditional RF Dual Chamber Rate Responsive Pacemaker | 10.4cc, 20g | 267513 | February 2017 |  | Changed Product Sub Group.
08 - Cardiac | 08.05 - Dual Chamber Pacemakers | 08.05.04 - DDDR with continuous threshold monitoring in atrium + ventricle with ability to adapt pacing outputs accordingly, & with four or more advanced features |  | i | SJ366 | 10296 |  | St Jude Medical Australia Pty Ltd | Endurity MRI PM2172 | Dual Chamber MR Conditional Rate Responsive Pacemaker | 10.4cc, 20g | 267514 | February 2017 |  | Changed Product Sub Group.
08 - Cardiac | 08.06 - CRT Pacemakers | 08.06.02 - Features of 8.6.1 plus continuous threshold monitoring in atrium & ventricle with ability to adapt pacing outputs accordingly |  |  | SJ194 | 12168 |  | St Jude Medical Australia Pty Ltd | Anthem PM3112 CRT Pacemaker | Cardiac Resynchronisation Therapy Pacemaker | 21g, 11.5cc | 163893 | October 2016 |  | Changed Benefit.
08 - Cardiac | 08.06 - CRT Pacemakers | 08.06.02 - Features of 8.6.1 plus continuous threshold monitoring in atrium & ventricle with ability to adapt pacing outputs accordingly |  | g | MI012 | 12168 |  | Medtronic Australasia Pty Ltd | Consulta CRT-P | Cardiac Resynchronisation Therapy Pacemaker, Model C3TR01 | One size only | 174342 | February 2017 |  | Changed Product Sub Group, Suffix.
08 - Cardiac | 08.06 - CRT Pacemakers | 08.06.02 - Features of 8.6.1 plus continuous threshold monitoring in atrium & ventricle with ability to adapt pacing outputs accordingly |  | g | MI159 | 12168 |  | Medtronic Australasia Pty Ltd | Viva CRT-P | Fully automatic digital pacemaker with CRT, atrial therapy and aCRT | 15cm3 26g | 230204 | February 2017 |  | Changed Product Sub Group.
08 - Cardiac | 08.06 - CRT Pacemakers | 08.06.02 - Features of 8.6.1 plus continuous threshold monitoring in atrium & ventricle with ability to adapt pacing outputs accordingly |  | g | MI231 | 12168 |  | Medtronic Australasia Pty Ltd | Percepta MRI SureScan CRT-P | MR Conditional pacemaker with cardiac resynchronization therapy, SureScan™ technology, and Bluetooth® wireless telemetry (OAE-DDDR) | 20cm3 30g | 291818 | August 2017 |  | New Listing
08 - Cardiac | 08.06 - CRT Pacemakers | 08.06.02 - Features of 8.6.1 plus continuous threshold monitoring in atrium & ventricle with ability to adapt pacing outputs accordingly |  | g | MI236 | 12168 |  | Medtronic Australasia Pty Ltd | Serena Quad MRI SureScan CRT-P | MR Conditional pacemaker with cardiac resynchronisation therapy, SureScan™ technology, and Bluetooth® wireless telemetry (OAE-DDDR) | 20.5cm3 30g | 291821 | August 2017 |  | New Listing
08 - Cardiac | 08.06 - CRT Pacemakers | 08.06.02 - Features of 8.6.1 plus continuous threshold monitoring in atrium & ventricle with ability to adapt pacing outputs accordingly |  | g | MI244 | 12168 |  | Medtronic Australasia Pty Ltd | Serena MRI SureScan CRT-P | MR Conditional pacemaker with cardiac resynchronisation therapy, SureScan™ technology, and Bluetooth® wireless telemetry (OAE-DDDR) | 20cm3 30g | 291820 | August 2017 |  | New Listing
08 - Cardiac | 08.06 - CRT Pacemakers | 08.06.02 - Features of 8.6.1 plus continuous threshold monitoring in atrium & ventricle with ability to adapt pacing outputs accordingly |  | g | MI245 | 12168 |  | Medtronic Australasia Pty Ltd | Percepta Quad MRI SureScan CRT-P | MR Conditional pacemaker with cardiac resynchronisation therapy, SureScan™ technology, and Bluetooth® wireless telemetry (OAE-DDDR) | 20.5cm3 30g | 291819 | August 2017 |  | New Listing
08 - Cardiac | 08.06 - CRT Pacemakers | 08.06.02 - Features of 8.6.1 plus continuous threshold monitoring in atrium & ventricle with ability to adapt pacing outputs accordingly |  | i | BS262 | 12168 |  | Boston Scientific Australia Pty Ltd | INLIVEN IS-1 | Cardiac Resynchronization therapy pacemaker | 15cc | 213931 | February 2017 |  | Changed Product Sub Group.
08 - Cardiac | 08.06 - CRT Pacemakers | 08.06.02 - Features of 8.6.1 plus continuous threshold monitoring in atrium & ventricle with ability to adapt pacing outputs accordingly |  | i | BS263 | 12168 |  | Boston Scientific Australia Pty Ltd | INLIVEN LV-1 | Cardiac Resynchronization therapy pacemaker | 15cc | 213930 | February 2017 |  | Changed Product Sub Group.
08 - Cardiac | 08.06 - CRT Pacemakers | 08.06.02 - Features of 8.6.1 plus continuous threshold monitoring in atrium & ventricle with ability to adapt pacing outputs accordingly |  | i | BS326 | 12168 |  | Boston Scientific Australia Pty Ltd | VISIONIST X4 CRT-P, VISIONIST CRT-P | Cardiac Resynchronization Therapy Pacemaker | U228: 4.45 x 6.17 x 0.75cm. U225 and U226: 4.45 x 6.13 x 0.75cm | 279330, 279331 | February 2017 |  | New Listing
08 - Cardiac | 08.06 - CRT Pacemakers | 08.06.02 - Features of 8.6.1 plus continuous threshold monitoring in atrium & ventricle with ability to adapt pacing outputs accordingly |  | i | BT147 | 12168 |  | Biotronik Australia Pty Ltd | Evia HF-T | MRI conditional Multiprogrammable biventricular pacemaker with Home Monitoring | 53mm x 49mm x 6.5mm (W x H x D), Volume: 14cm3 Mass: 26 grams | 202621 | February 2017 |  | Changed Product Sub Group, Suffix.
08 - Cardiac | 08.06 - CRT Pacemakers | 08.06.02 - Features of 8.6.1 plus continuous threshold monitoring in atrium & ventricle with ability to adapt pacing outputs accordingly |  | i | BT188 | 12168 |  | Biotronik Australia Pty Ltd | Eluna 8 HF-T | Triple Chamber CRT-Pacemaker, capture management all chambers, physiological rate adaption, atrial overdrive pacing, event triggered IEMG transmission. Wandless telemetry, Home Monitoring, MRI conditional, IS-1 connector | 53 x 49 x 6.5 mm, 14cm3, 25grams | 283279 | February 2017 |  | New Listing
08 - Cardiac | 08.06 - CRT Pacemakers | 08.06.02 - Features of 8.6.1 plus continuous threshold monitoring in atrium & ventricle with ability to adapt pacing outputs accordingly |  | i | BT189 | 12168 |  | Biotronik Australia Pty Ltd | Etrinsa 8 HF-T | Triple Chamber CRT-Pacemaker, capture management all chambers, physiological rate adaption, atrial overdrive pacing, event triggered IEMG transmission. Wandless telemetry, Home Monitoring, MRI conditional, IS-1 connector | 53 x 49 x 6.5 mm, 14cm3, 25grams | 283280 | February 2017 |  | New Listing
08 - Cardiac | 08.06 - CRT Pacemakers | 08.06.02 - Features of 8.6.1 plus continuous threshold monitoring in atrium & ventricle with ability to adapt pacing outputs accordingly |  | i | BT191 | 12168 |  | Biotronik Australia Pty Ltd | Edora 8 HF-T | Triple Chamber CRT Pacemaker, capture management all chambers, physiological rate adaption, atrial overdrive pacing, event triggered IEMG transmission, Wandless telemetry, Home Monitoring, MRI AutoDetect, MRI conditional, IS-1 connector | 53 x 52 x 6.5 mm, 14 cm3, 26.9 grams | 290556 | August 2017 |  | New Listing
08 - Cardiac | 08.06 - CRT Pacemakers | 08.06.02 - Features of 8.6.1 plus continuous threshold monitoring in atrium & ventricle with ability to adapt pacing outputs accordingly |  | i | BT199 | 12168 |  | Biotronik Australia Pty Ltd | Edora 8 HF-T QP | Triple Chamber CRT-Pacemaker, capture management all chambers, physiological rate adaption, quadripolar LV pacing, atrial overdrive pacing, event triggered IEMG transmission, Wandless telemetry, Home Monitoring, MRI AutoDetect, MRI conditional, IS-4 IS-1 connectors | 53 x 53 x 6.5 mm, 15cm3, 31.2 grams | 290558 | August 2017 |  | New Listing
08 - Cardiac | 08.06 - CRT Pacemakers | 08.06.02 - Features of 8.6.1 plus continuous threshold monitoring in atrium & ventricle with ability to adapt pacing outputs accordingly |  | i | SJ207 | 12168 |  | St Jude Medical Australia Pty Ltd | Anthem RF PM3212 | CRT Pacemaker with RF telemetry | 25g, 13.7cc | 163894 | February 2017 |  | Changed Product Sub Group, Suffix.
08 - Cardiac | 08.06 - CRT Pacemakers | 08.06.02 - Features of 8.6.1 plus continuous threshold monitoring in atrium & ventricle with ability to adapt pacing outputs accordingly |  | i | SJ337 | 12168 |  | St Jude Medical Australia Pty Ltd | Allure RF PM3222 | CRT Rate Responsive Pacemaker with RF Telemetry | 14cc, 24g | 216290 | February 2017 |  | Changed Product Sub Group.
08 - Cardiac | 08.06 - CRT Pacemakers | 08.06.02 - Features of 8.6.1 plus continuous threshold monitoring in atrium & ventricle with ability to adapt pacing outputs accordingly |  | i | SJ338 | 12168 |  | St Jude Medical Australia Pty Ltd | Allure Quadra RF PM3242 | CRT Quadripolar, Rate Responsive Pacemaker with RF Telemetry | 15cc, 27g | 216291 | February 2017 |  | Changed Product Sub Group.
08 - Cardiac | 08.06 - CRT Pacemakers | 08.06.02 - Features of 8.6.1 plus continuous threshold monitoring in atrium & ventricle with ability to adapt pacing outputs accordingly |  | i | SJ353 | 12168 |  | St Jude Medical Australia Pty Ltd | Quadra Allure MP RF PM 3262 | Quadra Allure MP RF Biventricular Pacemaker | 27g, 15cc | 231759 | February 2017 |  | Changed Product Sub Group.
08 - Cardiac | 08.07 - ICD Leads | 08.07.01 - Coronary Sinus |  |  | MC026 | 2106 |  | Medtronic Australasia Pty Ltd | Medtronic Transvene SVC Lead Model 6937; | Model 6937-35, Model 6937-52, Model 6937-58, Model 6937-110; Silicone; | 35 - 110cm x 660mm | 136182 | October 2016 |  | Changed Benefit.
08 - Cardiac | 08.07 - ICD Leads | 08.07.02 - Subcutaneous |  |  | GU123 | 4212 |  | Guidant Australia Pty Ltd | Endotak SQ Array XP Lead Model 0085 | Sub-Q Array for high DFT | 70cm | 128625 | October 2016 |  | Changed Benefit.
08 - Cardiac | 08.07 - ICD Leads | 08.07.02 - Subcutaneous |  |  | MC251 | 4212 |  | Medtronic Australasia Pty Ltd | Implantable Subcutaneous Defibrillator Lead Model 6996SQ 41cm, 58cm, 85cm | Silicone and Platinum Alloy | Lengths 41-85cm inclusive | 132315 | October 2016 |  | Changed Benefit.
08 - Cardiac | 08.07 - ICD Leads | 08.07.05 - Transvenous/Steroid/Passive |  |  | BT119 | 8100 |  | Biotronik Australia Pty Ltd | Linox SMART TD | Dual-shock coil ICD lead with passive fixation and hydrophilic coating on lead body. | Lengths: 65, 75 cm, Diameter: 7.8Fr | 167217 | October 2016 |  | Changed Benefit.
08 - Cardiac | 08.07 - ICD Leads | 08.07.05 - Transvenous/Steroid/Passive |  |  | BT149 | 8100 |  | Biotronik Australia Pty Ltd | Linox Smart T | Single-shock coil ICD lead with passive fixation, and SilGlide technology | 65 cm length | 212932 | October 2016 |  | Changed Benefit.
08 - Cardiac | 08.07 - ICD Leads | 08.07.05 - Transvenous/Steroid/Passive |  |  | GU115 | 8100 |  | Guidant Australia Pty Ltd | Endotak Reliance Lead | Passive Dual Coil | 59cm, 64cm, 90cm | 128708 | October 2016 |  | Changed Benefit.
08 - Cardiac | 08.07 - ICD Leads | 08.07.05 - Transvenous/Steroid/Passive |  |  | GU158 | 8100 |  | Guidant Australia Pty Ltd | Endotak Reliance SG Passive | Passive Single Coil wih GORE ePTFE covered coils | 54cm - 90cm | 116535 | October 2016 |  | Changed Benefit.
08 - Cardiac | 08.07 - ICD Leads | 08.07.05 - Transvenous/Steroid/Passive |  |  | GU159 | 8100 |  | Guidant Australia Pty Ltd | Endotak Reliance G Passive | Passive Dual Coil with GORE ePTFE covered coils | 54cm - 90cm | 116534 | October 2016 |  | Changed Benefit.
08 - Cardiac | 08.07 - ICD Leads | 08.07.05 - Transvenous/Steroid/Passive |  |  | MC002 | 8100 |  | Medtronic Australasia Pty Ltd | Medtronic Sprint Quattro Lead Model 6944RV/SVC 65cm; Model 6944RV/SVC 75cm; or Model 6944RV/SVC 100cm; Medtronic Sprint Quattro Lead Model 6944RV/SVC 58cm | Silicone and polyurethane | 65-100cm | 142172 | October 2016 |  | Changed Benefit.
08 - Cardiac | 08.07 - ICD Leads | 08.07.05 - Transvenous/Steroid/Passive |  |  | SJ158 | 8100 |  | St Jude Medical Australia Pty Ltd | Durata 7170, 7171 | Passive fixation, true bipolar, dual coil, steroid eluting, endocardial defibrillation leads with Optium insulation overlay | 60, 65 and 70cm | 159843, 159849 | October 2016 |  | Changed Benefit.
08 - Cardiac | 08.07 - ICD Leads | 08.07.05 - Transvenous/Steroid/Passive |  |  | BT154 | 8100 |  | Biotronik Australia Pty Ltd | Volta 1 CT | Singe-shock coil ICD lead with passive fixation, and SilGlide technology | 65cm length | 214328 | February 2017 |  | Changed Product Sub Group.
08 - Cardiac | 08.07 - ICD Leads | 08.07.05 - Transvenous/Steroid/Passive |  |  | SJ345 | 8100 |  | St Jude Medical Australia Pty Ltd | Optisure ICD Lead LDP 220/230 | Passive fixation ICD lead with DF-1 connector | 60cm-75cm | 221012 | February 2017 |  | Changed Product Sub Group.
08 - Cardiac | 08.07 - ICD Leads | 08.07.05 - Transvenous/Steroid/Passive |  | e | BS170 | 8100 |  | Boston Scientific Australia Pty Ltd | Endotak Reliance S 4-SITE | Passive fixation single coil defibrillation leads & 4-SITE connector. | 50-70cm | 165638 | February 2017 |  | Changed Product Sub Group, Suffix.
08 - Cardiac | 08.07 - ICD Leads | 08.07.05 - Transvenous/Steroid/Passive |  | e | BS180 | 8100 |  | Boston Scientific Australia Pty Ltd | Endotak Reliance G 4-SITE | Passive fixation dual coil defibrillation leads with ePTFE covered coils & 4-SITE connector | 50-70cm | 165641 | February 2017 |  | Changed Product Sub Group, Suffix.
08 - Cardiac | 08.07 - ICD Leads | 08.07.05 - Transvenous/Steroid/Passive |  | e | BS181 | 8100 |  | Boston Scientific Australia Pty Ltd | Endotak Reliance SG 4-SITE | Passive fixation single coil defibrillation leads with ePTFE covered coil & 4-SITE connector | 50-70 | 165642 | February 2017 |  | Changed Product Sub Group, Suffix.
08 - Cardiac | 08.07 - ICD Leads | 08.07.05 - Transvenous/Steroid/Passive |  | e | BS183 | 8100 |  | Boston Scientific Australia Pty Ltd | Endotak Reliance 4-SITE | Passive fixation dual coil defibrillation leads with 4-SITE connector | 50-70cm | 165643 | February 2017 |  | Changed Product Sub Group, Suffix.
08 - Cardiac | 08.07 - ICD Leads | 08.07.05 - Transvenous/Steroid/Passive |  | e | BS261 | 8100 |  | Boston Scientific Australia Pty Ltd | RELIANCE 4-FRONT | Passive, single/dual coil, defibrillation lead | Length: 59cm - 70cm | 217433, 217434, 217435 | February 2017 |  | Changed Product Sub Group.
08 - Cardiac | 08.07 - ICD Leads | 08.07.05 - Transvenous/Steroid/Passive |  | e | BT176 | 8100 |  | Biotronik Australia Pty Ltd | Protego T & TD | T - Quadripolar Single Coil ICD lead with passive fixation, fractal/steroid coating, Silglide and DF4 connector TD - Quadripolar Dual Coil ICD lead with passive fixation, fractal/steroid coating, Silglide and DF4 connector | T - Length: 65cm, Electrode spacing 15mm, 7.8F TD - Length: 65cm, 75cm; Electrode spacing 16mm & 65cm, 18mm @ 65cm & 75cm, 7.8 F | 227616, 227617 | February 2017 |  | Changed Product Sub Group.
08 - Cardiac | 08.07 - ICD Leads | 08.07.05 - Transvenous/Steroid/Passive |  | e | SJ245 | 8100 |  | St Jude Medical Australia Pty Ltd | Durata 7170Q, 7171Q and 7172Q | 7170Q/7171Q - passive fixation, bipolar, dual coil, 7172Q - passive fixation, bipolar - single coil steroid eluting endocardial defibrillation leads with Optim insulation overlay and SJ4 quadripolar lead connector | 52, 58 and 65cm, 7F introducer | 170592, 170593, 170594 | February 2017 |  | Changed Product Sub Group, Suffix.
08 - Cardiac | 08.07 - ICD Leads | 08.07.05 - Transvenous/Steroid/Passive |  | e | SJ346 | 8100 |  | St Jude Medical Australia Pty Ltd | Optisure ICD Lead LDP210Q/220Q/230Q | Passive fixation ICD lead with DF-4 connector. | 52cm-65cm | 221013, 221037 | February 2017 |  | Changed Product Sub Group.
08 - Cardiac | 08.07 - ICD Leads | 08.07.06 - Transvenous/Steroid/Active |  |  | GU163 | 8100 |  | Guidant Australia Pty Ltd | ENDOTAK RELIANCE G Active | Active Dual Coil with GORE ePTFE covered coils | 59-90cm | 119328 | October 2016 |  | Changed Benefit.
08 - Cardiac | 08.07 - ICD Leads | 08.07.06 - Transvenous/Steroid/Active |  |  | GU164 | 8100 |  | Guidant Australia Pty Ltd | ENDOTAK RELIANCE SG Active | Active Single coil with GORE ePTFE covered coils | 59-90cm | 119322 | October 2016 |  | Changed Benefit.
08 - Cardiac | 08.07 - ICD Leads | 08.07.06 - Transvenous/Steroid/Active |  |  | SJ157 | 8100 |  | St Jude Medical Australia Pty Ltd | Durata 7120, 7121, 7122, 7130, 7131 | Active fixation bipolar, dual-coil/single coil Steroid-eluting Endocardial Defibrillation Leads | 60, 65, 75cm | 159844, 159845, 159846, 159847, 159848 | October 2016 |  | Changed Benefit.
08 - Cardiac | 08.07 - ICD Leads | 08.07.06 - Transvenous/Steroid/Active |  |  | BT155 | 8100 |  | Biotronik Australia Pty Ltd | VOLTA 2 CR | Fractal coated and steroid electrode, active fixation quadrapolar | 60, 65, 75cm length, 16, 18mm electrode spacing | 214326 | February 2017 |  | Changed Product Sub Group.
08 - Cardiac | 08.07 - ICD Leads | 08.07.06 - Transvenous/Steroid/Active |  |  | BT157 | 8100 |  | Biotronik Australia Pty Ltd | Volta 1CR | Single shock coil ICD lead with active fixation, fractal coating and steroid elution. Coated in SilGlide silicone based coating for improved gliding | Lengths: 60, 65 and 75 cm | 214327 | February 2017 |  | Changed Product Sub Group.
08 - Cardiac | 08.07 - ICD Leads | 08.07.06 - Transvenous/Steroid/Active |  |  | BT158 | 8100 |  | Biotronik Australia Pty Ltd | Volta 2 CT | Fractal coated and steriod electrode, active fixation, quadrapolar | Lengths: 65, 75 cm, Diameter: 7.8Fr | 214329 | February 2017 |  | Changed Product Sub Group.
08 - Cardiac | 08.07 - ICD Leads | 08.07.06 - Transvenous/Steroid/Active |  |  | BT159 | 8100 |  | Biotronik Australia Pty Ltd | Linox Smart ProMRI SD | Dual-shock coil ICD lead with active fixation helix and hydrophilic coating on lead body. MRI conditional use | LENGTHS: 65, 75CM; Diameter: 7.8Fr | 224815 | February 2017 |  | Changed Product Sub Group.
08 - Cardiac | 08.07 - ICD Leads | 08.07.06 - Transvenous/Steroid/Active |  |  | BT160 | 8100 |  | Biotronik Australia Pty Ltd | Linox Smart ProMRI S | Single shock coil ICD lead with active fixation, fractal coating and steroid elution. Coated in SilGlide coating for improved gliding. MRI condional use | Lengths: 65cm, 75cm | 224814 | February 2017 |  | Changed Product Sub Group.
08 - Cardiac | 08.07 - ICD Leads | 08.07.06 - Transvenous/Steroid/Active |  |  | BT161 | 8100 |  | Biotronik Australia Pty Ltd | Linox Smart ProMRI S DX | Pentapolar, single-coil ICD lead with floating atrial dipole. Permanent, transvenous implantation in the right ventricle. MRI conditional use | Length: 65cm. Distance of dipole from tip: 15cm or 17cm | 224813 | February 2017 |  | Changed Product Sub Group.
08 - Cardiac | 08.07 - ICD Leads | 08.07.06 - Transvenous/Steroid/Active |  |  | BT194 | 8100 |  | Biotronik Australia Pty Ltd | Protego DF-1 ProMRI SD | Dual-shock coil ICD lead with active fixation helix and hydrophilic coating on lead body. MRI conditional use | LENGTHS: 65, 75CM; Diameter: 7.8Fr | 286224 | August 2017 |  | New Listing
08 - Cardiac | 08.07 - ICD Leads | 08.07.06 - Transvenous/Steroid/Active |  |  | BT200 | 8100 |  | Biotronik Australia Pty Ltd | Protego DF-1 ProMRI S DX | Pentapolar, single-coil ICD lead with floating atrial dipole. Permanent, transvenous implantation in the right ventricle. MRI conditional use | Length: 65cm. Distance of dipole from tip: 15cm or 17cm | 286225 | August 2017 |  | New Listing
08 - Cardiac | 08.07 - ICD Leads | 08.07.06 - Transvenous/Steroid/Active |  |  | BT201 | 8100 |  | Biotronik Australia Pty Ltd | Protego DF-1 ProMRI S | Single shock coil ICD lead with active fixation, fractal coating and steroid elution. Coated in SilGlide coating for improved gliding. MRI condional use | Lengths: 65cm, 75cm | 286223 | August 2017 |  | New Listing
08 - Cardiac | 08.07 - ICD Leads | 08.07.06 - Transvenous/Steroid/Active |  |  | MC208 | 8100 |  | Medtronic Australasia Pty Ltd | Medtronic Sprint Quattro Secure Lead Model 6947 (MRI SureScan) | Leads, Defibrillator, Implantable, Silicone, polyurethane, platinized tantalum coils, steroid eluting tip, including MRI compatible versions | 58-100cm | 286980 | August 2017 |  | Changed Product Name, Description, Product Sub Group.
08 - Cardiac | 08.07 - ICD Leads | 08.07.06 - Transvenous/Steroid/Active |  |  | MC834 | 8100 |  | Medtronic Australasia Pty Ltd | Sprint Quattro Secure S (MRI SureScan) | Model 6935, Active Fixation Single Coil Defibrillation Lead, including MRI models | 52 - 100cm | 286979 | August 2017 |  | Changed Product Name, Description, Product Sub Group.
08 - Cardiac | 08.07 - ICD Leads | 08.07.06 - Transvenous/Steroid/Active |  |  | SJ343 | 8100 |  | St Jude Medical Australia Pty Ltd | Optisure ICD Lead - LDA210/220/230 | Active fixation ICD lead with DF-1 connector | 60cm-75cm | 221010, 221014 | February 2017 |  | Changed Description, Product Sub Group.
08 - Cardiac | 08.07 - ICD Leads | 08.07.06 - Transvenous/Steroid/Active |  | e | BS174 | 8100 |  | Boston Scientific Australia Pty Ltd | Endotak Reliance SG 4-SITE | Active fixation single coil defibrillation leads with ePTFE covered coil & 4-SITE connector. | 50-70cm | 165645 | February 2017 |  | Changed Product Sub Group, Suffix.
08 - Cardiac | 08.07 - ICD Leads | 08.07.06 - Transvenous/Steroid/Active |  | e | BS178 | 8100 |  | Boston Scientific Australia Pty Ltd | Endotak Reliance 4-SITE | Active fixation dual coil defibrillation leads with 4-SITE connector | 50-70cm | 165639 | February 2017 |  | Changed Product Sub Group, Suffix.
08 - Cardiac | 08.07 - ICD Leads | 08.07.06 - Transvenous/Steroid/Active |  | e | BS179 | 8100 |  | Boston Scientific Australia Pty Ltd | Endotak Reliance S 4-SITE | Active fixation single coil defibrillation leads & 4-SITE connector | 50-70mm | 165640 | February 2017 |  | Changed Product Sub Group, Suffix.
08 - Cardiac | 08.07 - ICD Leads | 08.07.06 - Transvenous/Steroid/Active |  | e | BS182 | 8100 |  | Boston Scientific Australia Pty Ltd | Endotak Reliance G 4-SITE | Active fixation dual coil defibrillation leads with ePTFE covered coils & 4-SITE connector. | 50-70cm | 165644 | February 2017 |  | Changed Product Sub Group, Suffix.
08 - Cardiac | 08.07 - ICD Leads | 08.07.06 - Transvenous/Steroid/Active |  | e | BS260 | 8100 |  | Boston Scientific Australia Pty Ltd | RELIANCE 4-FRONT | Active, Single/Dual coil, defibrillation lead | Length: 59cm -70cm | 217430, 217431, 217432 | February 2017 |  | Changed Product Sub Group.
08 - Cardiac | 08.07 - ICD Leads | 08.07.06 - Transvenous/Steroid/Active |  | e | BT165 | 8100 |  | Biotronik Australia Pty Ltd | Protego ProMRI SD | Dual-shock coil ICD lead with active fixation helix and DF4 connector, MRI conditional | Length: 65, 75cm; 16mm, 18mm electrode spacing | 224816 | February 2017 |  | Changed Product Sub Group.
08 - Cardiac | 08.07 - ICD Leads | 08.07.06 - Transvenous/Steroid/Active |  | e | BT175 | 8100 |  | Biotronik Australia Pty Ltd | Protego S | Tripolar ICD lead with active fixation | Length: 61cm, 65cm, 75cm | 227618 | February 2017 |  | Changed Product Sub Group.
08 - Cardiac | 08.07 - ICD Leads | 08.07.06 - Transvenous/Steroid/Active |  | e | BT205 | 8100 |  | Biotronik Australia Pty Ltd | Protego ProMRI S | Tripolar ICD lead with active fixation. MRI Conditional | Length: 65cm, 75cm | 286222 | August 2017 |  | New Listing
08 - Cardiac | 08.07 - ICD Leads | 08.07.06 - Transvenous/Steroid/Active |  | e | MI033 | 8100 |  | Medtronic Australasia Pty Ltd | Sprint Quattro Secure 6947M Lead | Active fixation, true bipolar, dual coil defibrillation leads with silicone backfill and DF-4 connector | 45-110cm | 191092, 191093, 236884 | February 2017 |  | Changed Product Sub Group.
08 - Cardiac | 08.07 - ICD Leads | 08.07.06 - Transvenous/Steroid/Active |  | e | MI108 | 8100 |  | Medtronic Australasia Pty Ltd | Sprint Quattro Secure S DF4 | Dexamethasone acetate and dexamethasone sodium phosphate steroid-eluting, tripolar, screw-in, ventricular lead with RV defibrillation coil electrode | 49 - 97 cm | 212486, 236885 | February 2017 |  | Changed Product Sub Group.
08 - Cardiac | 08.07 - ICD Leads | 08.07.06 - Transvenous/Steroid/Active |  | e | SJ230 | 8100 |  | St Jude Medical Australia Pty Ltd | Durata 7120Q, 7121Q and 7122Q | 7120/1Q - Adtive fixation, true bipolar; 7122Q - Active fixation true bipolar - single coil steroid eluting endocardial defibrillation leads with Optim insulation overlay and SJ4 quadripolar lead connector. | 52cm, 58cm and 65cm | 170589, 170590, 170591 | February 2017 |  | Changed Product Sub Group, Suffix.
08 - Cardiac | 08.07 - ICD Leads | 08.07.06 - Transvenous/Steroid/Active |  | e | SJ344 | 8100 |  | St Jude Medical Australia Pty Ltd | Optisure ICD Lead LDA210Q/220Q/230Q | Active fixation ICD lead with DF-4 connector | 52cm-65cm | 221011, 221036 | February 2017 |  | Changed Product Sub Group.
08 - Cardiac | 08.07 - ICD Leads | 08.07.07 - Epicardial Patches |  |  | MC027 | 2106 |  | Medtronic Australasia Pty Ltd | Model 6721 Unipolar Epicardial Patch Leads S/M/L | Model 6721S-50, Model 6721M-50, Model 6721L-50; Silicone | 370, 660, 840mm | 136183 | October 2016 |  | Changed Benefit.
08 - Cardiac | 08.08 - Pacemaker Leads | 08.08.01 - Non-transvenous, Bi-Polar, Steroid |  |  | BS153 | 1544 |  | Boston Scientific Australia Pty Ltd | Myopore | Bipolar sutureless myocardial pacing lead | 25-54cm | 161123 | October 2016 |  | Changed Benefit.
08 - Cardiac | 08.08 - Pacemaker Leads | 08.08.01 - Non-transvenous, Bi-Polar, Steroid |  |  | MC011 | 1544 |  | Medtronic Australasia Pty Ltd | Capsure EPI steroid eluting bipolar epicardial lead Model 4968 - ventricle | Silicone | 25 - 60cm | 134287 | October 2016 |  | Changed Benefit.
08 - Cardiac | 08.08 - Pacemaker Leads | 08.08.01 - Non-transvenous, Bi-Polar, Steroid |  |  | SJ132 | 1544 |  | St Jude Medical Australia Pty Ltd | Myodex 1084T | Steroid-Eluting Bipolar Sutureless Myocardial Pacing Lead with Titanium Nitride Electrodes | 35cm and 54cm | 145900 | October 2016 |  | Changed Benefit.
08 - Cardiac | 08.08 - Pacemaker Leads | 08.08.01 - Non-transvenous, Bi-Polar, Steroid |  |  | SJ140 | 1544 |  | St Jude Medical Australia Pty Ltd | Myodex 1084T and FasTac Flex Lead Implant Tool | Steroid -Eluting Bipolar Sutureless Myocardial Pacing Lead with Titanium Nitride Electrodes and Lead implant tool with articulating distal end. | 35cm and 54cm, Lead implant tool - 44cm | 145900 | October 2016 |  | Changed Benefit.
08 - Cardiac | 08.08 - Pacemaker Leads | 08.08.02 - Non-transvenous, Uni-Polar, Steroid |  |  | MC053 | 1390 |  | Medtronic Australasia Pty Ltd | Capsure EPI steroid eluting unipolar epicardial lead Model 4965 ventricle | Silicone | 25 - 50cm | 134427 | October 2016 |  | Changed Benefit.
08 - Cardiac | 08.08 - Pacemaker Leads | 08.08.03 - Non-transvenous, Uni-Polar, Non-Steroid |  |  | MC009 | 1030 |  | Medtronic Australasia Pty Ltd | Medtronic Epicardial Pacing Leads IS-1 Model 5071 | Silicone | 35 - 53cm | 136181 | October 2016 |  | Changed Benefit.
08 - Cardiac | 08.08 - Pacemaker Leads | 08.08.04 - Transvenous, Uni-Polar, Passive, Steroid, Right Ventricular/Atrial |  |  | MC254 | 1123 |  | Medtronic Australasia Pty Ltd | CapSure Sense pacemaker lead Models 4073 | Titanium Nitride | 30 - 85cm | 134289 | October 2016 |  | Changed Benefit.
08 - Cardiac | 08.08 - Pacemaker Leads | 08.08.06 - Transvenous, Uni-Polar, Passive, Steroid, Left Ventricular |  |  | BS133 | 2808 |  | Boston Scientific Australia Pty Ltd | Acuity Spiral | Unipolar passive fixation | 80, 90 & 100cm | 155274 | October 2016 |  | Changed Benefit.
08 - Cardiac | 08.08 - Pacemaker Leads | 08.08.06 - Transvenous, Uni-Polar, Passive, Steroid, Left Ventricular |  |  | MC225 | 2808 |  | Medtronic Australasia Pty Ltd | Attain Over the Wire Model 4193 | Titanium, polyurethane | 78-88cm | 134291 | October 2016 |  | Changed Benefit.
08 - Cardiac | 08.08 - Pacemaker Leads | 08.08.06 - Transvenous, Uni-Polar, Passive, Steroid, Left Ventricular |  |  | BT156 | 2808 |  | Biotronik Australia Pty Ltd | Sentus OTW UP H | 4.8F Unipolar, steroid eluting coronary sinus pacing lead | overall length 77, 87, 97 cm, 4.8F | 219381 | February 2017 |  | Changed Product Sub Group.
08 - Cardiac | 08.08 - Pacemaker Leads | 08.08.08 - Transvenous, Bi-Polar, Passive, Steroid, Right Ventricular/Atrial |  |  | BT066 | 1123 |  | Biotronik Australia Pty Ltd | Selox ST | Transvenous Bipolar Passive Steroid Ventricular Pacing Lead, fractal coated | 53 and 60cm lengths | 118361 | October 2016 |  | Changed Benefit.
08 - Cardiac | 08.08 - Pacemaker Leads | 08.08.08 - Transvenous, Bi-Polar, Passive, Steroid, Right Ventricular/Atrial |  |  | BT067 | 1123 |  | Biotronik Australia Pty Ltd | Selox JT | Bipolar, passive fixation, steroid eluting pacing lead with fractal coating and J-shape | Lengths: 45, 53 cm | 118362 | October 2016 |  | Changed Benefit.
08 - Cardiac | 08.08 - Pacemaker Leads | 08.08.08 - Transvenous, Bi-Polar, Passive, Steroid, Right Ventricular/Atrial |  |  | BT117 | 1123 |  | Biotronik Australia Pty Ltd | Siello JT | Sub 6F, steroid-eluting, transvenous, endocardial, bipolar passive-fixation lead that carries a J-shaped distal end. | Lengths: 45, 53 cm; Diameter: 5.6Fr | 170068 | October 2016 |  | Changed Benefit.
08 - Cardiac | 08.08 - Pacemaker Leads | 08.08.08 - Transvenous, Bi-Polar, Passive, Steroid, Right Ventricular/Atrial |  |  | BT118 | 1123 |  | Biotronik Australia Pty Ltd | Siello T | Sub 6F, steroid-eluting, transvenous, endocardial, bipolar passive-fixation lead | Lengths: 53, 60 cm; Diameter: 5.6Fr | 170067 | October 2016 |  | Changed Benefit.
08 - Cardiac | 08.08 - Pacemaker Leads | 08.08.08 - Transvenous, Bi-Polar, Passive, Steroid, Right Ventricular/Atrial |  |  | BT138 | 1123 |  | Biotronik Australia Pty Ltd | TILDA T | Bipolar, passive fixation, steroid eluting pacing lead with fractal coating | 53, 60cm length | 198176 | October 2016 |  | Changed Benefit.
08 - Cardiac | 08.08 - Pacemaker Leads | 08.08.08 - Transvenous, Bi-Polar, Passive, Steroid, Right Ventricular/Atrial |  |  | BT141 | 1123 |  | Biotronik Australia Pty Ltd | TILDA JT | Bipolar, passive fixation, steroid eluting pacing lead with fractal coating and J-shape | Length 45, 53cm | 198176 | October 2016 |  | Changed Benefit.
08 - Cardiac | 08.08 - Pacemaker Leads | 08.08.08 - Transvenous, Bi-Polar, Passive, Steroid, Right Ventricular/Atrial |  |  | GU009 | 1123 |  | Guidant Australia Pty Ltd | Fineline II Sterox IROX Lead | Bipolar passive fixation | 52cm, 58cm | 128060 | October 2016 |  | Changed Benefit.
08 - Cardiac | 08.08 - Pacemaker Leads | 08.08.08 - Transvenous, Bi-Polar, Passive, Steroid, Right Ventricular/Atrial |  |  | GU011 | 1123 |  | Guidant Australia Pty Ltd | Fineline II Sterox IROX Lead | Bipolar passive fixation | 52cm, 58cm | 212306 | October 2016 |  | Changed Benefit.
08 - Cardiac | 08.08 - Pacemaker Leads | 08.08.08 - Transvenous, Bi-Polar, Passive, Steroid, Right Ventricular/Atrial |  |  | GU012 | 1123 |  | Guidant Australia Pty Ltd | Fineline II Sterox IROX Lead | Bipolar, passive fixation | 45cm, 52cm | 212306 | October 2016 |  | Changed Benefit.
08 - Cardiac | 08.08 - Pacemaker Leads | 08.08.08 - Transvenous, Bi-Polar, Passive, Steroid, Right Ventricular/Atrial |  |  | MC010 | 1123 |  | Medtronic Australasia Pty Ltd | Medtronic Capsure SP Novus Model 5092 | Bipolar, steroid, pasive fixation pacing lead | 45 -110cm | 142170 | October 2016 |  | Changed Benefit.
08 - Cardiac | 08.08 - Pacemaker Leads | 08.08.08 - Transvenous, Bi-Polar, Passive, Steroid, Right Ventricular/Atrial |  |  | MC229 | 1123 |  | Medtronic Australasia Pty Ltd | Medtronic Capsure SP Novus Model 5594 Lead | Bipolar, steroid, passive fixation pacing lead | 30-100cm | 134288 | October 2016 |  | Changed Benefit.
08 - Cardiac | 08.08 - Pacemaker Leads | 08.08.08 - Transvenous, Bi-Polar, Passive, Steroid, Right Ventricular/Atrial |  |  | MC336 | 1123 |  | Medtronic Australasia Pty Ltd | Medtronic Capsure Z Novus Model 5054 Pacing Lead | Silicone; Contents: 1 x lead with anchoring sleeve, stylet & guide, 1 x vein lifter, 2 x fixation tools, extra stylets | 45-58cm | 142168 | October 2016 |  | Changed Benefit.
08 - Cardiac | 08.08 - Pacemaker Leads | 08.08.08 - Transvenous, Bi-Polar, Passive, Steroid, Right Ventricular/Atrial |  |  | MC337 | 1123 |  | Medtronic Australasia Pty Ltd | Medtronic Capsure Z Novus Model 5554 Pacing Lead | Silicone; Contents: 1 x lead with anchoring sleeve, stylet & guide, 1 x vein lifter, 2 x fixation tools, extra stylets | 45-58cm | 142167 | October 2016 |  | Changed Benefit.
08 - Cardiac | 08.08 - Pacemaker Leads | 08.08.08 - Transvenous, Bi-Polar, Passive, Steroid, Right Ventricular/Atrial |  |  | SA152 | 1123 |  | Livanova Australia Pty Limited | Refino ER Series | Steroid eluting passive fixation pacing lead. Permanent pacing lead, Model Refino ER, is indicated for the pacing and sensing of the ventricle. This permanent pacing lead is used in conjunction with an IS-1 compatible implantable pulse generator (pacema | The lead comes in 44, 48, 52 and 58cm lengths and has a 6.0F (polyurethane 6.3F (silicone) lead body | 178089 | October 2016 |  | Changed Benefit.
08 - Cardiac | 08.08 - Pacemaker Leads | 08.08.08 - Transvenous, Bi-Polar, Passive, Steroid, Right Ventricular/Atrial |  |  | SA154 | 1123 |  | Livanova Australia Pty Limited | Petite ER Series | Steroid eluting passive fixation pacing lead. Permanent pacing lead, Petite ER series, is indicated for the pacing and sensing of the ventricle. This permanent pacing lead is used in conjunction with an IS-1 compatible implantable pulse generator (pacema | The lead comes in 44, 48, 52, 58, 70 and 78cm lengths and has a 4.8 F lead body. | 178088 | October 2016 |  | Changed Benefit.
08 - Cardiac | 08.08 - Pacemaker Leads | 08.08.08 - Transvenous, Bi-Polar, Passive, Steroid, Right Ventricular/Atrial |  |  | SJ146 | 1123 |  | St Jude Medical Australia Pty Ltd | Isoflex 1944T & 1948T | Passive-Fixation, Bipolar, Steriod Eluting, Endocardial Pacing Lead with Optim insulation | 46cm, 52cm, 58cm | 159532, 159533 | October 2016 |  | Changed Benefit.
08 - Cardiac | 08.08 - Pacemaker Leads | 08.08.08 - Transvenous, Bi-Polar, Passive, Steroid, Right Ventricular/Atrial |  |  | BS295 | 1123 |  | Boston Scientific Australia Pty Ltd | Ingevity | Passive MR conditional pacing lead | 45cm to 59cm | 263512, 263513 | February 2017 |  | Changed Product Sub Group.
08 - Cardiac | 08.08 - Pacemaker Leads | 08.08.08 - Transvenous, Bi-Polar, Passive, Steroid, Right Ventricular/Atrial |  |  | BT163 | 1123 |  | Biotronik Australia Pty Ltd | Solia T | Sub 6F, steoid-eluting transvenous, endocardial, bipolar passive-fixation lead MRI conditional | Lengths: 53, 60cm; Diameter: 5.6Fr | 224798 | February 2017 |  | Changed Product Sub Group.
08 - Cardiac | 08.08 - Pacemaker Leads | 08.08.08 - Transvenous, Bi-Polar, Passive, Steroid, Right Ventricular/Atrial |  |  | MC372 | 1123 |  | Medtronic Australasia Pty Ltd | CapSure Sense MRI SureScan pacemaker leads Models 4074 & 4574 | Bipolar, steroid, passive fixation pacing lead | Model 4074: 52 - 58cm; Model 4574: 45 - 53cm | 134331, 134426 | February 2017 |  | Changed Product Name, Size, Product Sub Group.
08 - Cardiac | 08.08 - Pacemaker Leads | 08.08.08 - Transvenous, Bi-Polar, Passive, Steroid, Right Ventricular/Atrial |  | k | MC052 | 1390 |  | Medtronic Australasia Pty Ltd | Medtronic Capsure VDD2 Model 5038 AV Pacing Lead | Silicone; Contents: 1 x lead with anchoring sleeve, stylet & guide, 1 x vein lifter, 2 x fixation tools, extra stylets | 11.5cm, 13.5cm, 15.5cm | 142171 | February 2017 |  | Changed Product Sub Group, Suffix.
08 - Cardiac | 08.08 - Pacemaker Leads | 08.08.09 - Transvenous, Bi-Polar, Active, Steroid, Right Ventricular/Atrial |  |  | BT083 | 1123 |  | Biotronik Australia Pty Ltd | Setrox S | Bipolar active fixation lead with fractal coated and steroid eluting electrode | length 45, 53, 60cm | 129077 | October 2016 |  | Changed Benefit.
08 - Cardiac | 08.08 - Pacemaker Leads | 08.08.09 - Transvenous, Bi-Polar, Active, Steroid, Right Ventricular/Atrial |  |  | BT116 | 1123 |  | Biotronik Australia Pty Ltd | Siello S | Sub 6F, steroid-eluting, trasvenous, endocardial, bipolar active-fixation lead with an extendable/retractable, electrically active screw. | Lengths: 45, 53, 60 cm; Diameter: 5.6Fr | 170066 | October 2016 |  | Changed Benefit.
08 - Cardiac | 08.08 - Pacemaker Leads | 08.08.09 - Transvenous, Bi-Polar, Active, Steroid, Right Ventricular/Atrial |  |  | BT123 | 1123 |  | Biotronik Australia Pty Ltd | Safio S | Steroid eluting active fixation pacemaker lead with an electrically active extendable/ retractable screw for fixating the lead in the myocardium. The lead body is insulated in Silicone. The entire lead is conditionally safe to be used in a MRI system. | Length: 53, 60cm; Diameter: 6.6F | 188217 | October 2016 |  | Changed Benefit.
08 - Cardiac | 08.08 - Pacemaker Leads | 08.08.09 - Transvenous, Bi-Polar, Active, Steroid, Right Ventricular/Atrial |  |  | BT139 | 1123 |  | Biotronik Australia Pty Ltd | TILDA R | Bipolar active fixation lead with fractal coated and steroid eluting electrode | length 45, 53, 60cm | 198089 | October 2016 |  | Changed Benefit.
08 - Cardiac | 08.08 - Pacemaker Leads | 08.08.09 - Transvenous, Bi-Polar, Active, Steroid, Right Ventricular/Atrial |  |  | GU013 | 1123 |  | Guidant Australia Pty Ltd | Fineline II EZ Sterox IROX Lead | Bipolar, active fixation | 45cm, 52cm, 58cm | 212306 | October 2016 |  | Changed Benefit.
08 - Cardiac | 08.08 - Pacemaker Leads | 08.08.09 - Transvenous, Bi-Polar, Active, Steroid, Right Ventricular/Atrial |  |  | GU016 | 1123 |  | Guidant Australia Pty Ltd | Fineline II EZ Sterox IROX Lead | Bipolar, active fixation | 45cm, 52cm, 58cm | 212306 | October 2016 |  | Changed Benefit.
08 - Cardiac | 08.08 - Pacemaker Leads | 08.08.09 - Transvenous, Bi-Polar, Active, Steroid, Right Ventricular/Atrial |  |  | MC008 | 1123 |  | Medtronic Australasia Pty Ltd | Medtronic Capsurefix Model 5568 Pacing Leads | Bipolar, steroid, active fixation pacing lead | 30 - 85cm | 142169 | October 2016 |  | Changed Benefit.
08 - Cardiac | 08.08 - Pacemaker Leads | 08.08.09 - Transvenous, Bi-Polar, Active, Steroid, Right Ventricular/Atrial |  |  | MC936 | 1123 |  | Medtronic Australasia Pty Ltd | CapSure Fix MRI Pacing Lead | Model 5086, MRI Conditional | 42, 52, 58 cm | 165256 | October 2016 |  | Changed Benefit.
08 - Cardiac | 08.08 - Pacemaker Leads | 08.08.09 - Transvenous, Bi-Polar, Active, Steroid, Right Ventricular/Atrial |  |  | SA151 | 1123 |  | Livanova Australia Pty Limited | Physique ER Series | Steroid eluting active fixation pacing lead. Permanent pacing lead, Model Physique ER is indicated for the pacing and sensing of the ventricle or atrium. This permanent pacing lead is used in conjunction with a compatible implantable pulse generator. P | The lead comes in 44, 48, 52 and 58cm lengths and has a 4.8F lead body | 178090 | October 2016 |  | Changed Benefit.
08 - Cardiac | 08.08 - Pacemaker Leads | 08.08.09 - Transvenous, Bi-Polar, Active, Steroid, Right Ventricular/Atrial |  |  | SA153 | 1123 |  | Livanova Australia Pty Limited | PY2-ER Series | Steroid eluting active fixation pacing lead. Permanent pacing lead PY2-ER series, is indicated for pacing and sensing of the ventricle and/or atrium of the heart. This lead is used in conjunction with a compatible implantable pulse generator (Pacemaker) | The lead comes in 44, 48, 52, 58cm lengths and has a 6.3F lead body | 178083 | October 2016 |  | Changed Benefit.
08 - Cardiac | 08.08 - Pacemaker Leads | 08.08.09 - Transvenous, Bi-Polar, Active, Steroid, Right Ventricular/Atrial |  |  | SJ073 | 1123 |  | St Jude Medical Australia Pty Ltd | Tendril SDX 1688TC | Endocardial Steroid-Eluting Active Fixation Pacing Lead | 100cm, 25cm, 34cm, 40cm, 46cm, 52cm, 58cm, 85cm, 7F | 116571 | October 2016 |  | Changed Benefit.
08 - Cardiac | 08.08 - Pacemaker Leads | 08.08.09 - Transvenous, Bi-Polar, Active, Steroid, Right Ventricular/Atrial |  |  | SJ129 | 1123 |  | St Jude Medical Australia Pty Ltd | Tendril ST 1888TC and 1882TC | Endocardial Bi-polar Steroid-Eluting Active Fixation Pacing Leads | 46-65cm | 143300, 143301 | October 2016 |  | Changed Benefit.
08 - Cardiac | 08.08 - Pacemaker Leads | 08.08.09 - Transvenous, Bi-Polar, Active, Steroid, Right Ventricular/Atrial |  |  | SJ151 | 1123 |  | St Jude Medical Australia Pty Ltd | OptiSense Model 1999 | Active-Fixation Bipolar, Steroid Eluting, endocardial, atrial pacing lead with Optim insulation | 40, 46 & 52cm | 159534 | October 2016 |  | Changed Benefit.
08 - Cardiac | 08.08 - Pacemaker Leads | 08.08.09 - Transvenous, Bi-Polar, Active, Steroid, Right Ventricular/Atrial |  |  | SJ238 | 1123 |  | St Jude Medical Australia Pty Ltd | Tendril STS 2088TC | Endocardial Bi-polar Steroid-Eluting Active Fixation Pacing Leads | 34cm-100cm | 170585, 170587 | October 2016 |  | Changed Benefit.
08 - Cardiac | 08.08 - Pacemaker Leads | 08.08.09 - Transvenous, Bi-Polar, Active, Steroid, Right Ventricular/Atrial |  |  | SJ270 | 1123 |  | St Jude Medical Australia Pty Ltd | Tendril MRI LPA 1200M | The Tendril MRI™ lead, Model LPA1200M, is an MR Conditional, bipolar, steroid-eluting, active fixation implantable pacing lead with Optim™ insulation. | 46cm, 52cm and 58cm | 193132 | October 2016 |  | Changed Benefit.
08 - Cardiac | 08.08 - Pacemaker Leads | 08.08.09 - Transvenous, Bi-Polar, Active, Steroid, Right Ventricular/Atrial |  | j | MC301 | 2340 |  | Medtronic Australasia Pty Ltd | Model 3830 PACING LEADS | Active fixation pacemaker lead Composition: Insulation is polyurethane, Electrodes are Titanium Nitride coated Platinum, the screw is steriod-coated | 59 - 75 cm | 131307 | October 2016 |  | Changed Benefit.
08 - Cardiac | 08.08 - Pacemaker Leads | 08.08.09 - Transvenous, Bi-Polar, Active, Steroid, Right Ventricular/Atrial |  |  | BS296 | 1123 |  | Boston Scientific Australia Pty Ltd | Ingevity | Active MR conditional pacing lead | 45cm to 59cm | 263514 | February 2017 |  | Changed Product Sub Group.
08 - Cardiac | 08.08 - Pacemaker Leads | 08.08.09 - Transvenous, Bi-Polar, Active, Steroid, Right Ventricular/Atrial |  |  | BT164 | 1123 |  | Biotronik Australia Pty Ltd | Solia S | Sub 6F, steroid-eluting, transvenous, endocardial, bipolar active fixation lead with an extendable/retractable, electrically active screw. MRI conditional | Lengths: 45, 53, 60cm; Diameter: 5.6Fr | 224786 | February 2017 |  | Changed Product Sub Group.
08 - Cardiac | 08.08 - Pacemaker Leads | 08.08.09 - Transvenous, Bi-Polar, Active, Steroid, Right Ventricular/Atrial |  |  | MC338 | 1123 |  | Medtronic Australasia Pty Ltd | Medtronic Capsurefix Novus Model 5076 Pacing Lead | Silicone; Contents: 1 x lead with anchoring sleeve, stylet & guide, 1 x vein lifter, 2 x fixation tools, extra stylets | 45-85cm | 134286, 236828 | February 2017 |  | Changed Product Sub Group.
08 - Cardiac | 08.08 - Pacemaker Leads | 08.08.09 - Transvenous, Bi-Polar, Active, Steroid, Right Ventricular/Atrial |  |  | MC833 | 1123 |  | Medtronic Australasia Pty Ltd | CapSureFix Novus Model 4076 Pacing Lead (MRI SureScan) | Active fixation pacemaker lead, including MRI compatible models | 35 - 85cm | 286952 | August 2017 |  | Changed Product Name, Description, Size, Product Sub Group.
08 - Cardiac | 08.08 - Pacemaker Leads | 08.08.11 - Transvenous, Multi-Polar, Passive, Steroid, Left Ventricular |  |  | BT135 | 5616 |  | Biotronik Australia Pty Ltd | CELERITY PILOT | Bipolar, steroid eluting coronary sinus pacing lead with fractal coating | Lengths: 77, 87cm (in model number as 75 and 85 for simplicity) | 203092 | October 2016 |  | Changed Benefit.
08 - Cardiac | 08.08 - Pacemaker Leads | 08.08.11 - Transvenous, Multi-Polar, Passive, Steroid, Left Ventricular |  |  | BT136 | 5616 |  | Biotronik Australia Pty Ltd | CELERITY 2D, CELERITY 3D | Bipolar, steroid eluting coronary sinus pacing lead with fractal coating. 2D preshaped curved distal end; 3D - preshaped helix distal end | Lengths: 77, 87cm (model shows 75 and 85 for simplicity) | 203091, 203152 | October 2016 |  | Changed Benefit.
08 - Cardiac | 08.08 - Pacemaker Leads | 08.08.11 - Transvenous, Multi-Polar, Passive, Steroid, Left Ventricular |  |  | GU138 | 5616 |  | Guidant Australia Pty Ltd | Easytrak 2, Model 4514, 4515, 4516, 4517, 4518, 4519, 4520 | Bipolar, passive fixation | . | 99579 | October 2016 |  | Changed Benefit.
08 - Cardiac | 08.08 - Pacemaker Leads | 08.08.11 - Transvenous, Multi-Polar, Passive, Steroid, Left Ventricular |  |  | GU153 | 5616 |  | Guidant Australia Pty Ltd | Easytrak 2 Is-1 Lead - Models 4542, 4543 & 4544 | Bipolar, passive fixation | 80 to 100cm | 112810 | October 2016 |  | Changed Benefit.
08 - Cardiac | 08.08 - Pacemaker Leads | 08.08.11 - Transvenous, Multi-Polar, Passive, Steroid, Left Ventricular |  |  | GU156 | 5616 |  | Guidant Australia Pty Ltd | Easytrak 3 Lead - Models 4521, 4522, 4523, 4524, 4525, 4526 and 4527 | Bipolar, passive fixation | 80 to 100cm | 114811 | October 2016 |  | Changed Benefit.
08 - Cardiac | 08.08 - Pacemaker Leads | 08.08.11 - Transvenous, Multi-Polar, Passive, Steroid, Left Ventricular |  |  | GU162 | 5616 |  | Guidant Australia Pty Ltd | Easytrak 3 IS-1 Lead | Bipolar, passive fixation | Sizes 80 to 100cm | 119321 | October 2016 |  | Changed Benefit.
08 - Cardiac | 08.08 - Pacemaker Leads | 08.08.11 - Transvenous, Multi-Polar, Passive, Steroid, Left Ventricular |  |  | GU165 | 5616 |  | Guidant Australia Pty Ltd | Acuity Steerable Lead | Bipolar, passive fixation | 80cm, 90cm ,100cm | 126935 | October 2016 |  | Changed Benefit.
08 - Cardiac | 08.08 - Pacemaker Leads | 08.08.11 - Transvenous, Multi-Polar, Passive, Steroid, Left Ventricular |  |  | MC699 | 5616 |  | Medtronic Australasia Pty Ltd | Attain OTW Model 4194 Lead | Model 4194 | 78cm, 88cm | 120254 | October 2016 |  | Changed Benefit.
08 - Cardiac | 08.08 - Pacemaker Leads | 08.08.11 - Transvenous, Multi-Polar, Passive, Steroid, Left Ventricular |  |  | BT162 | 5616 |  | Biotronik Australia Pty Ltd | Corox ProMRI OTW (-S) (-L) BP | Bipolar, steroid eluting coronary sinus pacing lead with fractal coating | Lengths: 77, 87cm | 224812 | February 2017 |  | Changed Product Sub Group.
08 - Cardiac | 08.08 - Pacemaker Leads | 08.08.11 - Transvenous, Multi-Polar, Passive, Steroid, Left Ventricular |  |  | BT174 | 5616 |  | Biotronik Australia Pty Ltd | Sentus OTW BP L | Bipolar, steroid eluting coronary sinus pacing lead with fractal coating | Lengths: 77cm, 87 cm, 97cm 4.8F | 230846 | February 2017 |  | Changed Product Sub Group.
08 - Cardiac | 08.08 - Pacemaker Leads | 08.08.11 - Transvenous, Multi-Polar, Passive, Steroid, Left Ventricular |  |  | BT185 | 5616 |  | Biotronik Australia Pty Ltd | Sentus ProMRI OTW QP L & S | Quadripolar, steroid eluting left ventricular lead with fractal coating. IS4 Connector & MRI Conditional for CRT | Lengths: 77cm, 87 cm, 97cm 4.8F | 272573, 272574 | February 2017 |  | Changed Product Name, Product Sub Group.
08 - Cardiac | 08.08 - Pacemaker Leads | 08.08.11 - Transvenous, Multi-Polar, Passive, Steroid, Left Ventricular |  |  | MC811 | 5616 |  | Medtronic Australasia Pty Ltd | Attain Ability 4196 LV Lead/ Attain Ability SureScan 4196 MRI LV Lead | Over the wire dual electrode left ventricular lead | 78, 88, and 103 cm | 284518 | August 2017 |  | Changed Product Name, Product Sub Group.
08 - Cardiac | 08.08 - Pacemaker Leads | 08.08.11 - Transvenous, Multi-Polar, Passive, Steroid, Left Ventricular |  |  | MI013 | 5616 |  | Medtronic Australasia Pty Ltd | Attain Ability Plus 4296/ Attain Ability Plus SureScan MRI 4296 | Over the wire electrode left ventricular lead | 78cm, 88cm | 284542 | August 2017 |  | Changed Product Name, Product Sub Group.
08 - Cardiac | 08.08 - Pacemaker Leads | 08.08.11 - Transvenous, Multi-Polar, Passive, Steroid, Left Ventricular |  |  | MI014 | 5616 |  | Medtronic Australasia Pty Ltd | Attain Ability Straight 4396/ Attain Ability Straight 4396 SureScan MRI | Over the wire dual left ventricular lead | 78cm, 88cm | 284519 | August 2017 |  | Changed Product Name, Product Sub Group.
08 - Cardiac | 08.08 - Pacemaker Leads | 08.08.11 - Transvenous, Multi-Polar, Passive, Steroid, Left Ventricular |  |  | MI129 | 5616 |  | Medtronic Australasia Pty Ltd | Attain Performa Leads/ Attain Performa SureScan MRI Leads | LV lead family with four electrodes and an IS4 connector for LV pacing w/premium and standard IS4 CRT-D devices. The Attain Perfoma™ Lead provides LV pacing options to avoid the following: phrenic nerve stimulation, high pacing thresholds, and ischemic tissue (including MRI versions) | 78, 88cm | 284516, 284517, 284519 | August 2017 |  | Changed Product Name, Description.
08 - Cardiac | 08.08 - Pacemaker Leads | 08.08.11 - Transvenous, Multi-Polar, Passive, Steroid, Left Ventricular |  |  | MI201 | 5616 |  | Medtronic Australasia Pty Ltd | Attain stability lead | Steroid eluting, active fixation, dual electrode, transvenous, guide wire delivered, cardiac vein pacing lead with an IS-1 connector | 88cm | 279871 | February 2017 |  | New Listing
08 - Cardiac | 08.08 - Pacemaker Leads | 08.08.11 - Transvenous, Multi-Polar, Passive, Steroid, Left Ventricular |  |  | SJ243 | 5616 |  | St Jude Medical Australia Pty Ltd | Quartet | Quadripolar, Left Ventricular Pacing Lead with Optim Lead Insulation | 75, 86 and 92cm, 5 French introducer | 171332 | February 2017 |  | Changed Product Name, Product Sub Group.
08 - Cardiac | 08.08 - Pacemaker Leads | 08.08.11 - Transvenous, Multi-Polar, Passive, Steroid, Left Ventricular |  | j | BS292 | 5616 |  | Boston Scientific Australia Pty Ltd | ACUITY X4 | Left ventricular family of quad leads with four pacing and sensing electrodes. Three lead configurations offered to assist in LV lead placement and avoid phrenic nerve stimulation and high thresholds. | 86cm, 95cm | 235035, 235036, 235037 | February 2017 |  | Changed Product Sub Group.
08 - Cardiac | 08.08 - Pacemaker Leads | 08.08.11 - Transvenous, Multi-Polar, Passive, Steroid, Left Ventricular |  | j | SJ208 | 5616 |  | St Jude Medical Australia Pty Ltd | Quick Flex µ 1258T | 4F Bipolar Left Ventricular Pacing Lead | 75cm, 86cm, 92cm | 161391 | February 2017 |  | Changed Product Sub Group, Suffix.
08 - Cardiac | 08.08 - Pacemaker Leads | 08.08.13 - Transvenous, Active, Steroid, Left Ventricular |  |  | MC730 | 4500 |  | Medtronic Australasia Pty Ltd | Attain StarFix LV Lead | Over the wire left Ventricular Lead | 78, 88, 103cm | 131306 | October 2016 |  | Changed Benefit.
08 - Cardiac | 08.09 - Pacemaker/ICD Adaptors | 08.09.01 - Pacemaker/ICD Adaptors |  |  | MC246 | 450 |  | Medtronic Australasia Pty Ltd | DF-I Y-Adaptor/Extender Model 6726 25cm & 37cm | Silicone | Lengths 25cm, 37cm | 129883 | October 2016 |  | Changed Benefit.
08 - Cardiac | 08.09 - Pacemaker/ICD Adaptors | 08.09.01 - Pacemaker/ICD Adaptors |  |  | MI046 | 450 |  | Medtronic Australasia Pty Ltd | Bipolar Lead Adaptor Kit Model 2872 | Two IS-1 BI Leads to IS-1 BI IPG | One size only | 129420 | October 2016 |  | Changed Benefit.
08 - Cardiac | 08.09 - Pacemaker/ICD Adaptors | 08.09.01 - Pacemaker/ICD Adaptors |  |  | MI053 | 450 |  | Medtronic Australasia Pty Ltd | 5019 Adaptor | Adapts DF-4 lead to enable use of additional leads for high defibrillation thresholds | One size | 198624 | October 2016 |  | Changed Benefit.
08 - Cardiac | 08.09 - Pacemaker/ICD Adaptors | 08.09.01 - Pacemaker/ICD Adaptors |  |  | MC778 | 450 |  | Medtronic Australasia Pty Ltd | Oscor Adaptor | Adaptor for LV-1 lead to unipolar and bipolar IS-1 | 10cm, 17cm and 40cm | 137315 | August 2017 |  | Changed Product Sub Group.
08 - Cardiac | 08.09 - Pacemaker/ICD Adaptors | 08.09.01 - Pacemaker/ICD Adaptors |  |  | MI045 | 450 |  | Medtronic Australasia Pty Ltd | Adaptor Kits | Bipolar lead adaptors | 14cm, 15cm, 17cm | 137315 | August 2017 |  | Changed Product Name, Description, Size, Product Sub Group.
08 - Cardiac | 08.09 - Pacemaker/ICD Adaptors | 08.09.01 - Pacemaker/ICD Adaptors |  |  | SJ393 | 450 |  | St Jude Medical Australia Pty Ltd | Lead Adaptor Kit | Lead adaptors/extender for ICD/Pacemakers | one size per model | 131928, 160470 | August 2017 |  | New Listing
08 - Cardiac | 08.10 - Pacemaker/ICD Extenders | 08.10.01 - Pacemaker/ICD Adaptors |  |  | MC831 | 477 |  | Medtronic Australasia Pty Ltd | Medtronic Lead Extender Kits | 6984M: IS-1 BI Lead to IS-1 BI IPG; 6981M: IS-1 UNI Lead to IS-1 UNI IPG; 6986M: 3.2mm BI Lead to IS-1 BI IPG; 6985M: IS-1 UNI Lead to EPG; OSCOR Lead Extender BIS-BIS-40 | 37 - 50cm | 137315 | August 2017 |  | Changed Product Name, Description, Product Sub Group.
08 - Cardiac | 08.11 - Pacemaker/Lead Accessories | 08.11.01 - Pacemaker/Lead Accessories |  |  | BS212 | 72 |  | Boston Scientific Australia Pty Ltd | Pacemaker/Defibrillator port safety plug | Pacemaker/Defibrillator Plug that seals unused IS-1 and DF-1 port | 3.2mm x 38mm | 142653 | October 2016 |  | Changed Benefit.
08 - Cardiac | 08.11 - Pacemaker/Lead Accessories | 08.11.01 - Pacemaker/Lead Accessories |  |  | BS213 | 72 |  | Boston Scientific Australia Pty Ltd | Lead Cap Kit | Caps used to protect lead terminal connector pin | 4.75mm and 3.2mm | 133935 | October 2016 |  | Changed Benefit.
08 - Cardiac | 08.11 - Pacemaker/Lead Accessories | 08.11.01 - Pacemaker/Lead Accessories |  |  | MI042 | 72 |  | Medtronic Australasia Pty Ltd | Medtronic Lead End Cap Kit Model: 5867-3M | Lead End Cap Kit | One size only | 129420 | October 2016 |  | Changed Benefit.
08 - Cardiac | 08.11 - Pacemaker/Lead Accessories | 08.11.01 - Pacemaker/Lead Accessories |  |  | MI043 | 72 |  | Medtronic Australasia Pty Ltd | Medtronic DF-1 Port Pin Plug Kit: Model 6719; Medtronic IS-1 Port Pin Plug Kit: Model 6725 | DF-1 unipolar connector port pin plug, one per kit | One size per model | 129420 | October 2016 |  | Changed Benefit.
08 - Cardiac | 08.11 - Pacemaker/Lead Accessories | 08.11.01 - Pacemaker/Lead Accessories |  |  | MI044 | 72 |  | Medtronic Australasia Pty Ltd | Medtronic Upsizing Sleeve: Model 5866-45, Model 5866-46 | 5866-45: IS1 UNI Lead to 5/6mm UNI IPG; 5866-46: IS1 UNI Lead to 5mm UNI IPG or 5mm Bifurcated BI IPG | 18-25mm | 129420 | October 2016 |  | Changed Benefit.
08 - Cardiac | 08.11 - Pacemaker/Lead Accessories | 08.11.01 - Pacemaker/Lead Accessories |  |  | BT190 | 72 |  | Biotronik Australia Pty Ltd | BK Lead Sealing Cap | Biotronik BK Lead Seal Cap | BK-IS :IS1/DF1 Caps BK-IS4/DF4 :IS4/DF4 Caps | 151988 | February 2017 |  | New Listing
08 - Cardiac | 08.11 - Pacemaker/Lead Accessories | 08.11.01 - Pacemaker/Lead Accessories |  |  | SJ391 | 72 |  | St Jude Medical Australia Pty Ltd | Pacemaker port safety plug | Plug that seals unused IS-1, DF-1 and DF- 4 port | one size per model | 124950, 200956 | August 2017 |  | New Listing
08 - Cardiac | 08.11 - Pacemaker/Lead Accessories | 08.11.01 - Pacemaker/Lead Accessories |  |  | SJ392 | 72 |  | St Jude Medical Australia Pty Ltd | Lead Cap Kit | Caps used to protect lead terminal connector pin | one size only | 124950 | August 2017 |  | New Listing
08 - Cardiac | 08.11 - Pacemaker/Lead Accessories | 08.11.02 - Antibacterial Envelope | No SubGroup |  | MI195 | 1116 |  | Medtronic Australasia Pty Ltd | TYRX Absorbable Antibacterial Envelope | Antibacterial surgically implanted mesh envelope which stablises EID placement and prevents infection | 6.3 x 6.9cm, 7.4 x 8.5cm | 276834 | August 2017 |  | Changed Description.
08 - Cardiac | 08.12 - Coronary Stents | 08.12.01 - Drug Eluting | 08.12.01.01 - General Purpose |  | AY023 | 3105 |  | Abbott Australasia Pty Ltd | Xience Everolimus Eluting Stent System | Everolimus Eluting Stent System | 2.25mm to 4.0mm widths, 8mm to 28mm lengths | 135963 | February 2017 |  | Changed Suffix.
08 - Cardiac | 08.12 - Coronary Stents | 08.12.01 - Drug Eluting | 08.12.01.01 - General Purpose |  | AY037 | 3105 |  | Abbott Australasia Pty Ltd | Xience PRIME LL Everolimus Eluting Coronary Stent; Xience PRIME Everolimus Eluting Coronary Stent; Xience PRIME SV Everolimus Eluting Coronary Stent | Coronary Artery Stent, Drug Eluting | XIENCE PRIME LL 2.50; 2.75; 3.00; 3.50; 4.0 x 33MM; XIENCE PRIME LL 2.50; 2.75; 3.00; 3.50; 4.0 x 38MM; XIENCE PRIME SV 2.25 x 08; 12; 15; 18; 23; 28MM; XIENCE PRIME 2.50 x 08; 12; 15; 18; 23; 28MM; XIENCE PRIME 2.75 x 08; 12; 15; 18; 23; 28MM; XIENCE PRIME 3.00 x 08; 12; 15; 18; 23; 28MM; XIENCE PRIME 3.50 x 08; 12; 15; 18; 23; 28MM; XIENCE PRIME 4.00 x 08; 12; 15; 18; 23; 28MM | 167859, 167878, 167879 | February 2017 |  | Changed Product Name, Suffix.
08 - Cardiac | 08.12 - Coronary Stents | 08.12.01 - Drug Eluting | 08.12.01.01 - General Purpose |  | AY040 | 3105 |  | Abbott Australasia Pty Ltd | XIENCE Xpedition Everolimus Eluting Coronary Stent System | Coronary Artery Stent, Drug Eluting | Xience Xpedition DES - 2.25 x (8,12,15,18,23,28) RX CE, 2.50 x (8,12,15,18,23,28,33,38,48) RX CE; 2.75 x (8,12,15,18,23,28,33,38,48) RX CE; 3.00 x (8,12,15,18,23,28,33,38,48) RX CE; 3.25 x (8,12,15,18,23,28,33,38) RX CE; 3.50 x (8,12,15,18,23,28,33,38,48) RX CE; 4.00 x (8,12,15,18,23,28,33,38) RX CE; | 215602, 215603, 215604, 264373 | October 2016 |  | Changed Benefit.
08 - Cardiac | 08.12 - Coronary Stents | 08.12.01 - Drug Eluting | 08.12.01.01 - General Purpose |  | AY044 | 3105 |  | Abbott Australasia Pty Ltd | XIENCE Alpine Everolimus Eluting Coronary Stent System | Drug eluting coronary artery stent | 2.00 mm x (08, 12, 15, 18, 23, 28) mm 2.25 mm x (08, 12, 15, 18, 23, 28) mm 2.50 mm x (08, 12, 15, 18, 23, 28, 33, 38) mm 2.75 mm x (08, 12, 15, 18, 23, 28, 33, 38) mm 3.00 mm x (08, 12, 15, 18, 23, 28, 33, 38) mm 3.25 mm x (08, 12, 15, 18, 23, 28, 33, 38) mm 3.50 mm x (08, 12, 15, 18, 23, 28, 33, 38) mm 4.00 mm x (08, 12, 15, 18, 23, 28, 33, 38) mm | 266175 | October 2016 |  | Changed Benefit.
08 - Cardiac | 08.12 - Coronary Stents | 08.12.01 - Drug Eluting | 08.12.01.01 - General Purpose |  | BS272 | 3105 |  | Boston Scientific Australia Pty Ltd | SYNERGY | Everolimus-Eluting Platinum Chromium Coronary Stent System with Bioabsorbable Polymer | 8mm to 38mm in length, diameter of 2.25 mm - 4.0 mm | 220361 | October 2016 |  | Changed Benefit.
08 - Cardiac | 08.12 - Coronary Stents | 08.12.01 - Drug Eluting | 08.12.01.01 - General Purpose |  | BS273 | 3105 |  | Boston Scientific Australia Pty Ltd | PROMUS PREMIER | Platinum chromium alloy stent coated with a blended polymer mixed with everolimus. | 8mm to 38mm in length, diameter of 2.25 mm - 4.0 mm | 220360 | October 2016 |  | Changed Benefit.
08 - Cardiac | 08.12 - Coronary Stents | 08.12.01 - Drug Eluting | 08.12.01.01 - General Purpose |  | BT178 | 3105 |  | Biotronik Australia Pty Ltd | Orsiro | Sirolimus Coronary Artery Stent, Drug Eluting Co/Cr Alloy coated in PLLA | Stent diameters ø 2.25 -4.0mm Lengths: 9-40mm | 220414 | October 2016 |  | Changed Benefit.
08 - Cardiac | 08.12 - Coronary Stents | 08.12.01 - Drug Eluting | 08.12.01.01 - General Purpose |  | DO001 | 3105 |  | CARDINAL HEALTH AUSTRALIA 503 PTY LTD. | BioFreedom Drug Coated Coronary Stent System | Coronary Artery Stent, Drug Coated | Diameter: 2.25mm to 4.0mm Length: 8mm to 36mm | 280282 | February 2017 |  | New Listing
08 - Cardiac | 08.12 - Coronary Stents | 08.12.01 - Drug Eluting | 08.12.01.01 - General Purpose |  | DO005 | 3105 |  | CARDINAL HEALTH AUSTRALIA 503 PTY LTD. | BioMatrix Flex Drug Eluting Coronary Stent System | Coronary Artery Stent, Drug Eluting | (8 - 38)mm length x (2.25 - 4.0)mm diameter | 216541 | February 2017 |  | Transferred from HE001
08 - Cardiac | 08.12 - Coronary Stents | 08.12.01 - Drug Eluting | 08.12.01.01 - General Purpose |  | ER375 | 3105 |  | Emergo Asia Pacific Pty Ltd | CRE8 Coronary Stent | Coronary Artery Drug Eluting Stent | The stent is available in 7 diameters: 2.25mm; 2.5mm; 2.75mm; 3.0mm; 3.5mm; 4.0mm; 4.5mm and 8 lengths: 8mm; 12mm; 16mm; 20mm; 25mm; 31mm; 38 mm and 46 mm. | 230863, 230864, 230865 | August 2017 |  | Changed Size.
08 - Cardiac | 08.12 - Coronary Stents | 08.12.01 - Drug Eluting | 08.12.01.01 - General Purpose |  | MC732 | 3105 |  | Medtronic Australasia Pty Ltd | Endeavour Drug Eluting Coronary Stent System | Cobalt Alloy, ABT - 578 | Diameter: 2.25mm-4.5mm; Length: 8.00mm-38.0mm | 131573 | February 2017 |  | Changed Suffix.
08 - Cardiac | 08.12 - Coronary Stents | 08.12.01 - Drug Eluting | 08.12.01.01 - General Purpose |  | MC769 | 3105 |  | Medtronic Australasia Pty Ltd | Endeavor Sprint Drug Eluting Stent System | Cobals Alloym ABT - 578 | Diameter: 2.25mm-4.0mm; Length: 8.0mm-30.0mm | 149954 | February 2017 |  | Changed Suffix.
08 - Cardiac | 08.12 - Coronary Stents | 08.12.01 - Drug Eluting | 08.12.01.01 - General Purpose |  | MC816 | 3105 |  | Medtronic Australasia Pty Ltd | Endeavor Resolute Drug Eluting Coronary Stent System | Cobalt Alloy, ABT - 578, BioLinx Polymer | Diameter:2.25mm-4.0mm; Length: 8.00mm-30.0mm | 153680 | February 2017 |  | Changed Suffix.
08 - Cardiac | 08.12 - Coronary Stents | 08.12.01 - Drug Eluting | 08.12.01.01 - General Purpose |  | MI037 | 3105 |  | Medtronic Australasia Pty Ltd | Resolute Integrity Zotarolimus-Eluting Coronary Stent System | Cobalt-alloy, ABT-578, BioLinx Polymer | Small Vessel - Diameter: 2.25mm-2.75mm; Length: 8.0mm-30.0mm Medium Vessel - Diameter: 3.0mm-4.0mm; Length: 9.0mm-38.0mm | 188598 | February 2017 |  | Changed Suffix.
08 - Cardiac | 08.12 - Coronary Stents | 08.12.01 - Drug Eluting | 08.12.01.01 - General Purpose |  | MI189 | 3105 |  | Medtronic Australasia Pty Ltd | Resolute Onyx Zotarolimus-Eluting Coronary Stent System | coronary stent system; drug eluting | diameter: 2.25 to 5.00 mm; length: 8.00 to 38.00 mm | 263413 | October 2016 |  | Changed Benefit.
08 - Cardiac | 08.12 - Coronary Stents | 08.12.01 - Drug Eluting | 08.12.01.01 - General Purpose |  | TU064 | 3105 |  | Terumo Australia | Ultimaster Sirolimus Eluting Coronary Stent System | The Ultimaster Sirolimus Eluting Coronary Stent System is a device/drug combination comprised of a Co-Cr stent (Kaname) coated with sirolimus in a matrix of poly(D,L-Lactide-co-Caprolactone), mounted on a balloon delivery catheter | length 9-38mm; diameter 2.25-4.0mm | 288132 | August 2017 |  | New Listing
08 - Cardiac | 08.12 - Coronary Stents | 08.12.02 - Bare Metal | 08.12.02.01 - General Purpose |  | AY028 | 1123 |  | Abbott Australasia Pty Ltd | Multilink Coronary Stent System - Vision | Cobalt chrome stent | 2.25mm to 4.0mm widths, 8mm to 38mm lengths | 126481, 126482 | October 2016 |  | Changed Benefit.
08 - Cardiac | 08.12 - Coronary Stents | 08.12.02 - Bare Metal | 08.12.02.01 - General Purpose |  | AY039 | 1123 |  | Abbott Australasia Pty Ltd | MULTI-LINK 8 Coronary Stent System, MULTI-LINK 8 SV Coronary Stent System and MULTI-LINK 8 LL Coronary Stent System | The MULTI-LINK 8, MULTI-LINK 8 SV, MULTI-LINK 8 LL Coronary Stent System (CSS) is comprised of two main components: the cobalt chromium (CoCr) stent and the balloon expandable delivery system. | MULTI-LINK 8: Diam: 2.5, 2.75, 3.0, 3.5, 4.0mm, Stent Length: 8, 12, 15, 18, 23, 28mm; MULTI-LINK 8 SV CSS: Diam: 2.25mm, Stent Length: 8, 12, 15, 18, 23, 28mm; MULTI-LINK 8 LL CSS: Diam: 2.5, 2.75, 3.0, 3.5, 4.0mm, Stent Length: 33 and 38mm | 174511, 174519, 176896 | October 2016 |  | Changed Benefit.
08 - Cardiac | 08.12 - Coronary Stents | 08.12.02 - Bare Metal | 08.12.02.01 - General Purpose |  | BS069 | 1123 |  | Boston Scientific Australia Pty Ltd | Liberte Coronary Stent System | Consists of a balloon expandable stent, pre-mounted on a Maverick 2 Monorail delivery catheter. | Stent lengths: 8,12,16,20,24,28 & 32 mm Stent diameters: 2.25, 2.5, 2.75, 3.0, 3.5, 4.0, 4.5 & 5.0 mm | 126580 | October 2016 |  | Changed Benefit.
08 - Cardiac | 08.12 - Coronary Stents | 08.12.02 - Bare Metal | 08.12.02.01 - General Purpose |  | BS211 | 1123 |  | Boston Scientific Australia Pty Ltd | OMEGA Bare Metal Stent | Platinum Chromium Bare Metal Stent | 2.25mm to 4.50mm Diameter. 8mm to 38mm Length. | 187434 | October 2016 |  | Changed Benefit.
08 - Cardiac | 08.12 - Coronary Stents | 08.12.02 - Bare Metal | 08.12.02.01 - General Purpose |  | BS291 | 1123 |  | Boston Scientific Australia Pty Ltd | REBEL | REBEL is a balloon expandable platinum chromium (PtCr) alloy stent pre-mounted on a monorail catheter. | 8mm to 32mm in length, diameter of 2.25mm to 4.50mm | 230025 | October 2016 |  | Changed Benefit.
08 - Cardiac | 08.12 - Coronary Stents | 08.12.02 - Bare Metal | 08.12.02.01 - General Purpose |  | BT107 | 1123 |  | Biotronik Australia Pty Ltd | PRO-Kinetic Energy | Balloon-expandable cobalt chromium (CoCr) stent. The stent surface is fully coated with amorphous hydrogen-rich silicon carbide (aSiC:H). | Lengths: 8 - 40mm, Diameters: 2.0 - 5.0mm. | 159908 | October 2016 |  | Changed Benefit.
08 - Cardiac | 08.12 - Coronary Stents | 08.12.02 - Bare Metal | 08.12.02.01 - General Purpose |  | MC329 | 1123 |  | Medtronic Australasia Pty Ltd | Medtronic Driver, Micro Driver Coronary Stent System | Cobalt Alloy | Driver Stent: diameter (2.25 - 4.5mm), length (8-30mm); Micro-Driver Stent: diameter (2.25 - 2.75mm), length (8 - 24mm) | 98309 | October 2016 |  | Changed Benefit.
08 - Cardiac | 08.12 - Coronary Stents | 08.12.02 - Bare Metal | 08.12.02.01 - General Purpose |  | MC932 | 1123 |  | Medtronic Australasia Pty Ltd | Driver Sprint Coronary Stent System | Cobalt Alloy | Diameter: 2.25 - 4.5 mm; Length: 8-30mm | 160896 | October 2016 |  | Changed Benefit.
08 - Cardiac | 08.12 - Coronary Stents | 08.12.02 - Bare Metal | 08.12.02.01 - General Purpose |  | MC956 | 1123 |  | Medtronic Australasia Pty Ltd | Integrity Coronary Stent System | Cobalt Alloy Coronary Stent | Diameter: 2.25 - 4.5mm; Length: 8 - 30mm | 169357 | October 2016 |  | Changed Benefit.
08 - Cardiac | 08.12 - Coronary Stents | 08.12.02 - Bare Metal | 08.12.02.01 - General Purpose |  | NM004 | 1123 |  | OrbusNeich Medical Pty Ltd | Azule Coronary Stent Delivery System | L605 Cobalt Chromium alloy balloon expandable vascular prosthesis | Expanded Stent Diameter 2.5 to 4.0mm, Stent Length 9 to 33mm | 144695 | October 2016 |  | Changed Benefit.
08 - Cardiac | 08.12 - Coronary Stents | 08.12.02 - Bare Metal | 08.12.02.01 - General Purpose |  | TU001 | 1123 |  | Terumo Australia | Tsunami Gold | Stainless Steel mounted on balloon catheter | Diameter 2.0mm - 4.0mm, Length 8mm - 30mm length | 134577 | October 2016 |  | Changed Benefit.
08 - Cardiac | 08.12 - Coronary Stents | 08.12.02 - Bare Metal | 08.12.02.01 - General Purpose |  | TU044 | 1123 |  | Terumo Australia | Kaname Coronary Stent System | BMS Coronary Stent | Diameter: 2.5mm; 2.75mm; 3.0mm; 3.5mm; 4.0mm x Lengths : 9mm; 12mm; 15mm; 18mm; 24mm; 28mm. | 172383 | October 2016 |  | Changed Benefit.
08 - Cardiac | 08.12 - Coronary Stents | 08.12.02 - Bare Metal | 08.12.02.02 - Special Purpose for specific indications | l, m | AY012 | 2900 |  | Abbott Australasia Pty Ltd | GRAFTMASTER RX Coronary Stent Graft | Stainless Steel/PTFE | 16-26 mm x 2.8 - 4.8 mm | 214226 | October 2016 |  | Changed Benefit.
08 - Cardiac | 08.13 - Special Purpose Percutaneous Cardiovascular Devices | 08.13.01 - Cardiac Defect Occluders |  |  | SJ280 | 9180 |  | St Jude Medical Australia Pty Ltd | Amplatzer Duct Occluder II Additional Sizes | Single use implantable transcatheter device for minimally invasive closure of Patent Ductus Arterious | 0.2cm-0.6cm | 191422 | February 2017 |  | Changed Product Sub Group, Suffix.
08 - Cardiac | 08.13 - Special Purpose Percutaneous Cardiovascular Devices | 08.13.01 - Cardiac Defect Occluders |  | o | GT270 | 9180 |  | W L Gore & Associates | GORE® CARDIOFORM Septal Occluder | The GORE® CARDIOFORM Septal Occluder consists of an implantable occluder comprised of a platinum-filled nickel-titanium (Nitinol) wire frame covered with expanded polytetrafluoroethylene (ePTFE). The occluder is available in sizes of 15, 20, 25, and 30 mm. | 15mm Nominal Disc Diameter; 20mm Nominal Disc Diameter; 25mm Nominal Disc Diameter; 30mm Nominal Disc Diameter | 202817 | February 2017 |  | Changed Product Sub Group.
08 - Cardiac | 08.13 - Special Purpose Percutaneous Cardiovascular Devices | 08.13.01 - Cardiac Defect Occluders |  | o | ME196 | 9180 |  | Getz Healthcare Pty Ltd | Figulla Flex II ASD Occluder | Occlutech Flexx II ASD Occlusion device | Figulla Flex II ASD Waist Ø (mm): Size 4,5,6,7.5,9,10.5,12,13.5,15,16.5,18,21,24,27,30,33,36,39,40 | 201602 | October 2016 |  | Changed Benefit.
08 - Cardiac | 08.13 - Special Purpose Percutaneous Cardiovascular Devices | 08.13.01 - Cardiac Defect Occluders |  | o | ME197 | 9180 |  | Getz Healthcare Pty Ltd | Figulla Flex II PFO Occluder | The Figulla® Flex II PFO is an implant for closure of a patent foramen ovale (PFO) defect in the heart and is deployed via a minimally invasive catheter delivery system. The Figulla® Flex PFO is intended for patients with substantiated Right-Left-Shunt in the contrast agent echocardiography under Valsalva maneuver and presence of a "cryptogenic", paradoxical thromboembolism. | Figulla Flex II PFO Disc Ø (mm): 23/25, 16/18, 27/30, 31/35 | 201603 | October 2016 |  | Changed Benefit.
08 - Cardiac | 08.13 - Special Purpose Percutaneous Cardiovascular Devices | 08.13.01 - Cardiac Defect Occluders |  | o | SJ260 | 9180 |  | St Jude Medical Australia Pty Ltd | Amplatzer Duct Occluder | Nitinol Wire Mesh | 5 - 24mm | 134070 | October 2016 |  | Changed Benefit.
08 - Cardiac | 08.13 - Special Purpose Percutaneous Cardiovascular Devices | 08.13.01 - Cardiac Defect Occluders |  | o | SJ261 | 9180 |  | St Jude Medical Australia Pty Ltd | Amplatzer Septal Occluder | Nitinol Wire Mesh | 4mm - 40mm | 134067 | October 2016 |  | Changed Benefit.
08 - Cardiac | 08.13 - Special Purpose Percutaneous Cardiovascular Devices | 08.13.01 - Cardiac Defect Occluders |  | o | SJ262 | 9180 |  | St Jude Medical Australia Pty Ltd | Amplatzer Muscular VSD Occluder | Nitinol Wire Mesh | 4 - 24mm | 134072 | October 2016 |  | Changed Benefit.
08 - Cardiac | 08.13 - Special Purpose Percutaneous Cardiovascular Devices | 08.13.01 - Cardiac Defect Occluders |  | o | SJ263 | 9180 |  | St Jude Medical Australia Pty Ltd | Amplatzer PFO Occluder | Nitinol Wire Mesh | 25mm & 35mm | 134069 | October 2016 |  | Changed Benefit.
08 - Cardiac | 08.13 - Special Purpose Percutaneous Cardiovascular Devices | 08.13.01 - Cardiac Defect Occluders |  | o | SJ264 | 9180 |  | St Jude Medical Australia Pty Ltd | Amplatzer Membranous VSD Occluder | Nitinol wire mesh, double disc occluder and delivery system | 4-24mm, Length 7-10mm | 134073 | October 2016 |  | Changed Benefit.
08 - Cardiac | 08.13 - Special Purpose Percutaneous Cardiovascular Devices | 08.13.01 - Cardiac Defect Occluders |  | o | SJ267 | 9180 |  | St Jude Medical Australia Pty Ltd | AMPLATZER Duct Occluder II | Self expandable multiple Nitinol wire mesh PDA occlusion device | Waist diameter 3-6mm, Nominal length 4-6mm | 154956 | October 2016 |  | Changed Benefit.
08 - Cardiac | 08.13 - Special Purpose Percutaneous Cardiovascular Devices | 08.13.02 - Vascular Occlusion Devices |  |  | WC294 | 600 |  | WILLIAM A COOK AUSTRALIA PTY LTD | Flipper PDA Closure Detachable Coil Delivery System and Mreye Flipper PDA Detachable Embolization Coil | Delivery system and one coil: the Flipper PDA Closure Detachable Coil Delivery System is a TFE coated stainless steel delivery wire with a straightening mandril and a pin vise handle for detachment. The Mreye Flipper PDA Closure Detachable Coil is made from Iconel material with synthetic fibers. | Delivery system: Length 80cm and 110cm. Extended embolus lengths of: 3cm, 5cm, 6.5cm, 8cm, 10cm, 12cm. Coiled embolus diameters: 3mm, 5mm, 6.5mm, 8mm. Configuration loops of deployed coil: 3,4 or 5 loops | 188074, 194131 | February 2017 |  | Changed Product Sub Group.
08 - Cardiac | 08.13 - Special Purpose Percutaneous Cardiovascular Devices | 08.13.02 - Vascular Occlusion Devices |  |  | WC295 | 250 |  | WILLIAM A COOK AUSTRALIA PTY LTD | Mreye Flipper PDA Detachable Embolization Coil | Coil only: the Mreye Flipper PDA Closure Detachable Coil is made from Iconel material with synthetic fibers. | Extended embolus lengths of: 3cm, 5cm, 6.5cm, 8cm, 10cm, 12cm. Coiled embolus diameters: 3mm, 5mm, 6.5mm, 8mm. Configuration loops of deployed coil: 3,4 or 5 loops | 194131 | February 2017 |  | Changed Product Sub Group.
08 - Cardiac | 08.13 - Special Purpose Percutaneous Cardiovascular Devices | 08.13.03 - Left Atrial Appendage Closure |  |  | BS332 | 11400 |  | Boston Scientific Australia Pty Ltd | WATCHMAN | Left Atrial Appendage Closure Device | 21mm to 33mm | 216434 | 2017-11-01 |  | New Listing
08 - Cardiac | 08.15 - Stents For Treatment Of Coarctation Of The Aorta | 08.15.01 - Uncovered |  |  | LH579 | 1620 |  | Lifehealthcare Pty Ltd | CP Stent | CP Stent Uncovered | 16,22,28,34,39,&45mm length | 121892 | August 2017 |  | Transferred from MY004
08 - Cardiac | 08.15 - Stents For Treatment Of Coarctation Of The Aorta | 08.15.01 - Uncovered |  |  | LH581 | 1620 |  | Lifehealthcare Pty Ltd | CP Stent | CP Stent Uncovered, mounted on BIB balloon | 16,22,28,34,39,&45mm length | 121892 | August 2017 |  | Transferred from MY006
08 - Cardiac | 08.15 - Stents For Treatment Of Coarctation Of The Aorta | 08.15.01 - Uncovered |  |  | PY046 | 1620 |  | Pyramed Pty Limited | AndraStent | High radial force Cobalt Chromium bare metal stent. | Diameter: 6 to 32mm Length: 13 to 57mm | 228312 | August 2017 |  | New Listing
08 - Cardiac | 08.15 - Stents For Treatment Of Coarctation Of The Aorta | 08.15.02 - Covered |  |  | LH580 | 2700 |  | Lifehealthcare Pty Ltd | CP Stent | CP Stent Covered | 16,22,28,34,39,&45mm length | 121892 | August 2017 |  | Transferred from MY005
08 - Cardiac | 08.15 - Stents For Treatment Of Coarctation Of The Aorta | 08.15.02 - Covered |  |  | LH582 | 2700 |  | Lifehealthcare Pty Ltd | CP Stent | CP Stent Covered, mounted on BIB balloon | 16,22,28,34,39,&45mm length | 121892 | August 2017 |  | Transferred from MY007
08 - Cardiac | 08.17 - Catheter Delivery | 08.17.01 - Transcatheter Aortic Valve Implantation |  |  | EL063 | 22932 |  | Edwards Lifesciences Pty Ltd | Edwards SAPIEN 3 Transcatheter Heart Valve | Transcatheter, balloon expanded aortic heart valve with Commander Delivery System | 23mm, 26mm and 29mm | 284496 | 2017-11-01 |  | New Listing
08 - Cardiac | 08.17 - Catheter Delivery | 08.17.01 - Transcatheter Aortic Valve Implantation |  |  | MI259 | 22932 |  | Medtronic Australasia Pty Ltd | Medtronic CoreValve™ Evolut™ R transcatheter aortic valve | Transcatheter aortic valve, self-expanding, re-sheath and/or complete recapture after partial deployment and redeployment | Inflow/Valve Size (mm): 23, 26, 29 and 31 | 284003 | 2017-11-01 |  | New Listing
08 - Cardiac | 08.17 - Catheter Delivery | 08.17.01 - Transcatheter Aortic Valve Implantation |  |  | SJ394 | 22932 |  | St Jude Medical Australia Pty Ltd | Portico transcatheter aortic valve | Self-expanding transcatheter aortic tissue valve, nitinol stent, bovine valve | 23-29 | 254835 | 2017-11-01 |  | New Listing
09 - Cardiothoracic | 09.01 - Mechanical Valves | 09.01.01 - Bi-Leaflet, rotatable |  |  | MC980 | 6000 |  | Medtronic Australasia Pty Ltd | Open Pivot Heart Valve (Model 500FA) Open Pivot Heart Valve (Model 500DM) | Pyrolythic Carbon, Double Velour Polyester, Titanium | 16-33mm | 127419, 127478 | February 2012 |  | Changed Product Name, Product Group, Product Sub Group, Benefit.
09 - Cardiothoracic | 09.01 - Mechanical Valves | 09.01.01 - Bi-Leaflet, rotatable |  |  | MC981 | 6000 |  | Medtronic Australasia Pty Ltd | Open Pivot Heart Valve (Model 501DA) Open Pivot Heart Valve (Model 501DM) | Pyrolythic Carbon, Double Velour Polyester, Titanium | 16-33mm | 127479, 127480 | February 2012 |  | Changed Product Name, Product Group, Product Sub Group, Benefit.
09 - Cardiothoracic | 09.01 - Mechanical Valves | 09.01.01 - Bi-Leaflet, rotatable |  |  | SA129 | 6000 |  | Livanova Australia Pty Limited | Optiform | Mechanical Valve | 19mm to 33mm | 150082 | February 2012 |  | Changed Product Group, Product Sub Group, Benefit.
09 - Cardiothoracic | 09.01 - Mechanical Valves | 09.01.01 - Bi-Leaflet, rotatable |  |  | SJ037 | 6000 |  | St Jude Medical Australia Pty Ltd | Masters Series Heart Valve Mitral and Aortic - Expanded Cuff/Hemodynamic Plus | Aortic Expanded Cuff, Aortic Hemodynamic Plus Cuff, Mitral hemodynamic Cuff, Aortic & Mitral Rotatable Cuff | Aortic Expanded 19 - 31mm, Aortic Hemodynamic 17 - 27mm, Mitral Hemodynamic 17 - 27mm, Rotable 17 - 33mm | 129878, 129879, 129924, 129925, 129926, 129929 | February 2013 |  | Changed Product Name, Size.
09 - Cardiothoracic | 09.01 - Mechanical Valves | 09.01.01 - Bi-Leaflet, rotatable |  |  | SJ317 | 6000 |  | St Jude Medical Australia Pty Ltd | Regent Prosthetic Heart Valve | Standard Cuff | Standard cuff - 17-23mm/25mm-29mm, Flex cuff - 17-23mm/25mm-29mm | 116294 | February 2013 |  | Compressed from SJ039, SJ116
09 - Cardiothoracic | 09.01 - Mechanical Valves | 09.01.01 - Bi-Leaflet, rotatable |  |  | AB077 | 6000 |  | Advanced Biomedical Pty Ltd | CardiaMed Prosthetic Heart Valve | Intra-supra-annular position Aortic and Mitral bileaflet mechanical heart valve made from solid pyrolitic carbon. Models: ADM.XX-1In and MDM.XX-1In | 19 – 29mm (Aortic) 25 – 33mm (Mitral) | 218096, 218097 | August 2014 |  | New Listing
09 - Cardiothoracic | 09.01 - Mechanical Valves | 09.01.01 - Bi-Leaflet, rotatable |  |  | AB078 | 6000 |  | Advanced Biomedical Pty Ltd | CardiaMed Prosthetic Heart Valve | Supra-annular position Aortic and Mitral bileaflet mechanical heart valve made from solid pyrolitic carbon. Models: ADM.XX-1Su and MDM.XX-1Su | 17 - 23mm (Aortic) 25 - 33mm (Mitral) | 218094, 218095 | August 2014 |  | New Listing
09 - Cardiothoracic | 09.01 - Mechanical Valves | 09.01.01 - Bi-Leaflet, rotatable |  |  | MI124 | 6000 |  | Medtronic Australasia Pty Ltd | Open Pivot Heart Valve AP360 - Mitral | Supra-annular mechanical valve; Pyrolythic Carbon, Double Velour Polyester, Titanium | Mitral: 16, 18, 20, 22, 24, 26, 28 and 30 mm | 219161 | February 2014 |  | New Listing
09 - Cardiothoracic | 09.01 - Mechanical Valves | 09.01.01 - Bi-Leaflet, rotatable |  |  | MI125 | 6000 |  | Medtronic Australasia Pty Ltd | Open Pivot Heart Valve AP360 - Aortic | Supra-annular mechanical valve; Pyrolythic Carbon, Double Velour Polyester, Titanium | Aortic: 16, 18, 20, 22, 24, 26 and 28 mm | 219162 | February 2014 |  | New Listing
09 - Cardiothoracic | 09.01 - Mechanical Valves | 09.01.01 - Bi-Leaflet, rotatable |  |  | RH001 | 6000 |  | Reid Healthcare | On-X Prosthetic Heart Valve | Bileaflet Mechanical Heart Valve | 19-33mm | 123500, 123501, 123502, 123503 | August 2017 |  | Changed Product Name, Size, Product Sub Group.
09 - Cardiothoracic | 09.01 - Mechanical Valves | 09.01.02 - Tilting Disc, rotatable |  |  | MC013 | 5100 |  | Medtronic Australasia Pty Ltd | Medtronic Hall Heart Valve Aortic Model A7700, Medtronic Hall Heart Valve Mitral Model M7700, Hall Easy Fit Aortic Heart Valve Model A7700, Hall Easy Fit Mitral Heart Valve Model M7700 | A7700/M7700 Titanium. Pyrolite. Dacron, A7700EZ/M7700EZ Titanium. Pyrolite. PET | A7700 - Diameter 20-31mm, M7700 - Diameter 23-33mm, A7700EZ - Diameter 19-29mm, M7700EZ - Diameter 23-31mm | 135736 | February 2012 |  | Changed Product Group, Product Sub Group, Benefit.
09 - Cardiothoracic | 09.02 - Tissue Valves | 09.02.01 - Stented, anatomical |  | b | EL056 | 5000 |  | Edwards Lifesciences Pty Ltd | Carpentier-Edwards PERIMOUNT Magna Mitral Bioprosthesis (Model: 7000TFX) | Stented Bovine Pericardial Mitral Tissue Valve with a reduced profile height and assymetric sewing band design | 25mm, 27mm, 29mm, 31mm, 33mm | 154459 | February 2012 |  | Changed Product Name, Description, Size, Product Group, Product Sub Group, Suffix, Benefit.
09 - Cardiothoracic | 09.02 - Tissue Valves | 09.02.01 - Stented, anatomical |  | b | EL058 | 5000 |  | Edwards Lifesciences Pty Ltd | Carpentier-Edwards PERIMOUNT Magna Ease Aortic Bioprosthesis (Model: 3300TFX) | Stented Bovine Pericardial Aortic Tissue Valve with a reduced profile height | 19mm, 21mm, 23mm, 25mm, 27mm and 29mm | 156355 | February 2012 |  | Changed Product Name, Description, Size, Product Group, Product Sub Group, Suffix, Benefit.
09 - Cardiothoracic | 09.02 - Tissue Valves | 09.02.01 - Stented, anatomical |  | p | MC701 | 5000 |  | Medtronic Australasia Pty Ltd | Mosaic Cinch, Aortic, Mitral | Models 305cxx, 310cxx | 19mm - 35mm | 145761, 145762 | February 2012 |  | Changed Product Group, Product Sub Group, Suffix, Benefit.
09 - Cardiothoracic | 09.02 - Tissue Valves | 09.02.01 - Stented, anatomical |  | p | MC950 | 5000 |  | Medtronic Australasia Pty Ltd | Mosaic Ultra Cinch II | Small Aortic Root Bioprosthesis | 19mm - 29mm | 145761 | February 2012 |  | Changed Product Group, Product Sub Group, Suffix, Benefit.
09 - Cardiothoracic | 09.02 - Tissue Valves | 09.02.01 - Stented, anatomical |  | p | MC962 | 5000 |  | Medtronic Australasia Pty Ltd | Mosaic Cinch II | Aortic Bioprosthesis | 19mm -29mm | 145761 | February 2012 |  | Changed Product Group, Product Sub Group, Suffix, Benefit.
09 - Cardiothoracic | 09.02 - Tissue Valves | 09.02.01 - Stented, anatomical |  | p | MC993 | 5000 |  | Medtronic Australasia Pty Ltd | Hancock II Aortic Cinch II | Aortic valve bioprosthesis | 21mm to 29mm | 145757 | August 2012 |  | New Listing
09 - Cardiothoracic | 09.02 - Tissue Valves | 09.02.01 - Stented, anatomical |  | p | MI007 | 5000 |  | Medtronic Australasia Pty Ltd | Hancock II Aortic Valve | Aortic bioprosthesis | 21mm to 29mm | 145757 | February 2012 |  | Changed Product Group, Product Sub Group, Suffix, Benefit.
09 - Cardiothoracic | 09.02 - Tissue Valves | 09.02.01 - Stented, anatomical |  | p | MI008 | 5000 |  | Medtronic Australasia Pty Ltd | Hancock II Mitral Valve | Mitral bioprosthesis | 25mm to 33mm | 145759 | February 2012 |  | Changed Product Group, Product Sub Group, Suffix, Benefit.
09 - Cardiothoracic | 09.02 - Tissue Valves | 09.02.01 - Stented, anatomical |  | p | MI009 | 5000 |  | Medtronic Australasia Pty Ltd | Hancock II Ultra Aortic Valve | Small aortic root bioprosthesis | 21mm to 29mm | 145757 | February 2012 |  | Changed Product Group, Product Sub Group, Suffix, Benefit.
09 - Cardiothoracic | 09.02 - Tissue Valves | 09.02.01 - Stented, anatomical |  | p | SJ136 | 5000 |  | St Jude Medical Australia Pty Ltd | SJM Biocor Heart Valve | Stented Porcine tissue valve | Aortic Valves - Tissue Annulus Diameter - 21 - 29mm Mitral Valves - Tissue Annulus Diameter - 25-35mm | 155281, 155282 | February 2012 |  | Changed Product Group, Product Sub Group, Suffix, Benefit.
09 - Cardiothoracic | 09.02 - Tissue Valves | 09.02.01 - Stented, anatomical |  | p | SJ192 | 5000 |  | St Jude Medical Australia Pty Ltd | Epic Flexfit | Triple-composite Bioprosthetic heart valve | Aortic Valves 21-29mm tissue annulus diameter, 14-20mm total height. Mitral Valves 25-33mm tissue annulus diameter, 15-20mm total height. | 164941, 164942 | February 2012 |  | Changed Product Group, Product Sub Group, Suffix, Benefit.
09 - Cardiothoracic | 09.02 - Tissue Valves | 09.02.01 - Stented, anatomical |  | p | SJ201 | 5000 |  | St Jude Medical Australia Pty Ltd | Epic FlexFit Supra | Triple-composite Bioprosthetic heart valve for supra-annular placement in the aortic position | Tissue Annulus Diameter - 19mm-23mm. Total Height 14mm-16mm. | 164943 | February 2012 |  | Changed Product Group, Product Sub Group, Suffix, Benefit.
09 - Cardiothoracic | 09.02 - Tissue Valves | 09.02.02 - Stented, non anatomical |  | b | EL031 | 5000 |  | Edwards Lifesciences Pty Ltd | Carpentier-Edwards Perimount Pericardial Bioprosthesis - Models 2900/6900 Carpentier-Edwards Perimount Plus Pericardial Bioprosthesis Mitral - Model 6900P | Carpentier-Edwards Pericardial Bioprosthesis. Composition: Bovine Pericardium; Elgiloy Alloy; Silicone Rubber, Polytetrafluoroethylene | Models 2900/6900 19-33mm, Model 6900P 25, 27, 29, 31, 33mm | 154064, 154073 | February 2012 |  | Changed Product Group, Product Sub Group, Suffix, Benefit.
09 - Cardiothoracic | 09.02 - Tissue Valves | 09.02.02 - Stented, non anatomical |  | b | EL039 | 5000 |  | Edwards Lifesciences Pty Ltd | Edwards Perimount Magna Model 3000 | Carpentier-Edwards Perimount Magna composition: Glutaraldehyde treated bovine pericardium/elgiloy wireform stent/polyester band/silicone rubber suture ring/polytetrafluoroethylene cloth/polyester cloth. | 19MM Aortic Pericardial Tissue Valve; 21MM Aortic Pericardial Tissue Valve; 23MM Aortic Pericardial Tissue Valve; 25MM Aortic Pericardial Tissue Valve; 27MM Aortic Pericardial Tissue Valve; 29MM Aortic Pericardial Tissue Valve | 154072 | February 2012 |  | Changed Product Group, Product Sub Group, Suffix, Benefit.
09 - Cardiothoracic | 09.02 - Tissue Valves | 09.02.02 - Stented, non anatomical |  | b | SA130 | 5000 |  | Livanova Australia Pty Limited | Mitroflow | Pericardial Bioprosthesis | 19-27mm | 150041 | February 2012 |  | Changed Product Group, Product Sub Group, Suffix, Benefit.
09 - Cardiothoracic | 09.02 - Tissue Valves | 09.02.02 - Stented, non anatomical |  | b | SA155 | 5000 |  | Livanova Australia Pty Limited | Mitroflow | Mitroflow Aortic Pericardial Heart Valve (Model LX) | 19, 21, 23, 25, 27mm | 174947 | February 2012 |  | Changed Product Group, Product Sub Group, Suffix, Benefit.
09 - Cardiothoracic | 09.02 - Tissue Valves | 09.02.02 - Stented, non anatomical |  | b | SJ284 | 5000 |  | St Jude Medical Australia Pty Ltd | Trifecta Valve | Tri-leaflet, stented pericardial valve. | 19-29mm Annulus diameter and 15-20mm height | 190630 | February 2012 |  | New Listing
09 - Cardiothoracic | 09.02 - Tissue Valves | 09.02.02 - Stented, non anatomical |  | b bovine | EL060 | 5000 |  | Edwards Lifesciences Pty Ltd | Carpentier-Edwards PERIMOUNT Magna Mitral Ease Tissue Valve | The Carpentenier-Edwards PERIMOUNT Magna Mitral Ease Tissue is comprised of Bovine Pericardial Tissue and is bioengineered to withstand the higher pressures encountered in the mitral position, whilst maximising implantation ease. | 25, 27, 29, 31, 33mm | 196126 | August 2012 |  | New Listing
09 - Cardiothoracic | 09.02 - Tissue Valves | 09.02.03 - Non-Stented |  | e | MC982 | 5100 |  | Medtronic Australasia Pty Ltd | 3f Aortic Bioprosthesis (Model 1000) | Model 1000 - EQUINE Pericardium Bioprostheseis (non stented) | 19 - 29 mm | 159059 | February 2012 |  | Changed Product Group, Product Sub Group, Benefit.
09 - Cardiothoracic | 09.02 - Tissue Valves | 09.02.03 - Non-Stented |  | p | MC015 | 5100 |  | Medtronic Australasia Pty Ltd | Freestyle bioprosthesis | Models 995xx, 995MSxx | 19 - 35mm | 145752 | February 2012 |  | Changed Product Group, Product Sub Group, Suffix, Benefit.
09 - Cardiothoracic | 09.02 - Tissue Valves | 09.02.04 - Rapid deployment aortic valve with dedicated single use tools |  | b (bovine) | EL062 | 9450 |  | Edwards Lifesciences Pty Ltd | EDWARDS INTUITY Elite Aortic Valve System | Rapid Deployment Aortic Valve System | 19mm - 27mm | 261673 | February 2016 |  | New Listing
09 - Cardiothoracic | 09.02 - Tissue Valves | 09.02.04 - Rapid deployment aortic valve with dedicated single use tools |  | b (bovine) | SA170 | 9450 |  | Livanova Australia Pty Limited | Perceval S Sutureless Aortic Heart Valve | Sutureless Aortic Pericardial Heart Valve | S (19-21mm), M (21-23mm), L(23-25mm), XL (25-27mm) | 232485 | February 2015 |  | New Listing
09 - Cardiothoracic | 09.03 - Valve Conduits | 09.03.01 - Mechanical Valve |  |  | MC979 | 6950 |  | Medtronic Australasia Pty Ltd | Open Pivot Aortic Valved Graft (Model 502AG) | Pyrolythic Carbon, Double Velour Polyester, Titanium | 21- 33mm | 132842 | February 2012 |  | Changed Product Group, Product Sub Group, Benefit.
09 - Cardiothoracic | 09.03 - Valve Conduits | 09.03.01 - Mechanical Valve |  |  | SA128 | 6950 |  | Livanova Australia Pty Limited | CarboSeal Ascending Aortic Prosthesis, sterile, CarboSeal Ascending Aortic Prosthesis with Handle Model AP21, Model AP23, Model AP25, Model AP27, Model AP29, Model AP31, Model AP33, Carboseal Valsalva | Mechanical Conduit | AP 21-33mm, CP 21 - 33mm | 150452 | February 2012 |  | Changed Product Group, Product Sub Group, Benefit.
09 - Cardiothoracic | 09.03 - Valve Conduits | 09.03.01 - Mechanical Valve |  | b | SJ036 | 6950 |  | St Jude Medical Australia Pty Ltd | St Jude Medical Coated Aortic Valved Graft | Coated Aortic Valved Graft | 21mm - 33mm | 133847 | February 2012 |  | Changed Product Group, Product Sub Group, Suffix, Benefit.
09 - Cardiothoracic | 09.03 - Valve Conduits | 09.03.01 - Mechanical Valve |  | b | SJ104 | 6950 |  | St Jude Medical Australia Pty Ltd | SJM Masters Series Aortic Valved Prosthesis - VAVGJ | St Jude Medical Mechanical Heart Valve sewn into the base of a woven polyester fibre graft which has been impregnated with bovine-derived gelatin | Annulus Diameter 19-29mm | 133848 | February 2012 |  | Changed Product Group, Product Sub Group, Suffix, Benefit.
09 - Cardiothoracic | 09.03 - Valve Conduits | 09.03.02 - Tissue Valve, stented anatomical |  | p | MC012 | 6800 |  | Medtronic Australasia Pty Ltd | Medtronic Hancock Valved Conduit Model 100/150 | Porcine bioprosthesis, dacron | 12, 14, 16, 18, 20, 22, 25, 30mm. | 145757 | February 2012 |  | Changed Product Group, Product Sub Group, Suffix, Benefit.
09 - Cardiothoracic | 09.04 - Atrio-Ventricular Rings and Bands | 09.04.04 - Ring or Band, Standard |  |  | EL028 | 2200 |  | Edwards Lifesciences Pty Ltd | Baxter Sterile Grafts, Implants & Prostheses, Non-Animal Origin Annuloplasty: Ring-Mitral Ring with Holder; Mitral Cosgrove-Edwards Annuloplasty System Model 4600; Classic Annuloplasty Ring-Tricuspid | Carpentier-Edwards Classic Annuloplasty Ring. Composition: Titanium Alloy; Silicone Rubber; Polyester Fabric Carpentier-Edwards Physio Annuloplasty Ring. Composition: Elgiloy Bands; Polyester Film Strips; Silicone Rubber; Polyester Cloth, Cosgrove-Edwards Annuloplasty Band. Composition: Silicone Rubber; Polyester Cloth. Carpentier-Edwards Tricuspid Ring. Composition: Titanium Alloy; Silicone Rubber; Polyester Fabric | 24mm-40mm | 158660, 158661, 158662, 158663 | February 2016 |  | Changed Product Group, Product Sub Group.
09 - Cardiothoracic | 09.04 - Atrio-Ventricular Rings and Bands | 09.04.04 - Ring or Band, Standard |  |  | MC005 | 2200 |  | Medtronic Australasia Pty Ltd | Medtronic Duran Annuloplasty Ring; Duran Ancore Ring 620R; Duran Ancore Chordal Model 620RG | Annuloplasty Devices - Models 610R & 620R Silicone / Barium Sulphate, Dacron. | Model 610R 25-35mm & Model 620R 23-35mm | 135737 | February 2016 |  | Changed Product Group, Product Sub Group.
09 - Cardiothoracic | 09.04 - Atrio-Ventricular Rings and Bands | 09.04.04 - Ring or Band, Standard |  |  | MI181 | 2200 |  | Medtronic Australasia Pty Ltd | SIMULUS Flexible Annuloplasty Ring | Flexible mitral/tricuspid annuloplasty ring | Ring size (mm): 23, 25, 27, 29, 31, 33, 35, 37, 39 | 271813 | February 2016 |  | New Listing
09 - Cardiothoracic | 09.04 - Atrio-Ventricular Rings and Bands | 09.04.04 - Ring or Band, Standard |  |  | MI182 | 2200 |  | Medtronic Australasia Pty Ltd | SIMULUS Flexible Annuloplasty Band | Flexible mitral/tricuspid annuloplasty band | Band size (mm): 23, 25, 27, 29, 31, 33, 35, 37, 39 | 271814 | February 2016 |  | New Listing
09 - Cardiothoracic | 09.04 - Atrio-Ventricular Rings and Bands | 09.04.04 - Ring or Band, Standard |  |  | MI192 | 2200 |  | Medtronic Australasia Pty Ltd | Duran Ancore Band 620B | Silicone / Barium Sulphate, Dacron | 23-35mm | 135738 | February 2016 |  | Expanded from MC709
09 - Cardiothoracic | 09.04 - Atrio-Ventricular Rings and Bands | 09.04.04 - Ring or Band, Standard |  |  | SA127 | 2200 |  | Livanova Australia Pty Limited | AnnuloFlo Annuloplasty System | Annuloflex Ring or AnnuloFlo Ring | 26-36mm | 155662 | February 2016 |  | Changed Product Group, Product Sub Group.
09 - Cardiothoracic | 09.04 - Atrio-Ventricular Rings and Bands | 09.04.04 - Ring or Band, Standard |  |  | SJ035 | 2200 |  | St Jude Medical Australia Pty Ltd | SJM Tailor Annuloplasty Ring | Fully Flexible | 25mm - 35mm | 123490 | February 2016 |  | Changed Product Group, Product Sub Group.
09 - Cardiothoracic | 09.04 - Atrio-Ventricular Rings and Bands | 09.04.05 - Ring or Band, Modified |  |  | EL049 | 2400 |  | Edwards Lifesciences Pty Ltd | McCarthy-Edwards IMR Etlogix Annuloplasty Ring (Model: 4100) | Rigid mitral annuloplasty ring with an assymetric design | 24mm, 26mm, 28mm, 30mm, 32mm, 34mm, 36mm | 114193 | February 2016 |  | Changed Product Group, Product Sub Group.
09 - Cardiothoracic | 09.04 - Atrio-Ventricular Rings and Bands | 09.04.05 - Ring or Band, Modified |  |  | EL050 | 2400 |  | Edwards Lifesciences Pty Ltd | Edwards MC3 Tricuspid Ring Annuloplalsty System (Model: 4900) | 3D rigid annuloplasty ring with a tricuspid specific design | 26mm, 28mm, 30mm, 32mm, 34mm, 36mm | 118648 | February 2016 |  | Changed Product Group, Product Sub Group.
09 - Cardiothoracic | 09.04 - Atrio-Ventricular Rings and Bands | 09.04.05 - Ring or Band, Modified |  |  | EL057 | 2400 |  | Edwards Lifesciences Pty Ltd | Geoform | Geoform annuloplasty ring Model 4200 with Holder | 26, 28, 30 and 32mm | 152587 | February 2016 |  | Changed Product Group, Product Sub Group.
09 - Cardiothoracic | 09.04 - Atrio-Ventricular Rings and Bands | 09.04.05 - Ring or Band, Modified |  |  | EL059 | 2400 |  | Edwards Lifesciences Pty Ltd | Carpentier-Edwards PHYSIO ll Mitral Annuloplasty Ring | PHYSIO II is a semi rigid mitral annuloplasty ring, with an improved saddle shape and global disease based design | 24, 26, 28, 30, 32, 34, 36, 38, 40mm | 170274 | February 2016 |  | Changed Product Group, Product Sub Group.
09 - Cardiothoracic | 09.04 - Atrio-Ventricular Rings and Bands | 09.04.05 - Ring or Band, Modified |  |  | EL061 | 2400 |  | Edwards Lifesciences Pty Ltd | Carpentier-Edwards Physio Tricuspid Annuloplasty Ring | The Carpentier-Edwards Physio Tricuspid annuloplasty ring, model 6200 is intended for use in patients with tricuspid valvular insufficiency. Designed with selective flexibility and 3D waveform shape. | 24, 26, 28, 30, 32, 34, 36mm | 196111 | February 2016 |  | Changed Product Group, Product Sub Group.
09 - Cardiothoracic | 09.04 - Atrio-Ventricular Rings and Bands | 09.04.05 - Ring or Band, Modified |  |  | MC745 | 2400 |  | Medtronic Australasia Pty Ltd | CG Future Composite Ring | Semi-rigid mitral annuloplasty ring, with anterior flexibility | 24, 26, 28, 30, 32, 34, 36 & 38mm | 136236 | February 2016 |  | Changed Product Group, Product Sub Group.
09 - Cardiothoracic | 09.04 - Atrio-Ventricular Rings and Bands | 09.04.05 - Ring or Band, Modified |  |  | MC844 | 2400 |  | Medtronic Australasia Pty Ltd | Profile 3D Annuloplasty Ring | 3D, rigid annuloplasty ring with physiologic mitral valve shape | Diameter (mm) 24 - 40mm | 158457 | February 2016 |  | Changed Product Group, Product Sub Group.
09 - Cardiothoracic | 09.04 - Atrio-Ventricular Rings and Bands | 09.04.05 - Ring or Band, Modified |  |  | MI121 | 2400 |  | Medtronic Australasia Pty Ltd | Contour 3D Tricuspid Annuloplasty Ring | Annuloplasty Ring: Titanium core encapsulated with silicone, covered with polyester fabric | 26, 28, 30 32, 34, 36mm | 202774 | February 2016 |  | Changed Product Group, Product Sub Group.
09 - Cardiothoracic | 09.04 - Atrio-Ventricular Rings and Bands | 09.04.05 - Ring or Band, Modified |  |  | MI183 | 2400 |  | Medtronic Australasia Pty Ltd | SIMULUS Semi-Rigid Annuloplasty Ring | Semi-rigid mitral annuloplasty ring | Ring size (mm): 24, 26, 28, 30, 32, 34, 36, 38, 40 | 271812 | February 2016 |  | New Listing
09 - Cardiothoracic | 09.04 - Atrio-Ventricular Rings and Bands | 09.04.05 - Ring or Band, Modified |  |  | MI184 | 2400 |  | Medtronic Australasia Pty Ltd | SIMULUS Semi-Rigid Annuloplasty Band | Semi-rigid mitral annuloplasty band | Band size (mm): 24, 26, 28, 30, 32, 34, 36, 38, 40 | 271815 | February 2016 |  | New Listing
09 - Cardiothoracic | 09.04 - Atrio-Ventricular Rings and Bands | 09.04.05 - Ring or Band, Modified |  |  | MI191 | 2400 |  | Medtronic Australasia Pty Ltd | Colvin - Galloway Future Band Model 638B | Semi-rigid metal alloy core, silicone coating, polyester knit fabric | 26-38mm | 136235 | February 2016 |  | Expanded from MC709
09 - Cardiothoracic | 09.04 - Atrio-Ventricular Rings and Bands | 09.04.05 - Ring or Band, Modified |  |  | SA150 | 2400 |  | Livanova Australia Pty Limited | Memo 3D Mitral Semirigid Annuloplasty Ring | Memo 3D Semirigid Mitral Annuloplasty Ring with 3D flexibility and coated with Carbofilm with or without Rechord system | 24mm, 26mm, 28mm, 30mm, 32mm, 34mm, 36mm, 38mm | 176450, 282675 | February 2016 |  | Changed Product Group, Product Sub Group.
09 - Cardiothoracic | 09.04 - Atrio-Ventricular Rings and Bands | 09.04.05 - Ring or Band, Modified |  |  | SJ087 | 2400 |  | St Jude Medical Australia Pty Ltd | St Jude Medical Rigid Saddle Ring | Rigid Annuloplasty Ring | 24 - 34mm | 124255 | February 2016 |  | Changed Product Group, Product Sub Group.
09 - Cardiothoracic | 09.05 - Patches | 09.05.01 - Tissue | 09.05.01.01 - < 25cm² |  | BX292 | 350 |  | Baxter Healthcare Pty Ltd | Supple Peri-Guard (4 x 4cm) | Model No PC0404SN - 4 x 4cm Bovine pericardium patch | 4 x 4cm | 152945 | February 2013 |  | Transferred from AB069
09 - Cardiothoracic | 09.05 - Patches | 09.05.01 - Tissue | 09.05.01.02 - 25-75cm² |  | BX293 | 550 |  | Baxter Healthcare Pty Ltd | Supple Peri-Guard (6 x 8cm) | Model No PC0608SN -6 x 8cm Bovine pericardium patch | 6 x 8cm | 152945 | February 2013 |  | Transferred from AB068
09 - Cardiothoracic | 09.05 - Patches | 09.05.01 - Tissue | 09.05.01.03 - >75cm² |  | BX294 | 760 |  | Baxter Healthcare Pty Ltd | Supple Peri-Guard (10 x 16cm) | Model No PC1016SN - 10 x 16 Bovine pericardium patch | 10 x 16cm | 152945 | February 2013 |  | Transferred from AB066
09 - Cardiothoracic | 09.05 - Patches | 09.05.01 - Tissue | 09.05.01.03 - >75cm² |  | BX295 | 760 |  | Baxter Healthcare Pty Ltd | Supple Peri-Guard (8 x 14cm) | Nodel No PC0814SN - 8 x 14 Bovine pericardium patch | 8 x 14cm | 152945 | February 2013 |  | Transferred from AB067
09 - Cardiothoracic | 09.05 - Patches | 09.05.01 - Tissue | 09.05.01.03 - >75cm² |  | EL033 | 760 |  | Edwards Lifesciences Pty Ltd | Baxter Augmentation / Substitution Material, Human or Animal Origin, Sterile Pericardial Patch. | Edwards Pericardial Patch. Bovine Pericardium. | 10cm x 15cm | 154067 | August 2017 |  | Changed Product Name, Size.
09 - Cardiothoracic | 09.05 - Patches | 09.05.02 - Synthetic | 09.05.02.01 - Cardiovascular < 75cm² |  | GT271 | 240 |  | W L Gore & Associates | Cardiovascular Patch | ePTFE | 0.5mm Thickness 0.8 - 3 x 6-8cm | 153255 | August 2014 |  | Compressed from GT126, GT127
09 - Cardiothoracic | 09.05 - Patches | 09.05.02 - Synthetic | 09.05.02.01 - Cardiovascular < 75cm² |  | GT275 | 240 |  | W L Gore & Associates | Cardiovascular Patch | ePTFE | 0.4-0.6mm Thickness, 2-3cm x 7-15cm | 153256 | August 2014 |  | Compressed from GT117, GT118
09 - Cardiothoracic | 09.05 - Patches | 09.05.02 - Synthetic | 09.05.02.02 - Cardiovascular ≥ 75cm² |  | GT120 | 521 |  | W L Gore & Associates | Gore-Tex Cardiovascular Patch | ePTFE | 0.6mm Thickness 5 x 15cm | 153256 | February 2012 |  | Changed Product Group, Product Sub Group, Benefit.
09 - Cardiothoracic | 09.05 - Patches | 09.05.02 - Synthetic | 09.05.02.02 - Cardiovascular ≥ 75cm² |  | GT121 | 521 |  | W L Gore & Associates | Gore-Tex Cardiovascular Patch | ePTFE | 0.6mm Thickness 10 x 15cm | 153256 | February 2012 |  | Changed Product Group, Product Sub Group, Benefit.
09 - Cardiothoracic | 09.05 - Patches | 09.05.03 - Biologically Engineered | 09.05.03.01 - < 75cm² |  | SA163 | 1050 |  | Livanova Australia Pty Limited | CorMatrix ECM for Pericardial Closure | CorMatrix Extracellular Matrix indicated for Pericardial Closure | 7cm x 10cm | 228466 | February 2015 |  | New Listing
09 - Cardiothoracic | 09.05 - Patches | 09.05.03 - Biologically Engineered | 09.05.03.01 - < 75cm² |  | SA164 | 1050 |  | Livanova Australia Pty Limited | CorMatrix ECM for Cardiac Tissue Repair | CorMatrix Extracellular Matrix indicated for Cardiac Tissue Repair | 7cm x 10cm | 228467 | February 2015 |  | New Listing
09 - Cardiothoracic | 09.05 - Patches | 09.05.03 - Biologically Engineered | 09.05.03.01 - < 75cm² |  | SA165 | 1050 |  | Livanova Australia Pty Limited | CorMatrix ECM for Cardiac Tissue Repair | CorMatrix Extracellular Matrix indicated for Cardiac Tissue Repair | 4cm x 7cm | 228467 | February 2015 |  | New Listing
09 - Cardiothoracic | 09.05 - Patches | 09.05.03 - Biologically Engineered | 09.05.03.02 - ≥ 75cm² |  | SA162 | 1540 |  | Livanova Australia Pty Limited | CorMatrix ECM for Pericardial Closure | CorMatrix Extracellular Matrix indicated for Pericardial Closure | 7cm x 15cm | 228466 | February 2015 |  | New Listing
09 - Cardiothoracic | 09.06 - Membranes | 09.06.01 - Non-cardiovascular < 100cm² |  |  | GT122 | 360 |  | W L Gore & Associates | Preclude Pericardial Membrane | ePTFE | 0.1mm Thickness 6 x 12cm | 153241 | February 2016 |  | Changed Product Sub Group.
09 - Cardiothoracic | 09.06 - Membranes | 09.06.02 - Non-cardiovascular ≥100cm² and <200cm² |  |  | GT274 | 643 |  | W L Gore & Associates | Preclude Percardial Membrane | ePTFE | 0.1mm Thickness, 12-16cm | 153241 | August 2014 |  | Compressed from GT123, GT124
09 - Cardiothoracic | 09.06 - Membranes | 09.06.03 - Non-cardiovascular ≥200cm² |  |  | GT125 | 1455 |  | W L Gore & Associates | Preclude Pericardial Membrane | ePTFE | 0.1mm Thickness 15 x 20cm | 153241 | February 2016 |  | Changed Product Sub Group.
09 - Cardiothoracic | 09.08 - Cardiac Assisted Fixation Devices | 09.08.02 - Surgical closure devices (atrial appendage) |  |  | MQ001 | 1024 |  | Maquet Australia Pty Ltd | TigerPaw System II | A compliant, implantable occlusion fastener to be placed on the Ostium of the Left Atrial Appendage (LAA). | 35mm, 45mm | 229828 | February 2015 |  | New Listing
09 - Cardiothoracic | 09.09 - Grafts (Proximal Aorta) | 09.09.01 - Modified Tube (end modified eg valsalva) |  |  | TU036 | 3320 |  | Terumo Australia | Gelweave Valsalva Graft | Woven vascular prosthesis, polyester, gelatin sealed | Diameter 24 - 34 mm, Overall length 18.4 - 19.6cm | 125606 | February 2012 |  | Changed Product Group, Product Sub Group, Benefit.
09 - Cardiothoracic | 09.09 - Grafts (Proximal Aorta) | 09.09.02 - Tube with one side branch |  |  | TU038 | 1715 |  | Terumo Australia | Gelweave Graft | Straight Thoracic Graft, with antiflo side branch, Polyester, woven, gelatin sealed | 20 -34 mm x 20-50 cm | 125606 | August 2017 |  | Changed Size, Product Sub Group.
09 - Cardiothoracic | 09.09 - Grafts (Proximal Aorta) | 09.09.03 - Tube with multiple side branches (more than 1) |  |  | TU037 | 2150 |  | Terumo Australia | Gelweave Plexus Graft | Multi Branched, for Aortic Arch reconstruction, Polyester, Woven, gelatin sealed | 20 - 34 mm x 60 cm | 125606 | August 2017 |  | Changed Size, Product Sub Group.
09 - Cardiothoracic | 09.09 - Grafts (Proximal Aorta) | 09.09.04 - Hybrid stent graft (unbranched) |  |  | RH011 | 20000 |  | Reid Healthcare | E-vita open plus stentgraft system (with or without collar) | Hybrid device consisting of a conventional vascular graft incorporated with and endovascular stent graft that allows treatment of the ascending aorta, the arch and the descending aorta, in one procedure. | Overall length: 100-160mm. Vascular graft length 50-70mm; Stent graft length 80-240mm; Stent graft diameter 20-40mm; Collar width 2-40mm. | 216894 | August 2015 |  | Changed Product Name, Size.
09 - Cardiothoracic | 09.10 - Skeletal Fixation Devices | 09.10.01 - Skeletal fixation, sternum |  |  | AB074 | 140 |  | Advanced Biomedical Pty Ltd | FLEXIGRIP (Various Sizes) | Nitinol Sternal Closure Clips - various sizes | 20mm - 40mm | 167412 | August 2012 |  | Changed Product Group, Benefit.
09 - Cardiothoracic | 09.10 - Skeletal Fixation Devices | 09.10.01 - Skeletal fixation, sternum |  |  | SY688 | 140 |  | Johnson & Johnson Medical Pty Ltd | Sternal ZipFix System | Sternal Closure Tie with Needle | One Size | 187295 | August 2012 |  | New Listing
09 - Cardiothoracic | 09.11 - Implant Ventricular Assist System | 09.11.01 - Ventricular Assist System |  |  | CQ001 | 100000 |  | HeartWare Pty Ltd | HeartWare Ventricular Assist System | Implant and patient sets include: 1. The HVAD pump, the HVAD strain relief, the HVAD sewing ring, and the HVAD driveline Cap; 2. The HVAD pump surgical tools; 3. the HVAD pump outflow graft; 4. the HVAD driveline extension cable; 5. The HVAD controller kits (2); 6. The DC adapter, the battery charger and the batteries (4); and 7. Shower bag, patient pack, shoulder pack and waist pack. | n/a | 181875 | August 2014 |  | New Listing
09 - Cardiothoracic | 09.11 - Implant Ventricular Assist System | 09.11.01 - Ventricular Assist System |  |  | SJ383 | 100000 |  | St Jude Medical Australia Pty Ltd | HeartMate II Left Ventricular Assist System - Implant Kit - Unsealed Grafts | Implant Kit with Unsealed Grafts | One size only | 172201 | August 2016 |  | Transferred from ER195
09 - Cardiothoracic | 09.11 - Implant Ventricular Assist System | 09.11.01 - Ventricular Assist System |  |  | SJ386 | 100000 |  | St Jude Medical Australia Pty Ltd | HeartMate II Left Ventricular Assist System - Implant Kit - Sealed Grafts | Implant Kit with Sealed Grafts | One size only | 226356 | August 2016 |  | Transferred from ER196
09 - Cardiothoracic | 09.11 - Implant Ventricular Assist System | 09.11.02 - External Components | 09.11.02.01 - System Controller | No Suffix | SJ384 | 4500 |  | St Jude Medical Australia Pty Ltd | HeartMate II Left Ventricular Assist System - System Controller | System controller | One size only | 172007 | August 2016 |  | Transferred from ER267
09 - Cardiothoracic | 09.11 - Implant Ventricular Assist System | 09.11.02 - External Components | 09.11.02.03 - Battery Set | No Suffix | MI221 | 2500 |  | Medtronic Australasia Pty Ltd | HeartWare ® Battery Charger | HeartWare ® Battery Charger | one size | 277518 | August 2017 |  | New Listing
09 - Cardiothoracic | 09.11 - Implant Ventricular Assist System | 09.11.02 - External Components | 09.11.02.03 - Battery Set | No Suffix | MI234 | 2500 |  | Medtronic Australasia Pty Ltd | HeartWare ® Battery | HeartWare ® Battery | one size | 277233 | August 2017 |  | New Listing
09 - Cardiothoracic | 09.11 - Implant Ventricular Assist System | 09.11.02 - External Components | 09.11.02.03 - Battery Set | No Suffix | SJ385 | 2500 |  | St Jude Medical Australia Pty Ltd | HeartMate II Left Ventricular Assist System - Battery Set | Rechargeable HeartMate II-specific batteries | One size only, set of 4 | 167134 | August 2016 |  | Transferred from ER268
09 - Cardiothoracic | 09.11 - Implant Ventricular Assist System | 09.11.02 - External Components | 09.11.02.04 - Battery Clip Set |  | SJ375 | 1600 |  | St Jude Medical Australia Pty Ltd | HeartMate II Left Ventricular Assist System - Battery Clip Set | Battery clip set | one size only | 167134 | August 2016 |  | New Listing
09 - Cardiothoracic | 09.11 - Implant Ventricular Assist System | 09.11.03 - Patient Mobility Accessories | 09.11.03.01 - Stabilisation Belt | No suffix | SJ381 | 100 |  | St Jude Medical Australia Pty Ltd | HeartMate II Left Ventricular Assist System - Stabilization Belt | Fabric belt for Stabilizing percutaneous lead | Small / medium; set of 2 large; set of 2 | 221217 | August 2016 |  | Transferred from ER269
09 - Cardiothoracic | 09.11 - Implant Ventricular Assist System | 09.11.03 - Patient Mobility Accessories | 09.11.03.02 - Modular Belt | No Suffix | MI224 | 345 |  | Medtronic Australasia Pty Ltd | HeartWare ® Shoulder pack | HeartWare ® Shoulder pack | one size | 277524 | August 2017 |  | New Listing
09 - Cardiothoracic | 09.11 - Implant Ventricular Assist System | 09.11.03 - Patient Mobility Accessories | 09.11.03.02 - Modular Belt | No Suffix | MI239 | 345 |  | Medtronic Australasia Pty Ltd | HeartWare ® Waist Pack | HeartWare ® Waist Pack | one size | 277523 | August 2017 |  | New Listing
09 - Cardiothoracic | 09.11 - Implant Ventricular Assist System | 09.11.03 - Patient Mobility Accessories | 09.11.03.02 - Modular Belt | No Suufix | SJ382 | 345 |  | St Jude Medical Australia Pty Ltd | HeartMate II Left Ventricular Assist System - Modular Belt | Modular belt to hold System Controller and Batteries | Small / Medium Large | 272795 | August 2016 |  | Transferred from ER270
09 - Cardiothoracic | 09.11 - Implant Ventricular Assist System | 09.11.03 - Patient Mobility Accessories | 09.11.03.03 - Shower Bag | No Suffix | MI220 | 450 |  | Medtronic Australasia Pty Ltd | HeartWare ® Shower bag | HeartWare ® Shower bag | one size | 277522 | August 2017 |  | New Listing
09 - Cardiothoracic | 09.11 - Implant Ventricular Assist System | 09.11.03 - Patient Mobility Accessories | 09.11.03.03 - Shower Bag | No Suffix | SJ380 | 450 |  | St Jude Medical Australia Pty Ltd | HeartMate II Left Ventricular Assist System - Shower Bag | Shower Bag | One size only; set of 2 | 272795 | August 2016 |  | Transferred from ER271
09 - Cardiothoracic | 09.12 - Pectus Bar | 09.12.01 - Pectus Bar | No subgroup |  | BI472 | 1256 |  | Zimmer Biomet Pty Ltd | Pectus Bar | Pectus Bar, Stainless Steel | 80-432mm | 149413 | August 2015 |  | Changed Product Group, Product Sub Group, Benefit.
09 - Cardiothoracic | 09.12 - Pectus Bar | 09.12.01 - Pectus Bar | No subgroup |  | RH016 | 1256 |  | Reid Healthcare | Park Modified Pectus Bar | Park Modified Pectus bar available in titanium alloy and stainless steel | 6" - 152mm, 7" - 178mm, 8" - 203mm, 9" - 228mm, 10" - 254mm, 11" - 279mm, 12" - 305mm, 13" - 330mm, 14" - 356mm, 15" = 381mm, 16" - 406mm, 17" - 432mm | 224584 | August 2015 |  | New Listing
09 - Cardiothoracic | 09.12 - Pectus Bar | 09.12.02 - Stabilisers | No subgroup |  | BI483 | 505 |  | Zimmer Biomet Pty Ltd | Pectus Bar | Stabilizer, Triangular or Elongated, Stainless Steel | One size only | 149413 | August 2015 |  | Changed Product Group, Product Sub Group, Benefit.
09 - Cardiothoracic | 09.12 - Pectus Bar | 09.12.02 - Stabilisers | No subgroup |  | RH017 | 505 |  | Reid Healthcare | Park Pectus Hinge Plate Stabiliser | Stabilisation of Pectus Bar - optional use in asymmetric or adult pectus excavatum to prevent bar displacement stripping of intercostal muscles | 65mm | 224584 | August 2015 |  | New Listing
09 - Cardiothoracic | 09.12 - Pectus Bar | 09.12.02 - Stabilisers | No subgroup |  | RH018 | 505 |  | Reid Healthcare | Park Bridge Stabiliser | Stablisation of Pectus Bar - optional use for multiple bar placement | 3 sizes: 6 hole - 60mm, 8 hole 80mm, 10 hole - 100mm | 224584 | August 2015 |  | New Listing
09 - Cardiothoracic | 09.12 - Pectus Bar | 09.12.02 - Stabilisers | No subgroup |  | RH019 | 505 |  | Reid Healthcare | Park Claw Fixator, Clip and Nut Stabiliser | Stabilisation of Pectus Bar | Park Claw Fixator - Small (20mm x 12mm), Medium (23mm x 15mm), Large (25mm x 18mm), Extra Large (30mm x 18mm). Fixator Clip - 15mm. Nut - 7mm. | 224584 | August 2015 |  | New Listing
09 - Cardiothoracic | 09.13 - Chordal Replacement Devices, fixed and adjustable | 09.13.01 - Chordal Replacement Devices, fixed and adjustable | No subgroup | No Suffix | RH024 | 270 |  | Reid Healthcare | Chord-X | ePTFE chordal repair | Five (5) loop lengths -(0mm/adjustable, 12mm, 16mm, 20mm and 24mm), Two (2) sutures (2-0 ePTFE or 3-0 ePTFE), Two (2) needle shapes (1/2 circle and 3/8 circle), Two (2) needle lengths (18mm and 22mm). | 262630 | February 2016 |  | New Listing
10 - Vascular | 10.01 - Vascular Stents | 10.01.01 - Bare Metal Stents | 10.01.01.01 - Balloon Expandable |  | AY022 | 1800 |  | Abbott Australasia Pty Ltd | Cobalt Chromium Balloon Expandable Peripheral Stent | Cobalt Chromium | Diameter 4-10mm, Length 12-58mm | 119499 | February 2012 |  | Changed Product Group, Product Sub Group, Benefit.
10 - Vascular | 10.01 - Vascular Stents | 10.01.01 - Bare Metal Stents | 10.01.01.01 - Balloon Expandable |  | AY024 | 1800 |  | Abbott Australasia Pty Ltd | Omnilink Stainless Steel Balloon Deployable Peripheral Stent | Stainless Steel Balloon Expandable Peripheral Stent on 018/035 system | 018 & 035 system: 5-10mm diameter by 12, 16, 18, 28, 38, 58mm length | 146848 | February 2012 |  | Changed Product Group, Product Sub Group, Suffix, Benefit.
10 - Vascular | 10.01 - Vascular Stents | 10.01.01 - Bare Metal Stents | 10.01.01.01 - Balloon Expandable |  | AY046 | 1800 |  | Abbott Australasia Pty Ltd | Omnilink Elite Vascular Balloon-Expandable Stent System | Omnilink Elite Vascular Balloon-Expandable Stent System is a balloon- expandable stent system indicated for the treatment of atherosclerotic iliac artery lesions with reference vessel diameters of ≥ 5.0 mm and ≤ 11.0 mm, and lesion lengths up to 50 mm. | 6.0mm x (12,16,19,29,39,59)mm x 80cm 7.0mm x (12,16,19,29,39,59)mm x 80cm 8.0mm x (19,29,39,59)mm x 80cm 9.0mm x (19,29,39,59)mm x 80cm 10.0mm x (19,29,39,59)mm x 80cm 6.0mm x (12, 16,19,29,39,59)mm x 135cm 7.0mm x (12, 16,19,29,39,59)mm x 135cm 8.0mm x (19,29,39,59)mm x 135cm 9.0mm x (19,29,39,59)mm x 135cm 10.0mm x (19,29,39,59)mm x 135cm | 269609 | August 2017 |  | New Listing
10 - Vascular | 10.01 - Vascular Stents | 10.01.01 - Bare Metal Stents | 10.01.01.01 - Balloon Expandable |  | BA218 | 1800 |  | Bard Australia Pty Ltd | Lifestent Valeo | Stainless Steel Balloon Expandable Peripheral Stent | 6-10mm diameter 17-56mm length | 161500 | February 2012 |  | Compressed from BA190, BA191, BA192, BA193, BA194, BA195, BA196, BA197
10 - Vascular | 10.01 - Vascular Stents | 10.01.01 - Bare Metal Stents | 10.01.01.01 - Balloon Expandable |  | BB244 | 1800 |  | B Braun Australia Pty Ltd | Coroflex Blue | Cobalt Chromium Alloy L605 | 2-4mm diameter, 8-25mm length | 112447 | February 2012 |  | Changed Product Group, Product Sub Group, Suffix, Benefit.
10 - Vascular | 10.01 - Vascular Stents | 10.01.01 - Bare Metal Stents | 10.01.01.01 - Balloon Expandable |  | BS059 | 1800 |  | Boston Scientific Australia Pty Ltd | Express Vascular LD Stent; Express Vascular SD Stent | Stainless Steel, Balloon Expanding Stent | Stent Diameters up to 10mm and lengths up to 60mm | 153169 | February 2012 |  | Changed Product Group, Product Sub Group, Suffix, Benefit.
10 - Vascular | 10.01 - Vascular Stents | 10.01.01 - Bare Metal Stents | 10.01.01.01 - Balloon Expandable |  | BT094 | 1800 |  | Biotronik Australia Pty Ltd | Dynamic | PTA Balloon Expandable Stent | Diameters: 5-10mm, Lengths: 15, 25, 38, 56mm | 209440 | February 2012 |  | Changed Size, Product Group, Product Sub Group, Suffix, Benefit.
10 - Vascular | 10.01 - Vascular Stents | 10.01.01 - Bare Metal Stents | 10.01.01.01 - Balloon Expandable |  | DO003 | 1800 |  | CARDINAL HEALTH AUSTRALIA 503 PTY LTD. | PALMAZ® BLUE™ .018 Peripheral Stent System | L605 Cobalt Chromium Alloy Balloon Expandable Stent | 12, 15, 18, 24mm length 4, 5, 6, 7mm diameter | 187122 | February 2017 |  | Transferred from JJ567
10 - Vascular | 10.01 - Vascular Stents | 10.01.01 - Bare Metal Stents | 10.01.01.01 - Balloon Expandable |  | DO007 | 1800 |  | CARDINAL HEALTH AUSTRALIA 503 PTY LTD. | Palmaz Genesis Peripheral Stent on Opta Pro (Large) | Stainless steel balloon expandable stent mounted on an Opta Pro Balloon. | Diameter 4-12mm, length 11-79mm | 188675 | February 2017 |  | Transferred from JJ306
10 - Vascular | 10.01 - Vascular Stents | 10.01.01 - Bare Metal Stents | 10.01.01.01 - Balloon Expandable |  | DO016 | 1800 |  | CARDINAL HEALTH AUSTRALIA 503 PTY LTD. | Palmaz Genesis Peripheral Stent on Opta Pro (Medium) | Stainless steel balloon expandable stent mounted on an Opta Pro Balloon | Diameter 4-8mm, length 12-39mm | 188675 | February 2017 |  | Transferred from JJ305
10 - Vascular | 10.01 - Vascular Stents | 10.01.01 - Bare Metal Stents | 10.01.01.01 - Balloon Expandable |  | DO018 | 1800 |  | CARDINAL HEALTH AUSTRALIA 503 PTY LTD. | Palmaz Blue .014 Renal Stent System (on Aviator Plus) | CoCr balloon expandable stent | 12, 15, 18, 24mm Lengths 40, 50, 60, 70mm diameters 80, 142cm shaft lengths | 190149 | February 2017 |  | Transferred from JJ688
10 - Vascular | 10.01 - Vascular Stents | 10.01.01 - Bare Metal Stents | 10.01.01.01 - Balloon Expandable |  | MC328 | 1800 |  | Medtronic Australasia Pty Ltd | Racer Renal Stent System | Cobalt Alloy | Diameter: 4-7mm; Lengths: 12 &18mm | 114003 | February 2012 |  | Changed Product Group, Product Sub Group, Suffix, Benefit.
10 - Vascular | 10.01 - Vascular Stents | 10.01.01 - Bare Metal Stents | 10.01.01.01 - Balloon Expandable |  | MC773 | 1800 |  | Medtronic Australasia Pty Ltd | Assurant Cobalt Stent | Iliac balloon expandable stent system | Diameter: 6 - 10mm , Length: 20 - 80mm | 149584 | February 2012 |  | Changed Product Group, Product Sub Group, Suffix, Benefit.
10 - Vascular | 10.01 - Vascular Stents | 10.01.01 - Bare Metal Stents | 10.01.01.01 - Balloon Expandable |  | MC959 | 1800 |  | Medtronic Australasia Pty Ltd | Hippocampus Renal Stent System | Hippocampus Renal Rapid Exchange Stainless Steel Stent system, 5F sheath, 0.014" guide wire compatible | Diameter 4.0mm - 7.00mm Length: 10mm - 24mm | 154324 | February 2012 |  | Changed Product Group, Product Sub Group, Suffix, Benefit.
10 - Vascular | 10.01 - Vascular Stents | 10.01.01 - Bare Metal Stents | 10.01.01.01 - Balloon Expandable |  | MC977 | 1800 |  | Medtronic Australasia Pty Ltd | Chromis deep cobalt Chromium, infrapopliteal OTW stent | Chromis deep - Cobalt Chromium, pre-mounted balloon expandable, 0.014" compatable stent | Diameter: 2.0 mm 4.0mm Length: 10mm - 76mm | 154323 | February 2012 |  | Changed Product Group, Product Sub Group, Suffix, Benefit.
10 - Vascular | 10.01 - Vascular Stents | 10.01.01 - Bare Metal Stents | 10.01.01.01 - Balloon Expandable |  | WC234 | 1800 |  | WILLIAM A COOK AUSTRALIA PTY LTD | Formula 414 Rx Renal Stent System | Balloon Expandable Vasc/Biliary Stent | Rapid exchange 014/018, 80-135cm delivery system. Diameters 4-10mm, lengths 0.8 - 4cm | 143276 | February 2012 |  | Changed Product Group, Product Sub Group, Suffix, Benefit.
10 - Vascular | 10.01 - Vascular Stents | 10.01.01 - Bare Metal Stents | 10.01.01.02 - Self Expandable, <150mm |  | AS189 | 1800 |  | Medtronic Australasia Pty Ltd | Protege GPS Peripheral and Carotid Stents | Protege RX Peripheral Stent Protege RX Carotid Stent | Diameter 6-10mm Length 20mm - <150mm | 124533, 124534 | August 2017 |  | Changed Product Name, Description, Size.
10 - Vascular | 10.01 - Vascular Stents | 10.01.01 - Bare Metal Stents | 10.01.01.02 - Self Expandable, <150mm |  | AS194 | 1800 |  | Medtronic Australasia Pty Ltd | EverFlex Peripheral Stent | EverFlex is a self expanding Nitinol stent premounted on an OTW delivery system. | Diameter 5-8, Length 20-120mm | 151132, 215979 | August 2014 |  | Changed Product Name, Description, Benefit.
10 - Vascular | 10.01 - Vascular Stents | 10.01.01 - Bare Metal Stents | 10.01.01.02 - Self Expandable, <150mm |  | AY015 | 1800 |  | Abbott Australasia Pty Ltd | Xact/ Xact Flex Carotid Stent | Nitinol Self-Expanding stent on rapid exchange delivery system | Diameter 7-10mm Length 20 + 30mm Straight; Diameter 8-6, 9-7, 10-8mm Length 20 + 30mm Tapered | 97959 | February 2012 |  | Changed Product Group, Product Sub Group, Suffix, Benefit.
10 - Vascular | 10.01 - Vascular Stents | 10.01.01 - Bare Metal Stents | 10.01.01.02 - Self Expandable, <150mm |  | AY031 | 1800 |  | Abbott Australasia Pty Ltd | Xpert | Xpert is a laser cut nitinol self expanding stent, used to treat peripheral vessel disease, Xpert is a low profile system designed for small vessels and is 4 french. | 3 - 8mm in diameter, 20 - 80mm in length | 146848 | February 2012 |  | Changed Product Group, Product Sub Group, Suffix, Benefit.
10 - Vascular | 10.01 - Vascular Stents | 10.01.01 - Bare Metal Stents | 10.01.01.02 - Self Expandable, <150mm |  | AY032 | 1800 |  | Abbott Australasia Pty Ltd | ACCULINK Peripheral Stent System | Nickel-Titanium Intra-vascular stent | 4-10mm diameter, 13-56mm length | 150102 | February 2012 |  | Changed Product Group, Product Sub Group, Suffix, Benefit.
10 - Vascular | 10.01 - Vascular Stents | 10.01.01 - Bare Metal Stents | 10.01.01.02 - Self Expandable, <150mm |  | AY041 | 1800 |  | Abbott Australasia Pty Ltd | Absolute Self Expanding Peripheral stent | Laser cut nitinol self expanding stent, 20mm - 120mm lengths | Size ranges from: 5.0X20MM, 80CM - 8.0x120MM, 135CM | 146848 | February 2014 |  | Compressed from AY021, AY035
10 - Vascular | 10.01 - Vascular Stents | 10.01.01 - Bare Metal Stents | 10.01.01.02 - Self Expandable, <150mm |  | AY043 | 1800 |  | Abbott Australasia Pty Ltd | Supera Peripheral Stent System | Interwoven Self-Expanding Nitnol Stent | 20mm x 4,5,6,7mm 30mm x 4,5,6,7mm 60mm x 4,5,6,7mm 80mm x 4,5,6,7mm 100mm x 4,5,6,7mm 120mm x 4,5,6,7mm 40mm, x 4, 5, 6, 7mm 40mm x 8mm diameter 60mm x 8mm diameter 80mm x 8mm diameter 100mm x 8mm diameter | 181483 | February 2014 |  | Transferred from DE376
10 - Vascular | 10.01 - Vascular Stents | 10.01.01 - Bare Metal Stents | 10.01.01.02 - Self Expandable, <150mm |  | BA178 | 1800 |  | Bard Australia Pty Ltd | Peripheral Vascular Bare Metal Stent | Nitonol self expanding stent | 4mm - 14mm diameters, 2cm - 12cm lengths | 52136 | August 2013 |  | Changed Product Name, Description, Size.
10 - Vascular | 10.01 - Vascular Stents | 10.01.01 - Bare Metal Stents | 10.01.01.02 - Self Expandable, <150mm |  | BA216 | 1800 |  | Bard Australia Pty Ltd | Lifestent | Lifestent cut nitinol self expanding stent | 6-10mm diameter 20mm-120mm length | 160453 | February 2012 |  | Compressed from BA185, BA198
10 - Vascular | 10.01 - Vascular Stents | 10.01.01 - Bare Metal Stents | 10.01.01.02 - Self Expandable, <150mm |  | BA271 | 1800 |  | Bard Australia Pty Ltd | Bard Venous Stent | Self Expanding Venous Stent | Length: <150mm | 277403 | February 2017 |  | New Listing
10 - Vascular | 10.01 - Vascular Stents | 10.01.01 - Bare Metal Stents | 10.01.01.02 - Self Expandable, <150mm |  | BS035 | 1800 |  | Boston Scientific Australia Pty Ltd | Expandable Endoprosthesis | Biomedical superalloy, self expanding stent | Stent Diameters up to 30mm and lengths up to 100mm | 104281 | February 2012 |  | Changed Product Group, Product Sub Group, Suffix, Benefit.
10 - Vascular | 10.01 - Vascular Stents | 10.01.01 - Bare Metal Stents | 10.01.01.02 - Self Expandable, <150mm |  | BS056 | 1800 |  | Boston Scientific Australia Pty Ltd | Carotid Wall Stent | Elgiloy self expanding stent | Stent diameters up to 10mm and lengths up to 40mm | 127466 | February 2012 |  | Changed Product Group, Product Sub Group, Suffix, Benefit.
10 - Vascular | 10.01 - Vascular Stents | 10.01.01 - Bare Metal Stents | 10.01.01.02 - Self Expandable, <150mm |  | BS137 | 1800 |  | Boston Scientific Australia Pty Ltd | EPIC Nitinol Stent | Nitinol self expanding stent | Stent diameters up to 14mm and lengths up to 120mm | 104281 | February 2012 |  | Changed Product Group, Product Sub Group, Suffix, Benefit.
10 - Vascular | 10.01 - Vascular Stents | 10.01.01 - Bare Metal Stents | 10.01.01.02 - Self Expandable, <150mm |  | BS167 | 1800 |  | Boston Scientific Australia Pty Ltd | Placehit Wallstent | Biomedical cobalt-based alloy, self expanding stent | Stent diameters up to 19mm and lengths up to 100mm | 136261, 40801 | February 2012 |  | Changed Product Group, Product Sub Group, Benefit.
10 - Vascular | 10.01 - Vascular Stents | 10.01.01 - Bare Metal Stents | 10.01.01.02 - Self Expandable, <150mm |  | BS168 | 1800 |  | Boston Scientific Australia Pty Ltd | Wallstent RP | Tracheobronchial, Iliac, Biomedical Superalloy Wire, Braided Mesh, Stainless Steel Stent with Unistep Delivery System | Diameter up to 10mm; lengths up to 100mm | 136261, 40801 | August 2013 |  | Changed Size.
10 - Vascular | 10.01 - Vascular Stents | 10.01.01 - Bare Metal Stents | 10.01.01.02 - Self Expandable, <150mm |  | BS189 | 1800 |  | Boston Scientific Australia Pty Ltd | Adapt Monorail Carotid Stent System | Nitinol self expanding stent | 21-40mm length, 4-9mm diameter | 171372 | February 2012 |  | Changed Product Group, Product Sub Group, Suffix, Benefit.
10 - Vascular | 10.01 - Vascular Stents | 10.01.01 - Bare Metal Stents | 10.01.01.02 - Self Expandable, <150mm |  | BS196 | 1800 |  | Boston Scientific Australia Pty Ltd | Innova Self-Expanding Stent | Nitinol, self expanding stent | Diameters up to 8mm, lengths less than 150mm | 104281 | February 2012 |  | Changed Product Group, Product Sub Group, Suffix, Benefit.
10 - Vascular | 10.01 - Vascular Stents | 10.01.01 - Bare Metal Stents | 10.01.01.02 - Self Expandable, <150mm |  | BT072 | 1800 |  | Biotronik Australia Pty Ltd | Astron | Peripheral self expanding nitinol, coated stent | Diameters: 6 - 12mm, Lengths: 30 - 100mm | 178415 | February 2012 |  | Changed Size, Product Group, Product Sub Group, Suffix, Benefit.
10 - Vascular | 10.01 - Vascular Stents | 10.01.01 - Bare Metal Stents | 10.01.01.02 - Self Expandable, <150mm |  | BT103 | 1800 |  | Biotronik Australia Pty Ltd | Astron Pulsar | Astron Pulsar is a 4F compatible, Nitinol self expanding stent (OTW design) used to treat peripheral vessel disease. | 4-7mm by 20-80mm | 142025 | August 2012 |  | Changed Description, Size.
10 - Vascular | 10.01 - Vascular Stents | 10.01.01 - Bare Metal Stents | 10.01.01.02 - Self Expandable, <150mm |  | BT126 | 1800 |  | Biotronik Australia Pty Ltd | Pulsar 18 Peripheral self expanding Nitinol stent system | Pulsar 18 self expanding Nitinol stent system | Stent: Ø 4- 7mm length: 20-120mm Catheter length: 90-135mm | 169368 | February 2013 |  | Changed Size.
10 - Vascular | 10.01 - Vascular Stents | 10.01.01 - Bare Metal Stents | 10.01.01.02 - Self Expandable, <150mm |  | BT133 | 1800 |  | Biotronik Australia Pty Ltd | Pulsar 35 Peripheral self-expanding Nitinol stent system | Pulsar 35 Peripheral self-expanding Nitinol stent system | Diameter: 5-7mm; Length: 30-120mm; Catheter length: 90cm | 142025 | August 2012 |  | New Listing
10 - Vascular | 10.01 - Vascular Stents | 10.01.01 - Bare Metal Stents | 10.01.01.02 - Self Expandable, <150mm |  | CB020 | 1800 |  | Culpan Medical Pty | CASPER Carotid Artery Stent System | Self-expanding nickel titanium (nitinol) stent implant | Outer Diameter 5-10mm Overall Length 25 - 47mm Layer Length 25 - 47mm | 285016 | August 2017 |  | New Listing
10 - Vascular | 10.01 - Vascular Stents | 10.01.01 - Bare Metal Stents | 10.01.01.02 - Self Expandable, <150mm |  | DL001 | 1800 |  | DIVERSE DEVICES PTY LTD | iVolution | Self-expanding nitinol stent system | Diameters: 5-10mm Lengths: 40-100mm Catheter Length: 80-140cm | 281201 | February 2017 |  | New Listing
10 - Vascular | 10.01 - Vascular Stents | 10.01.01 - Bare Metal Stents | 10.01.01.02 - Self Expandable, <150mm |  | DO002 | 1800 |  | CARDINAL HEALTH AUSTRALIA 503 PTY LTD. | S.M.A.R.T. Flex Vascular Stent System | A fully connected, laser cut nitinol stent | 5-8mm diameter, 30-120mm length | 223910 | February 2017 |  | Transferred from MN173
10 - Vascular | 10.01 - Vascular Stents | 10.01.01 - Bare Metal Stents | 10.01.01.02 - Self Expandable, <150mm |  | DO010 | 1800 |  | CARDINAL HEALTH AUSTRALIA 503 PTY LTD. | Precise Pro Rx Nitinol Stent System | Nitinol self expanding stent | Diameter: 5, 6, 7, 8, 9, 10mm; Length: 20, 30, 40mm | 149399 | February 2017 |  | Transferred from JJ646
10 - Vascular | 10.01 - Vascular Stents | 10.01.01 - Bare Metal Stents | 10.01.01.02 - Self Expandable, <150mm |  | DO011 | 1800 |  | CARDINAL HEALTH AUSTRALIA 503 PTY LTD. | SMART Control Peripheral Stent System | SMART Control is a laser cut nitinol self expanding stent, used to treat peripheral vessel disease. | Dia 6 – 14mm; Length 20 – 100mm | 151010 | February 2017 |  | Transferred from JJ419
10 - Vascular | 10.01 - Vascular Stents | 10.01.01 - Bare Metal Stents | 10.01.01.02 - Self Expandable, <150mm |  | DO015 | 1800 |  | CARDINAL HEALTH AUSTRALIA 503 PTY LTD. | SMART Nitinol Stent System | Long 120mm Stent, 6F compatible | 6-8mm diameter, 120mm stent length, 120cm delivery system | 151011 | February 2017 |  | Transferred from JJ592
10 - Vascular | 10.01 - Vascular Stents | 10.01.01 - Bare Metal Stents | 10.01.01.02 - Self Expandable, <150mm |  | ER266 | 1800 |  | Emergo Asia Pacific Pty Ltd | Veniti VICI Venous Stent System | VICI Venous Stent System | dia (12-16 mm) x length (60-120 mm) | 235679 | August 2015 |  | New Listing
10 - Vascular | 10.01 - Vascular Stents | 10.01.01 - Bare Metal Stents | 10.01.01.02 - Self Expandable, <150mm |  | ET037 | 1800 |  | Endotherapeutics Pty Ltd | SX-Ella Endovascular Stent | Uncovered, self-expanding nitinol stent | Dia 6-16mm, length 22-77mm | 145499 | February 2012 |  | Changed Product Group, Product Sub Group, Suffix, Benefit.
10 - Vascular | 10.01 - Vascular Stents | 10.01.01 - Bare Metal Stents | 10.01.01.02 - Self Expandable, <150mm |  | GT289 | 1800 |  | W L Gore & Associates | GORE® TIGRIS® Vascular Stent with CARMEDA® BioActive Surface (CBAS® Surface) | The GORE® Tigris Vascular Stent is a flexible, self-expanding endoluminal stent consisting of a nitinol (NiTi = Nickel:Titanium) stent and an external fluoropolymer lattice extending along its entire length (Figure 1). The lumen of the GORE® Tigris Vascular Stent is coated with the CARMEDA® BioActive Surface (CBAS® Surface) consisting of a stable, covalently bonded reduced molecular weight heparin of porcine origin. The stent is compressed and attached to a tri-axial delivery catheter (Figure 2). The central catheter lumen is used for flushing and guidewire introduction. The delivery catheter handle assembly has one port for flushing and guidewire insertion. To facilitate accurate stent placement, two radiopaque metallic bands are attached to the catheter shaft, marking the ends of the compressed stent. GORE® Tigris Vascular Stent is supplied STERILE. The GORE® Tigris Vascular Stent should not be resterilized. | Diameters 5, 6, 7, & 8mm Lengths 3cm, 4cm, 6cm, 8cm and 10cm | 286244 | August 2017 |  | New Listing
10 - Vascular | 10.01 - Vascular Stents | 10.01.01 - Bare Metal Stents | 10.01.01.02 - Self Expandable, <150mm |  | MC743 | 1800 |  | Medtronic Australasia Pty Ltd | Complete SE Stent | Nitinol | 20mm - 80mm | 142353 | February 2012 |  | Changed Product Group, Product Sub Group, Suffix, Benefit.
10 - Vascular | 10.01 - Vascular Stents | 10.01.01 - Bare Metal Stents | 10.01.01.02 - Self Expandable, <150mm |  | MC744 | 1800 |  | Medtronic Australasia Pty Ltd | Complete SE Stent | Nitinol | 100mm - 120mm | 142353 | February 2012 |  | Changed Product Group, Product Sub Group, Suffix, Benefit.
10 - Vascular | 10.01 - Vascular Stents | 10.01.01 - Bare Metal Stents | 10.01.01.02 - Self Expandable, <150mm |  | MC978 | 1800 |  | Medtronic Australasia Pty Ltd | Cristallo Ideale Carotid Self Expanding Stent System | Cristallo Ideale Nitinol, Carotid Self Expanding Hybrid Stent system, 5F introducer sheath compatible, Rapid Exchange design, .014" guide wire compatible. | Cylinder Diameter: 7.0mm - 11.0 mm. Taper Diameter 6.0/9.0 - 7.0/10.0. Length 20mm - 40 mm. | 157815 | February 2012 |  | Changed Product Group, Product Sub Group, Suffix, Benefit.
10 - Vascular | 10.01 - Vascular Stents | 10.01.01 - Bare Metal Stents | 10.01.01.02 - Self Expandable, <150mm |  | MI010 | 1800 |  | Medtronic Australasia Pty Ltd | Maris Plus Peripheral Self-Expanding Stent System | Nitinol, self expanding, peripheral stent system | Diameter: 6.0-12.0mm; Length: 30-120mm | 165614 | February 2012 |  | Changed Product Group, Product Sub Group, Suffix, Benefit.
10 - Vascular | 10.01 - Vascular Stents | 10.01.01 - Bare Metal Stents | 10.01.01.02 - Self Expandable, <150mm |  | MI225 | 1800 |  | Medtronic Australasia Pty Ltd | Protege GPS Peripheral and Carotid Stents | Protege RX Peripheral Stent Protege RX Carotid Stent | Diameter 6mm - 10mm Length 20mm - <150mm | 124534 | August 2017 |  | New Listing
10 - Vascular | 10.01 - Vascular Stents | 10.01.01 - Bare Metal Stents | 10.01.01.02 - Self Expandable, <150mm |  | PY031 | 1800 |  | Pyramed Pty Limited | Optimed Sinus Stents | Sinus-wave nitinol stent | 3-14mm Diameter x 20-130mm Length | 178915 | August 2012 |  | Compressed from PY006, PY015
10 - Vascular | 10.01 - Vascular Stents | 10.01.01 - Bare Metal Stents | 10.01.01.02 - Self Expandable, <150mm |  | PY036 | 1800 |  | Pyramed Pty Limited | Sinus-Venous and Sinus-Obliquus Stents | Sinus-Venous and Sinus-Obliquus Stents used for treating venous insufficiency, occlusion and stenosis | Diameter: 10, 12, 14, 16, 18mm Length: 60, 80, 100, 120mm | 201852 | February 2017 |  | Changed Product Name, Description.
10 - Vascular | 10.01 - Vascular Stents | 10.01.01 - Bare Metal Stents | 10.01.01.02 - Self Expandable, <150mm |  | PY042 | 1800 |  | Pyramed Pty Limited | sinus-XL Flex Stent | Self expanding Nitinol Stents | Diameter: 14mm to 24mm Length: 30mm to <150mm | 281019 | February 2017 |  | Expanded from PY028
10 - Vascular | 10.01 - Vascular Stents | 10.01.01 - Bare Metal Stents | 10.01.01.02 - Self Expandable, <150mm |  | PY043 | 1800 |  | Pyramed Pty Limited | sinus-XL Stent | Self expanding Nitinol Stents | Diameter: 14mm to 24mm Length: 30mm to <150mm | 187326 | February 2017 |  | Expanded from PY028
10 - Vascular | 10.01 - Vascular Stents | 10.01.01 - Bare Metal Stents | 10.01.01.02 - Self Expandable, <150mm |  | PY044 | 1800 |  | Pyramed Pty Limited | sinus-XL 6F Stents | Self expanding Nitinol Stents | Diameter: 14mm to 24mm Length: 30mm to <150mm | 281020 | February 2017 |  | Expanded from PY028
10 - Vascular | 10.01 - Vascular Stents | 10.01.01 - Bare Metal Stents | 10.01.01.02 - Self Expandable, <150mm |  | RH022 | 1800 |  | Reid Healthcare | E-xl Aortic Stent | The E-xl Aortic Stent is a self-expandable, nickeltitanium-alloy stent especially designed for the endoluminal treatment of lesions in the descending aorta, particularly aortic coarctation and dissections, and for the treatment of vena cava syndrome. | Total Length: 70, 100mm Flare Length: 20, 30mm Diameter: 14, 16, 18, 20, 24 Flare Diameter: 18, 20, 22, 24, 28 Design: single- or double-flared | 249572 | August 2015 |  | New Listing
10 - Vascular | 10.01 - Vascular Stents | 10.01.01 - Bare Metal Stents | 10.01.01.02 - Self Expandable, <150mm |  | TU056 | 1800 |  | Terumo Australia | MISAGO Rapid Exchange, Self-Expanding Peripheral Stent | Bare Metal, Rapid Exchange, Self-Expanding Peripheral Stent | 6mm - 12mm Diameter; length 20mm - 140mm | 192256 | August 2013 |  | New Listing
10 - Vascular | 10.01 - Vascular Stents | 10.01.01 - Bare Metal Stents | 10.01.01.02 - Self Expandable, <150mm |  | WC168 | 1800 |  | WILLIAM A COOK AUSTRALIA PTY LTD | Cook Vascular/Biliary Stent | Vascular/Biliary stent | 5/6 Fr delivery system, 4 - 14mm diameter, 2 - 8cm length | 162767 | February 2012 |  | Changed Product Group, Product Sub Group, Suffix, Benefit.
10 - Vascular | 10.01 - Vascular Stents | 10.01.01 - Bare Metal Stents | 10.01.01.02 - Self Expandable, <150mm |  | WC287 | 1800 |  | WILLIAM A COOK AUSTRALIA PTY LTD | Zilver® Flex 35™ Vascular Stent | The Zilver® Flew 35™ Stent (ZFV) is a self-expandable stent made of nitinol. The special laser-cut pattern of the nitinol tube provides a construction with a strong radial force and high flexibility. The stent has radiopaque markers at both ends. The stent is supplied preloaded in a 6.0 French inducer catheter. A radiopaque marker on the distal tip of the sheath is used to visualize deployment of the stent. Stent deployment is controlled by means of a hand held device. | The Zilver® Flex 35™ Stent is available in the following sizes: stent outer diameters of 5 -10mm and stent lengths of 20 -140mm. | 183865 | February 2012 |  | Changed Product Group, Product Sub Group, Suffix, Benefit.
10 - Vascular | 10.01 - Vascular Stents | 10.01.01 - Bare Metal Stents | 10.01.01.02 - Self Expandable, <150mm |  | WC290 | 1800 |  | WILLIAM A COOK AUSTRALIA PTY LTD | Zilver® Vena ™ Venous Stent | The Zilver® Vena™ Venous Stent is a self-expanding, flexible, slotted-tube nitinol stent. Post-deployment, the stent is designed to impart an outward radial force upon the inner lumen of the vessel, establishing patency in the stented region. | 14mm and 16mm diameters, and 60mm/100mm/140mm lengths. | 183864 | February 2012 |  | New Listing
10 - Vascular | 10.01 - Vascular Stents | 10.01.01 - Bare Metal Stents | 10.01.01.02 - Self Expandable, <150mm | LD (large diameter, >25mm) | PY029 | 2970 |  | Pyramed Pty Limited | Sinus-XL Stent ≥25mm Ø | Self-expanding Nitinol stent | Diameter: 25mm - 36mm. Length: 30-100mm nominal; 32-100mm expanded. | 187326 | August 2015 |  | Changed Product Name, Size.
10 - Vascular | 10.01 - Vascular Stents | 10.01.01 - Bare Metal Stents | 10.01.01.02 - Self Expandable, <150mm | LD (large diameter, >25mm) | RH023 | 2970 |  | Reid Healthcare | E-xl Aortic Stent | The E-xl Aortic Stent is a self-expandable, nickeltitanium-alloy stent especially designed for the endoluminal treatment of lesions in the descending aorta, particularly aortic coarctation and dissections, and for the treatment of vena cava syndrome. | Total Length: 70, 130mm Flare Length: 20, 30, 35mm Diameter: 28, 32 Flare Diameter: 32, 36 Design: single- or double-flared | 249572 | August 2015 |  | New Listing
10 - Vascular | 10.01 - Vascular Stents | 10.01.01 - Bare Metal Stents | 10.01.01.03 - Self Expandable, ≥150mm |  | AS195 | 2970 |  | Medtronic Australasia Pty Ltd | EverFlex Peripheral Stent | EverFlex is a self expanding Nitinol stent premounted on an OTW delivery system. | Diameter 5-8mm, Length 150-200mm | 215979 | August 2014 |  | Changed Product Name, Description, Benefit.
10 - Vascular | 10.01 - Vascular Stents | 10.01.01 - Bare Metal Stents | 10.01.01.03 - Self Expandable, ≥150mm |  | AY036 | 2970 |  | Abbott Australasia Pty Ltd | Absolute Pro (Long Length) | Laser cut nitinol self expanding stent ≥150 | Diameter 5mm to 10mm; length 150mm, 170mm, 200mm | 146848 | February 2012 |  | Changed Description, Product Group, Product Sub Group, Suffix, Benefit.
10 - Vascular | 10.01 - Vascular Stents | 10.01.01 - Bare Metal Stents | 10.01.01.03 - Self Expandable, ≥150mm |  | AY042 | 2970 |  | Abbott Australasia Pty Ltd | Supera Peripheral Stent System | Interwooven Self-Expanding Nitinol Stent | 150mm x 4, 5, 6mm 180mm x 4, 5, 6mm 200 x 4, 5, 6mm | 181483 | February 2014 |  | Transferred from DE375
10 - Vascular | 10.01 - Vascular Stents | 10.01.01 - Bare Metal Stents | 10.01.01.03 - Self Expandable, ≥150mm |  | BA217 | 2970 |  | Bard Australia Pty Ltd | Lifestent | Laser cut nitinol self expanding stent | Diameter 5mm to 10mm; length 150mm - 200mm | 160453 | February 2012 |  | Compressed from BA200, BA201
10 - Vascular | 10.01 - Vascular Stents | 10.01.01 - Bare Metal Stents | 10.01.01.03 - Self Expandable, ≥150mm |  | BA270 | 2970 |  | Bard Australia Pty Ltd | Bard Venous Stent | Self Expanding Venous Stent | Length ≥150mm | 277403 | February 2017 |  | New Listing
10 - Vascular | 10.01 - Vascular Stents | 10.01.01 - Bare Metal Stents | 10.01.01.03 - Self Expandable, ≥150mm |  | BS197 | 2970 |  | Boston Scientific Australia Pty Ltd | Innova Self-Expanding Stent | Nitinol, self expanding stent | Diameters up to 8mm, Lengths greater than 150mm | 104281 | February 2012 |  | Changed Product Group, Product Sub Group, Suffix, Benefit.
10 - Vascular | 10.01 - Vascular Stents | 10.01.01 - Bare Metal Stents | 10.01.01.03 - Self Expandable, ≥150mm |  | BT127 | 2970 |  | Biotronik Australia Pty Ltd | Pulsar 18 Peripheral self expanding Nitinol stent system | Pulsar 18 self expanding Nitinol stent system | Stent: 4-7mm Stent length: 150-200mm Catheter length: 90-135mm | 169368 | February 2012 |  | Expanded from BT122
10 - Vascular | 10.01 - Vascular Stents | 10.01.01 - Bare Metal Stents | 10.01.01.03 - Self Expandable, ≥150mm |  | BT132 | 2970 |  | Biotronik Australia Pty Ltd | Pulsar 35 Peripheral self-expanding Nitinol stent system | Pulsar 35 Peripheral self-expanding Nitinol stent system | Diameter: 5-7mm; Length: 150-200mm; Catheter length: 90cm, 135cm | 142025 | August 2012 |  | New Listing
10 - Vascular | 10.01 - Vascular Stents | 10.01.01 - Bare Metal Stents | 10.01.01.03 - Self Expandable, ≥150mm |  | DL002 | 2970 |  | DIVERSE DEVICES PTY LTD | iVolution ≥150mm | Self-expanding nitinol stent system | Diameters: 5-8mm Lengths: 150-200mm Catheter Length: 80-140cm |  | February 2017 |  | New Listing
10 - Vascular | 10.01 - Vascular Stents | 10.01.01 - Bare Metal Stents | 10.01.01.03 - Self Expandable, ≥150mm |  | DO004 | 2970 |  | CARDINAL HEALTH AUSTRALIA 503 PTY LTD. | S.M.A.R.T. Flex Vascular Stent System | A fully connected, laser cut nitinol stent | 5-8mm diameter, 150-200mm length | 223910 | February 2017 |  | Transferred from MN174
10 - Vascular | 10.01 - Vascular Stents | 10.01.01 - Bare Metal Stents | 10.01.01.03 - Self Expandable, ≥150mm |  | DO013 | 2970 |  | CARDINAL HEALTH AUSTRALIA 503 PTY LTD. | SMART Nitinol Stent System | Long 150mm stent, 6F compatible | 6-8mm diameter, 150mm length, 120cm delivery system | 151011 | February 2017 |  | Transferred from JJ617
10 - Vascular | 10.01 - Vascular Stents | 10.01.01 - Bare Metal Stents | 10.01.01.03 - Self Expandable, ≥150mm |  | MC760 | 2970 |  | Medtronic Australasia Pty Ltd | Complete SE Stent | Nitinol | 150mm | 142353 | February 2012 |  | Changed Product Group, Product Sub Group, Suffix, Benefit.
10 - Vascular | 10.01 - Vascular Stents | 10.01.01 - Bare Metal Stents | 10.01.01.03 - Self Expandable, ≥150mm |  | MI011 | 2970 |  | Medtronic Australasia Pty Ltd | Maris Plus Peripheral Self-Expanding Stent System | Nitinol, self expanding, peripheral stent system | Diameter: 6.0-12.0mm; Length: 150mm | 165614 | February 2012 |  | Changed Product Group, Product Sub Group, Suffix, Benefit.
10 - Vascular | 10.01 - Vascular Stents | 10.01.01 - Bare Metal Stents | 10.01.01.03 - Self Expandable, ≥150mm |  | PY016 | 2970 |  | Pyramed Pty Limited | Optimed Iliac Sinus Stent - extra long | Sinus-wave nitinol stent - extra long | 6-8 mm x 150-200mm | 178915 | February 2012 |  | Changed Product Group, Product Sub Group, Suffix, Benefit.
10 - Vascular | 10.01 - Vascular Stents | 10.01.01 - Bare Metal Stents | 10.01.01.03 - Self Expandable, ≥150mm |  | PY037 | 2970 |  | Pyramed Pty Limited | Sinus-Venous and Sinus-Obliquus Stents | Sinus-Venous and Sinus-Obliquus Stents used for treating venous insufficiency, occlusion and stenosis | Diameter: 10, 12, 14, 16, 18mm Length: 150mm | 201852 | February 2017 |  | Changed Product Name, Description.
10 - Vascular | 10.01 - Vascular Stents | 10.01.01 - Bare Metal Stents | 10.01.01.03 - Self Expandable, ≥150mm |  | PY041 | 2970 |  | Pyramed Pty Limited | sinus-XL Flex Stent | Flexible Nitinol Stent with diameters up to 24mm | Diameter: 14mm to 24mm Length: >150mm | 281019 | February 2017 |  | Expanded from PY028
10 - Vascular | 10.01 - Vascular Stents | 10.01.01 - Bare Metal Stents | 10.01.01.03 - Self Expandable, ≥150mm |  | TU055 | 2970 |  | Terumo Australia | MISAGO Self-expanding, Rapid Exchange Peripheral Stent | Bare metal, Self Expanding, Rapid Exchange Peripheral Stent | 6mm - 12mm Diameter; length 150mm - 200mm | 192256 | August 2013 |  | New Listing
10 - Vascular | 10.01 - Vascular Stents | 10.01.01 - Bare Metal Stents | 10.01.01.03 - Self Expandable, ≥150mm |  | WC285 | 2970 |  | WILLIAM A COOK AUSTRALIA PTY LTD | Zilver® Flex35™ Vascular Stent | The Zilver® Flex35™ Stent (ZFV) is a self-expandable stent made of nitinol. The special laser-cut pattern of the nitinol tube provides a construction with a strong radial force and high flexibility. The stent has radiopaque markers at both ends. | Diameter: 5-8mm; Length:170mm and 200mm | 183865 | February 2012 |  | Changed Product Group, Product Sub Group, Suffix, Benefit.
10 - Vascular | 10.01 - Vascular Stents | 10.01.01 - Bare Metal Stents | 10.01.01.04 - Self-Expanding, large diameter for treatment of aortic dissection disease |  | RH020 | 4650 |  | Reid Healthcare | E-xl Aortic Stent | The E-xl Aortic Stent is a self-expandable, nickeltitanium-alloy stent especially designed for the endoluminal treatment of lesions in the descending aorta, particularly aortic coarctation and dissections, and for the treatment of vena cava syndrome. | Total Length: 70, 130mm Flare Length: 20, 35mm Diameter: 36 Flare Diameter: 40 Design: single- or double-flared | 249572 | August 2015 |  | New Listing
10 - Vascular | 10.01 - Vascular Stents | 10.01.01 - Bare Metal Stents | 10.01.01.04 - Self-Expanding, large diameter for treatment of aortic dissection disease |  | WC288 | 4650 |  | WILLIAM A COOK AUSTRALIA PTY LTD | Zenith Dissection Endovascular Stent | The Zenith Dissection Endovascular Stent with the H&L-B One-Shot Introduction System is indicated for the endovascular treatment of patients with aortic dissection distal to the left subclavian artery. | Diameter: 46mm (designed for vessel diameters 24-38mm). Length: 82, 123, 164mm | 184668 | February 2013 |  | Changed Product Group, Product Sub Group, Benefit.
10 - Vascular | 10.01 - Vascular Stents | 10.01.01 - Bare Metal Stents | 10.01.01.04 - Self-Expanding, large diameter for treatment of aortic dissection disease |  | WC316 | 4650 |  | WILLIAM A COOK AUSTRALIA PTY LTD | Zenith Dissection Endovascular Stent with the Z-Trak Plus Introduction System | Dissection Endovascular Stent | Diameter: 36mm and 46mm Lengths: 80mm, 120mm, 180mm, 185mm | 208854 | August 2013 |  | New Listing
10 - Vascular | 10.01 - Vascular Stents | 10.01.02 - Drug Eluting Stents |  |  | WC289 | 2400 |  | WILLIAM A COOK AUSTRALIA PTY LTD | Zilver PTX | The Zilver PTX Drug Eluting Peripheral Stent is a self-expanding stent made of nitinol and coated with the drug Paclitaxel. The stent is preloaded in a 6.0 French delivery catheter. | 6French: 5, 6, 7, 8, 9, 10mm diameters in 20, 30, 40, 60, 80, 100, 120mm lengths | 193333, 279510 | February 2016 |  | Changed Description, Product Sub Group.
10 - Vascular | 10.01 - Vascular Stents | 10.01.02 - Drug Eluting Stents | 10.01.02.01 - Self Expandable | ≥150mm | BS328 | 3120 |  | Boston Scientific Australia Pty Ltd | Eluvia | Drug Eluting Vascular Stent System | Diameter 6-7mm, Length 150-200mm | 285061 | February 2017 |  | New Listing
10 - Vascular | 10.01 - Vascular Stents | 10.01.02 - Drug Eluting Stents | 10.01.02.01 - Self Expandable | <150mm | BS327 | 2400 |  | Boston Scientific Australia Pty Ltd | Eluvia | Drug Eluting Vascular Stent System | Diameter 6-7mm, Length 40-120mm | 285061 | February 2017 |  | New Listing
10 - Vascular | 10.02 - Stent Grafts | 10.02.01 - Tube (Thoracic Aorta) | 10.02.01.01 - <180mm length |  | GT191 | 11027 |  | W L Gore & Associates | Excluder Endovascular Prostheses | Thoracic Stent Graft Nitinol & ePTFE | Diameter 26-40mm x 10cm Length | 157814 | February 2012 |  | Changed Product Group, Product Sub Group, Suffix, Benefit.
10 - Vascular | 10.02 - Stent Grafts | 10.02.01 - Tube (Thoracic Aorta) | 10.02.01.01 - <180mm length |  | GT259 | 11027 |  | W L Gore & Associates | Conformable GORE TAG Thoracic Endoprosthesis | Conformable GORE TAG | Straight Stent Grafts: Diameters (mm): 21, 26, 28, 31, 34, 37, 40, 45 Length (cm): 10 Tapered Stent Grafts: Diameters (mm): 26x21; 31x26 Lengths (cm): 10 | 157814 | February 2012 |  | Changed Product Group, Product Sub Group, Suffix, Benefit.
10 - Vascular | 10.02 - Stent Grafts | 10.02.01 - Tube (Thoracic Aorta) | 10.02.01.01 - <180mm length |  | GT260 | 11027 |  | W L Gore & Associates | Conformable GORE TAG Thoracic Endoprosthesis | Conformable GORE TAG | Diameters (mm): 28, 31, 34, 37, 40, 45 Length (cm) 15 | 157814 | February 2012 |  | Changed Product Group, Product Sub Group, Suffix, Benefit.
10 - Vascular | 10.02 - Stent Grafts | 10.02.01 - Tube (Thoracic Aorta) | 10.02.01.01 - <180mm length |  | MC206 | 11027 |  | Medtronic Australasia Pty Ltd | Talent Thoracic Stent Graft | Talent Endoluminal Stent Graft - Thoracic Stent Graft System | 22 - 46mm x 130mm | 138461 | February 2012 |  | Changed Product Group, Product Sub Group, Suffix, Benefit.
10 - Vascular | 10.02 - Stent Grafts | 10.02.01 - Tube (Thoracic Aorta) | 10.02.01.01 - <180mm length |  | MC747 | 11027 |  | Medtronic Australasia Pty Ltd | Valiant Endovascular Stent Graft | Nitinol and polyester system | 22-46mm diameter, 110mm length | 141302 | February 2012 |  | Changed Product Group, Product Sub Group, Suffix, Benefit.
10 - Vascular | 10.02 - Stent Grafts | 10.02.01 - Tube (Thoracic Aorta) | 10.02.01.01 - <180mm length |  | MC748 | 11027 |  | Medtronic Australasia Pty Ltd | Valiant Endovasculat Stent Graft | Nitinol and polyester system | 22-46mm diameter, 150mm length | 141302 | February 2012 |  | Changed Product Group, Product Sub Group, Suffix, Benefit.
10 - Vascular | 10.02 - Stent Grafts | 10.02.01 - Tube (Thoracic Aorta) | 10.02.01.01 - <180mm length |  | MC809 | 11027 |  | Medtronic Australasia Pty Ltd | Valiant Endovascular Stent Graft | Nitinol and polyester system | 24 - 46 diameter, up to 179mm | 141302 | August 2014 |  | Changed Product Name.
10 - Vascular | 10.02 - Stent Grafts | 10.02.01 - Tube (Thoracic Aorta) | 10.02.01.01 - <180mm length |  | MC952 | 11027 |  | Medtronic Australasia Pty Ltd | Valiant Captivia | Valient Stent Graft with Captivia Delivery System | 22-46mm diameter, 150mm length | 169353 | February 2012 |  | Changed Product Group, Product Sub Group, Suffix, Benefit.
10 - Vascular | 10.02 - Stent Grafts | 10.02.01 - Tube (Thoracic Aorta) | 10.02.01.01 - <180mm length |  | MC960 | 11027 |  | Medtronic Australasia Pty Ltd | Valiant Captivia | Valiant Stent Graft with captivia delivery system | 22 - 46 mm diameter: 100mm length | 169353 | February 2012 |  | Changed Product Group, Product Sub Group, Suffix, Benefit.
10 - Vascular | 10.02 - Stent Grafts | 10.02.01 - Tube (Thoracic Aorta) | 10.02.01.01 - <180mm length |  | MI149 | 11027 |  | Medtronic Australasia Pty Ltd | Valiant Thoracic FreeFlo Tapered stent graft | Valiant Thoracic FreeFlo Tapered Stent Graft with Captivia Delivery System | Proximal diameter: 26 to 46 mm; distal diameter: 22 to 42 mm; stent graft covered length: 152 to 162 mm. Catheter outer diameter: 22 to 25F | 169353 | August 2014 |  | New Listing
10 - Vascular | 10.02 - Stent Grafts | 10.02.01 - Tube (Thoracic Aorta) | 10.02.01.01 - <180mm length |  | MS052 | 11027 |  | Medical Specialties Australasia Pty Ltd | Relay Thoracic Stent Graft | Duralloy Nitinol Surgical Graft Material Braided Polyester PFTE impregnated Suture Dual Sheath Delivery System | Diameter 22 - 46mm, Length 103 - 179mm | 176205, 176211 | February 2012 |  | Changed Product Group, Product Sub Group, Suffix, Benefit.
10 - Vascular | 10.02 - Stent Grafts | 10.02.01 - Tube (Thoracic Aorta) | 10.02.01.01 - <180mm length |  | WC240 | 11027 |  | WILLIAM A COOK AUSTRALIA PTY LTD | Zenith Thoracic Endovascular Graft | Thoracic Distal Graft | 26mm to 42mm diameter, 127mm to 179mm Length | 152400, 164328 | February 2012 |  | Changed Product Group, Product Sub Group, Suffix, Benefit.
10 - Vascular | 10.02 - Stent Grafts | 10.02.01 - Tube (Thoracic Aorta) | 10.02.01.01 - <180mm length |  | WC275 | 11027 |  | WILLIAM A COOK AUSTRALIA PTY LTD | Zenith TX2 TAA Endovascular Graft with Pro_Form and the Z-Trak Plus Introduction System Short Proximal Component | Short Thoracic Proximal Graft | Diameter 22mm - 42mm Length 115mm - 167mm | 164328 | August 2013 |  | Changed Product Name, Size, Benefit.
10 - Vascular | 10.02 - Stent Grafts | 10.02.01 - Tube (Thoracic Aorta) | 10.02.01.01 - <180mm length |  | WC307 | 11027 |  | WILLIAM A COOK AUSTRALIA PTY LTD | Zenith TX2 Dissection Endovascular Graft with Pro-Form and the Z-Trak Plus Introduction System (Short proximal component) | Short Thoracic Proximal Graft | Diameter 22mm - 42mm Length 117mm - 165 | 197412 | February 2013 |  | New Listing
10 - Vascular | 10.02 - Stent Grafts | 10.02.01 - Tube (Thoracic Aorta) | 10.02.01.01 - <180mm length |  | WC322 | 11027 |  | WILLIAM A COOK AUSTRALIA PTY LTD | Zenith Alpha Thoracic Endovascular Graft Distal Component | Thoracic Distal Graft (short) | Diameter: 28-46mm. Length: 142-160mm. | 222526, 281254 | August 2014 |  | New Listing
10 - Vascular | 10.02 - Stent Grafts | 10.02.01 - Tube (Thoracic Aorta) | 10.02.01.01 - <180mm length |  | WC324 | 11027 |  | WILLIAM A COOK AUSTRALIA PTY LTD | Zenith Alpha Thoracic Endovascular Graft Proximal Component | Straight Thoracic Proximal Graft (short) | Diameter: 18-46mm. Length: 105-179mm. | 222525, 281253 | August 2014 |  | New Listing
10 - Vascular | 10.02 - Stent Grafts | 10.02.01 - Tube (Thoracic Aorta) | 10.02.01.01 - <180mm length |  | WC326 | 11027 |  | WILLIAM A COOK AUSTRALIA PTY LTD | Zenith Alpha Thoracic Endovascular Graft Proximal Tapered Component | Tapered Thoracic Proximal Graft (short) | Proximal diameter: 32-46mm. Length: 161-179mm. | 222505, 281255 | August 2014 |  | New Listing
10 - Vascular | 10.02 - Stent Grafts | 10.02.01 - Tube (Thoracic Aorta) | 10.02.01.02 - ≥180mm length |  | GT023 | 14500 |  | W L Gore & Associates | Excluder Endovascular Prostheses | Thoracic Stent Graft Nitinol & ePTFE | 34, 37 & 40mm Diameter x 20cm Lengths | 11169 | February 2012 |  | Changed Product Group, Product Sub Group, Suffix, Benefit.
10 - Vascular | 10.02 - Stent Grafts | 10.02.01 - Tube (Thoracic Aorta) | 10.02.01.02 - ≥180mm length |  | GT261 | 14500 |  | W L Gore & Associates | Conformable GORE TAG Thoracic Endoprosthesis | Conformable GORE TAG | Diameters (mm): 34, 37, 40, 45 Length (cm): 20 | 157814 | February 2012 |  | Changed Product Group, Product Sub Group, Suffix, Benefit.
10 - Vascular | 10.02 - Stent Grafts | 10.02.01 - Tube (Thoracic Aorta) | 10.02.01.02 - ≥180mm length |  | MC810 | 14500 |  | Medtronic Australasia Pty Ltd | Valliant Endovascular Stent Graft | Nitinol and polyester system | 24 - 46 diameter, 180 - 227mm length | 141302 | February 2012 |  | Changed Product Group, Product Sub Group, Suffix, Benefit.
10 - Vascular | 10.02 - Stent Grafts | 10.02.01 - Tube (Thoracic Aorta) | 10.02.01.02 - ≥180mm length |  | MC958 | 14500 |  | Medtronic Australasia Pty Ltd | Valiant Captivia | Valiant Stent Graft with Captivia Delivery System | 24-46mm diameter, 200mm length | 169353 | February 2012 |  | Changed Product Group, Product Sub Group, Suffix, Benefit.
10 - Vascular | 10.02 - Stent Grafts | 10.02.01 - Tube (Thoracic Aorta) | 10.02.01.02 - ≥180mm length |  | MS053 | 14500 |  | Medical Specialties Australasia Pty Ltd | Relay Thoracic Stent Graft | Duralloy Nitinol Surgical Graft Material Braided Polyester PFTE impregnated Suture Dual Sheath Delivery System | Diamter 22 - 46mm, Length 180 - 271mm | 176205, 176211 | February 2012 |  | Changed Product Group, Product Sub Group, Suffix, Benefit.
10 - Vascular | 10.02 - Stent Grafts | 10.02.01 - Tube (Thoracic Aorta) | 10.02.01.02 - ≥180mm length |  | WC241 | 14500 |  | WILLIAM A COOK AUSTRALIA PTY LTD | Zenith Thoracic Endovascular Graft | Thoracic Distal Graft | 26mm to 42mm diameter, 180mm to 207mm Length | 152400, 164328 | February 2012 |  | Changed Product Group, Product Sub Group, Suffix, Benefit.
10 - Vascular | 10.02 - Stent Grafts | 10.02.01 - Tube (Thoracic Aorta) | 10.02.01.02 - ≥180mm length |  | WC276 | 14500 |  | WILLIAM A COOK AUSTRALIA PTY LTD | Zenith TX2 TAA Endovascular Graft with Pro-Form and the Z-Trak Plus Introduction System - Long Proximal Component | Long Thoracic Proximal Endovascular Graft | Diameter: 22mm-42mm Length: 192mm-216mm | 164328 | August 2013 |  | Changed Size.
10 - Vascular | 10.02 - Stent Grafts | 10.02.01 - Tube (Thoracic Aorta) | 10.02.01.02 - ≥180mm length |  | WC305 | 14500 |  | WILLIAM A COOK AUSTRALIA PTY LTD | Zenith TX2 Dissection Endovascular Graft with Pro-Form and the Z-Trak Plus Introduction System (Long proximal component) | Long thoracic proximal graft | Diameter 28mm-42mm; Length 194mm-218 | 197412 | February 2013 |  | New Listing
10 - Vascular | 10.02 - Stent Grafts | 10.02.01 - Tube (Thoracic Aorta) | 10.02.01.02 - ≥180mm length |  | WC323 | 14500 |  | WILLIAM A COOK AUSTRALIA PTY LTD | Zenith Alpha Thoracic Endovascular Graft Distal Component | Thoracic Distal Graft (long) | Diameter: 28-46mm. Length: 190-229mm. | 222526, 281254 | August 2014 |  | New Listing
10 - Vascular | 10.02 - Stent Grafts | 10.02.01 - Tube (Thoracic Aorta) | 10.02.01.02 - ≥180mm length |  | WC325 | 14500 |  | WILLIAM A COOK AUSTRALIA PTY LTD | Zenith Alpha Thoracic Endovascular Graft Proximal Component | Straight Thoracic Proximal Graft (long) | Diameter: 28-46mm. Length: 201-233mm. | 222525, 281253 | August 2017 |  | Changed Description.
10 - Vascular | 10.02 - Stent Grafts | 10.02.01 - Tube (Thoracic Aorta) | 10.02.01.02 - ≥180mm length |  | WC327 | 14500 |  | WILLIAM A COOK AUSTRALIA PTY LTD | Zenith Alpha Thoracic Endovascular Graft Proximal Tapered Component | Tapered Thoracic Proximal Graft (long) | Proximal diameter: 32-46mm. Length: 201-233mm. | 222505, 281255 | August 2017 |  | Changed Description.
10 - Vascular | 10.02 - Stent Grafts | 10.02.02 - Tube (Abdominal Aorta) |  |  | MC850 | 4850 |  | Medtronic Australasia Pty Ltd | Endurant AAA Abdominal Tube | Endurant Endoluminal Stent Graft System - Abdominal Tube | 23 - 36mm X 85mm | 158460 | February 2012 |  | Changed Product Group, Product Sub Group, Suffix, Benefit.
10 - Vascular | 10.02 - Stent Grafts | 10.02.02 - Tube (Abdominal Aorta) |  |  | MI060 | 4850 |  | Medtronic Australasia Pty Ltd | Endurant II AAA Abdominal Tube | Endurant II Endoluminal Stent Graft System - Abdominal Tube | Proximal diameter: 23 to 36mm; Distal diameter: 23 to 36mm; Covered length: 70mm | 202471 | February 2013 |  | New Listing
10 - Vascular | 10.02 - Stent Grafts | 10.02.02 - Tube (Abdominal Aorta) |  |  | WC232 | 4850 |  | WILLIAM A COOK AUSTRALIA PTY LTD | Zenith Renu AAA Ancillary Graft - Main Body Extension | Stent graft indicated for the repair of in situ AAA stent grafts | Proximal diameter 22 - 36mm, Length (covered section) 43 - 100mm | 136324, 216477 | February 2014 |  | Changed Product Sub Group, Benefit.
10 - Vascular | 10.02 - Stent Grafts | 10.02.02 - Tube (Abdominal Aorta) |  |  | ZZ028 | 4850 |  | AA-Med Pty Ltd | Endologix AFX Endovascular AAA Stent Graft System-Aortic extensions | Endologix AFX Endovascular AAA Stent Graft System-Aortic extensions | Diameter (22-34 mm) x covered length (55-100 mm) | 223949, 223951 | August 2017 |  | Changed Size.
10 - Vascular | 10.02 - Stent Grafts | 10.02.02 - Tube (Abdominal Aorta) |  |  | ZZ032 | 4850 |  | AA-Med Pty Ltd | VELA Proximal Endograft System | Proximal Endograft System for Abdominal Aortic Aneurysm | Proximal Diameter: 22mm-34mm Distal Diameter: 22mm-34mm Length: 55mm-120mm | 289061, 289062 | August 2017 |  | New Listing
10 - Vascular | 10.02 - Stent Grafts | 10.02.03 - Tube (Aorto-uni-iliac) |  |  | MC153 | 10200 |  | Medtronic Australasia Pty Ltd | Talent AAA Aorto Uni lliac Stent Graft | Talent Endoluminal Stent Graft System - AUI Tapered System. | 22 - 36mm x 75 - 310mm | 138461 | February 2012 |  | Changed Product Group, Product Sub Group, Suffix, Benefit.
10 - Vascular | 10.02 - Stent Grafts | 10.02.03 - Tube (Aorto-uni-iliac) |  |  | MC847 | 10200 |  | Medtronic Australasia Pty Ltd | Endurant Aorto-Uni-Iliac (AUI) | Endurant Endoluminal Stent Graft System - AUI | 23 - 36mm X 120mm | 158458 | February 2012 |  | Changed Product Group, Product Sub Group, Suffix, Benefit.
10 - Vascular | 10.02 - Stent Grafts | 10.02.03 - Tube (Aorto-uni-iliac) |  |  | MC998 | 10200 |  | Medtronic Australasia Pty Ltd | Endurant II AAA Aorto-Uni-Iliac | Endurant II Endoluminal Stent Graft System - AUI | Proximal diameter: 23 to 36mm; Distal daimeter: 14mm; Covered length: 102mm | 197539 | August 2012 |  | New Listing
10 - Vascular | 10.02 - Stent Grafts | 10.02.03 - Tube (Aorto-uni-iliac) |  |  | WC235 | 10200 |  | WILLIAM A COOK AUSTRALIA PTY LTD | Zenith Renu AAA Ancillary Graft - Converter | Stent graft indicated for the repair of in situ AAA stent grafts | Proximal diameter 22-36mm, distal diameter 12mm, lengths 91-161mm | 136324, 207817 | February 2012 |  | Changed Size, Product Group, Product Sub Group, Suffix, Benefit.
10 - Vascular | 10.02 - Stent Grafts | 10.02.03 - Tube (Aorto-uni-iliac) |  |  | MQ036 | 10200 |  | Maquet Australia Pty Ltd | Nellix EndoVascular Aneurysm Sealing System - Nellix Catheter | Nellix EndoVascular Aneurysm Sealing System - Aorto-uni-Iliac CoCr stent grafts with attached polymer endobag | 8-10mm x 100-200mm | 271832 | February 2017 |  | Changed Size.
10 - Vascular | 10.02 - Stent Grafts | 10.02.04 - Bifurcated | 10.02.04.01 - Body and 2 limbs |  | RG001 | 12405 |  | Regional Health Care Group | Aorfix AAA Flexible Stent Graft System with Aorflex Delivery Device HBB Main Body Stent Graft and HBL Contralateral Leg | The Aorfix Abdominal Aortic Aneurysm Flexible Stent Graft System is an endovascular stent graft system for treating infra-renal aortic and aorto-iliac aneurysms. When placed within the aneurysm, the Aorfix AAA Flexible Stent Graft System creates an internal bypass of the aneurysm to reduce the risk of rupture. The Aorfix AAA Flexible Stent Graft System is a modular system where each component comprises: an implantable stent graft (Aorfix Stent Graft) and a disposable delivery system. The stent graft is a two-piece system consisting of 1) a main body incorporating an ipsilateral leg component and a contralateral socket and 2) a contralateral plug-in leg. The Aorfix main body has four sets of hooks all positioned at the proximal end to aid fixation. The contralateral socket is a standard 12mm diameter component, with an oblique distal end that is designed to assist cannulation with a guidewire. Radiopaque markers made of tantalum wire rings are located at the open ends of graft components. Distal and proximal extension stent graft implants are available and may be used as required. The Aorfix System consists of a main body with an incorporated ipsilateral leg, and a contralateral plug-in leg, which attaches to the contralateral socket of the main body. The Main body and ipsilateral leg and the contralateral leg are always supplied together, creating a body and two limb system. | SG-HBB-D1-L1-L2-D2-A12-22, where: D1 (mm): 24, 25, 26,27, 28, 29, 30 31 L1 (mm): 81, 96, 111, 126 L2 (mm): 63, 80, 97 D2 (mm): 12, 14, 16, 18, 20 SG-HBL-L3-D3-A13-20, where: D3 (mm): 10, 12, 14, 16, 18, 20 L3 (mm): 56, 64, 73, 81, 90, 98,106 | 276105 | February 2017 |  | Changed Description, Product Sub Group, Benefit.
10 - Vascular | 10.02 - Stent Grafts | 10.02.04 - Bifurcated | 10.02.04.01 - Body and 2 limbs |  | TU002 | 12405 |  | Terumo Australia | Anaconda Endovascular Graft System | Bifurcated Aortic System, Ultra thin woven polyester, nitinol ring stents, tantalum markers | 18 - 34mm | 172404 | August 2014 |  | Changed Description.
10 - Vascular | 10.02 - Stent Grafts | 10.02.04 - Bifurcated | 10.02.04.01 - Body and 2 limbs |  | ZZ030 | 12405 |  | AA-Med Pty Ltd | Endologix AFX Endovascular AAA Stent Graft System-Bifurcated Stent Graft | Endologix AFX Endovascular AAA Stent Graft System-Bifurcated Stent Graft | Aortic main body diameter (22-28 mm) x length (60-100 mm); iliac limb diameter (13-16 mm)x length (30-55 mm) | 223948 | August 2017 |  | Changed Product Name, Description, Size.
10 - Vascular | 10.02 - Stent Grafts | 10.02.04 - Bifurcated | 10.02.04.01 - Body and 2 limbs |  | ZZ035 | 12405 |  | AA-Med Pty Ltd | AFX2 Endovascular AAA System - Bifurcated Graft | Implantable stent graft constructed of cobalt chromium with a ePTFE cover with delivery system | Aortic main body diameter (22-28mm) x Length (50-120mm); Iliac Limb Diameter (13-20mm) x Length (30-55mm) | 283665 | August 2017 |  | New Listing
10 - Vascular | 10.02 - Stent Grafts | 10.02.04 - Bifurcated | 10.02.04.01 - Body and 2 limbs |  | ZZ043 | 12405 |  | AA-Med Pty Ltd | Ovation Prime Abdominal Stent Graft System | Bifurcated Aortic System, PTFE graft, nitinol stent and markers | 20, 23 26, 29 and 34 mm | 216715 | August 2017 |  | Transferred from ER191
10 - Vascular | 10.02 - Stent Grafts | 10.02.04 - Bifurcated | 10.02.04.02 - Body and 1 limb |  | GT024 | 8955 |  | W L Gore & Associates | Excluder AAA Endovascular Prostheses | AAA Abdominal Stent Graft Nitinol & ePTFE - two piece system (1/2) Trunk - Ipsilateral Limb | 23-28.5mm Diameter, 14-18cm Length | 11169 | February 2012 |  | Changed Product Group, Product Sub Group, Suffix, Benefit.
10 - Vascular | 10.02 - Stent Grafts | 10.02.04 - Bifurcated | 10.02.04.02 - Body and 1 limb |  | GT263 | 8955 |  | W L Gore & Associates | GORE EXCLUDER AAA Endoprosthesis | AAA Stent Graft Nitinol & ePTFE Two piece system (1/2) Trunk-ipsilateral component | Diameters: 23, 26, 28.5, 35mm Lengths: 12, 14, 16, 18cm Diameters: 31mm Lengths: 13, 15, 17cm Diameters: 35mm Lengths: 14, 16, 18cm | 157813 | August 2014 |  | Changed Size, Benefit.
10 - Vascular | 10.02 - Stent Grafts | 10.02.04 - Bifurcated | 10.02.04.02 - Body and 1 limb |  | MC845 | 8955 |  | Medtronic Australasia Pty Ltd | Endurant AAA Stent Graft Bifurcation | Endurant Endoluminal Stent Graft System - Bifurcated Graft | 23 - 36mm x 13 - 20mm x 135 -185mm | 158456 | February 2012 |  | Changed Product Group, Product Sub Group, Suffix, Benefit.
10 - Vascular | 10.02 - Stent Grafts | 10.02.04 - Bifurcated | 10.02.04.02 - Body and 1 limb |  | MC997 | 8955 |  | Medtronic Australasia Pty Ltd | Endurant II AAA Stent Graft Bifurcation | Endurant II Endoluminal Stent Graft System - Bifurcated Graft | Proximal diameters: 23 to 36mm; Distal diameters: 13 to 20mm; Covered lengths: 124 to 166mm | 197540 | August 2012 |  | New Listing
10 - Vascular | 10.02 - Stent Grafts | 10.02.04 - Bifurcated | 10.02.04.02 - Body and 1 limb |  | MI173 | 8955 |  | Medtronic Australasia Pty Ltd | Endurant IIs AAA Stent Graft | Endurant IIs Endoluminal Stent Graft System - Bifurcated Graft (body + single limb configuration), shorter ipsilateral leg | Proximal diameters: 23 to 36 mm; Distal diameters: 14 mm; Covered length: 103 mm | 235711 | August 2015 |  | New Listing
10 - Vascular | 10.02 - Stent Grafts | 10.02.04 - Bifurcated | 10.02.04.02 - Body and 1 limb |  | RG005 | 8955 |  | Regional Health Care Group | Aorfix AAA Flexible Stent Graft System and IntelliFlex LP Delivery System MB and CL | The Aorfix Abdominal Aortic Aneurysm (AAA) Flexible Stent Graft System is an endovascular stent graft system for treating infra-renal aortic and aorto-iliac aneurysms. When placed within the aneurysm, the Aorfix AAA Flexible Stent Graft System creates an internal bypass of the aneurysm to reduce the risk of rupture. The Aorfix AAA Flexible Stent Graft System is a modular system where each component comprises: an implantable stent graft (Aorfix Stent Graft) and a disposable delivery system (IntelliFlex Low Profile Delivery System). The stent graft is a two-piece system consisting of 1) a main body incorporating an ipsilateral leg component and a contralateral socket and 2) a contralateral plug-in leg, creating a system of a main body and two legs. The Aorfix main body has four sets of hooks, all positioned at the proximal end to aid fixation. The contralateral socket is a standard 12mm diameter component, with an oblique distal end that is designed to assist cannulation with a guide-wire. Distal and proximal extension stent graft implants are available and may be used as required. | Main Body and attached Ipsilateral Leg Stent sizes: Length: 81 - 126mm Proximal Diameter: 24 - 31mm Distal Diameter: 10 - 20mm Ipsilateral (Iliac) leg length: 63 - 97mm Contralateral Leg sizes: Length: 56 - 98mm Distal Diameter: 10 - 20mm | 285902 | February 2017 |  | New Listing
10 - Vascular | 10.02 - Stent Grafts | 10.02.04 - Bifurcated | 10.02.04.03 - Body only |  | DO006 | 5794 |  | CARDINAL HEALTH AUSTRALIA 503 PTY LTD. | InCraft AAA Stent-Graft System - Aortic Bifurcate | Bifurcated main body | 22-34mm diameter, 86-94mm length | 231895 | February 2017 |  | Transferred from MN178
10 - Vascular | 10.02 - Stent Grafts | 10.02.04 - Bifurcated | 10.02.04.03 - Body only |  | WC261 | 5794 |  | WILLIAM A COOK AUSTRALIA PTY LTD | Zenith Fenestrated AAA Endovascular Graft with Flexor | Distal Bifurcated Body with Flexor sheath | Diameter 12 - 24mm, 1st length 28 - 62mm, 2nd length 76 - 121mm | 138797 | February 2012 |  | Changed Product Group, Product Sub Group, Suffix, Benefit.
10 - Vascular | 10.02 - Stent Grafts | 10.02.04 - Bifurcated | 10.02.04.03 - Body only |  | WC277 | 5794 |  | WILLIAM A COOK AUSTRALIA PTY LTD | Zenith Flex AAA Endovascular Graft with the Z-Trak Introduction System - main body | Zenith Flex with Z-trak main body - AAA endovascular graft | Diameter - 22mm - 36mm. Length 82mm - 149mm. | 161932 | February 2012 |  | Changed Product Group, Product Sub Group, Suffix, Benefit.
10 - Vascular | 10.02 - Stent Grafts | 10.02.04 - Bifurcated | 10.02.04.03 - Body only |  | WC293 | 5794 |  | WILLIAM A COOK AUSTRALIA PTY LTD | Zenith Low Profile AAA Endovascular Graft - Bifurcated Main Body | Bifurcated main body graft | Diameter: 22-36mm, Length: 70-128mm | 201172 | August 2013 |  | Changed Size.
10 - Vascular | 10.02 - Stent Grafts | 10.02.04 - Bifurcated | 10.02.04.03 - Body only |  | WC332 | 5794 |  | WILLIAM A COOK AUSTRALIA PTY LTD | Zenith Alpha Abdominal Endovascular Graft | Bifurcated main body graft | Diameters:22-36mm. Lengths: 70-128mm | 265762 | February 2016 |  | New Listing
10 - Vascular | 10.02 - Stent Grafts | 10.02.05 - Branched |  |  | WC233 | 7500 |  | WILLIAM A COOK AUSTRALIA PTY LTD | Zenith Branch Endovascular Graft - Iliac Bifurcation | Bifurcated branch vessel stent graft with openings to connect the common iliac, sidebranch, and external iliac segments. Made of stainless steel and nitinol z-stents and woven polyester, mounted on H&LB one shot delivery system | Common iliac lengths 45 or 61mm, external iliac lengths 41 or 58mm and distal cuff diameters 10 or 12mm | 138930 | February 2012 |  | Changed Product Group, Product Sub Group, Benefit.
10 - Vascular | 10.02 - Stent Grafts | 10.02.05 - Branched |  |  | GT276 | 7500 |  | W L Gore & Associates | GORE EXCLUDER Iliac Branch Endoprosthesis | The GORE EXCLUDER IBE provides an endovascular option for treatment allowing preservation of perfusion to the internal iliac, versus occlusion and covering the internal iliac or open surgical alternatives. The The GORE EXCLUDER IBE consists of two components (Iliac Branch Component: 1 of 2). | CEB231010 - Internal Iliac Diameter: 6.50-9mm CEB231210 - Internal Iliac Diameter: 10-11mm CEB231410 - Internal Iliac Diameter: 12 - 13.5mm | 232968 | February 2015 |  | New Listing
10 - Vascular | 10.02 - Stent Grafts | 10.02.05 - Branched | 10.02.05.02 - Multiple Branch |  | WC312 | 7500 |  | WILLIAM A COOK AUSTRALIA PTY LTD | Zenith Universal Distal Body Endovascular Graft | The Zenith Universal Distal Body Endovascular Graft (Unibody) consists of a bifurcated graft loaded into the H&L-B One-Shot delivery system | Diameters: 22 - 24mm Lengths: 81 - 32mm | 208899 | August 2013 |  | New Listing
10 - Vascular | 10.02 - Stent Grafts | 10.02.05 - Branched | 10.02.05.02 - Multiple Branch | L | WC313 | 14500 |  | WILLIAM A COOK AUSTRALIA PTY LTD | Zenith t-Branch Endovascular Graft | The t-Branch is an endovascular graft designed for use in the thoracabdominal aorta. | Diameter: 34mm Length: 202mm | 208898, 228114 | February 2015 |  | Changed Benefit.
10 - Vascular | 10.02 - Stent Grafts | 10.02.06 - Fenestrated |  |  | WC263 | 8561 |  | WILLIAM A COOK AUSTRALIA PTY LTD | Zenith Fenestrated AAA Endovascular Graft with Flexor | Proximal Fenestrated body with Flexor sheath | 1 or 2 internal stents, 24 - 36mm Diameter, 73 - 129mm Length | 138797 | February 2012 |  | Changed Product Group, Product Sub Group, Benefit.
10 - Vascular | 10.02 - Stent Grafts | 10.02.07 - Accessory Component (Aortic) | 10.02.07.01 - Thoracic |  | WC188 | 6300 |  | WILLIAM A COOK AUSTRALIA PTY LTD | Zenith Thoracic Endovascular Graft | Thoracic Body Extension | 22mm to 42mm diameter; 77mm to 81mm length | 152400 | February 2012 |  | Changed Product Group, Product Sub Group, Suffix, Benefit.
10 - Vascular | 10.02 - Stent Grafts | 10.02.07 - Accessory Component (Aortic) | 10.02.07.01 - Thoracic |  | WC274 | 6300 |  | WILLIAM A COOK AUSTRALIA PTY LTD | Zenith TX2 TAA Endovascular Graft with Pro-Form and the Z-Trak Plus Introduction System (thoracic body extension) | Thoracic Proximal Extension | Diameter - 22mm - 42mm Length - 77mm - 81mm | 164328 | February 2012 |  | Changed Product Group, Product Sub Group, Suffix, Benefit.
10 - Vascular | 10.02 - Stent Grafts | 10.02.07 - Accessory Component (Aortic) | 10.02.07.01 - Thoracic |  | WC306 | 6300 |  | WILLIAM A COOK AUSTRALIA PTY LTD | Zenith TX2 Dissection Endovascular Graft with Pro-Form and the Z-Trak Plus Introduction System (thoracic body extension) | Thoracic Proximal Extension | Diameter 22mm - 42mm; Length 79mm - 83mm | 197412 | February 2013 |  | New Listing
10 - Vascular | 10.02 - Stent Grafts | 10.02.07 - Accessory Component (Aortic) | 10.02.07.01 - Thoracic |  | WC328 | 6300 |  | WILLIAM A COOK AUSTRALIA PTY LTD | Zenith Alpha Thoracic Endovascular Graft Distal Extension | Thoracic Distal Extension | Diameter: 18-46mm. Length: 91-160mm | 222533, 281256 | August 2014 |  | New Listing
10 - Vascular | 10.02 - Stent Grafts | 10.02.07 - Accessory Component (Aortic) | 10.02.07.02 - Abdominal |  | GT189 | 2555 |  | W L Gore & Associates | GORE EXCLUDER AAA Endoprosthesis | Abdominal Stent Graft Nitinol & ePTFE - Aortic Extender | Diameters: 23, 26, 28.5mm Lengths: 3.3cm Diameters: 32mm Length: 4.5cm Diameter: 36mm Length: 4.5cm | 158681 | August 2013 |  | Changed Size.
10 - Vascular | 10.02 - Stent Grafts | 10.02.07 - Accessory Component (Aortic) | 10.02.07.02 - Abdominal |  | MC158 | 2555 |  | Medtronic Australasia Pty Ltd | Talent Aortic Extension Stent Graft | Talent Endoluminal Stent Graft - Aortic Extension | 22 - 36mm x 26 - 30mm | 138461 | February 2012 |  | Changed Product Group, Product Sub Group, Benefit.
10 - Vascular | 10.02 - Stent Grafts | 10.02.07 - Accessory Component (Aortic) | 10.02.07.02 - Abdominal |  | MC849 | 2555 |  | Medtronic Australasia Pty Ltd | Endurant AAA Aortic Extension | Endurant Endoluminal Stent Graft System - Aortic Extension | 23 - 36mm x 60mm | 158460 | February 2012 |  | Changed Product Group, Product Sub Group, Benefit.
10 - Vascular | 10.02 - Stent Grafts | 10.02.07 - Accessory Component (Aortic) | 10.02.07.02 - Abdominal |  | MI061 | 2555 |  | Medtronic Australasia Pty Ltd | Endurant II AAA Aortic Extension | Endurant II Endoluminal Stent Graft System - Aortic Extension | Proximal diameter: 23 to 36mm; distal diameter: 23 to 36mm; Covered length: 49mm | 292372 | February 2013 |  | New Listing
10 - Vascular | 10.02 - Stent Grafts | 10.02.07 - Accessory Component (Aortic) | 10.02.07.02 - Abdominal |  | RG004 | 2555 |  | Regional Health Care Group | Aorfix AAA Flexible Stent Graft System with Aorflex Delivery Device HPE Helical Proximal Extender | The proximal extender (cuff) is supplied in the same delivery system as the main aortic implant and includes a hydrophilic coating. The cuff is a short implant which has four pairs of barbs, a seam and a fishmouth shape identical to the primary graft. The fishmouth at the proximal end of the cuff should be deployed with the same orientation as that of the primary graft. The cuff has radio-opaque marker wires around the proximal and distal circumferences and down its seam. The apex of the fishmouth which contains the longitudinal seam is slightly stiffer than the opposite apex and tends to lie slightly higher in the artery. The cuff can be placed with the seam lying either anteriorly or posteriorly. The cuff is prepared identically to the primary graft and is introduced over a guidewire. | SG-HPE-D4-L4-A12-22, where: D4 (mm): 24, 25, 26, 27, 28, 29, 30, 31 L4 (mm): 38 | 276107 | August 2016 |  | New Listing
10 - Vascular | 10.02 - Stent Grafts | 10.02.07 - Accessory Component (Aortic) | 10.02.07.02 - Abdominal |  | TU003 | 2555 |  | Terumo Australia | Anaconda Endovascular Graft System | Aortic Extension Cuff. Ultrathin woven polyester, nitinol ring stents, tantalum markers | 18 - 34mm | 172404, 173321 | February 2012 |  | Changed Product Group, Product Sub Group, Suffix, Benefit.
10 - Vascular | 10.02 - Stent Grafts | 10.02.07 - Accessory Component (Aortic) | 10.02.07.02 - Abdominal |  | WC045 | 2555 |  | WILLIAM A COOK AUSTRALIA PTY LTD | Zenith Endovascular Graft | Converter | Diameter 20 through 36 Length 80-85 | 136323, 205724 | February 2012 |  | Changed Product Group, Product Sub Group, Benefit.
10 - Vascular | 10.02 - Stent Grafts | 10.02.07 - Accessory Component (Aortic) | 10.02.07.02 - Abdominal |  | WC048 | 2555 |  | WILLIAM A COOK AUSTRALIA PTY LTD | Zenith Endovascular Graft | Body Extensions | Diameter 22 through 36 | 136323, 206326 | February 2012 |  | Changed Product Group, Product Sub Group, Benefit.
10 - Vascular | 10.02 - Stent Grafts | 10.02.07 - Accessory Component (Aortic) | 10.02.07.02 - Abdominal |  | WC302 | 2555 |  | WILLIAM A COOK AUSTRALIA PTY LTD | Zenith Low Profile AAA Endovascular Graft - Converter | Converter | Proximal Diameter: 24-36mm, Distal Diameter: 12mm, Working Length: 66mm | 201753, 227127 | February 2015 |  | Changed Benefit.
10 - Vascular | 10.02 - Stent Grafts | 10.02.07 - Accessory Component (Aortic) | 10.02.07.02 - Abdominal |  | WC303 | 2555 |  | WILLIAM A COOK AUSTRALIA PTY LTD | Zenith Low Profile AAA Endovascular Graft - Main Body Extension | Main Body Extension | Diameter: 22-36mm, Working Length: 45-58mm | 201690, 227126 | February 2015 |  | Changed Benefit.
10 - Vascular | 10.02 - Stent Grafts | 10.02.08 - Accessory Component (Other including iliac limb and extension) |  |  | GT188 | 3308 |  | W L Gore & Associates | EXCLUDER AAA Endovascular Prostheses | AAA Stent Graft Nitinol & ePTFE Two piece system (2/2) Contralateral Limb | Diameters: 12, 14.5, 23, 27mm Lenghts: 10, 12, 14cm Diameters: 16, 18, 20mm Lenghts: 9.5, 11.5, 13.5cm | 158680 | August 2013 |  | Changed Product Name, Size.
10 - Vascular | 10.02 - Stent Grafts | 10.02.08 - Accessory Component (Other including iliac limb and extension) |  |  | GT190 | 3308 |  | W L Gore & Associates | Excluder AAA Endovascular Prostheses | Abdominal Stent Graft Nitinol & ePTFE - Iliac Extender | Diameters: 10, 12, 14.5mm Lengths: 7cm | 158682 | August 2013 |  | Changed Product Name, Size.
10 - Vascular | 10.02 - Stent Grafts | 10.02.08 - Accessory Component (Other including iliac limb and extension) |  |  | MC846 | 3308 |  | Medtronic Australasia Pty Ltd | Endurant AAA Contralateral Iliac Limb | Endurant Endoluminal Stent Graft System - Contralateral Iliac Limb | 10 - 28mm X 80 - 120mm | 158461 | February 2012 |  | Changed Product Group, Product Sub Group, Benefit.
10 - Vascular | 10.02 - Stent Grafts | 10.02.08 - Accessory Component (Other including iliac limb and extension) |  |  | MC848 | 3308 |  | Medtronic Australasia Pty Ltd | Endurant AAA Iliac Extension | Endurant Endoluminal Stent Graft System - Iliac Extension | 10 - 28mm x 80mm | 158459 | February 2012 |  | Changed Product Group, Product Sub Group, Benefit.
10 - Vascular | 10.02 - Stent Grafts | 10.02.08 - Accessory Component (Other including iliac limb and extension) |  |  | MC994 | 3308 |  | Medtronic Australasia Pty Ltd | Endurant II AAA Contralateral Iliac Limb | Endurant II Endoluminal Stent Graft System - Contralateral Iliac Limb | Proximal diameter: 16mm; Distal diameter: 10 to 28mm; Covered length: 82mm; 93mm; 124mm | 197541 | August 2012 |  | New Listing
10 - Vascular | 10.02 - Stent Grafts | 10.02.08 - Accessory Component (Other including iliac limb and extension) |  |  | MC995 | 3308 |  | Medtronic Australasia Pty Ltd | Endurant II AAA Iliac Extension | Endurant II AAA Iliac Extension | Proximal diameter: 10 to 28mm; Distal diameter: 10 to 28mm; Covered length: 82mm | 197654 | August 2012 |  | New Listing
10 - Vascular | 10.02 - Stent Grafts | 10.02.08 - Accessory Component (Other including iliac limb and extension) |  |  | TU004 | 3308 |  | Terumo Australia | Anaconda Endovascular Graft System | Iliac Extension Cuff. Ultrathin woven polyester, nitinol ring stents, tantalum markers | 8 - 18mm | 172404, 173321 | February 2012 |  | Changed Description, Size, Product Group, Product Sub Group, Suffix, Benefit.
10 - Vascular | 10.02 - Stent Grafts | 10.02.08 - Accessory Component (Other including iliac limb and extension) |  |  | TU005 | 3308 |  | Terumo Australia | Anaconda Endovascular Graft System | Iliac Leg, Ultrathin woven polyester, nitinol ring stents, tantalum markers | 8 - 23mm | 172404, 173321 | February 2012 |  | Changed Size, Product Group, Product Sub Group, Suffix, Benefit.
10 - Vascular | 10.02 - Stent Grafts | 10.02.08 - Accessory Component (Other including iliac limb and extension) |  |  | TU041 | 3308 |  | Terumo Australia | Anaconda Endovascular Graft System | Flared iliac limb, Ultrathin woven polyester, nitinol ring stents, tantalum markers | Diameter: Proximal end 10-17mm, distal end 12-23mm: Length 80-130mm | 172404, 173321 | February 2012 |  | Changed Description, Size, Product Group, Product Sub Group, Suffix, Benefit.
10 - Vascular | 10.02 - Stent Grafts | 10.02.08 - Accessory Component (Other including iliac limb and extension) |  |  | WC259 | 3308 |  | WILLIAM A COOK AUSTRALIA PTY LTD | Zenith AAA Endovascular Graft Contralateral/Ipsilateral Iliac Legs | Leg extension with Captor valve | Diameters from 8 to 24mm, lengths from 37 to 122mm | 161932 | February 2012 |  | Changed Product Group, Product Sub Group, Benefit.
10 - Vascular | 10.02 - Stent Grafts | 10.02.08 - Accessory Component (Other including iliac limb and extension) |  |  | WC286 | 3308 |  | WILLIAM A COOK AUSTRALIA PTY LTD | Zenith® Spiral-Z AAA lliac Legs with Z-Trak™ Introduction System | Zenith® Spiral-Z AAA lliac Leg | Proximal Diameter - 13mm Distal Diameter - 9mm to 24 mm Working Length - 39 mm to 122 mm | 184456 | February 2012 |  | Changed Product Group, Product Sub Group, Suffix, Benefit.
10 - Vascular | 10.02 - Stent Grafts | 10.02.08 - Accessory Component (Other including iliac limb and extension) |  | L (long length) | MC996 | 4350 |  | Medtronic Australasia Pty Ltd | Endurant II AAA Contralateral Iliac Limb | Endurant II Endoluminal Stent Graft System - Contralateral Iliac Limb | Proximal diameter: 16mm; Distal diameter: 10 to 28mm; Covered length: 156mm, 199mm | 197541 | August 2012 |  | New Listing
10 - Vascular | 10.02 - Stent Grafts | 10.02.08 - Accessory Component (Other including iliac limb and extension) |  |  | DO014 | 3308 |  | CARDINAL HEALTH AUSTRALIA 503 PTY LTD. | InCraft AAA Stent-Graft System - Iliac Limb/Extension | Contralateral/Ipsilateral lliac limbs and extensions | 10-24mm diameter, 80-140mm length | 231895 | February 2017 |  | Transferred from MN179
10 - Vascular | 10.02 - Stent Grafts | 10.02.08 - Accessory Component (Other including iliac limb and extension) |  |  | GT277 | 3308 |  | W L Gore & Associates | GORE EXCLUDER Iliac Branch Endoprosthesis | The GORE EXCLUDER IBE provides an endovascular option for treatment allowing for preservation of perfusion to the internal iliac, versus occlusion and covering the internal iliac or open surgical procedures. The GORE EXCLUDER IBE consists of two components (Internal Iliac Component: 2 of 2). | HGB 161007 - Internal Iliac Diameter: 6.5 - 9mm HGB 161207 - Internal Iliac Diameter: 10-11mm HGB 161407 - Internal Iliac Diameter: 12 - 13.5mm | 232968 | February 2015 |  | New Listing
10 - Vascular | 10.02 - Stent Grafts | 10.02.08 - Accessory Component (Other including iliac limb and extension) |  |  | RG002 | 3308 |  | Regional Health Care Group | Aorfix AAA Flexible Stent Graft System with Aorflex Delivery Device HBC Helical Converter | The Lombard Medical bifurcated stent-graft system (Aorfix) is used to treat aortic, aorto-iliac and iliac aneurysms. Standard techniques for the use of vascular access sheaths, angiography, guidewires and contrast media should be employed.The device is supplied in its delivery system, sterilised by means of ethylene oxide (EtO). It is packaged in peel-open pouches. Aorfix stent graft is a two-part modular implant comprising a bifurcated main body section and a straight contralateral limb section (the "plug-in"). The main body section bifurcates into a full-length ipsilateral iliac section and a contralateral short leg mating section (the "socket"). The plug-in is mated intraoperatively to the socket to form the complete bifurcated system. Each of the two components is supplied pre-loaded into a delivery system comprising a catheter with built-in deployment handle. The catheter for the main body section has a hydrophilic coating on its outer surface. The self-expanding implant is fabricated from nitinol (an alloy of nickel and titanium) and a woven polyester fabric (synthetic textile). Proximal hooks, also fabricated from nitinol, are provided in the main body section to resist migration. Converters are used after implantation of the bifurcated body, if implantation of the contralateral limb proves impossible. The system converts the bifurcated main body into an aorto uni-iliac stent graft. If revising to a mono-iliac approach, use a femero-femoral cross-over graft to perfuse the contralateral side and occlude the contralateral common iliac artery. The converter delivery system is identical to the body delivery system. | SG-HBC-D6-A12-22, where: D6(mm): 25, 27, 29, 31 | 276108 | August 2016 |  | New Listing
10 - Vascular | 10.02 - Stent Grafts | 10.02.08 - Accessory Component (Other including iliac limb and extension) |  |  | RG003 | 3308 |  | Regional Health Care Group | Aorfix AAA Flexible Stent Graft System with Aorflex Delivery Device HDE Distal Extender | The Lombard Medical bifurcated stent-graft system (Aorfix) is used to treat aortic, aorto-iliac and iliac aneurysms. Standard techniques for the use of vascular access sheaths, angiography, guidewires and contrast media should be employed.The device is supplied in its delivery system, sterilised by means of ethylene oxide (EtO). It is packaged in peel-open pouches. Aorfix stent graft is a two-part modular implant comprising a bifurcated main body section and a straight contralateral limb section (the "plug-in"). The main body section bifurcates into a full-length ipsilateral iliac section and a contralateral short leg mating section (the "socket"). The plug-in is mated intraoperatively to the socket to form the complete bifurcated system. Each of the two components is supplied pre-loaded into a delivery system comprising a catheter with built-in deployment handle. The catheter for the main body section has a hydrophilic coating on its outer surface. The self-expanding implant is fabricated from nitinol (an alloy of nickel and titanium) and a woven polyester fabric (synthetic textile). Proximal hooks, also fabricated from nitinol, are provided in the main body section to resist migration. Distal extenders for extending the distal legs, are supplied pre-packed in delivery systems. The distal extender system is identical to the plug in leg delivery system. | SG-HDE-D5-L5-A13-20, where: D5 (mm): 10, 12, 14, 16, 18, 20 L5 (mm): 51, 82 | 260187 | August 2016 |  | New Listing
10 - Vascular | 10.02 - Stent Grafts | 10.02.08 - Accessory Component (Other including iliac limb and extension) |  |  | RG006 | 3308 |  | Regional Health Care Group | Aorfix AAA Flexible Stent Graft System with IntelliFlex LP Delivery System Distal Extender | The Aorfix Abdominal Aortic Aneurysm (AAA) Flexible Stent Graft System is an endovascular stent graft system for treating infra-renal aortic and aorto-iliac aneurysms. When placed within the aneurysm, the Aorfix AAA Flexible Stent Graft System creates an internal bypass of the aneurysm to reduce the risk of rupture. The Aorfix AAA Flexible Stent Graft System is a modular system where each component comprises: an implantable stent graft (Aorfix Stent Graft) and a disposable delivery system (IntelliFlex Low Profile Delivery System). The stent graft is a two-piece system consisting of 1) a main body incorporating an ipsilateral leg component and a contralateral socket and 2) a contralateral plug-in leg. The Aorfix main body has four sets of hooks, all positioned at the proximal end to aid fixation. The contralateral socket is a standard 12mm diameter component, with an oblique distal end that is designed to assist cannulation with a guide-wire. Distal and proximal extension stent graft implants are available and may be used as required. All extension pieces have the same diameter at both ends and have radiopaque wire rings at the proximal and distal openings to aid visualization. The distal extender has the same construction as the leg components using helical wound Nitinol wire. | Distal Extender sizes: Length: 51, 82mm Proximal and distal diameters: 10 - 20mm | 285128 | February 2017 |  | New Listing
10 - Vascular | 10.02 - Stent Grafts | 10.02.08 - Accessory Component (Other including iliac limb and extension) |  |  | RG007 | 3308 |  | Regional Health Care Group | Aorfix AAA Flexible Stent Graft System and IntelliFlex LP Delivery System Proximal Extender | The Aorfix Abdominal Aortic Aneurysm (AAA) Flexible Stent Graft System is an endovascular stent graft system for treating infra-renal aortic and aorto-iliac aneurysms. When placed within the aneurysm, the Aorfix AAA Flexible Stent Graft System creates an internal bypass of the aneurysm to reduce the risk of rupture. The Aorfix AAA Flexible Stent Graft System is a modular system where each component comprises: an implantable stent graft (Aorfix Stent Graft) and a disposable delivery system (IntelliFlex Low Profile Delivery System). The stent graft is a two-piece system consisting of 1) a main body incorporating an ipsilateral leg component and a contralateral socket and 2) a contralateral plug-in leg. The Aorfix main body has four sets of hooks, all positioned at the proximal end to aid fixation. The contralateral socket is a standard 12mm diameter component, with an oblique distal end that is designed to assist cannulation with a guide-wire. Distal and proximal extension stent graft implants are available and may be used as required. All extension pieces have the same diameter at both ends and have radiopaque wire rings at the proximal and distal openings to aid visualization. Like the main body, the proximal extension pieces have hooks at the proximal end, the same design of nitinol rings, and radiopaque wire along the seam. | Proximal Extender sizes: 24 - 31mm | 285518 | February 2017 |  | New Listing
10 - Vascular | 10.02 - Stent Grafts | 10.02.08 - Accessory Component (Other including iliac limb and extension) |  |  | WC330 | 3308 |  | WILLIAM A COOK AUSTRALIA PTY LTD | Zenith Alpha Spiral-Z Endovascular Leg | Iliac leg graft | Distal Diameters: 9-24mm. Graft lengths: 42-125mm. | 229923 | February 2015 |  | New Listing
10 - Vascular | 10.02 - Stent Grafts | 10.02.08 - Accessory Component (Other including iliac limb and extension) |  |  | ZZ029 | 3308 |  | AA-Med Pty Ltd | Endologix AFX Endovascular AAA Stent Graft System-Iliac limb extensions | Endologix AFX Endovascular AAA Stent Graft System-Iliac limb extensions | Covered diameter straight or flared or stepped (16-25 mm) x length (55-88 mm) | 223950, 223952 | August 2017 |  | Changed Size.
10 - Vascular | 10.02 - Stent Grafts | 10.02.08 - Accessory Component (Other including iliac limb and extension) |  |  | ZZ041 | 3308 |  | AA-Med Pty Ltd | Ovation Prime Abdominal Stent Graft System - "Iliac Extension" | Ovation Prime Abdominal Stent Graft System - "Iliac Extension" | Diameter: 10mm, 12mm, 14mm, 16mm, 18mm, 22mm Length: 45mm | 216665 | August 2017 |  | Transferred from ER193
10 - Vascular | 10.02 - Stent Grafts | 10.02.08 - Accessory Component (Other including iliac limb and extension) |  |  | ZZ042 | 3308 |  | AA-Med Pty Ltd | Ovation Prime Abdominal Stent Graft System - "Iliac Limb" | Ovation Prime Abdominal Stent Graft System - "Iliac Limb" | Diameter: 10mm, 12mm, 14mm, 16mm, 18mm, 22mm Length: 80-140mm | 216705 | August 2017 |  | Transferred from ER192
10 - Vascular | 10.02 - Stent Grafts | 10.02.08 - Accessory Component (Other including iliac limb and extension) |  | Accessory Kit | MQ037 | 3770 |  | Maquet Australia Pty Ltd | Nellix EndoVascular Aneurysm Sealing System Accessory Kit, Dispensor and Polymer | Accessory Kit (console, reciprocal connectors with caps and four mixers, pressure tranducers), Dispensor (with insufflator and syringes), and dual chamber polypropylene cartridge filled with aqueous polyethylene glycol based solution that are designed to be mixed at the time of the procedure | 40ml (up to 80ml provided) | 234418, 235301, 271833 | February 2016 |  | New Listing
10 - Vascular | 10.02 - Stent Grafts | 10.02.08 - Accessory Component (Other including iliac limb and extension) |  | L (long length, >150mm) | TU057 | 4350 |  | Terumo Australia | Anaconda AAA Stent Graft System | Ultrathin woven polyester, nitinol ring stents, tantalum markers (longer legs lengths >150mm). Long limbs have not got ARTG, but the Anaconda Stent Graft System does with regular limbs (ARTG173321 and 172404). The Anaconda AAA Stent Graft System is a device support structure that expands and stays in place inside a blood carrying vessel for isolated iliac aneurysm repair and a component of the AAA stent graft system. It is delivered to the intended landing zone by a delivery system, where the stent is expanded to provide support for the vessel The stent graft remains in place as a permanent implant. The patient is hospitalised and undergoing invasive surgery of implantation of the stent graft. | Tapered Legs Outer Diameter (Proximal 12mm; Distal 10mm) x Length 150mm Outer Diameter (Proximal 12mm; Distal 10mm) x Length 170mm Flared Legs Outer Diameter (Proximal 12mm; Distal 13mm) x Length 150mm Outer Diameter (Proximal 12mm; Distal 13mm) x Length 170mm Outer Diameter (Proximal 12mm; Distal 15mm) x Length 150mm Outer Diameter (Proximal 12mm; Distal 15mm) x Length 170mm Outer Diameter (Proximal 12mm; Distal 17mm) x Length 150mm Outer Diameter (Proximal 12mm; Distal 17mm) x Length 170mm Outer Diameter (Proximal 12mm; Distal 19mm) x Length 150mm Outer Diameter (Proximal 12mm; Distal 19mm) x Length 170mm Outer Diameter (Proximal 12mm; Distal 21mm) x Length 150mm Outer Diameter (Proximal 12mm; Distal 21mm) x Length 170mm Outer Diameter (Proximal 12mm; Distal 23mm) x Length 150mm Outer Diameter (Proximal 12mm; Distal 23mm) x Length 170mm Straight Legs Outer Diameter 12mm x Length 160mm Outer diameter 12mm x Length 180mm | 172404 | August 2016 |  | New Listing
10 - Vascular | 10.02 - Stent Grafts | 10.02.08 - Accessory Component (Other including iliac limb and extension) |  | Sealant | ZZ040 | 680 |  | AA-Med Pty Ltd | Ovation Prime Abdominal Stent Graft System - Fill Polymer Kit | Ovation Prime Abdominal Stent Graft System - Fill Polymer Kit | N/A | 219803 | August 2017 |  | Transferred from ER194
10 - Vascular | 10.02 - Stent Grafts | 10.02.09 - Iliac Graft Plug |  |  | MC203 | 2555 |  | Medtronic Australasia Pty Ltd | Talent Occluder System | Nitinol stents attached to polyester graft sealed both ends | Standard Sizes, 8 - 24mm x 31 - 35mm | 138461 | February 2012 |  | Changed Product Group, Product Sub Group, Benefit.
10 - Vascular | 10.02 - Stent Grafts | 10.02.09 - Iliac Graft Plug |  |  | WC103 | 2555 |  | WILLIAM A COOK AUSTRALIA PTY LTD | Zenith Iliac Plug | Zenith AAA Endovascular Graft | Diameter 14, 16, 18, 20, 22, 24mm | 154366, 205378 | February 2014 |  | Changed Product Sub Group, Benefit.
10 - Vascular | 10.02 - Stent Grafts | 10.02.10 - Tube, Peripheral, Balloon Expandable | 10.02.10.01 - ≤12mm diameter |  | BA264 | 4185 |  | Bard Australia Pty Ltd | LifeStream Balloon Expandable Covered Stent | The LifeStream Balloon Expandable Vascular Covered Stent is comprised of an ectropolished balloon-expandable stent made from 316L stainless steel, encapsulated between two layers of ePTFE. | Implant Length: 16mm, 26mm, 37/38mm*,58mm Implant Diameter: 5mm, 6mm, 7mm, 8mm, 9mm, 10mm, 12mm * Diameters 5-8mm are offered in 37mm length, and diameters 9-12 are offered in 38mm length | 265593 | February 2016 |  | New Listing
10 - Vascular | 10.02 - Stent Grafts | 10.02.10 - Tube, Peripheral, Balloon Expandable | 10.02.10.01 - ≤12mm diameter |  | MQ006 | 4185 |  | Maquet Australia Pty Ltd | Advant PTFE V12 Stent Graft System | Balloon Expandable PTFE Encapsulated Stainless Steel Peripheral Vascular Stent | 5mm - 12mm Diameter | 156635 | February 2015 |  | Transferred from AC023
10 - Vascular | 10.02 - Stent Grafts | 10.02.10 - Tube, Peripheral, Balloon Expandable | 10.02.10.01 - ≤12mm diameter |  | PY039 | 4185 |  | Pyramed Pty Limited | BeGraft Peripheral Stent Graft System | Balloon Expandable "One layer" Biocompatible CoCr Alloy and Micro-porous ePTFE Peripheral Vascular Stent | Diameter: 5mm - 12mm length: 18mm - 58mm | 222736 | August 2015 |  | Changed Description.
10 - Vascular | 10.02 - Stent Grafts | 10.02.10 - Tube, Peripheral, Balloon Expandable | 10.02.10.02 - >12mm diameter |  | MQ035 | 5695 |  | Maquet Australia Pty Ltd | Advanta V12 Stent Graft System | Balloon Expandable PTFE Encapsulated Stainless Steel Vascular Stent | Large Diameter 12 -16mm. 80 and 120cm catheter lengths | 156635 | February 2015 |  | Transferred from AC088
10 - Vascular | 10.02 - Stent Grafts | 10.02.10 - Tube, Peripheral, Balloon Expandable | 10.02.10.02 - >12mm diameter |  | PY045 | 5695 |  | Pyramed Pty Limited | BeGraft Aortic Stent Graft System | Aortic Stent Graft System | Expanded Diameter: 12mm to 30mm Stent Length: 19mm to 59mm Catheter Length: 75cm and 120cm | 286040 | August 2017 |  | New Listing
10 - Vascular | 10.02 - Stent Grafts | 10.02.11 - Tube, Peripheral, Self Expandable | 10.02.11.01 - <150mm length |  | BA219 | 3395 |  | Bard Australia Pty Ltd | Encapsulated Carbon Lined Stent Graft | PTFE covered nitinol self-expanding stent | 4mm - 13.5mm diameter, 2cm - 12cm length | 143665 | February 2012 |  | Compressed from BA004, BA005
10 - Vascular | 10.02 - Stent Grafts | 10.02.11 - Tube, Peripheral, Self Expandable | 10.02.11.01 - <150mm length |  | GT029 | 3395 |  | W L Gore & Associates | Gore Tips Endoprosthesis | ePTFE | 8-12mm Diameter 4-8cm Graft-Lined Length 2cm Unlined Length | 94146 | February 2012 |  | Changed Product Group, Product Sub Group, Benefit.
10 - Vascular | 10.02 - Stent Grafts | 10.02.11 - Tube, Peripheral, Self Expandable | 10.02.11.01 - <150mm length | H | GT225 | 3495 |  | W L Gore & Associates | Gore Viabahn ® endoprosthesis with heparin bioactive surface | Gore Viabahn ® endoprosthesis with heparin bioactive surface is a flexible, self expanding endoluminal device consisting of an ePTFE lining with external nitinol support | 5mmx2.5cm 120cm 5mmx5cm 120cm 6mmx2.5cm 120cm 6mmx5cm 75cm 6mmx5cm 120cm 7mmx2.5cm 120cm 7mmx5cm 75cm 7mmx5cm 120cm 8mmx2.5cm 120cm 8mmx5cm 75cm 8mmx5cm 120cm 9mmx 5cm 75cm 9mmx 5cm 120cm 10mmx 5cm 75cm 10mmx 5cm 120cm 11mmx 5cm 75cm 11mmx 5cm 120cm 13mmx 5cm 75cm 13mmx 5cm 120cm | 160210 | February 2012 |  | Changed Product Group, Product Sub Group, Suffix, Benefit.
10 - Vascular | 10.02 - Stent Grafts | 10.02.11 - Tube, Peripheral, Self Expandable | 10.02.11.01 - <150mm length | H | GT227 | 3495 |  | W L Gore & Associates | Gore Viabahn ® endoprosthesis with heparin bioactive surface | Gore Viabahn ® endoprosthesis with heparin bioactive surface is a flexible, self expandinbg endoluminal device consisting of an ePTFE lining with external nitinol support | 5mmx 10cm 120cm 6mmx 10cm 75cm 6mmx 10cm 120cm 7mmx 10cm 75cm 7mmx 10cm 120cm 8mmx 10cm 75cm 8mmx 10cm 120cm 9mmx 10cm 75cm 9mmx 10cm 120cm 10mmx 10cm 75cm 10mmx 10cm 120cm 11mmx 10cm 75cm 11mmx 10cm 120cm 13mmx 10cm 75cm 13mmx 10cm 120cm | 160210 | February 2012 |  | Changed Product Group, Product Sub Group, Suffix, Benefit.
10 - Vascular | 10.02 - Stent Grafts | 10.02.11 - Tube, Peripheral, Self Expandable | 10.02.11.02 - 150-249mm length | H | GT226 | 4125 |  | W L Gore & Associates | Gore Viabahn ® endoprosthesis with heparin bioactive surface | Gore Viabahn ® endoprosthesis with heparin bioactive surface is a flexible, self expanding endoluminal device consisting of an ePTFE lining with external nitinol support | 5mmx 15cm 120cm, 6mmx 15cm 75cm 6mmx 15cm 120cm 7mmx 15cm 75cm 7mmx 15cm 120cm 8mmx 15cm 75cm 8mmx 15cm 120cm 9mmx 15cm 75cm 9mmx 15cm 120cm 10mmx 15cm 75cm, 10mmx 15cm 120cm 11mmx 15cm 75cm 11mmx 15cm 120cm 13mmx 15cm 75cm 13mmx 15cm 120cm | 160210 | February 2012 |  | Changed Product Group, Product Sub Group, Suffix, Benefit.
10 - Vascular | 10.02 - Stent Grafts | 10.02.11 - Tube, Peripheral, Self Expandable | 10.02.11.03 - ≥250mm length | H | GT262 | 5625 |  | W L Gore & Associates | GORE VIABAHN® Endoprosthesis with Heparin Bioactive Surface | GORE VIABAHN® Endoprosthesis with Heparin Bioactive Surface is a flexible, self expanding endoluminal device consisting of an ePTFE lining with external nitinol support | 5mm x 25cm x 120CATH 6mm x 25cm x 120CATH 7mm x 25cm x 120CATH 8mm x 25cm x 120CATH | 160210 | February 2012 |  | Changed Product Group, Product Sub Group, Suffix, Benefit.
10 - Vascular | 10.03 - Grafts | 10.03.01 - Tube | 10.03.01.01 - ≤10cm length |  | BB025 | 245 |  | B Braun Australia Pty Ltd | Vascular Uni - Graft | Vascular graft | 10cm | 142665 | February 2012 |  | Changed Product Group, Product Sub Group, Benefit.
10 - Vascular | 10.03 - Grafts | 10.03.01 - Tube | 10.03.01.01 - ≤10cm length |  | ER168 | 245 |  | Emergo Asia Pacific Pty Ltd | LifeSpan ePTFE vascular grafts-straight, regular or thin wall-10cm | LifeSpan ePTFE vascular grafts-straight, regular or thin wall-5-8 mm dia x length 10cm | 5-8 mm dia x 10 cm long | 216528 | August 2014 |  | New Listing
10 - Vascular | 10.03 - Grafts | 10.03.01 - Tube | 10.03.01.01 - ≤10cm length |  | GT287 | 245 |  | W L Gore & Associates | GORE-TEX® Vascular Grafts | Vascular Grafts - Aorto - Pulmonary & Systemic Pulmonary Shunts (ePTFE) Stretch & Non Stretch Standard Wall & Thin Wall | Diameter 3 - 12mm, Length 5-10cm | 137803, 137804 | February 2017 |  | Compressed from GT272, GT284
10 - Vascular | 10.03 - Grafts | 10.03.01 - Tube | 10.03.01.01 - ≤10cm length | R | TU029 | 655 |  | Terumo Australia | SEALPTFE Graft | Standard Wall, Straight, Sealed, Externally Reinforcement, PTFE | 5 to 10mm x 10 to 40cm | 125605 | February 2012 |  | Changed Product Group, Product Sub Group, Suffix, Benefit.
10 - Vascular | 10.03 - Grafts | 10.03.01 - Tube | 10.03.01.02 - 11-20cm length |  | BA020 | 800 |  | Bard Australia Pty Ltd | Impra PTFE Vascular Grafts | ePTFE graft - thin wall, 10 - 50cm long | 3mm - 10mm diameter | 23171 | February 2012 |  | Changed Product Group, Product Sub Group, Benefit.
10 - Vascular | 10.03 - Grafts | 10.03.01 - Tube | 10.03.01.02 - 11-20cm length |  | BA025 | 800 |  | Bard Australia Pty Ltd | Impra PTFE Vascular Grafts | ePTFE graft - regular wall, 10-50cm long | 3 - 19mm diameter | 23171 | February 2012 |  | Changed Product Group, Product Sub Group, Benefit.
10 - Vascular | 10.03 - Grafts | 10.03.01 - Tube | 10.03.01.02 - 11-20cm length |  | BB023 | 800 |  | B Braun Australia Pty Ltd | Vascular Uni - Graft | Vascular graft | 20cm | 142665 | February 2012 |  | Changed Product Group, Product Sub Group, Benefit.
10 - Vascular | 10.03 - Grafts | 10.03.01 - Tube | 10.03.01.02 - 11-20cm length |  | BB024 | 800 |  | B Braun Australia Pty Ltd | Vascular Uni - Graft | Vascular graft | 15cm | 142665 | February 2012 |  | Changed Product Group, Product Sub Group, Benefit.
10 - Vascular | 10.03 - Grafts | 10.03.01 - Tube | 10.03.01.02 - 11-20cm length |  | BB126 | 800 |  | B Braun Australia Pty Ltd | Vascugraft | Thin Wall Straight | Dia 3 - 8mm, length10 - 40cm | 142665 | February 2012 |  | Changed Product Group, Product Sub Group, Benefit.
10 - Vascular | 10.03 - Grafts | 10.03.01 - Tube | 10.03.01.02 - 11-20cm length |  | BB127 | 800 |  | B Braun Australia Pty Ltd | Vascugraft | Thin Wall Straight | Dia 3 - 8mm, length 10 - 40cm | 142665 | February 2012 |  | Changed Product Group, Product Sub Group, Benefit.
10 - Vascular | 10.03 - Grafts | 10.03.01 - Tube | 10.03.01.02 - 11-20cm length |  | ER169 | 800 |  | Emergo Asia Pacific Pty Ltd | LifeSpan ePTFE vascular grafts-straight-regular or thin wall-20cm | LifeSpan ePTFE vascular grafts-straight-regular or thin wall; 5-8mm dia x 20 cm long | 5-8 mm dia x 20 cm long | 216528 | August 2014 |  | New Listing
10 - Vascular | 10.03 - Grafts | 10.03.01 - Tube | 10.03.01.02 - 11-20cm length |  | GT009 | 800 |  | W L Gore & Associates | Gore-Tex Vascular Grafts | Vascular Grafts - Aorto -Pulmonary & Systemic-Pulmonary Shunts (ePTFE) Stretch & Non Stretch Standard Wall & Thin Wall | 3.5-5mm Diameter x 15-20cm Length | 137803 | February 2016 |  | Changed Description.
10 - Vascular | 10.03 - Grafts | 10.03.01 - Tube | 10.03.01.02 - 11-20cm length |  | GT146 | 800 |  | W L Gore & Associates | GORE-TEX® Vascular Grafts | Standard Wall Grafts Stretch (ePTFE) | Diameter 12 - 24mm, Length 20cm | 137804 | February 2017 |  | Changed Product Name.
10 - Vascular | 10.03 - Grafts | 10.03.01 - Tube | 10.03.01.02 - 11-20cm length |  | GT283 | 800 |  | W L Gore & Associates | Gore Tex Vascular Grafts | Standard Wall, Thin Wall and Stretch and Non Stretch (ePTFE) | Diameters: 3 - 10mm Length: 11-20cm | 137804 | February 2016 |  | Changed Description.
10 - Vascular | 10.03 - Grafts | 10.03.01 - Tube | 10.03.01.02 - 11-20cm length |  | LH006 | 800 |  | Lifehealthcare Pty Ltd | Thoratec, Vectra Vascular Graft - Synthetic | Vectra, Biocompatible Polyurethane Vascular Access Graft | Length 20cm | 101304 | February 2012 |  | Changed Product Group, Product Sub Group, Benefit.
10 - Vascular | 10.03 - Grafts | 10.03.01 - Tube | 10.03.01.02 - 11-20cm length |  | MQ029 | 800 |  | Maquet Australia Pty Ltd | Intergard W - Woven Straight | Woven Straight | 15cm | 145512 | February 2015 |  | Transferred from AC079
10 - Vascular | 10.03 - Grafts | 10.03.01 - Tube | 10.03.01.02 - 11-20cm length |  | TU048 | 800 |  | Terumo Australia | Gelweave Graft | Straight Polyester Knitted | 6-38mm x 15-20cm | 125606 | February 2012 |  | Expanded from TU022
10 - Vascular | 10.03 - Grafts | 10.03.01 - Tube | 10.03.01.02 - 11-20cm length |  | TU049 | 800 |  | Terumo Australia | SEALPTFE Graft | Standard Wall, Straight, Sealed, PTFE | 5 to 10mm x 10 to 20cm | 125605 | February 2012 |  | Expanded from TU027
10 - Vascular | 10.03 - Grafts | 10.03.01 - Tube | 10.03.01.02 - 11-20cm length | Biologically Engineered | BN004 | 1740 |  | Bio Nova International Pty Ltd | Omniflow II Vascular Prosthesis | Bioengineered Vascular Prosthesis | 3-8 mm x 20 cm | 155500 | February 2017 |  | Changed Product Name, Description, Size, Suffix, Benefit.
10 - Vascular | 10.03 - Grafts | 10.03.01 - Tube | 10.03.01.02 - 11-20cm length | R | BA019 | 1520 |  | Bard Australia Pty Ltd | Impra PTFE Vascular Grafts | ePTFE graft - radially supported, thin wall, 10 - 50cm long | 4mm - 8mm diameter | 23171 | February 2012 |  | Changed Product Group, Product Sub Group, Suffix, Benefit.
10 - Vascular | 10.03 - Grafts | 10.03.01 - Tube | 10.03.01.02 - 11-20cm length | R | BA022 | 1520 |  | Bard Australia Pty Ltd | Impra PTFE Vascular Grafts | ePTFE graft - radially supported, regular wall, 10-50cm long | 4 - 19mm diameter | 23171 | February 2012 |  | Changed Product Group, Product Sub Group, Suffix, Benefit.
10 - Vascular | 10.03 - Grafts | 10.03.01 - Tube | 10.03.01.02 - 11-20cm length | R | BB120 | 1520 |  | B Braun Australia Pty Ltd | Vascugraft | Straight Standard Wall with Helix Support | Dia 6 - 10mm, length 10 - 50cm | 142665 | February 2012 |  | Changed Product Group, Product Sub Group, Suffix, Benefit.
10 - Vascular | 10.03 - Grafts | 10.03.01 - Tube | 10.03.01.02 - 11-20cm length | R | MQ020 | 1520 |  | Maquet Australia Pty Ltd | Advanta PTFE Vascular Graft | Trilaminate PTFE Graft with Graft Deployment System | 4mm - 8mm 11cm - 20cm length | 155170, 155225 | February 2015 |  | Transferred from AC056
10 - Vascular | 10.03 - Grafts | 10.03.01 - Tube | 10.03.01.02 - 11-20cm length | R, ID | MQ018 | 1720 |  | Maquet Australia Pty Ltd | Advanta PTFE Vascular Graft with Graft Deployment System | Trilaminate PTFE. Vascular Access PTFE | 4mm - 8mm diameter 11cm - 20cm length | 155170, 155225 | February 2015 |  | Transferred from AC054
10 - Vascular | 10.03 - Grafts | 10.03.01 - Tube | 10.03.01.03 - 21-49cm length |  | BB021 | 870 |  | B Braun Australia Pty Ltd | Vascular Uni - Graft | Vascular graft | 40cm | 142665 | February 2012 |  | Changed Product Group, Product Sub Group, Benefit.
10 - Vascular | 10.03 - Grafts | 10.03.01 - Tube | 10.03.01.03 - 21-49cm length |  | BB022 | 870 |  | B Braun Australia Pty Ltd | Vascular Uni - Graft | Vascular graft | 30cm | 142665 | February 2012 |  | Changed Product Group, Product Sub Group, Benefit.
10 - Vascular | 10.03 - Grafts | 10.03.01 - Tube | 10.03.01.03 - 21-49cm length |  | BB119 | 870 |  | B Braun Australia Pty Ltd | Vascugraft | PTFE, Straight Standard Wall | Dia 4 - 10mm, length 40 - 50cm | 142665 | February 2012 |  | Changed Product Group, Product Sub Group, Benefit.
10 - Vascular | 10.03 - Grafts | 10.03.01 - Tube | 10.03.01.03 - 21-49cm length |  | BB142 | 870 |  | B Braun Australia Pty Ltd | Vascugraft | Easy Glide - Standard Wall Straight | Dia 6mm, length 40 - 60cm | 142665 | February 2012 |  | Changed Product Group, Product Sub Group, Benefit.
10 - Vascular | 10.03 - Grafts | 10.03.01 - Tube | 10.03.01.03 - 21-49cm length |  | BB144 | 870 |  | B Braun Australia Pty Ltd | Vascugraft | Easy Glide - Thin Wall Straight | Dia 6 - 8mm, length 40 - 70cm | 142665 | February 2012 |  | Changed Product Group, Product Sub Group, Benefit.
10 - Vascular | 10.03 - Grafts | 10.03.01 - Tube | 10.03.01.03 - 21-49cm length |  | BN026 | 870 |  | Bio Nova International Pty Ltd | Omniflow II Vascular Prosthesis | Biosynthetic vascular prosthesis for peripheral revascularisation and vascular access | 9 and 10mm internal diameter, 20 to 40cm length | 155500 | February 2012 |  | Changed Product Group, Product Sub Group, Suffix, Benefit.
10 - Vascular | 10.03 - Grafts | 10.03.01 - Tube | 10.03.01.03 - 21-49cm length |  | BN028 | 870 |  | Bio Nova International Pty Ltd | Omniflow II Vascular Prosthesis | Biosynthetic vascular prosthesis for peripheral revascularisation and vascular access | 9 and 10mm internal diameter; 45 to 85cm length | 155500 | February 2012 |  | Changed Product Group, Product Sub Group, Suffix, Benefit.
10 - Vascular | 10.03 - Grafts | 10.03.01 - Tube | 10.03.01.03 - 21-49cm length |  | GT281 | 870 |  | W L Gore & Associates | Gore Tex Vascular Grafts | Standard Wall, Thin Wall and Stretch and Non Stretch (ePTFE) | Diameters: 3 - 10mm Length: 21-49cm | 137803 | February 2016 |  | Changed Description.
10 - Vascular | 10.03 - Grafts | 10.03.01 - Tube | 10.03.01.03 - 21-49cm length |  | GT282 | 870 |  | W L Gore & Associates | Gore-Tex Vascular Grafts | Stretch Vascular Grafts - Large Diameter (ePTFE) | Diameters: 12 - 24mm Lengths: 21 - 49cm | 137804 | February 2015 |  | Compressed from GT147, GT148
10 - Vascular | 10.03 - Grafts | 10.03.01 - Tube | 10.03.01.03 - 21-49cm length |  | LH004 | 870 |  | Lifehealthcare Pty Ltd | Thoratec, Vectra Vascular Graft - Synthetic | Vectra, Biocompatible Polyurethane Vascular Access Graft | Length 40cm | 101304 | February 2012 |  | Changed Product Group, Product Sub Group, Benefit.
10 - Vascular | 10.03 - Grafts | 10.03.01 - Tube | 10.03.01.03 - 21-49cm length |  | MQ030 | 870 |  | Maquet Australia Pty Ltd | Maquet InterVascular Straight vascular Grafts | Straight Vascular Grafts | 5mm - 24mm diameter, 21 -49am length | 145380, 145510, 145512, 148775, 178633 | February 2015 |  | Transferred from AC083
10 - Vascular | 10.03 - Grafts | 10.03.01 - Tube | 10.03.01.03 - 21-49cm length |  | TU008 | 870 |  | Terumo Australia | Fluoropassiv Graft | Straight Graft - Thin Wall, Crimped. Fluoropolymer/polyester, Knitted | 5 to10mm x 30 to 40cm | 125604 | February 2012 |  | Changed Product Group, Product Sub Group, Benefit.
10 - Vascular | 10.03 - Grafts | 10.03.01 - Tube | 10.03.01.03 - 21-49cm length |  | TU020 | 870 |  | Terumo Australia | Gelsoft Plus Graft | Straight, Polyester, Knitted | 6 - 24mm x 12.5 - 30cm | 125679 | February 2012 |  | Changed Product Group, Product Sub Group, Benefit.
10 - Vascular | 10.03 - Grafts | 10.03.01 - Tube | 10.03.01.03 - 21-49cm length |  | TU025 | 870 |  | Terumo Australia | SEALPTFE Graft | Thin Wall, Straight, Sealed, PTFE | 5 to 10mm x 30 to 40cm | 125605 | February 2012 |  | Changed Size, Product Group, Product Sub Group, Benefit.
10 - Vascular | 10.03 - Grafts | 10.03.01 - Tube | 10.03.01.03 - 21-49cm length |  | TU047 | 870 |  | Terumo Australia | Gelweave Graft | Straight Polyester Woven | 6-38mm x 25-40cm | 125606 | August 2017 |  | Changed Description.
10 - Vascular | 10.03 - Grafts | 10.03.01 - Tube | 10.03.01.03 - 21-49cm length |  | TU050 | 870 |  | Terumo Australia | SEALPTFE Graft | Standard Wall, Straight, Sealed, PTFE | 5 to 10cm x 20 to 40cm | 125605 | February 2012 |  | Expanded from TU027
10 - Vascular | 10.03 - Grafts | 10.03.01 - Tube | 10.03.01.03 - 21-49cm length | Biologically engineered | BN029 | 2600 |  | Bio Nova International Pty Ltd | Omniflow II Vascular Prosthesis | Bioengineered Vascular Prosthesis | 5-8 mm x 30-45 cm | 155500, 215035 | February 2017 |  | Changed Description, Size, Suffix, Benefit.
10 - Vascular | 10.03 - Grafts | 10.03.01 - Tube | 10.03.01.03 - 21-49cm length | H (heparin) | GT221 | 970 |  | W L Gore & Associates | GORE-TEX® PROPATEN® Vascular Graft | Stretch wall, Thin Wall Stretch and Non Stretch Graft (ePTFE) - Heparin Bonded | 6-8mm diameter, non-Ringed 40cm length | 160152 | February 2017 |  | Changed Product Name.
10 - Vascular | 10.03 - Grafts | 10.03.01 - Tube | 10.03.01.03 - 21-49cm length | R | BB132 | 1520 |  | B Braun Australia Pty Ltd | Vascugraft | Thin Wall Centre Helix | Dia 6mm, length 45cm | 142665 | February 2012 |  | Changed Product Group, Product Sub Group, Suffix, Benefit.
10 - Vascular | 10.03 - Grafts | 10.03.01 - Tube | 10.03.01.03 - 21-49cm length | R | BB133 | 1520 |  | B Braun Australia Pty Ltd | Vascugraft | Thin Wall Centre Helix | Dia 5 - 6mm, length 45 - 50cm | 142665 | February 2012 |  | Changed Product Group, Product Sub Group, Suffix, Benefit.
10 - Vascular | 10.03 - Grafts | 10.03.01 - Tube | 10.03.01.03 - 21-49cm length | R | BB146 | 1520 |  | B Braun Australia Pty Ltd | Vascugraft | Easy Glide - Thin Wall Straight with Helix Support | Dia 6 - 8mm, length 40 - 80cm | 142665 | February 2012 |  | Changed Product Group, Product Sub Group, Suffix, Benefit.
10 - Vascular | 10.03 - Grafts | 10.03.01 - Tube | 10.03.01.03 - 21-49cm length | R | MQ009 | 1520 |  | Maquet Australia Pty Ltd | Advantra PTFE Vascular Graft | Trilaminate PTFE Aortic Graft with hydrostatic membrane | 12mm - 24mm diameter 30cm length | 154085 | February 2015 |  | Transferred from AC044
10 - Vascular | 10.03 - Grafts | 10.03.01 - Tube | 10.03.01.03 - 21-49cm length | R | MQ021 | 1520 |  | Maquet Australia Pty Ltd | Advanta PTFE Vascular Graft | Trilaminate PTFE Graft with Graft Deployment System | 4mm - 8mm diameter 21cm - 49cm length | 182788 | February 2015 |  | Transferred from AC057
10 - Vascular | 10.03 - Grafts | 10.03.01 - Tube | 10.03.01.03 - 21-49cm length | R | TU010 | 1520 |  | Terumo Australia | Fluoropassiv Graft | Straight Graft, Thin Wall, Externally Reinforced. Fluoropolymer/polyester, Knitted | 5 to10mm x 30 to 40cm | 125680 | February 2012 |  | Changed Product Group, Product Sub Group, Suffix, Benefit.
10 - Vascular | 10.03 - Grafts | 10.03.01 - Tube | 10.03.01.03 - 21-49cm length | R | TU019 | 1520 |  | Terumo Australia | Gelsoft Plus Graft | Femoro-femoral, Polyester, Knitted, Externally reinforced | 6mmx30cm to 8mmx40cm | 125679 | February 2012 |  | Changed Product Group, Product Sub Group, Suffix, Benefit.
10 - Vascular | 10.03 - Grafts | 10.03.01 - Tube | 10.03.01.03 - 21-49cm length | R (ringed) | GT211 | 1520 |  | W L Gore & Associates | Gore-Tex Intering Vascular Graft | Internally radially supported vascular graft (ePTFE) | Diameter 6-8mm, 40cm radial supported length x 40cm length | 143262 | February 2016 |  | Changed Product Name, Description, Suffix.
10 - Vascular | 10.03 - Grafts | 10.03.01 - Tube | 10.03.01.03 - 21-49cm length | R (ringed) | GT252 | 1520 |  | W L Gore & Associates | Gore-Tex Stretch Removable Ringed Vascular Graft | Stretch Removable Ringed Thin Walled Graft (ePTFE) | 5-8mm diameter, 40cm length, 30cm removable ringed section | 143261 | February 2016 |  | Changed Size, Suffix.
10 - Vascular | 10.03 - Grafts | 10.03.01 - Tube | 10.03.01.03 - 21-49cm length | R, H | GT264 | 1620 |  | W L Gore & Associates | Gore-Tex Propaten Vascular Graft | Stretch Thin Walled Graft, Removable Rings (ePTFE) Heparin Bonded | 8mm diameter, 30cm ringed length | 160152 | February 2016 |  | Changed Product Name, Size.
10 - Vascular | 10.03 - Grafts | 10.03.01 - Tube | 10.03.01.03 - 21-49cm length | R, ID | MQ019 | 1720 |  | Maquet Australia Pty Ltd | Advanta PTFE Vascular Graft with Graft Deployment System | Trilaminate PTFE. Vascular Access PTFE | 4mm - 8mm diameter 21cm - 49cm length | 182788 | February 2015 |  | Transferred from AC055
10 - Vascular | 10.03 - Grafts | 10.03.01 - Tube | 10.03.01.04 - ≥50cm length |  | BA254 | 970 |  | Bard Australia Pty Ltd | Bard Vascular Graft | PTFE graft | 50 cm or > 50cm | 134452 | August 2014 |  | Compressed from BA024, BA026
10 - Vascular | 10.03 - Grafts | 10.03.01 - Tube | 10.03.01.04 - ≥50cm length |  | BB018 | 970 |  | B Braun Australia Pty Ltd | Vascular Uni - Graft | Vascular graft | 100cm | 142665 | February 2012 |  | Changed Product Group, Product Sub Group, Suffix, Benefit.
10 - Vascular | 10.03 - Grafts | 10.03.01 - Tube | 10.03.01.04 - ≥50cm length |  | BB019 | 970 |  | B Braun Australia Pty Ltd | Vascular Uni - Graft | Vascular graft | 60cm | 142665 | February 2012 |  | Changed Product Group, Product Sub Group, Suffix, Benefit.
10 - Vascular | 10.03 - Grafts | 10.03.01 - Tube | 10.03.01.04 - ≥50cm length |  | BB020 | 970 |  | B Braun Australia Pty Ltd | Vascular Uni - Graft | Vascular graft | 50cm | 142665 | February 2012 |  | Changed Product Group, Product Sub Group, Suffix, Benefit.
10 - Vascular | 10.03 - Grafts | 10.03.01 - Tube | 10.03.01.04 - ≥50cm length |  | BB123 | 970 |  | B Braun Australia Pty Ltd | Vascugraft | PTFE - Straight Standard Wall | Dia 5 - 10mm, length 80cm | 142665 | February 2012 |  | Changed Product Group, Product Sub Group, Suffix, Benefit.
10 - Vascular | 10.03 - Grafts | 10.03.01 - Tube | 10.03.01.04 - ≥50cm length |  | BB124 | 970 |  | B Braun Australia Pty Ltd | Vascugraft | PTFE - Straight Standard Wall | Dia 5 - 8mm, length 90 - 100cm | 142665 | February 2012 |  | Changed Product Group, Product Sub Group, Suffix, Benefit.
10 - Vascular | 10.03 - Grafts | 10.03.01 - Tube | 10.03.01.04 - ≥50cm length |  | BB125 | 970 |  | B Braun Australia Pty Ltd | Vascugraft | Thin Wall Straight | Dia 3 - 8mm, length 70 - 100cm | 142665 | February 2012 |  | Changed Product Group, Product Sub Group, Suffix, Benefit.
10 - Vascular | 10.03 - Grafts | 10.03.01 - Tube | 10.03.01.04 - ≥50cm length |  | BB141 | 970 |  | B Braun Australia Pty Ltd | Vascugraft | Easy Glide - Standard Wall Straight | Dia 6mm, length 70 - 80cm | 142665 | February 2012 |  | Changed Product Group, Product Sub Group, Suffix, Benefit.
10 - Vascular | 10.03 - Grafts | 10.03.01 - Tube | 10.03.01.04 - ≥50cm length |  | ER170 | 970 |  | Emergo Asia Pacific Pty Ltd | LifeSpan ePTFE vascular grafts-straight-regular or thin wall, 50-100 cm | LifeSpan ePTFE vascular grafts-straight-regular or thin wall, 5-10 mm dia x length 50-100 cm | 5-10 mm dia x length 50-100 cm | 216528 | August 2014 |  | New Listing
10 - Vascular | 10.03 - Grafts | 10.03.01 - Tube | 10.03.01.04 - ≥50cm length |  | GT288 | 970 |  | W L Gore & Associates | GORE-TEX® Vascular Grafts | Standard Wall, Thin Wall and Stretch Technology (eptfe) | Diameters: 3-12mm Lengths: ≥ 50 cm | 137803, 137804 | February 2017 |  | Compressed from GT279, GT280
10 - Vascular | 10.03 - Grafts | 10.03.01 - Tube | 10.03.01.04 - ≥50cm length |  | LH005 | 970 |  | Lifehealthcare Pty Ltd | Thoratec, Vectra Vascular Graft - Synthetic | Vectra, Biocompatible Polyurethane Vascular Access graft | Length 50cm | 101304 | February 2012 |  | Changed Product Group, Product Sub Group, Suffix, Benefit.
10 - Vascular | 10.03 - Grafts | 10.03.01 - Tube | 10.03.01.04 - ≥50cm length |  | MQ016 | 970 |  | Maquet Australia Pty Ltd | Advanta PTFE Vascular Graft | Straight PTFE Vascular Graft | 6mm - 10mm; 50cm - 90cm | 155158 | February 2015 |  | Transferred from AC052
10 - Vascular | 10.03 - Grafts | 10.03.01 - Tube | 10.03.01.04 - ≥50cm length |  | MQ031 | 970 |  | Maquet Australia Pty Ltd | Maquet InterVascular Straight Vascular Grafts | Straight Vascular Grafts | 6mm - 24mm Diameter, 50-100cm length | 145380, 145510, 145512, 148775, 178633 | February 2015 |  | Transferred from AC084
10 - Vascular | 10.03 - Grafts | 10.03.01 - Tube | 10.03.01.04 - ≥50cm length |  | TU009 | 970 |  | Terumo Australia | Fluoropassiv Graft | Straight Graft - Thin Wall, Crimped. Fluoropolymer/polyester, Knitted | 5 to10mm x 50 to 70cm | 125680 | February 2012 |  | Changed Product Group, Product Sub Group, Suffix, Benefit.
10 - Vascular | 10.03 - Grafts | 10.03.01 - Tube | 10.03.01.04 - ≥50cm length |  | TU021 | 970 |  | Terumo Australia | Gelsoft Plus Graft | Straight, Polyester, Knitted | 6-24mm x 50-60cm | 125679 | February 2012 |  | Changed Product Group, Product Sub Group, Suffix, Benefit.
10 - Vascular | 10.03 - Grafts | 10.03.01 - Tube | 10.03.01.04 - ≥50cm length |  | TU023 | 970 |  | Terumo Australia | Gelweave Graft | Straight, Polyester, Woven | 6-38mm x 50-60cm | 125606 | February 2012 |  | Changed Product Group, Product Sub Group, Suffix, Benefit.
10 - Vascular | 10.03 - Grafts | 10.03.01 - Tube | 10.03.01.04 - ≥50cm length |  | TU026 | 970 |  | Terumo Australia | SEALPTFE Graft | Thin Wall, Straight, Sealed, PTFE | 5 to 10mm x 50 to 80cm | 125605 | February 2012 |  | Changed Product Group, Product Sub Group, Suffix, Benefit.
10 - Vascular | 10.03 - Grafts | 10.03.01 - Tube | 10.03.01.04 - ≥50cm length |  | TU028 | 970 |  | Terumo Australia | SEALPTFE Graft | Standard Wall, Straight, Sealed, PTFE | 5 to 10mm x 50 to 80cm | 125605 | February 2012 |  | Changed Product Group, Product Sub Group, Suffix, Benefit.
10 - Vascular | 10.03 - Grafts | 10.03.01 - Tube | 10.03.01.04 - ≥50cm length | Biologically engineered | BN027 | 3032 |  | Bio Nova International Pty Ltd | Omniflow II Vascular Prosthesis | Bioengineered Vascular Prosthesis | 5-8 mm x 50-65 cm | 155500, 215035 | February 2017 |  | Changed Description, Size, Product Sub Group, Suffix, Benefit.
10 - Vascular | 10.03 - Grafts | 10.03.01 - Tube | 10.03.01.04 - ≥50cm length | H (heparin) | GT222 | 1070 |  | W L Gore & Associates | Gore-tex Stretch Propaten Graft | Standard wall, Thin Wall Stretch and non Stretch Graft (ePTFE)- Heparin Bonded | 6-8mm diameter Non-Ringed 80cm length | 160152 | February 2016 |  | Changed Product Name, Description, Suffix.
10 - Vascular | 10.03 - Grafts | 10.03.01 - Tube | 10.03.01.04 - ≥50cm length | R | BB121 | 1630 |  | B Braun Australia Pty Ltd | Vascugraft | Straight Standard Wall with Helix Support | Dia 6 - 10mm, length 60 - 80cm | 142665 | February 2012 |  | Changed Product Group, Product Sub Group, Suffix, Benefit.
10 - Vascular | 10.03 - Grafts | 10.03.01 - Tube | 10.03.01.04 - ≥50cm length | R | BB122 | 1630 |  | B Braun Australia Pty Ltd | Vascugraft | Straight Standard Wall with Helix Support | Dia 5 - 8mm, length 90cm | 142665 | February 2012 |  | Changed Product Group, Product Sub Group, Suffix, Benefit.
10 - Vascular | 10.03 - Grafts | 10.03.01 - Tube | 10.03.01.04 - ≥50cm length | R | BB128 | 1630 |  | B Braun Australia Pty Ltd | Vascugraft | Straight Standard Wall with Helix Support | Dia 6mm x length 100cm | 142665 | February 2012 |  | Changed Product Group, Product Sub Group, Suffix, Benefit.
10 - Vascular | 10.03 - Grafts | 10.03.01 - Tube | 10.03.01.04 - ≥50cm length | R | BB129 | 1630 |  | B Braun Australia Pty Ltd | Vascugraft | Straight Standard Wall with Helix Support | Dia 5 - 8mm, length 80 - 90cm | 142665 | February 2012 |  | Changed Product Group, Product Sub Group, Suffix, Benefit.
10 - Vascular | 10.03 - Grafts | 10.03.01 - Tube | 10.03.01.04 - ≥50cm length | R | BB130 | 1630 |  | B Braun Australia Pty Ltd | Vascugraft | Straight Standard Wall with Helix Support | Dia 4 - 6mm, length 50 - 70cm | 142665 | February 2012 |  | Changed Product Group, Product Sub Group, Suffix, Benefit.
10 - Vascular | 10.03 - Grafts | 10.03.01 - Tube | 10.03.01.04 - ≥50cm length | R | BB134 | 1630 |  | B Braun Australia Pty Ltd | Vascugraft | Thin Wall Centre Helix | Dia 4 - 8mm, length 70 - 80cm | 142665 | February 2012 |  | Changed Product Group, Product Sub Group, Suffix, Benefit.
10 - Vascular | 10.03 - Grafts | 10.03.01 - Tube | 10.03.01.04 - ≥50cm length | R | BB137 | 1630 |  | B Braun Australia Pty Ltd | Vascugraft | Standard with Centred Helix | Dia 4 - 8mm, length 70 - 90cm | 142665 | February 2012 |  | Changed Product Group, Product Sub Group, Suffix, Benefit.
10 - Vascular | 10.03 - Grafts | 10.03.01 - Tube | 10.03.01.04 - ≥50cm length | R | MQ010 | 1630 |  | Maquet Australia Pty Ltd | Advantra PTFE Vascular Graft | Trilaminate PTFE Graft with Graft Deployment System | 4 - 8mm diameter 50cm - 100cm lengths | 182788 | February 2015 |  | Transferred from AC045
10 - Vascular | 10.03 - Grafts | 10.03.01 - Tube | 10.03.01.04 - ≥50cm length | R | MQ017 | 1630 |  | Maquet Australia Pty Ltd | Atrium PTFE Vascular Graft | Ringed PTFE | 4mm - 10mm; 50cm - 100cm | 155158 | February 2015 |  | Transferred from AC053
10 - Vascular | 10.03 - Grafts | 10.03.01 - Tube | 10.03.01.04 - ≥50cm length | R | TU011 | 1630 |  | Terumo Australia | Fluoropassiv Graft | Straight Graft, Thin Wall, Externally Reinforced. Fluoropolymer/polyester, Knitted | 5 to10mm x 50 to 70cm | 125680 | February 2012 |  | Changed Product Group, Product Sub Group, Suffix, Benefit.
10 - Vascular | 10.03 - Grafts | 10.03.01 - Tube | 10.03.01.04 - ≥50cm length | R | TU030 | 1630 |  | Terumo Australia | SEALPTFE Graft | Standard Wall, Straight, Sealed, Externally Reinforcement, PTFE | 5 to 10mm x 50 to 80cm | 125605 | February 2012 |  | Changed Product Group, Product Sub Group, Suffix, Benefit.
10 - Vascular | 10.03 - Grafts | 10.03.01 - Tube | 10.03.01.04 - ≥50cm length | R | TU045 | 1630 |  | Terumo Australia | Gelsoft Plus Graft | Polyester, Externally Reinforced, Knitted | 6 to 10cm x 75 to 100cm | 125679 | February 2012 |  | Compressed from TU016, TU017
10 - Vascular | 10.03 - Grafts | 10.03.01 - Tube | 10.03.01.04 - ≥50cm length | R | TU046 | 1630 |  | Terumo Australia | SEALPTFE Graft | Thin Wall, Straight, Sealed, Externally Reinforced, PTFE | 5 to 10mm x 50 to 80cm | 125605 | February 2012 |  | Compressed from TU032, TU035
10 - Vascular | 10.03 - Grafts | 10.03.01 - Tube | 10.03.01.04 - ≥50cm length | R (ringed) | BA255 | 1630 |  | Bard Australia Pty Ltd | Bard Vascular Grafts | PFTE Graft - radial support | 50cm or > 50cm | 134552 | August 2014 |  | Compressed from BA021, BA023
10 - Vascular | 10.03 - Grafts | 10.03.01 - Tube | 10.03.01.04 - ≥50cm length | R (ringed) | ER171 | 1630 |  | Emergo Asia Pacific Pty Ltd | LifeSpan ePTFE vascular grafts-straight-supported-regular or thin wall, 50-80 cm | LifeSpan ePTFE vascular grafts-straight-supported; regular and thin wall; 6-10 mm dia x 50-80 cm length; 10-80 cm external spiral support length | 6-10 mm dia x 50-80 cm length; 10-80 cm external spiral support length | 216528 | August 2014 |  | New Listing
10 - Vascular | 10.03 - Grafts | 10.03.01 - Tube | 10.03.01.04 - ≥50cm length | R (ringed) | GT278 | 1630 |  | W L Gore & Associates | Gore-Tex Stretch Vascular Graft - Removable Rings | Thin Walled Removable Ring Stretch (ePTFE) | Diameters: 5-8mm Lengths: ≥ 50cm | 143261 | February 2015 |  | Compressed from GT008, GT179, GT180, GT182, GT183, GT185, GT186, GT187, GT253
10 - Vascular | 10.03 - Grafts | 10.03.01 - Tube | 10.03.01.04 - ≥50cm length | R (ringed) | GT286 | 1630 |  | W L Gore & Associates | GORE® INTERING® Vascular Graft | Stretch Thin Walled ePTFE graft with Integrated Rings | 6-8mm diameter, 60-80 cm integrated ringed section, ≥50cm length | 143262 | February 2017 |  | Changed Product Name, Size.
10 - Vascular | 10.03 - Grafts | 10.03.01 - Tube | 10.03.01.04 - ≥50cm length | R (ringed) | MQ032 | 1630 |  | Maquet Australia Pty Ltd | Maquet InterVascular redially Supported Vascular Grafts | Radially Supported Vascular Grafts | 5mm - 24mm diameter, 50 -100m length | 145506, 145509, 145511, 178633 | February 2015 |  | Transferred from AC085
10 - Vascular | 10.03 - Grafts | 10.03.01 - Tube | 10.03.01.04 - ≥50cm length | R, H | GT285 | 1730 |  | W L Gore & Associates | GORE® PROPATEN® Vascular Graft with Integrated Rings | Stretch Thin Walled (ePTFE), Heparin Bonded, Graft with Removable Rings | 6-8mm diameter, 30-70cm ringed section, > 50cm length | 160152 | February 2017 |  | Changed Product Name, Size.
10 - Vascular | 10.03 - Grafts | 10.03.02 - Bifurcated |  |  | BB027 | 975 |  | B Braun Australia Pty Ltd | Vascular Uni - Graft - Bifurcated | Vascular graft | 12x7 to 12x12 | 142665 | February 2012 |  | Changed Product Group, Product Sub Group, Benefit.
10 - Vascular | 10.03 - Grafts | 10.03.02 - Bifurcated |  |  | GT006 | 975 |  | W L Gore & Associates | Gore-Tex Stretch Bifurcated Graft | Stretch Bifurcated Graft with Thin Walled Limbs (ePTFE) | 12x6mm to 24x12mm 40-50cm long | 11169, 143264 | February 2012 |  | Changed Product Group, Product Sub Group, Suffix, Benefit.
10 - Vascular | 10.03 - Grafts | 10.03.02 - Bifurcated |  |  | MQ033 | 975 |  | Maquet Australia Pty Ltd | Maquet InterVascular Bifurcated Vascular Grafts | Bifurcated Vascular Grafts | 6mm - 24mm diameter, 50cm length | 145507, 145515 | February 2015 |  | Transferred from AC086
10 - Vascular | 10.03 - Grafts | 10.03.02 - Bifurcated |  |  | TU013 | 975 |  | Terumo Australia | Gelweave Graft | Bifurcated, Polyester, Woven | 12mmx 6mmx 45 cm to 24mmx12mm x 45cm | 125606 | February 2012 |  | Changed Description, Product Group, Product Sub Group, Benefit.
10 - Vascular | 10.03 - Grafts | 10.03.02 - Bifurcated |  |  | TU014 | 975 |  | Terumo Australia | Gelsoft Plus Graft | Bifurcated, Polyester, Knitted | 12mmx6mmx45cm to 24mmx12mmx45cm | 125679 | February 2012 |  | Changed Description, Product Group, Product Sub Group, Benefit.
10 - Vascular | 10.03 - Grafts | 10.03.03 - Branched or Fenestrated |  |  | MQ027 | 1950 |  | Maquet Australia Pty Ltd | Intergard W | Woven Aortic Arch | 24mm x 10mm x 8mm x 8mm x 50cm - 30mm x 10mm x 8mm x 8mm | 145513, 145514 | February 2015 |  | Transferred from AC064
10 - Vascular | 10.03 - Grafts | 10.03.03 - Branched or Fenestrated |  |  | MQ028 | 1950 |  | Maquet Australia Pty Ltd | Intergard K | Knitted Axillobifemoral | Diameter (mm) Length (cm) 8 x 8 100/60; 10 x 10 100/60; 8 x 6 x 6 85/55; 8 x 8 85/55; 8 x 8 100/55 | 145509 | February 2015 |  | Transferred from AC067
10 - Vascular | 10.03 - Grafts | 10.03.03 - Branched or Fenestrated |  |  | TU018 | 1950 |  | Terumo Australia | Gelsoft Plus Graft | Axillo-bifemoral, Polyester, Knitted, Externally reinforced | 8x8mm/100x60cm; 8x7mm/90x40cm; 10x8mm/90x40cm | 125679 | February 2012 |  | Changed Product Group, Product Sub Group, Suffix, Benefit.
10 - Vascular | 10.03 - Grafts | 10.03.03 - Branched or Fenestrated |  |  | GT216 | 1950 |  | W L Gore & Associates | Gore-Tex Axillobifemoral Vascular Graft | Stretch vascular graft with removable rings (ePTFE) | Diameter 8mm x 90cm 40cm | 143248 | August 2016 |  | Changed Product Sub Group.
10 - Vascular | 10.03 - Grafts | 10.03.04 - Tapered or End-modified |  |  | BB026 | 875 |  | B Braun Australia Pty Ltd | Vascular Uni - Graft - Tapered | Vascular graft | 12x6 to 24x12 | 142665 | February 2012 |  | Changed Product Group, Product Sub Group, Benefit.
10 - Vascular | 10.03 - Grafts | 10.03.04 - Tapered or End-modified |  |  | BB131 | 875 |  | B Braun Australia Pty Ltd | Vascugraft | Thin Wall Tapered | Dia 4 - 8mm, length 40 - 90cm | 142665 | February 2012 |  | Changed Product Group, Product Sub Group, Benefit.
10 - Vascular | 10.03 - Grafts | 10.03.04 - Tapered or End-modified |  |  | BB136 | 875 |  | B Braun Australia Pty Ltd | Vascugraft | Standard Tapered | Dia 4 - 8mm, length 70 - 90cm | 142665 | February 2012 |  | Changed Product Group, Product Sub Group, Suffix, Benefit.
10 - Vascular | 10.03 - Grafts | 10.03.04 - Tapered or End-modified |  |  | BB138 | 875 |  | B Braun Australia Pty Ltd | Vascugraft | Standard with Short Taper | Dia 4 - 8mm, length 30 - 70cm | 142665 | February 2012 |  | Changed Product Group, Product Sub Group, Benefit.
10 - Vascular | 10.03 - Grafts | 10.03.04 - Tapered or End-modified |  |  | BB139 | 875 |  | B Braun Australia Pty Ltd | Vascugraft | Standard with Short Taper | Dia 4 - 8mm, length 80cm | 142665 | February 2012 |  | Changed Product Group, Product Sub Group, Suffix, Benefit.
10 - Vascular | 10.03 - Grafts | 10.03.04 - Tapered or End-modified |  |  | BB143 | 875 |  | B Braun Australia Pty Ltd | Vascugraft | Easy Glide - Standard Wall with Helix Short Taper | Dia 6 - 8mm, length 40 - 70cm | 142665 | February 2012 |  | Changed Product Group, Product Sub Group, Suffix, Benefit.
10 - Vascular | 10.03 - Grafts | 10.03.04 - Tapered or End-modified |  |  | BB145 | 875 |  | B Braun Australia Pty Ltd | Vascugraft | Thin Wall Centred Helix Tapered | Dia 4 - 7mm, length 70cm | 142665 | February 2012 |  | Changed Product Group, Product Sub Group, Suffix, Benefit.
10 - Vascular | 10.03 - Grafts | 10.03.04 - Tapered or End-modified |  |  | BB155 | 875 |  | B Braun Australia Pty Ltd | Vascugraft | Standard Tapered | Dia 4 - 7mm, length 30 - 70cm | 142665 | February 2012 |  | Changed Product Group, Product Sub Group, Benefit.
10 - Vascular | 10.03 - Grafts | 10.03.04 - Tapered or End-modified |  |  | BB156 | 875 |  | B Braun Australia Pty Ltd | Vascugraft | Standard Wall with Tapered Centre Helix | Dia 4 - 8mm, length 40 - 45cm | 142665 | February 2012 |  | Changed Product Group, Product Sub Group, Suffix, Benefit.
10 - Vascular | 10.03 - Grafts | 10.03.04 - Tapered or End-modified |  |  | BB157 | 875 |  | B Braun Australia Pty Ltd | Vascugraft | Standard Wall Stepped Taper | Dia 4 - 8mm, length 40 - 45cm | 142665 | February 2012 |  | Changed Product Group, Product Sub Group, Benefit.
10 - Vascular | 10.03 - Grafts | 10.03.04 - Tapered or End-modified |  |  | MQ011 | 875 |  | Maquet Australia Pty Ltd | Advantra PTFE Vascular Graft | Tapered Trilaminate PTFE Graft with Graft Deployment System | 4mm - 8mm diameter 50cm - 80cm lengths | 182788 | February 2015 |  | Transferred from AC046
10 - Vascular | 10.03 - Grafts | 10.03.04 - Tapered or End-modified |  |  | MQ012 | 875 |  | Maquet Australia Pty Ltd | Advantra PTFE Vascular Graft | Tapered Trilaminate PTFE Graft with Graft Deployment System | 4mm - 8mm diameter, 10 - 40cm lengths | 182788 | February 2015 |  | Transferred from AC047
10 - Vascular | 10.03 - Grafts | 10.03.04 - Tapered or End-modified |  |  | TU033 | 875 |  | Terumo Australia | SEALPTFE Graft | Standard Wall, Tapered, Sealed, PTFE | 4 to 7mm Taper x 45 to 50cm | 125605 | February 2012 |  | Changed Product Group, Product Sub Group, Suffix, Benefit.
10 - Vascular | 10.03 - Grafts | 10.03.04 - Tapered or End-modified |  | ID | MQ013 | 3000 |  | Maquet Australia Pty Ltd | Advantra PTFE Vascular Graft with Graft Deployment System | Trilaminate PTFE. Vascular Access Graft | 4mm - 8mm diameter. 50 - 80cm length | 182788 | February 2015 |  | Transferred from AC049
10 - Vascular | 10.03 - Grafts | 10.03.04 - Tapered or End-modified |  | R (ringed) | ME195 | 875 |  | Getz Healthcare Pty Ltd | Spiral Laminar Flow ™ graft | Spiral Laminar flow graft | Length (cm) 50,60,70,80,50,60,70,80 Diameter(mm) 6, 6, 6, 6, 8, 8, 8, 8 | 163226 | February 2014 |  | Transferred from AN012
10 - Vascular | 10.03 - Grafts | 10.03.04 - Tapered or End-modified |  |  | BA256 | 875 |  | Bard Australia Pty Ltd | Bard Vascular Graft | PTFE graft | 6-10mm diameter, 40 - 80cm length 4mm - 8mm diameter, 10cm - 50cm length 7 & 8mm diameter. 50, 60, 70, 80cm lengths | 134452 | August 2014 |  | Compressed from BA028, BA029, BA171
10 - Vascular | 10.03 - Grafts | 10.03.04 - Tapered or End-modified |  |  | ER172 | 875 |  | Emergo Asia Pacific Pty Ltd | LifeSpan ePTFE vascular grafts-tapered or end modified-regular or thin wall, 40-70 cm | LifeSpan ePTFE vascular grafts-unsupported, tapered or end modified, 4-7 mm dia x 40-70 cm long | 4-7 mm dia x 40-70 cm long; | 216528 | August 2014 |  | New Listing
10 - Vascular | 10.03 - Grafts | 10.03.04 - Tapered or End-modified |  |  | GT273 | 875 |  | W L Gore & Associates | Standard Wall Grafts | Standard Wall Grafts Stretch Tapered (ePTFE) | Diameter 4-6mm & 4-7mm, Length 45 48cm | 137804 | August 2014 |  | Compressed from GT171, GT172
10 - Vascular | 10.03 - Grafts | 10.03.04 - Tapered or End-modified |  | R (ringed) | ER173 | 875 |  | Emergo Asia Pacific Pty Ltd | LifeSpan ePTFE vascular grafts-supported, tapered or end modified 50-80 cm | LifeSpan ePTFE vascular grafts-supported, end modified or tapered, regular or thin wall, 4-7 mm dia x 50-80 cm length; spiral length 5-70 cm | 4-7 mm dia x 50-80 cm length; spiral length 5-70 cm | 216528 | August 2014 |  | New Listing
10 - Vascular | 10.03 - Grafts | 10.03.04 - Tapered or End-modified |  | R (ringed) | GT214 | 875 |  | W L Gore & Associates | Gore-Tex Intering Vascular Graft | Internally radially supported vascular graft (ePTFE) | 4-6 tapered diameter 38cm radial support length 45cm length; 4-7 tapered diameter 38cm radial support length 45cm length; 6mm diameter 40cm radial support length 40cm length | 143262 | February 2016 |  | Changed Product Sub Group, Suffix.
10 - Vascular | 10.04 - Vascular Patches | 10.04.01 - Vascular Patches | 10.04.01.01 - 0 - 100 sq cm |  | BA257 | 205 |  | Bard Australia Pty Ltd | Bard Vascular Graft | Vascular Graft Patch | 3x6cm, 2.5x15cm, 2x9cm, 5x7.5cm, 2.5x2.5cm, 10x10cm, 5.1x10.2cm, 6x5.1cm, 1.2x10cm, 5x5cm | 150352, 150353, 150354, 150355, 150359, 150360, 150361, 150376 | February 2017 |  | Changed Size.
10 - Vascular | 10.04 - Vascular Patches | 10.04.01 - Vascular Patches | 10.04.01.01 - 0 - 100 sq cm |  | BB017 | 205 |  | B Braun Australia Pty Ltd | Vascular Patch | Vascular patch | 12x9 to 3x4 | 142664 | February 2012 |  | Changed Product Group, Product Sub Group, Suffix, Benefit.
10 - Vascular | 10.04 - Vascular Patches | 10.04.01 - Vascular Patches | 10.04.01.01 - 0 - 100 sq cm |  | BN020 | 205 |  | Bio Nova International Pty Ltd | Omniflow II Vascular Prostheses - Straight | Vascular Patch | 1.5cm x 5cm (less than 8 sq. Cm) | 155500 | February 2012 |  | Changed Product Group, Product Sub Group, Suffix, Benefit.
10 - Vascular | 10.04 - Vascular Patches | 10.04.01 - Vascular Patches | 10.04.01.01 - 0 - 100 sq cm |  | BN021 | 205 |  | Bio Nova International Pty Ltd | Omniflow II Vascular Prostheses - Straight | Vascular Patch | 2.5cm x 10cm (more than 8 sq. cm | 155500 | February 2012 |  | Changed Product Group, Product Sub Group, Suffix, Benefit.
10 - Vascular | 10.04 - Vascular Patches | 10.04.01 - Vascular Patches | 10.04.01.01 - 0 - 100 sq cm |  | GT012 | 205 |  | W L Gore & Associates | Soft Tissue Patch | ePTFE | 1mm Thickness 5 x 10cm | 11169 | February 2012 |  | Changed Product Group, Product Sub Group, Suffix, Benefit.
10 - Vascular | 10.04 - Vascular Patches | 10.04.01 - Vascular Patches | 10.04.01.01 - 0 - 100 sq cm |  | GT016 | 205 |  | W L Gore & Associates | Soft Tissue Patch | ePTFE | 2mm Thickness 5 x 10cm | 11169 | February 2012 |  | Changed Product Group, Product Sub Group, Suffix, Benefit.
10 - Vascular | 10.04 - Vascular Patches | 10.04.01 - Vascular Patches | 10.04.01.01 - 0 - 100 sq cm |  | TU042 | 205 |  | Terumo Australia | Fluoropassiv Patch | Thin wall, Fluoropolymer/polyester, Koper Knitted | 6-15mm x 5-7.5cm | 125680 | February 2012 |  | Changed Product Group, Product Sub Group, Suffix, Benefit.
10 - Vascular | 10.04 - Vascular Patches | 10.04.01 - Vascular Patches | 10.04.01.02 - 101 - 150 sq cm |  | BA258 | 295 |  | Bard Australia Pty Ltd | Bard Vascular Graft | Vascular Graft Patch | 101 - 150sq cm | 150354, 150355, 150357, 150359, 150361, 150376 | August 2014 |  | Compressed from BA032, BA036, BA090
10 - Vascular | 10.04 - Vascular Patches | 10.04.01 - Vascular Patches | 10.04.01.02 - 101 - 150 sq cm |  | GT013 | 295 |  | W L Gore & Associates | Soft Tissue Patch | ePTFE | 1mm Thickness 10 x 15cm | 11169 | February 2012 |  | Changed Product Group, Product Sub Group, Suffix, Benefit.
10 - Vascular | 10.04 - Vascular Patches | 10.04.01 - Vascular Patches | 10.04.01.02 - 101 - 150 sq cm |  | GT017 | 295 |  | W L Gore & Associates | Soft Tissue Patch | ePTFE | 2mm Thickness 10 x 15cm | 11169 | February 2012 |  | Changed Product Group, Product Sub Group, Suffix, Benefit.
10 - Vascular | 10.04 - Vascular Patches | 10.04.01 - Vascular Patches | 10.04.01.02 - 101 - 150 sq cm |  | TU043 | 295 |  | Terumo Australia | Fluoropassiv Patch | Thin wall, Fluoropolymer/polyester, Koper Knitted | 10-15mm x 7.5-10cm | 125680 | February 2012 |  | Changed Product Group, Product Sub Group, Suffix, Benefit.
10 - Vascular | 10.04 - Vascular Patches | 10.04.01 - Vascular Patches | 10.04.01.03 - >150 sq cm |  | BA259 | 400 |  | Bard Australia Pty Ltd | Bard Vascular Graft | Vascular Graft Patch | 15 x 15cm | 150352, 150354, 150355, 150357, 150359, 150360, 150361, 150376 | August 2014 |  | Compressed from BA033, BA034, BA037, BA038
10 - Vascular | 10.04 - Vascular Patches | 10.04.01 - Vascular Patches | 10.04.01.03 - >150 sq cm |  | GT014 | 400 |  | W L Gore & Associates | Soft Tissue Patch | ePTFE | 1mm Thickness 15 x 20cm | 11169 | February 2012 |  | Changed Product Group, Product Sub Group, Suffix, Benefit.
10 - Vascular | 10.04 - Vascular Patches | 10.04.01 - Vascular Patches | 10.04.01.03 - >150 sq cm |  | GT015 | 400 |  | W L Gore & Associates | Soft Tissue Patch | ePTFE | 1mm Thickness 20 x 30cm | 11169 | February 2012 |  | Changed Product Group, Product Sub Group, Suffix, Benefit.
10 - Vascular | 10.04 - Vascular Patches | 10.04.01 - Vascular Patches | 10.04.01.03 - >150 sq cm |  | GT018 | 400 |  | W L Gore & Associates | Soft Tissue Patch | ePTFE | 2mm Thickness 15 x 20cm | 11169 | February 2012 |  | Changed Product Group, Product Sub Group, Suffix, Benefit.
10 - Vascular | 10.04 - Vascular Patches | 10.04.01 - Vascular Patches | 10.04.01.03 - >150 sq cm |  | GT019 | 400 |  | W L Gore & Associates | Soft Tissue Patch | ePTFE | 2mm Thickness 20 x 30cm | 11169 | February 2012 |  | Changed Product Group, Product Sub Group, Suffix, Benefit.
10 - Vascular | 10.04 - Vascular Patches | 10.04.01 - Vascular Patches | 10.04.01.04 - Pledgets |  | BA039 | 87 |  | Bard Australia Pty Ltd | Grafts Vascular | Polyester pledgets | Rectangle, Oval, Circle, Square 2.9mm-8mm x 6mm - 9.5mm | 24168 | February 2012 |  | Changed Product Group, Product Sub Group, Suffix, Benefit.
10 - Vascular | 10.05 - Vessel Bands | 10.05.01 - Vessel Bands |  |  | VA001 | 1065 |  | All Vascular Pty Ltd | Venous Valve Ring | Dacron/silicone variable diameter ring | 52mmx15mmx0.09 mm | 64017 | February 2012 |  | Changed Product Group, Product Sub Group, Benefit.
10 - Vascular | 10.06 - Embolic Protection Devices | 10.06.01 - Venous |  |  | BA010 | 2348 |  | Bard Australia Pty Ltd | Bard Inferior Vena Cava Filter | Nitinol self expanding vena cava filter | For IVC with a diameter less than or equal to 28mm diameter | 150739, 150742, 198865, 198866 | February 2013 |  | Change.
10 - Vascular | 10.06 - Embolic Protection Devices | 10.06.01 - Venous |  |  | BB106 | 2348 |  | B Braun Australia Pty Ltd | Temporary Vena Cava System | Phynox/ combination of various metals inc. Nickel,Copper, Molubden,Steel | One size, expands to Max length 38mm/Max diameter 30mm | 135805 | February 2012 |  | Changed Product Group, Product Sub Group, Benefit.
10 - Vascular | 10.06 - Embolic Protection Devices | 10.06.01 - Venous |  |  | BB169 | 2348 |  | B Braun Australia Pty Ltd | Vena Cava Filter System | PHYNOX Introducer system, 'J' Guidewire, Seldinger needle, disposable scalpel | Diameter 28 mm | 135820 | February 2012 |  | Changed Product Group, Product Sub Group, Benefit.
10 - Vascular | 10.06 - Embolic Protection Devices | 10.06.01 - Venous |  |  | IZ001 | 2348 |  | Inovanz (PTY) LTD | ALN Vena Cava Filter | The ALN Vena Cava Filter is implanted into the SVC via the femoral, brachial and jugular vein to prevent pulmonary emboli (PEs). | One size, diameter up to 32mm | 184695, 184696, 184697, 184698, 184699, 184700, 185255 | August 2013 |  | Transferred from IX004
10 - Vascular | 10.06 - Embolic Protection Devices | 10.06.01 - Venous |  |  | WC096 | 2348 |  | WILLIAM A COOK AUSTRALIA PTY LTD | Cook Vena Cava Filter | Universal Filter | Diameter up to 40mm, Length up to 60mm | 146226 | February 2012 |  | Changed Product Group, Product Sub Group, Benefit.
10 - Vascular | 10.06 - Embolic Protection Devices | 10.06.01 - Venous |  |  | WC283 | 2348 |  | WILLIAM A COOK AUSTRALIA PTY LTD | Vena Cava Filter with NavAlign Delivery System | The filter consists of a non-magnetic filter (30mm diameter, 48mm long) preloaded on a femoral filter introducer and/or a jugular filter introducer, an 8.5 French coaxial introducer system (compatible with a .035 inch wire guide) for introduction and a hydrophilic coated dilator. | Filter measures 30mm in diameter and 48mm long | 169954, 170111 | February 2012 |  | Changed Product Group, Product Sub Group, Benefit.
10 - Vascular | 10.06 - Embolic Protection Devices | 10.06.01 - Venous |  |  | CB019 | 2348 |  | Culpan Medical Pty | Option ELITE Vena Cava Filter | The Option ELITE Vena Cava Filter is designed for the prevention of recurrent pulmonary embolism via percutaneous delivery in the inferior vena cava. | Suitable for vessels up to 32mm | 283794, 284696 | February 2016 |  | New Listing
10 - Vascular | 10.06 - Embolic Protection Devices | 10.06.01 - Venous |  |  | DO017 | 2348 |  | CARDINAL HEALTH AUSTRALIA 503 PTY LTD. | OPTEASE retrievable vena cava filter | OPTEASE is a laser cut nitinol vena cava filter, used to treat patients at high risk of pulmonary embolisation | Suitable for vessels up to 30mm | 186230 | February 2017 |  | Transferred from JJ423
10 - Vascular | 10.06 - Embolic Protection Devices | 10.06.01 - Venous |  |  | WC329 | 2348 |  | WILLIAM A COOK AUSTRALIA PTY LTD | Cook Celect Platinum Vena Cava Filter | The Cook Celect Platinum Vena Cava Filter is made of a biocompatible cobalt chromium alloy. Platinum markers are located on the end of the primary legs for increased radiopacity. | Length: 49mm Diameter: 30mm | 219274, 219275, 219276 | August 2014 |  | New Listing
10 - Vascular | 10.06 - Embolic Protection Devices | 10.06.02 - Arterial |  |  | AS192 | 2100 |  | Medtronic Australasia Pty Ltd | Spider FX Embolic Protection Device | The Spider FX is a rapid exchange device percutaneously delivered distal embolic protection device with components designed to capture and remove debris from vessels during interventional procedures in the vasculature. | Filter: 3.0 - 7.0mm; Capture Wire: 190 and 320cm | 151258 | August 2013 |  | Transferred from EE022
10 - Vascular | 10.06 - Embolic Protection Devices | 10.06.02 - Arterial |  |  | AY018 | 2100 |  | Abbott Australasia Pty Ltd | Emboshield | Embolic Protection Device, including delivery system, device specific procedural wire, filter for capturing embolic matter and retrieval system | Large and small. Two wire lengths: 190cm for Monorail system and 315cm for Over the wire | 142453, 168012 | February 2012 |  | Changed Product Group, Product Sub Group, Benefit.
10 - Vascular | 10.06 - Embolic Protection Devices | 10.06.02 - Arterial |  |  | AY030 | 2100 |  | Abbott Australasia Pty Ltd | Accunet | Embolic Protection Device, including delivery system, device specific procedural wire, filter for capturing embolic matter and retrieval system. | 4.5 - 7.5; 190cm, 300cm length catheter | 141869 | February 2012 |  | Changed Product Group, Product Sub Group, Benefit.
10 - Vascular | 10.06 - Embolic Protection Devices | 10.06.02 - Arterial |  |  | DO008 | 2100 |  | CARDINAL HEALTH AUSTRALIA 503 PTY LTD. | Angioguard RX Emboli Capture Guidewire System | Distal protection device and delivery system | Length 180cm, Diameter 0.014"; basket sizes 4mm, 5mm, 6mm, 7mm and 8mm | 116900 | February 2017 |  | Transferred from JJ480
10 - Vascular | 10.06 - Embolic Protection Devices | 10.06.02 - Arterial |  |  | MC954 | 2100 |  | Medtronic Australasia Pty Ltd | Mo.Ma Proximal Cerebral Protection Device | Mo.Ma Proximal Cerebral Protection Device. Protects the brain from embolisation, blocking antigrade blood flow from the common Carotid Artery and retrograde blood flow from the External Carotid Artery. | Minimum sheath size = 8F or 9F, Minimum diameter of inner working channel = 0.069"/1.76mm (8F sheath) or 0.083"/2.12mm (9F sheath); 0.035" guide wire compatible | 158071 | February 2012 |  | Changed Product Group, Product Sub Group, Benefit.
10 - Vascular | 10.06 - Embolic Protection Devices | 10.06.02 - Arterial |  |  | MI035 | 2100 |  | Medtronic Australasia Pty Ltd | Mo.Ma Ultra Proximal Cerebral Protection Device | Cerebral embolic protection device: blocks antegrade blood flow from the common carotid artery and retrograde blood flow from the external carotid artery. Embolic protection is established before the lesion is crossed. | Minimum sheath size = 8F (5F inner working channel) or 9F (6F inner working channel) | 192541 | February 2012 |  | New Listing
10 - Vascular | 10.06 - Embolic Protection Devices | 10.06.02 - Arterial |  |  | BS085 | 2100 |  | Boston Scientific Australia Pty Ltd | Filterwire EZ | Embolic Protection Device | Vessel compatibility 3.5mm - 5.5mm and delivery system lengths up to 300cm. | 167933 | August 2017 |  | Changed Product Sub Group.
10 - Vascular | 10.06 - Embolic Protection Devices | 10.06.02 - Arterial |  |  | MB026 | 2100 |  | MD Solutions Australasia Pty Ltd | WIRION Embolic Protection System | Temporary arterial embolic protection system | Blood vessel diameter: 3.5 - 6.0mm Filter unit length: 22.5mm Pore size: 120μ Crossing profile: 3.2F Guide catheter/Sheath: 6F Delivery catheter length: 145cm Retrieval catheter length: 146cm | 280883 | February 2017 |  | New Listing
10 - Vascular | 10.07 - Arterial Closure Devices | 10.07.01 - Arterial Closure Devices |  |  | AY017 | 410 |  | Abbott Australasia Pty Ltd | Starclose | 6 Fr Exchange Sheath, Dilator, Guidewire, implantable nitinol clip pre-mounted on a Clip Applier | 6 Fr | 100993 | February 2012 |  | Changed Product Group, Product Sub Group, Benefit.
10 - Vascular | 10.07 - Arterial Closure Devices | 10.07.01 - Arterial Closure Devices |  |  | AY033 | 410 |  | Abbott Australasia Pty Ltd | Proglide | Suture Mediated Closure Device | 5 - 8 French | 116756 | February 2012 |  | Changed Product Group, Product Sub Group, Benefit.
10 - Vascular | 10.07 - Arterial Closure Devices | 10.07.01 - Arterial Closure Devices |  |  | DO009 | 410 |  | CARDINAL HEALTH AUSTRALIA 503 PTY LTD. | Mynx Vascular Closure Device | Water-soluble synthetic sealant made of a polyethylene glycol (PEG) The sealant is resorbed by the body within 30 days | 5F, 6/7F | 201265 | February 2017 |  | Transferred from MB008
10 - Vascular | 10.07 - Arterial Closure Devices | 10.07.01 - Arterial Closure Devices |  |  | DO012 | 410 |  | CARDINAL HEALTH AUSTRALIA 503 PTY LTD. | EXOSEAL (TM) Vascular Closure Device | Vascular Closure Device | 5 - 7F | 176723 | February 2017 |  | Transferred from JJ823
10 - Vascular | 10.07 - Arterial Closure Devices | 10.07.01 - Arterial Closure Devices |  |  | TU058 | 410 |  | Terumo Australia | Angio-Seal Vascular Closure Device - STS Platform and STS Plus | Angio-Seal Haemostatic Puncture Closure Device, Models 6F-STS Platform and 6F STS Plus | 6F | 104764 | February 2017 |  | Transferred from SJ014
10 - Vascular | 10.07 - Arterial Closure Devices | 10.07.01 - Arterial Closure Devices |  |  | TU059 | 410 |  | Terumo Australia | Angio-Seal VIP | Angio-Seal Haemostatic Puncture Closure Device Models 6F STS Platform, 6F STS Plus and 7F VIP | 6F | 128525 | February 2017 |  | Transferred from SJ094
10 - Vascular | 10.07 - Arterial Closure Devices | 10.07.01 - Arterial Closure Devices |  |  | TU060 | 410 |  | Terumo Australia | Angio-Seal Vascular Closure Device - STS Platform and STS Plus | Angio-Seal Haemostatic Puncture Closure Device, Models 8F-STS Platform and 8F STS Plus | 8F | 104764 | February 2017 |  | Transferred from SJ015
10 - Vascular | 10.07 - Arterial Closure Devices | 10.07.01 - Arterial Closure Devices |  |  | TU061 | 410 |  | Terumo Australia | FemoSeal Vascular Closure System | Haemostatic Puncture Closure Device | One Size | 263892 | February 2017 |  | Transferred from SJ218
10 - Vascular | 10.07 - Arterial Closure Devices | 10.07.01 - Arterial Closure Devices |  |  | TU062 | 410 |  | Terumo Australia | Angio-Seal VIP | Angio-Seal Haemostatic Puncture Closure Device Models 8F STS Platform, 8F STS Plus and 8F VIP | 8F | 128525 | February 2017 |  | Transferred from SJ095
10 - Vascular | 10.07 - Arterial Closure Devices | 10.07.01 - Arterial Closure Devices |  |  | TU063 | 410 |  | Terumo Australia | Angio-Seal Evolution | Haemostatic Puncture Closure Device 6F-8F | 6F and 8F | 160648 | February 2017 |  | Transferred from SJ155
10 - Vascular | 10.07 - Arterial Closure Devices | 10.07.01 - Arterial Closure Devices |  | large | AY034 | 750 |  | Abbott Australasia Pty Ltd | Prostar | Suture Mediated Closure Device - Closure of Large holes | Up to 24 French | 116756 | February 2012 |  | Changed Product Group, Product Sub Group, Suffix, Benefit.
10 - Vascular | 10.08 - Occlusion Devices | 10.08.01 - Particle |  |  | BS034 | 204 |  | Boston Scientific Australia Pty Ltd | Contour PVA, Contour SE | Polyvinyl Alcohol (PVA) embolization particles spherical-shaped PVA | Up to 1200 micron, volume up to 2ml. | 144136, 149095, 31918 | February 2012 |  | Changed Product Group, Product Sub Group, Benefit.
10 - Vascular | 10.08 - Occlusion Devices | 10.08.01 - Particle |  |  | DE294 | 204 |  | Device Technologies Australia Pty Ltd | Bead Block | Polyvinyl Alcohol hydrogel microspheres in pre-loaded syringe | 2ml- (100 - 300, 300 - 500, 500 - 700, 700 - 900, 900 - 1200 microns | 158665 | August 2014 |  | Changed Description, Product Sub Group.
10 - Vascular | 10.08 - Occlusion Devices | 10.08.01 - Particle |  |  | WC044 | 204 |  | WILLIAM A COOK AUSTRALIA PTY LTD | PVA Embolisation particles | Embolisation & Occlusion | Particle Size Ranges (microns) 50-100, 100-200, 200-300,300-500, 500-700, 700-1000, 1000-1500, 1500-2000, 2000-2800 | 216797 | February 2014 |  | Changed Product Sub Group, Benefit.
10 - Vascular | 10.08 - Occlusion Devices | 10.08.02 - Coil, Peripheral | 10.08.02.01 - ≤200mm length |  | WC190 | 66 |  | WILLIAM A COOK AUSTRALIA PTY LTD | Detachable Mreye Embolization Coils | Standard Mreye | Diameters: .035 and .038, Extended Lengths: 1cm to 20cm, Coil Diameters: 3mm to 20mm | 143786 | August 2012 |  | Changed Product Group, Product Sub Group, Benefit.
10 - Vascular | 10.08 - Occlusion Devices | 10.08.02 - Coil, Peripheral | 10.08.02.01 - ≤200mm length | P | BS026 | 143 |  | Boston Scientific Australia Pty Ltd | VortX and Pushable Coils | Pushable coils | Diameters up to 30mm and lengths up to 60mm | 137191, 154031, 48608 | August 2012 |  | Changed Product Group, Product Sub Group, Suffix, Benefit.
10 - Vascular | 10.08 - Occlusion Devices | 10.08.02 - Coil, Peripheral | 10.08.02.01 - ≤200mm length | P | JJ224 | 143 |  | Johnson & Johnson Medical Pty Ltd | TruFill Pushable coil | Platinum pushable coil of 1. Straight, 2. C, 3. Flat spiral and 4. Complex shapes. Embolic coil and delivery tube. | Size .014" outer diameter. Size 2 - 10mm and length 2 - 100mm | 137980 | August 2012 |  | Changed Product Group, Product Sub Group, Suffix, Benefit.
10 - Vascular | 10.08 - Occlusion Devices | 10.08.02 - Coil, Peripheral | 10.08.02.01 - ≤200mm length | P | PY008 | 143 |  | Pyramed Pty Limited | Platinum Spirale and Cirrus embolisation coils <100mm | Embolisation coils with or without fibers | Spiral diameter 2mm - 16mm; length 25mm - 80mm; coil diameter 0.27mm - 0.82mm | 175423, 175567 | August 2012 |  | Changed Product Group, Product Sub Group, Benefit.
10 - Vascular | 10.08 - Occlusion Devices | 10.08.02 - Coil, Peripheral | 10.08.02.01 - ≤200mm length | P | PY009 | 143 |  | Pyramed Pty Limited | Platinum Spirale and Cirrus embolisation coils 100-150mm | Embolisation coils with or without fibers | Spiral diameter 4mm - 10mm; length 100mm - 150mm; coil diameter 0.27mm - 0.82mm | 175423, 175567 | August 2012 |  | Changed Product Group, Product Sub Group, Suffix, Benefit.
10 - Vascular | 10.08 - Occlusion Devices | 10.08.02 - Coil, Peripheral | 10.08.02.01 - ≤200mm length | P | WC038 | 143 |  | WILLIAM A COOK AUSTRALIA PTY LTD | Coil - Embolisation Coils MWCE-TORNADO | Tornado Platinum | Diameters: .018, .035 and .038, Coil Taper Diameters: 2mm to 10mm | 143783 | August 2012 |  | Changed Product Group, Product Sub Group, Suffix, Benefit.
10 - Vascular | 10.08 - Occlusion Devices | 10.08.02 - Coil, Peripheral | 10.08.02.01 - ≤200mm length | P (Platinum) | WC039 | 143 |  | WILLIAM A COOK AUSTRALIA PTY LTD | Cook Embolization Coil | Hilal Platinum | Diameters: .018, Extended Lengths: .5cm to 6cm, Coil Diameters: Straight to 10mm | 142651 | August 2016 |  | Changed Suffix.
10 - Vascular | 10.08 - Occlusion Devices | 10.08.02 - Coil, Peripheral | 10.08.02.01 - ≤200mm length | P (Platinum) | WC173 | 143 |  | WILLIAM A COOK AUSTRALIA PTY LTD | Cook Embolisation Coils | Nester Platinum | Recommended catheter ID and end hole diameter inch: .018 and .035inch. Coiled embolus diameters: 2mm to 20mm. Extended embolus lengths: 30 to 200mm. | 143783 | August 2013 |  | Changed Size, Suffix.
10 - Vascular | 10.08 - Occlusion Devices | 10.08.02 - Coil, Peripheral | 10.08.02.01 - ≤200mm length | P, Gel, repositionable | TU053 | 1293 |  | Terumo Australia | AZUR Peripheral HydroCoil | AZUR Peripheral Coil, detachable | 3-20mm diameter, length 3-50cm | 190399 | February 2013 |  | New Listing
10 - Vascular | 10.08 - Occlusion Devices | 10.08.02 - Coil, Peripheral | 10.08.02.01 - ≤200mm length | P, ids (Platinum, integral delivery system) | BS021 | 1250 |  | Boston Scientific Australia Pty Ltd | Interlock Detachable Coils | Platinum-tungsten, Fibered Occlusion System | Coil diameters up to 30mm and lengths up to 100cm. Delivery system lengths up 200cm | 149095 | August 2013 |  | Changed Size, Suffix, Benefit.
10 - Vascular | 10.08 - Occlusion Devices | 10.08.02 - Coil, Peripheral | 10.08.02.01 - ≤200mm length | P, repositionable | TU052 | 1250 |  | Terumo Australia | AZUR Peripheral Framing Coil | AZUR Peripheral Coil,detachable, Framing Coil three dimensional complex shape | 8-20mm diameter, length 20-50cm | 190399 | February 2013 |  | New Listing
10 - Vascular | 10.08 - Occlusion Devices | 10.08.02 - Coil, Peripheral | 10.08.02.01 - ≤200mm length | P, repositionable (Platinum, repositionable) | PN012 | 1250 |  | Penumbra Neuro Australia Pty Ltd | Penumbra Ruby Coil System | The Ruby Coil System is comprised of a platinum embolisation coil attached to a composite pusher with a radiopaque positioning marker. The coil is transferred onto the microcatheter and the coil should be advanced under fluoroscopic guidance. The detachment handle is attached and advanced over the proximal end of the delivery pusher and then the coil is detached by using the retraction button on the handle into the preferred site. | Diameter.mm. - Length .cm. 3 x 5 6 x 12 6 x 20 6 x 30 7 x 25 7 x40 8 x 25 8 x 40 9 x 30 10 x 35 12 x 40 12 x 60 14 x 40 14 x 60 16 x 60 18 x 57 20 x 60 24 x 57 28 x 60 32 x 60 2 x 1 2 x 2 2 x 4 3 x 5 3 x 15 4 x 6 4 x 15 6 x 20 6 x 30 8 x 35 8 x 60 10 x 35 12 x 40 16 x 50 20 x 60 3 x 12 3 x 20 4 x 10 4 x 15 4 x 20 4 x 30 4 x 35 5 x 12 5 x 20 5 x 30 6 x 12 6 x 20 6 x 30 7 x 25 7 x40 8 x 25 8 x 40 9 x 30 10 x 35 12 x 40 12 x 60 14 x 40 14 x 60 16 x 60 18 x 57 20 x 60 24 x 57 28 x 60 32 x 60 2 x 1 2 x 2 2 x 4 3 x 5 3 x 15 4 x 6 4 x 15 6 x 20 6 x 30 8 x 35 8 x 60 10 x 35 12 x 40 16 x 50 20 x 60 | 227196 | February 2015 |  | New Listing
10 - Vascular | 10.08 - Occlusion Devices | 10.08.02 - Coil, Peripheral | 10.08.02.01 - ≤200mm length | P, repositionable (Platinum, repositionable) | WC319 | 1250 |  | WILLIAM A COOK AUSTRALIA PTY LTD | Detach Coil with Fibers | The Detach Coil with Fibers consists of a Teflon coated stainless delivery wire with a premounted platinum detachable coil with fibers. | Diameters: 3-20mm Length: 4-30cm | 217805 | February 2014 |  | New Listing
10 - Vascular | 10.08 - Occlusion Devices | 10.08.02 - Coil, Peripheral | 10.08.02.01 - ≤200mm length | P, repositionable (Platinum, repositionable) | WC320 | 1250 |  | WILLIAM A COOK AUSTRALIA PTY LTD | Retracta Detachable Embolization Coil | The Retracta Detachable Embolization Coil is a platinum coil with spaced synthetic fibers, and is attached to a delivery wire. | Coiled embolus diameters: 4-20mm Length: 7-14cm | 210182 | February 2014 |  | New Listing
10 - Vascular | 10.08 - Occlusion Devices | 10.08.02 - Coil, Peripheral | 10.08.02.02 - >200mm length | P | PY010 | 286 |  | Pyramed Pty Limited | Platinum Spirale and Cirrus embolisation coils 200-450mm | Embolisation coils with and without fibers | Spiral diameter 5mm - 16mm; length 200mm - 450mm; Coil diameter 0.82mm. | 175423, 175567 | August 2012 |  | Changed Product Group, Product Sub Group, Suffix, Benefit.
10 - Vascular | 10.08 - Occlusion Devices | 10.08.03 - Polymer | 10.08.03.01 - 0.5ml |  | OW003 | 320 |  | MERIT MEDICAL AUSTRALIA PTY LTD | Embospheres | - | .5ml per implant | 144426 | August 2017 |  | Transferred from ET008
10 - Vascular | 10.08 - Occlusion Devices | 10.08.03 - Polymer | 10.08.03.02 - 1ml |  | OW002 | 420 |  | MERIT MEDICAL AUSTRALIA PTY LTD | Embospheres | - | 1ml per implant | 144426 | August 2017 |  | Transferred from ET007
10 - Vascular | 10.08 - Occlusion Devices | 10.08.03 - Polymer | 10.08.03.03 - 2ml |  | BS314 | 630 |  | Boston Scientific Australia Pty Ltd | Embozene Microspheres | Uniquely colour-coded microspheres used in the embolization of hypervascular tumours and arteriovenous malformations | In between the range of 40 - 1130 micron - 2ml | 280839, 289243 | August 2016 |  | Transferred from NG067
10 - Vascular | 10.08 - Occlusion Devices | 10.08.03 - Polymer | 10.08.03.03 - 2ml |  | ET006 | 630 |  | Endotherapeutics Pty Ltd | Embospheres | - | 2ml per implant | 144426 | February 2012 |  | Changed Product Group, Product Sub Group, Benefit.
10 - Vascular | 10.08 - Occlusion Devices | 10.08.04 - Complex Occlusion Devices, including detachable balloon, sphere or umbrella |  |  | SJ265 | 1900 |  | St Jude Medical Australia Pty Ltd | Amplatzer Vascular Plug | Self expandable nitinol wire mesh | Diameter 4mm - 16mm, Length 7 & 8mm | 114855 | February 2012 |  | Changed Product Group, Product Sub Group, Benefit.
10 - Vascular | 10.08 - Occlusion Devices | 10.08.04 - Complex Occlusion Devices, including detachable balloon, sphere or umbrella |  |  | SJ268 | 1900 |  | St Jude Medical Australia Pty Ltd | Amplatzer Vascular Plug III | AVP III is a self-expanding, Nitinol mesh occlusion device. | Size: (mm): 4, 6, 8, 10, 10, 12, 12, 14, 14 Long Axis (mm): 4, 6, 8, 10, 10, 12, 12, 14, 14 Length (mm): 6.5 | 169352 | February 2012 |  | Changed Product Group, Product Sub Group, Benefit.
10 - Vascular | 10.08 - Occlusion Devices | 10.08.04 - Complex Occlusion Devices, including detachable balloon, sphere or umbrella |  |  | SJ269 | 1900 |  | St Jude Medical Australia Pty Ltd | AMPLATZER Vascular Plug 4 | The AMPLATZER Vascular Plug 4 (AVP4) is a self-expanding, Nitinol mesh occlusion device. The Device has a radiopaque marker band at each end and a micro screw attachment at one end for attaching to the delivery wire. The AVP4 fits through a 0.038 guidewire compatible diagnostic catheter allowing the use of the same catheter throughout the procedure rather than having to exchange the diagnostic catheter for a second delivery catheter to place a plug. | 4mm 4 diameter 10.0 length 5mm 5 diameter 10.5 length 6mm 6 diameter 11.0 length 7mm 7 diameter 12.5 length 8mm 8 diameter 13.5 length | 168673 | February 2012 |  | Changed Product Group, Product Sub Group, Benefit.
10 - Vascular | 10.08 - Occlusion Devices | 10.08.04 - Complex Occlusion Devices, including detachable balloon, sphere or umbrella |  | ids | SJ266 | 2100 |  | St Jude Medical Australia Pty Ltd | AMPLATZER Vascular Plug - II | The AMPLATZER Vascular Plug II is a self-expandable, multi-lobed cylindraical device made from a nitinol wire mesh. | 9-AVP2-003, 3mm Diameter, 6mm Plug Length, 9-AVP2-004, 4mm Diameter, 6mm Plug Length, 9-AVP2-006, 6mm Diameter, 6mm Plug Length, 9-AVP2-008, 8mm Diameter, 7mm Plug Length, 9-AVP2-010, 10mm Diameter, 7mm Plug Length, 9-AVP2-012, 12mm Diameter, 9mm Plug Length, 9-AVP2-014, 14mm Diameter, 10mm Plug Length, 9-AVP2-016, 16mm Diameter, 12mm Plug Length, 9-AVP2-018, 18mm Diameter, 14mm Plug Length, 9-AVP2-020, 20mm Diameter, 16mm Plug Length, 9-AVP2-022, 22mm Diameter, 18mm Plug Length | 156560 | February 2012 |  | Changed Product Group, Product Sub Group, Benefit.
10 - Vascular | 10.08 - Occlusion Devices | 10.08.04 - Complex Occlusion Devices, including detachable balloon, sphere or umbrella |  |  | IZ002 | 1900 |  | Inovanz (PTY) LTD | EOS Endoluminal Occlusion System | EOS is made of self-expandable Nitinol flat wire, serving as a supportive scaffold with significant radial strength, covered by impermeable ePTFE membrane for achievement of immediate occlusion of a peripheral vessel. This implant is pre-loaded on a delivery catheter with 2 deployment handles. This System will be inserted through a standard guide catheter (not included) up to the targeted segment. | 3 to 5 mm of vessel diameter (6.1 mm diameter unconstrained) 4.5 to 8 mm of vessel diameter (9.1 mm diameter unconstrained) 7.5 to 11 mm of vessel diameter (12.2 mm diameter unconstrained) | 229075 | August 2017 |  | New Listing
10 - Vascular | 10.08 - Occlusion Devices | 10.08.04 - Complex Occlusion Devices, including detachable balloon, sphere or umbrella |  |  | PN016 | 1900 |  | Penumbra Neuro Australia Pty Ltd | Penumbra POD Occlusion Device | The Peripheral Occlusion Device (POD) is comprised of a platinum embolisation coil attached to a composite pusher with a radiopaque positioning marker. The coil is transferred onto the microcatheter and the coil should be advanced under fluoroscopic guidance. The detachment handle is attached and advanced over the proximal end of the delivery pusher and then the coil is detached by using the retraction button on the handle into the preferred site. | 30cm Length 3.25-4mm diameter, 30cm Length 4-5mm diameter, 50 cm Length 5-6mm diameter, 60 cm Length 6-8 mm diameter | 235149 | August 2016 |  | Changed Product Group, Product Sub Group, Suffix, Benefit.
10 - Vascular | 10.08 - Occlusion Devices | 10.08.04 - Complex Occlusion Devices, including detachable balloon, sphere or umbrella |  | Microcatheter | MI185 | 2100 |  | Medtronic Australasia Pty Ltd | MVP Microvascular Plug System | MVP Microvascular Plug can be delivered through a microcatheter to enable rapid occlusion. | Unconstrained device diameter (mm): 5.3, 6.5, 9.2, & 13.0 | 233045 | August 2016 |  | Changed Description, Size, Suffix, Benefit.
10 - Vascular | 10.08 - Occlusion Devices | 10.08.05 - Liquid |  |  | AS190 | 2300 |  | Medtronic Australasia Pty Ltd | Onyx | DSMO/Liquid Embolic Material | 18, 20, 34 (formulations) | 151837 | August 2016 |  | Changed Product Sub Group.
10 - Vascular | 10.08 - Occlusion Devices | 10.08.05 - Liquid |  |  | MI208 | 8050 |  | Medtronic Australasia Pty Ltd | Onyx 6ml Kit | DMSO Liquid Embolic Material | 6ml Kit | 151837 | February 2017 |  | New Listing
10 - Vascular | 10.08 - Occlusion Devices | 10.08.05 - Liquid |  |  | PY047 | 2300 |  | Pyramed Pty Limited | SQUIDPERI | Squidperi is a non-adhesive liquid embolic agent for the embolization of peripheral Arteriovenous Malformations (AVMs). | 12, 12LD, 18, 18LD formulations | 281945 | August 2017 |  | New Listing
10 - Vascular | 10.08 - Occlusion Devices | 10.08.05 - Liquid |  | ids (integral delivery system) | AS191 | 4950 |  | Medtronic Australasia Pty Ltd | Onyx System | DSMO Liquid Embolic Material | 500 Formulation | 151837 | August 2016 |  | Changed Product Sub Group, Suffix.
10 - Vascular | 10.08 - Occlusion Devices | 10.08.06 - Delivery Device For Occlusion Media | 10.08.06.01 - Catheter |  | BS028 | 700 |  | Boston Scientific Australia Pty Ltd | GDC and PVA Delivery Catheters | Microcatheter Delivery Systems | Delivery system lengths up to 175cm | 275748 | February 2013 |  | Changed Product Sub Group.
10 - Vascular | 10.08 - Occlusion Devices | 10.08.06 - Delivery Device For Occlusion Media | 10.08.06.01 - Catheter |  | WC296 | 700 |  | WILLIAM A COOK AUSTRALIA PTY LTD | Cantata Microcatheter | Microcatheter | 2.5-2.9Fr. Length: 100-150cm | 184996, 219277 | February 2017 |  | Changed Product Name, Description, Size.
10 - Vascular | 10.08 - Occlusion Devices | 10.08.06 - Delivery Device For Occlusion Media | 10.08.06.02 - Detachment Controller |  | PN017 | 350 |  | Penumbra Neuro Australia Pty Ltd | Penumbra Ruby Coil System, Detachment Handle | The Ruby Coil System is comprised of a platinum embolisation coil attached to a composite pusher with a radiopaque positioning marker and a Detachment Handle. The coil is transferred onto the microcatheter and the coil should be advanced under fluoroscopic guidance. The detachment handle is attached and advanced over the proximal end of the delivery pusher and then the coil is detached by using the retraction button on the handle into the preferred site. | N/A | 220462 | February 2016 |  | New Listing
10 - Vascular | 10.08 - Occlusion Devices | 10.08.06 - Delivery Device For Occlusion Media | 10.08.06.02 - Detachment Controller |  | TU054 | 350 |  | Terumo Australia | AZUR Peripheral Coil Detachment Controller | Hand held battery powered coil detachment controller | One size only | 190400 | February 2013 |  | New Listing
10 - Vascular | 10.09 - Long Term Vascular Access Devices | 10.09.01 - Percutaneous Catheters, Single Lumen |  |  | KA008 | 119 |  | Medtronic Australasia Pty Ltd | Single Lumen Right Atrial Catheter | Central Venous Catheters constructed of radiopaque silicone rubber | 84cm, 1.3mm OD, 94cm 2.2mm OD, 94cm 3.2mm OD | 129836 | February 2012 |  | Changed Product Group, Product Sub Group, Benefit.
10 - Vascular | 10.09 - Long Term Vascular Access Devices | 10.09.01 - Percutaneous Catheters, Single Lumen |  |  | TX026 | 119 |  | Teleflex Medical Australia | Arrow Peripherally Inserted Central Catheterisation Sets | Range of Polyurethane single lumen peripherally inserted central catheters with or without stylet | 3 Fr, range of lengths | 148782, 148784 | August 2015 |  | Transferred from YO001
10 - Vascular | 10.09 - Long Term Vascular Access Devices | 10.09.01 - Percutaneous Catheters, Single Lumen |  |  | TX027 | 119 |  | Teleflex Medical Australia | Arrow Peripherally Inserted Central Catheterisation Sets | Range of Polyurethane single lumen peripherally inserted central catheters with or without stylet | 4 Fr, range of lengths | 148782, 148784 | August 2015 |  | Transferred from YO002
10 - Vascular | 10.09 - Long Term Vascular Access Devices | 10.09.01 - Percutaneous Catheters, Single Lumen |  |  | WC111 | 119 |  | WILLIAM A COOK AUSTRALIA PTY LTD | Cook Central Venous Catheterisation Kit | Single lumen peripherally inserted catheter set, which may include catheter, standard or micropuncture introducer set | 3 - 6 Fr, 40 - 80cm | 155590 | February 2012 |  | Changed Product Group, Product Sub Group, Benefit.
10 - Vascular | 10.09 - Long Term Vascular Access Devices | 10.09.01 - Percutaneous Catheters, Single Lumen |  |  | WC113 | 119 |  | WILLIAM A COOK AUSTRALIA PTY LTD | Cook Central Venous Catheterisation Kit | Single lumen peripherally inserted catheter set, includes catheter, needle, J-wire, MPIS wire and introducer | Fr 3, 4, 5 and Length 50 and 60cm | 155590 | February 2012 |  | Changed Product Group, Product Sub Group, Benefit.
10 - Vascular | 10.09 - Long Term Vascular Access Devices | 10.09.01 - Percutaneous Catheters, Single Lumen |  |  | WC201 | 119 |  | WILLIAM A COOK AUSTRALIA PTY LTD | Cook Central Venous Catherisation Kits | Turbo-Flo Peripherally Inserted Central Venous Catheter Set, Single Lumen Polyurethane with Micropuncture Peel-Away Sheath Introducer and Wire Guide | 4Fr - 60cm and 5Fr - 60cm | 155588 | February 2012 |  | Changed Product Group, Product Sub Group, Benefit.
10 - Vascular | 10.09 - Long Term Vascular Access Devices | 10.09.01 - Percutaneous Catheters, Single Lumen |  |  | WC202 | 119 |  | WILLIAM A COOK AUSTRALIA PTY LTD | Cook Central Venous Catheterisation Kits | Turbo-Flo Peripherally Inserted Central Venous Catheter Set, Single Lumen Polyurethane with Peel Away Sheath Introducer and Wire Guide | 5Fr - 60cm | 155588 | February 2012 |  | Changed Product Group, Product Sub Group, Benefit.
10 - Vascular | 10.09 - Long Term Vascular Access Devices | 10.09.01 - Percutaneous Catheters, Single Lumen |  |  | WC204 | 119 |  | WILLIAM A COOK AUSTRALIA PTY LTD | Cook Central Venous Catheterisation Kits | Turbo-Flo Over-The-Wire Peripherally Inserted Central Venous Catheter Set, Single Lumen Polyurethane with Micropuncture Peel-Away Sheath Introducer and Wire Guide | 4Fr - 60cm and 5Fr -60cm | 159191 | February 2012 |  | Changed Product Group, Product Sub Group, Benefit.
10 - Vascular | 10.09 - Long Term Vascular Access Devices | 10.09.01 - Percutaneous Catheters, Single Lumen |  |  | WC207 | 119 |  | WILLIAM A COOK AUSTRALIA PTY LTD | Cook Central Venous Catheterisation Kits | PICC Peripherally Inserted Central Venous Catheter Set, Catheter without Clamp, Single Lumen Silicone with Micropuncture Peel-Away Sheath Introducer and Wire Guide | 3Fr - 50cm and 4Fr and 5Fr - 60cm | 155590 | February 2012 |  | Changed Product Group, Product Sub Group, Benefit.
10 - Vascular | 10.09 - Long Term Vascular Access Devices | 10.09.01 - Percutaneous Catheters, Single Lumen |  | cu | BA049 | 180 |  | Bard Australia Pty Ltd | Hickman/Broviac Catheters | Open-Ended CVC, Single Lumen | 2.7Fr - 9.6Fr | 145466, 145469 | February 2013 |  | Changed Product Name, Description, Size.
10 - Vascular | 10.09 - Long Term Vascular Access Devices | 10.09.01 - Percutaneous Catheters, Single Lumen |  | cu | BA125 | 180 |  | Bard Australia Pty Ltd | Groshong Central Venous Catheter | Closed-Ended CVC, Single Lumen | 5.5Fr - 9.5Fr | 42589 | February 2012 |  | Changed Product Group, Product Sub Group, Benefit.
10 - Vascular | 10.09 - Long Term Vascular Access Devices | 10.09.01 - Percutaneous Catheters, Single Lumen |  | cu | BA129 | 180 |  | Bard Australia Pty Ltd | Groshong Peripherally Inserted Central Catheter | Closed-Ended PICC, Single Lumen | 3Fr - 5Fr | 42589 | February 2012 |  | Changed Product Group, Product Sub Group, Benefit.
10 - Vascular | 10.09 - Long Term Vascular Access Devices | 10.09.01 - Percutaneous Catheters, Single Lumen |  | cu | WC117 | 180 |  | WILLIAM A COOK AUSTRALIA PTY LTD | Cook Central Venous Long Term Catheter | Cook TPN single lumen catheter set | Fr 3, length 55; Fr 4, length 65cm, Fr 6.5 length 65, 90cm, Fr 9.5, length 90cm | 155591 | February 2012 |  | Changed Product Group, Product Sub Group, Suffix, Benefit.
10 - Vascular | 10.09 - Long Term Vascular Access Devices | 10.09.01 - Percutaneous Catheters, Single Lumen |  | pi | BA212 | 165 |  | Bard Australia Pty Ltd | Peripherally Inserted Central Catheter | Valved, Power Injectable PICC, Single Lumen | 4Fr - 6Fr | 191603 | February 2012 |  | New Listing
10 - Vascular | 10.09 - Long Term Vascular Access Devices | 10.09.01 - Percutaneous Catheters, Single Lumen |  | pi | BA220 | 165 |  | Bard Australia Pty Ltd | Groshong Peripherally Inserted Central Catheter | Closed-Ended, Power Injectable PICC, Single Lumen | 5Fr | 198806 | August 2012 |  | New Listing
10 - Vascular | 10.09 - Long Term Vascular Access Devices | 10.09.01 - Percutaneous Catheters, Single Lumen |  | pi (power injection) | ER134 | 165 |  | Emergo Asia Pacific Pty Ltd | Single Lumen Peripherally Inserted Central Catheter | Power injectable with Pressure Activated Safely Valve (PASV) technology | 3F x55cm, 4F x 55cm, 5F x 55cm | 175080, 178780, 179150, 203831 | August 2013 |  | New Listing
10 - Vascular | 10.09 - Long Term Vascular Access Devices | 10.09.01 - Percutaneous Catheters, Single Lumen |  | A (Anti-infective Agent Coating) | TX030 | 150 |  | Teleflex Medical Australia | ARROWg+ard Blue Single Lumen Central Venous Catheters | A polyurethane central venous catheter with Blue FlexTip (of various lengths, sizes and lumen configurations) with antimicrobial impregnation (chlorhexidine and silver sulphadiazine) on the external surface of the polyurethane catheter body. | CS-24301 - 16g x 20cm, Single Lumen, Adult CS-24306E-16g x 16cm, Single Lumen Adult CS-24701 - 14g x 20cm, Single Lumen Adult CS-24706E -14g x 16cm, Single Lumen, Adult | 156637 | August 2015 |  | Transferred from YO005
10 - Vascular | 10.09 - Long Term Vascular Access Devices | 10.09.01 - Percutaneous Catheters, Single Lumen |  | pi (power injection) | BA184 | 165 |  | Bard Australia Pty Ltd | Peripherally Inserted Central Catheter | Power Injectable PICC, Single Lumen | 3Fr - 6Fr | 155226, 286034, 286035, 286036 | August 2017 |  | Changed Size, Product Sub Group, Suffix.
10 - Vascular | 10.09 - Long Term Vascular Access Devices | 10.09.01 - Percutaneous Catheters, Single Lumen |  | pi (power injection) | BA268 | 165 |  | Bard Australia Pty Ltd | PowerGlide | Single lumen, power injectable percutaneous catheter | 18 - 20 Gauge | 228968 | August 2016 |  | New Listing
10 - Vascular | 10.09 - Long Term Vascular Access Devices | 10.09.01 - Percutaneous Catheters, Single Lumen |  | pi (power injection) | MS067 | 165 |  | Medical Specialties Australasia Pty Ltd | POWERWAND | Single Lumen, Percutaneous Catheter, Power Injectable | 3Fr - 5Fr 6cm - 10cm | 283998 | August 2017 |  | New Listing
10 - Vascular | 10.09 - Long Term Vascular Access Devices | 10.09.01 - Percutaneous Catheters, Single Lumen |  | pi (power injection) | TX036 | 165 |  | Teleflex Medical Australia | Arrow single lumen pressure injectable peripherally inserted central catheter (PICC) sets | Single lumen pressure injectable peripherally inserted central catheter (PICC) sets | 3, 4, Fr single lumen Pressure Injectable PICCs various Pressure Injection rates, various lengths. | 148784, 278735 | August 2015 |  | Transferred from YO011
10 - Vascular | 10.09 - Long Term Vascular Access Devices | 10.09.01 - Percutaneous Catheters, Single Lumen |  | pi (power injection) | WC279 | 165 |  | WILLIAM A COOK AUSTRALIA PTY LTD | Turbo-Ject Peripherally Inserted Central Catheter Set ( Single Lumen) | 3/4/5/6 Fr Single Lumen Polyurethane PICC with Micropuncture Peel-Away Sheath Introducer and Echogenic needle | 3, 4, 5, 6 French, 40 and 60 cm catheter length, single lumen catheter | 161615, 161616 | February 2015 |  | Changed Benefit.
10 - Vascular | 10.09 - Long Term Vascular Access Devices | 10.09.02 - Percutaneous Catheters, Multiple Lumen |  |  | BA130 | 119 |  | Bard Australia Pty Ltd | Groshong Peripherally Inserted Central Catheter | Closed-Ended PICC, Multiple Lumen | 3Fr - 5Fr | 42589 | August 2012 |  | Changed Product Group, Product Sub Group, Benefit.
10 - Vascular | 10.09 - Long Term Vascular Access Devices | 10.09.02 - Percutaneous Catheters, Multiple Lumen |  |  | TX028 | 119 |  | Teleflex Medical Australia | Arrow Peripherally Inserted Central Catheterisation Sets | Range of Polyurethane double lumen peripherally inserted central catheters with or without stylet | 4 and 5 Fr, range of lengths | 148782, 148784 | August 2015 |  | Transferred from YO003
10 - Vascular | 10.09 - Long Term Vascular Access Devices | 10.09.02 - Percutaneous Catheters, Multiple Lumen |  |  | WC112 | 119 |  | WILLIAM A COOK AUSTRALIA PTY LTD | Cook Central Venous Catheterisation Kit | Double or triple lumen peripherally inserted catheter set, which may include catheter, standard or micropuncture introducer set | 3 - 8 Fr 40 - 80cm | 155590 | August 2012 |  | Changed Product Group, Product Sub Group, Benefit.
10 - Vascular | 10.09 - Long Term Vascular Access Devices | 10.09.02 - Percutaneous Catheters, Multiple Lumen |  |  | WC114 | 119 |  | WILLIAM A COOK AUSTRALIA PTY LTD | Cook Central Venous Catheterisation Kit | Double lumen peripherally inserted catheter set, includes catheter, needle, J-wire, MPIS wire and introducer | Fr 6, 7 and Length 58 and 60cm | 155590 | August 2012 |  | Changed Product Group, Product Sub Group, Benefit.
10 - Vascular | 10.09 - Long Term Vascular Access Devices | 10.09.02 - Percutaneous Catheters, Multiple Lumen |  |  | WC203 | 119 |  | WILLIAM A COOK AUSTRALIA PTY LTD | Cook Central Venous Catherisation Kits | Turbo-Flo Peripherally Inserted Central Venous Catheter Set, Dual Lumen Polyurethane with Peel-Away Sheath Introducer and Wire Guide | 5Fr - 60cm | 155588 | August 2012 |  | Changed Product Group, Product Sub Group, Benefit.
10 - Vascular | 10.09 - Long Term Vascular Access Devices | 10.09.02 - Percutaneous Catheters, Multiple Lumen |  |  | WC205 | 119 |  | WILLIAM A COOK AUSTRALIA PTY LTD | Cook Central Venous Catheterisation Kits | Turbo-Flo Over-The Wire Peripherally Inserted Central Venous Catheter Set, Dual Lumen Polyurethane with Micropuncture Peel-Away Sheath Introducer and Wire Guide | 5Fr - 60cm | 155588, 159191 | August 2012 |  | Changed Product Group, Product Sub Group, Benefit.
10 - Vascular | 10.09 - Long Term Vascular Access Devices | 10.09.02 - Percutaneous Catheters, Multiple Lumen |  | cu | BA051 | 361 |  | Bard Australia Pty Ltd | Hickman/Leonard Catheters | Open-Ended CVC, Multiple Lumen | 7Fr - 12.5Fr | 145468, 145469 | February 2013 |  | Changed Product Name, Description, Size.
10 - Vascular | 10.09 - Long Term Vascular Access Devices | 10.09.02 - Percutaneous Catheters, Multiple Lumen |  | cu | BA126 | 361 |  | Bard Australia Pty Ltd | Groshong Central Venous Catheter | Closed-Ended CVC, Multiple Lumen | 5.5Fr - 9.5 Fr | 42589 | August 2012 |  | Changed Product Group, Product Sub Group, Benefit.
10 - Vascular | 10.09 - Long Term Vascular Access Devices | 10.09.02 - Percutaneous Catheters, Multiple Lumen |  | cu | BA209 | 361 |  | Bard Australia Pty Ltd | HemoStar Long Term Haemodialysis Catheter | Dialysis Catheter, Multiple Lumen | 14.5Fr - 16Fr | 170529 | August 2012 |  | Changed Product Group, Product Sub Group, Benefit.
10 - Vascular | 10.09 - Long Term Vascular Access Devices | 10.09.02 - Percutaneous Catheters, Multiple Lumen |  | cu | MS009 | 361 |  | Medical Specialties Australasia Pty Ltd | Catheterisation kits(Horizon Medical) | Central Venous Catheter - right atrial catheter, silicone | 2.7 -14F | 154625 | August 2012 |  | Changed Product Group, Product Sub Group, Benefit.
10 - Vascular | 10.09 - Long Term Vascular Access Devices | 10.09.02 - Percutaneous Catheters, Multiple Lumen |  | cu | WC119 | 361 |  | WILLIAM A COOK AUSTRALIA PTY LTD | Cook Central Venous Long Term Catheter Set | Cook TPN double lumen catheter set | Fr 7, length 65cm, Fr 9 length 90cm, Fr 12, 90, special | 155591 | August 2012 |  | Changed Product Group, Product Sub Group, Suffix, Benefit.
10 - Vascular | 10.09 - Long Term Vascular Access Devices | 10.09.02 - Percutaneous Catheters, Multiple Lumen |  | cu | WC122 | 361 |  | WILLIAM A COOK AUSTRALIA PTY LTD | Cook Central Venous Long Term Catheter | Cook TPN triple lumen catheter set | Fr 8, length 90cm | 155591 | February 2013 |  | Changed Product Group, Suffix, Benefit.
10 - Vascular | 10.09 - Long Term Vascular Access Devices | 10.09.02 - Percutaneous Catheters, Multiple Lumen |  | pi | BA213 | 225 |  | Bard Australia Pty Ltd | Peripherally Inserted Central Catheter | Valved, Power Injectable PICC, Multiple Lumen | 4Fr-6Fr | 191603 | August 2012 |  | Changed Description, Product Group, Benefit.
10 - Vascular | 10.09 - Long Term Vascular Access Devices | 10.09.02 - Percutaneous Catheters, Multiple Lumen |  | pi | TX040 | 225 |  | Teleflex Medical Australia | Arrow Pressure Injectable Triple-Lumen PICC. | Pressure injectable triple lumen PICC (Peripherally Inserted Central Catheter) Set | 6Fg x 50cm, triple lumen | 180279 | August 2015 |  | Transferred from YO015
10 - Vascular | 10.09 - Long Term Vascular Access Devices | 10.09.02 - Percutaneous Catheters, Multiple Lumen |  | pi (power injection) | ER135 | 225 |  | Emergo Asia Pacific Pty Ltd | Dual Lumen Peripherally Inserted Central Catheter | Power injectable with Pressure Accivated Safety Valve (PASV) technology | 5F x55cm, 6F x 55cm | 175080, 178780, 179150, 203831 | August 2013 |  | New Listing
10 - Vascular | 10.09 - Long Term Vascular Access Devices | 10.09.02 - Percutaneous Catheters, Multiple Lumen |  | pi (power injection) | ER136 | 225 |  | Emergo Asia Pacific Pty Ltd | Triple Lumen Peripherally Inserted Central Catheter | Power injectable with Pressure Activated Safety Valve (PASV) technology | 6F x 55cm | 175080, 178780, 179150, 202561, 203830, 203831 | August 2013 |  | New Listing
10 - Vascular | 10.09 - Long Term Vascular Access Devices | 10.09.02 - Percutaneous Catheters, Multiple Lumen |  | A (Anti-infective Agent Coating) | TX031 | 150 |  | Teleflex Medical Australia | ARROWg+ard Four & Five Lumen Central Venous Catheters | A polyurethane central catheter with Blue FlexTip (of various lengths, sizes and lumen configurations) with antimicrobial impregnation (chlorhexidine and silver sulphadiazine) on the external surface of the polyurethane catheter material | CS-22854E - 8.5 Fr x 16cm, Quad Lumen CS-25854E - 8.5Fr x 20cm, Quad Lumen CS-22855 - 8.5 x 16cm, Five Lumen CS-25855 - 8.5Fr x 20cm, Five Lumen | 156637 | August 2015 |  | Transferred from YO006
10 - Vascular | 10.09 - Long Term Vascular Access Devices | 10.09.02 - Percutaneous Catheters, Multiple Lumen |  | A (Anti-infective Agent Coating) | TX032 | 150 |  | Teleflex Medical Australia | ARROWg+ard Blue Double & Triple Lumen Central Venous Catheters | A polyurethane central venous catheter with Blue FlexTip (of various lengths, sizes and lumen configurations) with antimicrobial impregnation (chlorhexidine and silver sulphadiazine) on the external surface of the polyurethane catheter material | CS-24402 - 4Fr x 13cm, Dual Lumen CS-22502 -5Fr x 5cm, Dual Lumen CS-25402 - 4Fr x 8cm, Dual Lumen CS-25502 - 5Fr x 12cm, Dual Lumen CS-22702E - 7Fr x 16cm, Double Lumen CS-26702 - 7Fr x 20cm, Double Lumen CS-27702E - 7Fr x 20cm, Double Lumen CS-25553 - 5.5Fr x 8cm, Triple Lumen CS-22703E - 7Fr x 16cm, Triple Lumen CS-26553 -5.5Fr x 13cm, Triple Lumen CS-24703E - 7Fr x 30cm, Triple Lumen CS-25703E - 7Fr x 20cm, Triple Lumen | 156637 | August 2015 |  | Transferred from YO007
10 - Vascular | 10.09 - Long Term Vascular Access Devices | 10.09.02 - Percutaneous Catheters, Multiple Lumen |  | A (Anti-infective Agent Coating) | TX033 | 150 |  | Teleflex Medical Australia | ARROWg+ard Blue Plus QUAD Lumen Central Venous Catheters | Central Venous Catheters (of various lengths, sizes and lumen configurations with antimicrobial impregnation on: 1. The external indwelling surface of catheter material (chorhexidine and silver sulphadiazine) 2. The entire internal fluid pathway including catheter, extension-lines and hubs (chlorhexidine acetate) | CS-42854E - 8.5Fr x 16cm, Quad Lumen CS-45854E - 8.5Fr x 20cm, Quad Lumen | 157350 | August 2015 |  | Transferred from YO008
10 - Vascular | 10.09 - Long Term Vascular Access Devices | 10.09.02 - Percutaneous Catheters, Multiple Lumen |  | A (Anti-infective Agent Coating) | TX034 | 150 |  | Teleflex Medical Australia | ARROWg+ard Blue Plus Double & Triple Lumen Central Venous Catheters | Double & Triple Lumen Central Venous Catheters (of various lengths sizes and lumen configurations) with antimicrobial impregnation on: 1. The external indwelling surface of catheter material (chlorhexidine and silver sulphadiazine) 2. The entire internal fluid pathway including catheter, extension-lines and hubs (chlorhexidine acetate) | CS-45802E - 8 Fr x 20cm, Dual Lumen CS-46702E - 7Fr x 20cm, Dual Lumen CS-47702E - 7Fr x 20cm, Dual Lumen CS-42703E - 7Fr x 16cm, Triple Lumen CS-45703E - 7Fr x 20cm, Triple Lumen | 157350 | August 2015 |  | Transferred from YO009
10 - Vascular | 10.09 - Long Term Vascular Access Devices | 10.09.02 - Percutaneous Catheters, Multiple Lumen |  | A (Anti-infective Agent Coating) | WC230 | 150 |  | WILLIAM A COOK AUSTRALIA PTY LTD | Cook Spectrum CVC Catheter 3 Lumen with antibiotic impregnation | Triple lumen CVC line with antibiotic impregnation | 5Fr, 7Fr, 9Fr | 161300, 234273 | August 2015 |  | Changed Product Sub Group, Suffix.
10 - Vascular | 10.09 - Long Term Vascular Access Devices | 10.09.02 - Percutaneous Catheters, Multiple Lumen |  | A (Anti-infective Agent Coating) | WC231 | 150 |  | WILLIAM A COOK AUSTRALIA PTY LTD | Cook Spectrum 5 Lumen CVC Catheter with antibiotic impregnation | 5 lumen CVC with antibiotic impregnation | 10Fr | 234273 | August 2015 |  | Changed Product Sub Group, Suffix.
10 - Vascular | 10.09 - Long Term Vascular Access Devices | 10.09.02 - Percutaneous Catheters, Multiple Lumen |  | A (Anti-infective Agent Coating) | WC321 | 150 |  | WILLIAM A COOK AUSTRALIA PTY LTD | Cook Spectrum Central Venous Catheter with antibiotic impregnation - 2 lumen | Double lumen CVC line with antibiotic impregnation | 4 Fr, 5 Fr, 8 Fr. Catheter length 5-25cm | 161300, 234273 | February 2014 |  | New Listing
10 - Vascular | 10.09 - Long Term Vascular Access Devices | 10.09.02 - Percutaneous Catheters, Multiple Lumen |  | A (Anti-infective Agent Coating), pi (power injection) | TX043 | 225 |  | Teleflex Medical Australia | Pressure Injectable ARROWg+ard® Blue Plus Antimicrobial Multi-Lumen Central Venous Catheters | Pressure Injectable Multi Lumen Central Venous Catheters (of various lengths sizes and lumen configurations) with antimicrobial impregnation of the internal and external catheter with Chlorhexidine and Silver Sulphadiazine. | CS42703HP: 16cm x 7Fr Triple Lumen Catheter CS45703HP: 20cm x 7Fr Triple Lumen Catheter CS42854HP: 16cm x 8.5Fr Quad Lumen Catheter CS45854HP: 20cm x 8.5Fr Quad Lumen Catheter | 177098 | August 2015 |  | Transferred from YO018
10 - Vascular | 10.09 - Long Term Vascular Access Devices | 10.09.02 - Percutaneous Catheters, Multiple Lumen |  | pi (power injection) | BA183 | 225 |  | Bard Australia Pty Ltd | Peripherally Inserted Central Catheter | Power Injectable PICC, Multiple Lumen | 4Fr - 6Fr | 155226, 286034, 286035, 286036, 286037, 286038, 286039 | August 2017 |  | Changed Product Sub Group, Suffix.
10 - Vascular | 10.09 - Long Term Vascular Access Devices | 10.09.02 - Percutaneous Catheters, Multiple Lumen |  | pi (power injection) | TX035 | 225 |  | Teleflex Medical Australia | Arrow multi lumen pressure injectable peripherally inserted central catheter (PICC) sets | Arrow multi lumen pressure injectable PICC (peripherally inserted central catheter) sets | 4, 5, 6Fr multi lumen Pressure Injectable PICCs various Pressure Injection rates, various lengths. Double & triple Lumen configurations. | 148784, 180279, 278735 | August 2015 |  | Transferred from YO010
10 - Vascular | 10.09 - Long Term Vascular Access Devices | 10.09.02 - Percutaneous Catheters, Multiple Lumen |  | pi (power injection) | WC280 | 225 |  | WILLIAM A COOK AUSTRALIA PTY LTD | Turbo-Ject Peripherally Inserted Central Catheter Set (Double Lumen) | 4/5 Fr Double Lumen Polyurethane PICC with Micropuncture Peel-Away Sheath Introducer and Echogenic needle | 4 and 5 French, 60 cm Catheter length, double lumen catheter | 161615, 161616 | February 2015 |  | Changed Benefit.
10 - Vascular | 10.09 - Long Term Vascular Access Devices | 10.09.02 - Percutaneous Catheters, Multiple Lumen |  | pi (power injection) | WC297 | 225 |  | WILLIAM A COOK AUSTRALIA PTY LTD | Turbo-Ject Peripherally Inserted Central Venous Catheters Set (Triple Lumen) | Turbo-Ject Peripherally Inserted Central Venous Catheters (PICC) Sets are intended for short- or long-term use for venous pressure monitoring, blood sampling, administration of drugs (eg chemotherapy) and fluids (eg TPN), and for use with power injectors for delivery of contrast in CT studies. | 6Fr, Catheter length 60cm | 161616 | August 2015 |  | Changed Product Sub Group, Suffix, Benefit.
10 - Vascular | 10.09 - Long Term Vascular Access Devices | 10.09.03 - Percutaneous Catheters, Multiple Lumen for Haemodialysis |  |  | BA211 | 127 |  | Bard Australia Pty Ltd | Haemodialysis Catheters | Haemodialysis Catheters, multiple lumen | 11Fr - 13.5Fr | 141187 | February 2012 |  | Changed Product Group, Product Sub Group, Benefit.
10 - Vascular | 10.09 - Long Term Vascular Access Devices | 10.09.03 - Percutaneous Catheters, Multiple Lumen for Haemodialysis |  |  | KA007 | 127 |  | Medtronic Australasia Pty Ltd | Mahurkar Subclavian Catheter Kit | Chronic haemodialysis, long term vascular access for haemodialysis and apheresis. Constructed of radiopaque silicone rubber. | 36, 40cm | 129836 | February 2012 |  | Changed Product Group, Product Sub Group, Benefit.
10 - Vascular | 10.09 - Long Term Vascular Access Devices | 10.09.03 - Percutaneous Catheters, Multiple Lumen for Haemodialysis |  |  | KA014 | 127 |  | Medtronic Australasia Pty Ltd | Mahurkar Maxid Catheters | Catheters constructed of radiopaque polyurethans, high kink resistant. The arterial lumen is shorter than the venous lumen at the catheter's distal end in order to reduce recirculation during haemodialysis | Size, 38, 43, 48, 53cm | 148909 | February 2012 |  | Changed Product Group, Product Sub Group, Benefit.
10 - Vascular | 10.09 - Long Term Vascular Access Devices | 10.09.03 - Percutaneous Catheters, Multiple Lumen for Haemodialysis |  | cu | KA011 | 330 |  | Medtronic Australasia Pty Ltd | Permcath Dual Lumen Catheter | Chronic Haemodialysis, long term vascular access for haemodialysis and aphaeresis. Constructed of radiopaque silicone rubber. | 36cm, 40cm | 151056 | February 2012 |  | Changed Product Group, Product Sub Group, Benefit.
10 - Vascular | 10.09 - Long Term Vascular Access Devices | 10.09.03 - Percutaneous Catheters, Multiple Lumen for Haemodialysis |  | cu | KA013 | 330 |  | Medtronic Australasia Pty Ltd | Permcath Dual Lumen Catheter | Chronic haemodialysis, long term vascular access for haemodialysis and aphaeresis. Constructed of radiopaque silicone rubber. | 28, 36, 40cm | 151056 | February 2012 |  | Changed Product Group, Product Sub Group, Benefit.
10 - Vascular | 10.09 - Long Term Vascular Access Devices | 10.09.03 - Percutaneous Catheters, Multiple Lumen for Haemodialysis |  | cu | TK005 | 330 |  | Tekmed Pty Ltd | Medcomp Long Term Catheter sets for Haemodialysis | ASH, TESIO-BioFlex with cuff | 10, 14 French 24,28,32 & 36cm lengths | 145174 | February 2012 |  | Changed Product Group, Product Sub Group, Benefit.
10 - Vascular | 10.09 - Long Term Vascular Access Devices | 10.09.03 - Percutaneous Catheters, Multiple Lumen for Haemodialysis |  | cu | TK006 | 330 |  | Tekmed Pty Ltd | Medcomp Long Term Catheter sets for Haemodialysis | HemoFlow HFS-Carbothane with cuff | 14.5 French 24,28,32 & 36cm lengths | 145174 | February 2012 |  | Changed Product Group, Product Sub Group, Benefit.
10 - Vascular | 10.09 - Long Term Vascular Access Devices | 10.09.03 - Percutaneous Catheters, Multiple Lumen for Haemodialysis |  | cu | TX037 | 330 |  | Teleflex Medical Australia | Arrow Cannon II Plus Chronic Haemodialysis Catheter Set | Dual Lumen, Retrograde Tunneled, Cuffed, Tip First, Chronic Haemodialysis Catheter Set | 15Fg x 24 - 55cm | 122247 | August 2015 |  | Transferred from YO012
10 - Vascular | 10.09 - Long Term Vascular Access Devices | 10.09.03 - Percutaneous Catheters, Multiple Lumen for Haemodialysis |  | pi | BA215 | 368 |  | Bard Australia Pty Ltd | Haemodialysis Catheter | Power Injectable, Triple Lumen Haemodialysis Catheter | 13Fr | 141187 | February 2012 |  | New Listing
10 - Vascular | 10.09 - Long Term Vascular Access Devices | 10.09.03 - Percutaneous Catheters, Multiple Lumen for Haemodialysis |  |  | BX338 | 127 |  | Baxter Healthcare Pty Ltd | GamCath High Flow Catheter Kit | GamCath High Flow Catheter is a polyurethane, kidney elliptical multi lumen, staggered tipped catheter kit, which ensures flows up to 430ml/min | 11.5fr and 13fr guage. Available in 150mm, 175mm, 200mm and 250mm length and straight and curved configuration. | 120507 | August 2016 |  | Transferred from GA002
10 - Vascular | 10.09 - Long Term Vascular Access Devices | 10.09.03 - Percutaneous Catheters, Multiple Lumen for Haemodialysis |  |  | KA012 | 127 |  | Medtronic Australasia Pty Ltd | Mahurkar Subclavian Catheter Kit | Acute haemodialysus, short term vascular access. Catheters constructed of radiopaque polyurethane. Tips are made of polyvinyl chloride and are more radiopaque than the rest of the catheter. | 10 Fr-12Fr, 13cm-30 cm, Straight/Curved/PreCurved Exten. | 178965, 180135 | August 2017 |  | Changed Size, Product Sub Group.
10 - Vascular | 10.09 - Long Term Vascular Access Devices | 10.09.03 - Percutaneous Catheters, Multiple Lumen for Haemodialysis |  |  | KA019 | 127 |  | Medtronic Australasia Pty Ltd | Mahurkar Triple Lumen Catheter | Mahurkar Triple Lumen Catheter Curved/Straight/Pre-Curved Extension Kit | 12Fr, 12.5 Fr; 13cm-30cm | 180135 | August 2017 |  | Changed Product Name, Description, Size, Product Sub Group.
10 - Vascular | 10.09 - Long Term Vascular Access Devices | 10.09.03 - Percutaneous Catheters, Multiple Lumen for Haemodialysis |  |  | KA020 | 127 |  | Medtronic Australasia Pty Ltd | Mahurkar 13.5Fr Q-Plus Dual Lumen Catheter | Mahurkar 13.5Fr Q-Plus Dual Lumen Catheter Kit | 13.5 Fr, 13cm-30cm, Straight/Curved/PreCurved Exten. | 100496, 180135 | August 2017 |  | Changed Description, Size, Product Sub Group.
10 - Vascular | 10.09 - Long Term Vascular Access Devices | 10.09.03 - Percutaneous Catheters, Multiple Lumen for Haemodialysis |  |  | MI229 | 127 |  | Medtronic Australasia Pty Ltd | Mahurkar Elite Triple Lumen Catheter Kit | Triple Lumen Catheter Straight/Curved/Pre-Curved Exten. | 12Fr, 12.5Fr; 13-30 cm | 180135 | August 2017 |  | New Listing
10 - Vascular | 10.09 - Long Term Vascular Access Devices | 10.09.03 - Percutaneous Catheters, Multiple Lumen for Haemodialysis |  |  | MI241 | 127 |  | Medtronic Australasia Pty Ltd | Mahurkar Elite Subclavian Dual Lumen Catheter Kit | Acute haemodialysus, short term vascular access. Catheters constructed of radiopaque polyurethane. Tips are made of polyvinyl chloride and are more radiopaque than the rest of the catheter. | 10 Fr-12Fr, 13cm-30 cm, Straight/Curved/PreCurved Exten. | 180135 | August 2017 |  | New Listing
10 - Vascular | 10.09 - Long Term Vascular Access Devices | 10.09.03 - Percutaneous Catheters, Multiple Lumen for Haemodialysis |  |  | MI242 | 127 |  | Medtronic Australasia Pty Ltd | Mahurkar Elite High Flow Dual Lumen Catheter Kit | Mahurkar Elite High Flow Dual Lumen Catheter Kit | 13.5 Fr, 13cm-30cm, Straight/Curved/PreCurved Exten. | 180135 | August 2017 |  | New Listing
10 - Vascular | 10.09 - Long Term Vascular Access Devices | 10.09.03 - Percutaneous Catheters, Multiple Lumen for Haemodialysis |  |  | WC333 | 127 |  | WILLIAM A COOK AUSTRALIA PTY LTD | Turbo-Flo HD Catheter | Haemodialysis catheter, double lumen. | 12 French with a length of 15, 20, or 25 cm | 269772 | February 2016 |  | New Listing
10 - Vascular | 10.09 - Long Term Vascular Access Devices | 10.09.03 - Percutaneous Catheters, Multiple Lumen for Haemodialysis |  | A (Anti-infective Agent Coating) | BX339 | 158 |  | Baxter Healthcare Pty Ltd | GamCath Dolphin Protect HighFlow Haemodialysis Catheter Kit | Haemodialysis catheter with a modified anti-thrombogenic surface (polymer system of polydimethysilxane blocks) and a non-release anti-microbial coating (Bismith copolymer film) on internal and external surfaces of catheter. | 109585 - 13Fr x 15cm double lumen: 109584 - 13FRx 20cm double lumen, 109705 - 13Fr x 25cm double lumen; 109706 - 13Fr x 15cm curved double lumen; 109707 - 13Fr x 20cm curved double lumen. | 120507 | August 2016 |  | Transferred from GA001
10 - Vascular | 10.09 - Long Term Vascular Access Devices | 10.09.03 - Percutaneous Catheters, Multiple Lumen for Haemodialysis |  | A (Anti-infective Agent Coating) | TX029 | 158 |  | Teleflex Medical Australia | ARROWg+ard Blue Haemodialysis Catheters | Haemodialysis Catheters (of various lengths, sizes and lumen configurations) with antimicrobial impregnation (chlorhexidine and silver sulphadiazine) on the external surface of the polyurethane catheter material. | CS-22122 - 12Fr 16cm, Dual Lumen CS-22123 – 12Fr 16cm, Triple Lumen CS-25122 – 12Fr x 20cm, Dual Lumen CS-22142CF – 14Fr x 15cm, Dual Lumen, Curved, Firm CS-22142F – 14Fr x 15cm, Dual Lumen Firm CS-25122 – 12Fr x 20cm, Double Lumen CS-25123 – 12Fr x 20cm, Triple Lumen CS- 25142CF – 14Fr x 20cm, Double Lumen, Curve, Firm CS-25142F – 14Fr x 20cm, Double Lumen, Firm CS-26142F – 14Fr x 25cm, Double Lumen, Firm CU-22122 – 12Fr x 16cm, Double Lumen, Curved CU-23122 – 12Fr x 13cm, Double Lumen, Curved CU-25122 – 12Fr x 20cm, Double Lumen, Curved, Dueal Lumen CS-22142CF - 14Fr x 15cm, Dual Lumen, Curved, Firm CS-22142F - 14Fr x 15cm, Dual Lumen Firm CS-25122 - 12Fr x 20cm | 158708 | August 2015 |  | Transferred from YO004
10 - Vascular | 10.09 - Long Term Vascular Access Devices | 10.09.03 - Percutaneous Catheters, Multiple Lumen for Haemodialysis |  | cu (cuffed) | BA140 | 330 |  | Bard Australia Pty Ltd | Haemodialysis Catheters | Dialysis Catheter, Multiple Lumen | 12.5Fr - 16FR | 107195, 117986, 145482, 156250, 170529, 277925 | February 2017 |  | Changed Product Sub Group, Suffix.
10 - Vascular | 10.09 - Long Term Vascular Access Devices | 10.09.03 - Percutaneous Catheters, Multiple Lumen for Haemodialysis |  | cu (cuffed) | KA018 | 330 |  | Medtronic Australasia Pty Ltd | Palindrome | Haemodialysis catheter | 14.5Fr, 15 Fr, 16Fr; 19, 23, 28, 33, 55cm Insertion Lengths, with 36, 40, 45, 50, 72cm Overall length, with side slots, symmetric tip | 148910, 184449 | August 2017 |  | Changed Size, Product Sub Group, Suffix.
10 - Vascular | 10.09 - Long Term Vascular Access Devices | 10.09.03 - Percutaneous Catheters, Multiple Lumen for Haemodialysis |  | cu (cuffed) | MI238 | 330 |  | Medtronic Australasia Pty Ltd | Palindrome Precision | Haemodialysis catheter | 14 Fr-16 Fr. 19-55cm (implant length) with 19-72cm overall length with side slots, symmetric tip | 270192, 270194 | August 2017 |  | New Listing
10 - Vascular | 10.09 - Long Term Vascular Access Devices | 10.09.03 - Percutaneous Catheters, Multiple Lumen for Haemodialysis |  | cu (cuffed) | TX054 | 330 |  | Teleflex Medical Australia | Arrow-Clark(TM) VectorFlow(TM) Chronic Haemodialysis Catheter | The Arrow-Clark VectorFlow Catheter is indicated for use in attaining long-term vascular access for hemodialysis and apheresis. | 15Fr x 19cm, 15Fr x 23cm, 15Fr x 27cm, 15Fr x 31cm, 15Fr x 42cm, 15Fr x 55cm, | 289583, 289730 | August 2017 |  | New Listing
10 - Vascular | 10.09 - Long Term Vascular Access Devices | 10.09.04 - Infuser Ports, Single Chamber |  |  | BA057 | 500 |  | Bard Australia Pty Ltd | Groshong Subcutaneous Ports | Titanium or MRI Implatable Port, Closed-Ended Catheter, Single Chamber | 7Fr - 8 Fr | 156248, 157391, 157393, 157396, 157399 | February 2012 |  | Changed Product Group, Product Sub Group, Benefit.
10 - Vascular | 10.09 - Long Term Vascular Access Devices | 10.09.04 - Infuser Ports, Single Chamber |  |  | BA221 | 500 |  | Bard Australia Pty Ltd | Implanted infusion Port | Titanium or MRI Implanted Port, Open-Ended Catheter, Single Chamber | 6Fr - 9.6Fr | 156249, 157392, 157394, 157395, 157397, 157398, 157400, 157401, 157402, 157403 | February 2013 |  | Compressed from BA056, BA060
10 - Vascular | 10.09 - Long Term Vascular Access Devices | 10.09.04 - Infuser Ports, Single Chamber |  |  | BB170 | 500 |  | B Braun Australia Pty Ltd | Celsite Access Port for pain relief | Composition - polysulphone. Kit includes tunnelling rod, filter, connectors, needles, syringe, tuohy needle | Diameter of septum:11.7mm. Height: 11.5mm. Dimension: 25.8 x 37.8mm | 133738 | February 2012 |  | Changed Product Group, Product Sub Group, Benefit.
10 - Vascular | 10.09 - Long Term Vascular Access Devices | 10.09.04 - Infuser Ports, Single Chamber |  |  | WC093 | 500 |  | WILLIAM A COOK AUSTRALIA PTY LTD | Cook Implantable Injection/Infusion Ports | Petite or Standard, single or multiple chamber Polysulfone Port which may include micropuncture or standard introducer set | 3 - 12 Fr pre-attached or detached catheter or valve system | 145710 | February 2012 |  | Changed Product Group, Product Sub Group, Benefit.
10 - Vascular | 10.09 - Long Term Vascular Access Devices | 10.09.04 - Infuser Ports, Single Chamber |  |  | WC115 | 500 |  | WILLIAM A COOK AUSTRALIA PTY LTD | Cook Implantable Injection/Infusion Port | Mini, single or multiple chamber titanium Port which may include micropuncture introducer set | 3 - 12 Fr pre-attached or detached catheter or valve system | 142612 | February 2012 |  | Changed Product Group, Product Sub Group, Benefit.
10 - Vascular | 10.09 - Long Term Vascular Access Devices | 10.09.04 - Infuser Ports, Single Chamber |  |  | WC299 | 500 |  | WILLIAM A COOK AUSTRALIA PTY LTD | Vital-Port | Mini, petite or standard, single chamber Titanium port which may include micropuncture or standard introducer set | 5-6.5Fr pre-attached catheter or valve system | 142612 | August 2012 |  | Expanded from WC094
10 - Vascular | 10.09 - Long Term Vascular Access Devices | 10.09.04 - Infuser Ports, Single Chamber |  | pi | BA181 | 630 |  | Bard Australia Pty Ltd | PowerPort | Titanium or MRI implantable port, Open-ended Catheter, Single Chamber | 6Fr - 8Fr | 149028, 170347 | February 2012 |  | Changed Description, Size, Product Group, Product Sub Group, Benefit.
10 - Vascular | 10.09 - Long Term Vascular Access Devices | 10.09.04 - Infuser Ports, Single Chamber |  | pi | BA208 | 630 |  | Bard Australia Pty Ltd | PowerPort with Groshong Catheter | Titanium or MRI implantable Port, Closed-Ended Catheter, Single Chamber | 8Fr | 170345, 170346 | February 2012 |  | Changed Product Group, Product Sub Group, Benefit.
10 - Vascular | 10.09 - Long Term Vascular Access Devices | 10.09.04 - Infuser Ports, Single Chamber |  | pi | MS014 | 630 |  | Medical Specialties Australasia Pty Ltd | Injection/Infusion Ports Sterile | Plastic/titanium, single lumen | 5-15F | 155880, 155910, 168907, 169838 | February 2012 |  | Changed Product Group, Product Sub Group, Suffix, Benefit.
10 - Vascular | 10.09 - Long Term Vascular Access Devices | 10.09.04 - Infuser Ports, Single Chamber |  | pi | MS016 | 630 |  | Medical Specialties Australasia Pty Ltd | Injection/Infusion Ports Sterile | Plastic/titanium, paediatric | 5, 6, 7,8, 9.6F | 155880, 155910, 168907, 169838 | February 2012 |  | Changed Product Group, Product Sub Group, Suffix, Benefit.
10 - Vascular | 10.09 - Long Term Vascular Access Devices | 10.09.04 - Infuser Ports, Single Chamber |  | pi | WC300 | 630 |  | WILLIAM A COOK AUSTRALIA PTY LTD | Vital-Port | Standard, power-injectable single chamber titanium Port which may include micropuncture or standard introducer set | 7.5-9.5Fr pre-attached or detached catheter or valve system | 161948 | August 2012 |  | Expanded from WC094
10 - Vascular | 10.09 - Long Term Vascular Access Devices | 10.09.04 - Infuser Ports, Single Chamber |  | pi (power injection) | BB366 | 630 |  | B Braun Australia Pty Ltd | Celsite Safety Venous Access Port | Celsite Safety is a venous access port that is implanted and is intended to be used for any condition that requires mid to long-term intermittent or continuous central venous infusions. | Standard: 33 x 26mm x 13.7mm: Septum 13.0mm Small: 29 x 22mm x 11.3mm: Septum 10.8mm | 285508, 286710 | August 2017 |  | New Listing
10 - Vascular | 10.09 - Long Term Vascular Access Devices | 10.09.04 - Infuser Ports, Single Chamber |  | pi (power injection) | FK007 | 630 |  | Fresenius Kabi Australia Pty Ltd | Ambix Intraport CP Powerflow & Ambix Intraport T Powerflow | Ambix Intraport® systems are completely implantable catheter systems. They consist of a casing, a medicine compartment with a silicone membrane and a catheter which can be connected to the port casing. | Port: 8086012 Ambix Intraport CP Powerflow Material: PEEK casing with aluminium oxide ceramic medicine compartment Diameter of port base: 30mm Port Weight: 7.8/7.6g Port filling volume: 0.21/0.25ml Port: 8086442 Material: Titanium Diameter of port: 30mm Port Height: 13.8mm Port weight: 12.6g Port filling volume: 0.56ml | 222676, 222677, 34530 | February 2015 |  | New Listing
10 - Vascular | 10.09 - Long Term Vascular Access Devices | 10.09.05 - Infuser Ports, Multiple Chamber |  |  | BA059 | 786 |  | Bard Australia Pty Ltd | Dual Lumen Subcutaneous Ports | Silicone, Polyurethane or ChronoFlex Open-ended Catheter | 7 - 10 French Catheter | 156247, 157389, 157390 | February 2012 |  | Changed Product Group, Product Sub Group, Benefit.
10 - Vascular | 10.09 - Long Term Vascular Access Devices | 10.09.05 - Infuser Ports, Multiple Chamber |  |  | MS015 | 786 |  | Medical Specialties Australasia Pty Ltd | Injection/Infusion Ports Sterile | Plastic/titanium, dual lumen | 10, 10.5, 12F | 155909 | February 2012 |  | Changed Product Group, Product Sub Group, Benefit.
10 - Vascular | 10.09 - Long Term Vascular Access Devices | 10.09.05 - Infuser Ports, Multiple Chamber |  |  | WC164 | 786 |  | WILLIAM A COOK AUSTRALIA PTY LTD | Cook Implantable Injection/Infusion Ports | Dual or Multiple Chamber Titanium Port which may include micropuncture or standard introducer set | 3 - 12 Fr pre-attached or detached catheter or valve system | 142851 | February 2012 |  | Changed Product Group, Product Sub Group, Benefit.
10 - Vascular | 10.10 - Peritoneal Dialysis, Long Term Implantable Catheters | 10.10.01 - Peritoneal Dialysis, Long Term Implantable Catheters |  | cu | KA001 | 175 |  | Medtronic Australasia Pty Ltd | Tenckhoff Peritoneal Dialysis Catheter | Adult 2 cuff, Adult 1 cuff, Adult 0 Cuff | 42cm to 47cm length. All Peritoneal Catheters excluding the Swan Neck Fast Flow Catheter, have an internal diameter of 2.67mm and an external diameter of 4.95 mm. | 132378 | February 2012 |  | Changed Product Group, Suffix, Benefit.
10 - Vascular | 10.10 - Peritoneal Dialysis, Long Term Implantable Catheters | 10.10.01 - Peritoneal Dialysis, Long Term Implantable Catheters |  | cu | KA002 | 175 |  | Medtronic Australasia Pty Ltd | Tenckhoff Peritoneal Dialysis Catheter | Paediatric 2 cuff, Paediatric 1 cuff, Neonatal 1 cuff | 31cm to 37 cm length. All Peritoneal Catheters excluding the Swan Neck Fast Flow Catheter, have an internal diameter of 2.67mm and an external diameter of 4.95 mm. | 132378 | February 2012 |  | Changed Product Group, Suffix, Benefit.
10 - Vascular | 10.10 - Peritoneal Dialysis, Long Term Implantable Catheters | 10.10.01 - Peritoneal Dialysis, Long Term Implantable Catheters |  | cu | KA003 | 175 |  | Medtronic Australasia Pty Ltd | Fast Flow Peritoneal Dialysis Catheter | Swan Neck, 2 cuff | Int.diam: 3.2mm; ext diam 5.49mm.All Peritoneal Catheters excluding the Swan Neck Fast Flow Catheter, have an internal diameter of 2.67mm and an external diameter of 4.95 mm. | 132378 | February 2012 |  | Changed Product Group, Suffix, Benefit.
10 - Vascular | 10.10 - Peritoneal Dialysis, Long Term Implantable Catheters | 10.10.01 - Peritoneal Dialysis, Long Term Implantable Catheters |  | cu | KA004 | 175 |  | Medtronic Australasia Pty Ltd | Swan Neck Curl Peritoneal Dialysis Catheter | Adult 2 cuff, left | 62 cm length. All Peritoneal Catheters excluding the Swan Neck Fast Flow Catheter, have an internal diameter of 2.67mm and an external diameter of 4.95 mm. | 132379 | February 2012 |  | Changed Product Group, Suffix, Benefit.
10 - Vascular | 10.10 - Peritoneal Dialysis, Long Term Implantable Catheters | 10.10.01 - Peritoneal Dialysis, Long Term Implantable Catheters |  | cu | KA005 | 175 |  | Medtronic Australasia Pty Ltd | Swan Neck or Swan neck Tenckhoff Peritoneal Dialysis Catheter | Adult-left, Adult-right, Adult, 2 cuff-left, Adult, 2 cuff-right | 20 to 25cm external segment or 43cm length. All Peritoneal Catheters excluding the Swan Neck Fast Flow Catheter, have an internal diameter of 2.67mm and an external diameter of 4.95 mm. | 132378 | February 2012 |  | Changed Product Group, Suffix, Benefit.
10 - Vascular | 10.10 - Peritoneal Dialysis, Long Term Implantable Catheters | 10.10.01 - Peritoneal Dialysis, Long Term Implantable Catheters |  | cu | KA006 | 175 |  | Medtronic Australasia Pty Ltd | Tenckhoff Peritoneal Dialysis Catheter, Curl | Adult, 2 cuffs | 57 to 62cm length. All Peritoneal Catheters excluding the Swan Neck Fast Flow Catheter, have an internal diameter of 2.67mm and an external diameter of 4.95 mm. | 132378 | February 2012 |  | Changed Product Group, Suffix, Benefit.
11 - Hip | 11.01 - FEMORAL COMPONENTS - PRIMARY AND REVISION | 11.01.01 - Cemented | 11.01.01.01 - Unpolished |  | BB275 | 1711 |  | B Braun Australia Pty Ltd | Excia Hip System | Cemented stem cobalt chromium | 9mm-18mm | 123313 | October 2016 |  | Changed Benefit.
11 - Hip | 11.01 - FEMORAL COMPONENTS - PRIMARY AND REVISION | 11.01.01 - Cemented | 11.01.01.01 - Unpolished |  | BI047 | 1711 |  | Zimmer Biomet Pty Ltd | Echo FX Stem | Femoral Stem, Chrome Cobalt, Cemented unpolished | 7-17mm | 98097 | October 2016 |  | Changed Benefit.
11 - Hip | 11.01 - FEMORAL COMPONENTS - PRIMARY AND REVISION | 11.01.01 - Cemented | 11.01.01.01 - Unpolished |  | DD006 | 1711 |  | DJO Australasia Pty Ltd | Foundation Hip System 450, 460 | Foundation Non-porous, cemented Stem | 8, 9, 10.5, 12, 13.5, 15, and 16.5 | 161911 | October 2016 |  | Changed Benefit.
11 - Hip | 11.01 - FEMORAL COMPONENTS - PRIMARY AND REVISION | 11.01.01 - Cemented | 11.01.01.01 - Unpolished |  | DP180 | 1711 |  | Johnson & Johnson Medical Pty Ltd | Charnley Standard Femoral Stem | Stainless steel, (Ortron 90) fixed & attachable femoral heads | Sizes less than 200mm | 97395 | October 2016 |  | Changed Benefit.
11 - Hip | 11.01 - FEMORAL COMPONENTS - PRIMARY AND REVISION | 11.01.01 - Cemented | 11.01.01.01 - Unpolished |  | DP203 | 1711 |  | Johnson & Johnson Medical Pty Ltd | Elite Plus Femoral Stem | Stainless steel, Ortron 90, cemented femoral stem, unpolished | CDH, Size 1-7 and all offsets | 97395 | October 2016 |  | Changed Benefit.
11 - Hip | 11.01 - FEMORAL COMPONENTS - PRIMARY AND REVISION | 11.01.01 - Cemented | 11.01.01.01 - Unpolished |  | EX012 | 1711 |  | EXACTECH AUSTRALIA PTY LTD | Exotech Novation C femoral stem | Femoral stem cemented unpolished | 1-8 | 159572 | October 2016 |  | Changed Benefit.
11 - Hip | 11.01 - FEMORAL COMPONENTS - PRIMARY AND REVISION | 11.01.01 - Cemented | 11.01.01.01 - Unpolished |  | EX053 | 1711 |  | EXACTECH AUSTRALIA PTY LTD | Novation Cemented Plus Femoral Stem | The Exatech Novation Cemented Femoral Stems are a line addition to the AcuMatch C-Series Cemented femoral stems, as follows: The trapezoidal cross-sectional area was modified to a circulo-trapezoidal geometry. A change to the sizing range and neck length. 12/14 trunnion on neck to connect to femoral heads. | Size 10, 11, 12, 13, 14, 15, 17 | 159572 | October 2016 |  | Changed Benefit.
11 - Hip | 11.01 - FEMORAL COMPONENTS - PRIMARY AND REVISION | 11.01.01 - Cemented | 11.01.01.01 - Unpolished |  | JJ573 | 1711 |  | Johnson & Johnson Medical Pty Ltd | Summit Cemented Femoral Stem | CoCr, tapered, unpolished | Sizes 0-10, with various offsets | 98085 | October 2016 |  | Changed Benefit.
11 - Hip | 11.01 - FEMORAL COMPONENTS - PRIMARY AND REVISION | 11.01.01 - Cemented | 11.01.01.01 - Unpolished |  | MA016 | 1711 |  | Mathys Orthopaedics Pty Ltd | CCA Cemented Femoral Stem | SS, straight, not polished | 7.50mm -17.5mm | 274203 | February 2017 |  | Changed Description.
11 - Hip | 11.01 - FEMORAL COMPONENTS - PRIMARY AND REVISION | 11.01.01 - Cemented | 11.01.01.01 - Unpolished |  | SN010 | 1711 |  | Smith & Nephew Pty Ltd | Basis Femoral Component | Hip stem, Cobalt Chromium Grit Blast | Length 115 - 135mm | 262519 | October 2016 |  | Changed Benefit.
11 - Hip | 11.01 - FEMORAL COMPONENTS - PRIMARY AND REVISION | 11.01.01 - Cemented | 11.01.01.01 - Unpolished |  | SN301 | 1711 |  | Smith & Nephew Pty Ltd | Spectron and Synergy | Femoral Stem Non Porous Offset | 1- 20 | 220401 | October 2016 |  | Changed Benefit.
11 - Hip | 11.01 - FEMORAL COMPONENTS - PRIMARY AND REVISION | 11.01.01 - Cemented | 11.01.01.01 - Unpolished |  | ST576 | 1711 |  | Stryker Australia Pty Ltd | Stryker Omnifit Cemented Stem | Cemented femoral component Cobal Chrome | Stem sizes 4-11 | 128023, 12875 | October 2016 |  | Changed Benefit.
11 - Hip | 11.01 - FEMORAL COMPONENTS - PRIMARY AND REVISION | 11.01.01 - Cemented | 11.01.01.01 - Unpolished |  | ZI337 | 1711 |  | Zimmer Biomet Pty Ltd | Natural Hip System | Unpolished, straight, Femoral Stem, CoCr | 140 - 160mm | 95938 | October 2016 |  | Changed Benefit.
11 - Hip | 11.01 - FEMORAL COMPONENTS - PRIMARY AND REVISION | 11.01.01 - Cemented | 11.01.01.01 - Unpolished | Removable Neck | DD026 | 1711 |  | DJO Australasia Pty Ltd | R120 Cemented Femoral Stem | CoCr, unpolished, tapered, collared, separate neck | Size 1 to 6 | 161911 | February 2017 |  | Changed Suffix.
11 - Hip | 11.01 - FEMORAL COMPONENTS - PRIMARY AND REVISION | 11.01.01 - Cemented | 11.01.01.02 - Unpolished - precoat |  | HW031 | 1942 |  | Stryker Australia Pty Ltd | Definition PM Femoral Component | Femoral Stem - Vitallium | Stem sizes 1 - 7 | 128023 | October 2016 |  | Changed Benefit.
11 - Hip | 11.01 - FEMORAL COMPONENTS - PRIMARY AND REVISION | 11.01.01 - Cemented | 11.01.01.02 - Unpolished - precoat |  | TG014 | 1942 |  | Future Medical Pty Ltd | Furlong Hemi Range | Cemented femoral stem | XXS, XS, S, M & L | 132591 | October 2016 |  | Changed Benefit.
11 - Hip | 11.01 - FEMORAL COMPONENTS - PRIMARY AND REVISION | 11.01.01 - Cemented | 11.01.01.03 - Polished |  | BB240 | 1942 |  | B Braun Australia Pty Ltd | BiContact cemented | Cemented stem cobal chrome | 8-18 | 134536 | February 2017 |  | Changed Description.
11 - Hip | 11.01 - FEMORAL COMPONENTS - PRIMARY AND REVISION | 11.01.01 - Cemented | 11.01.01.03 - Polished |  | CR024 | 1942 |  | Corin Australia Pty Ltd | Taperfit Femoral Stem | Double taper stainless steel femoral stem | sizes 0-4 with 4 different offsets | 106747 | October 2016 |  | Changed Benefit.
11 - Hip | 11.01 - FEMORAL COMPONENTS - PRIMARY AND REVISION | 11.01.01 - Cemented | 11.01.01.03 - Polished |  | GO164 | 1942 |  | Global Orthopaedic Technology | Absolut Cemented Femoral Stem | CoCr, Polished, Double Taper, | Sizes 000 - 4, with various offsets | 248972 | February 2017 |  | Changed Product Name.
11 - Hip | 11.01 - FEMORAL COMPONENTS - PRIMARY AND REVISION | 11.01.01 - Cemented | 11.01.01.03 - Polished |  | JJ786 | 1942 |  | Johnson & Johnson Medical Pty Ltd | Corail Hip System Cemented Femoral Stem | Stainless steel cemented, polished femoral stem, standard and high offsets | Size 8 - 20 | 127055 | October 2016 |  | Changed Benefit.
11 - Hip | 11.01 - FEMORAL COMPONENTS - PRIMARY AND REVISION | 11.01.01 - Cemented | 11.01.01.03 - Polished |  | LC005 | 1942 |  | Lima Orthopaedics Australia Pty Ltd | Friendly Femoral Stem | Femoral Stem Cemented Tapered Polished FeCrNiMnMoNbN | 0, 1, 2, 3 | 210666 | October 2016 |  | Changed Benefit.
11 - Hip | 11.01 - FEMORAL COMPONENTS - PRIMARY AND REVISION | 11.01.01 - Cemented | 11.01.01.03 - Polished |  | LC026 | 1942 |  | Lima Orthopaedics Australia Pty Ltd | Lima Accent Hip System | Femoral Stem Cemented, tapered, polished | 1 -6 | 168581 | October 2016 |  | Changed Benefit.
11 - Hip | 11.01 - FEMORAL COMPONENTS - PRIMARY AND REVISION | 11.01.01 - Cemented | 11.01.01.03 - Polished |  | LI100 | 1942 |  | Amplitude Australia | E2 Cemented Stem | Cemented Femoral Stems | size 0 - 4 | 228276 | October 2016 |  | Changed Benefit.
11 - Hip | 11.01 - FEMORAL COMPONENTS - PRIMARY AND REVISION | 11.01.01 - Cemented | 11.01.01.03 - Polished |  | MA463 | 1942 |  | Mathys Orthopaedics Pty Ltd | twinSys Cemented Femoral Stem | stainless steel, highly polished, triple tapered | 8 sizes in standard and lateral version (Size 9, 10, 11, 12, 13, 14, 15, 16) | 274206 | October 2016 |  | Changed Benefit.
11 - Hip | 11.01 - FEMORAL COMPONENTS - PRIMARY AND REVISION | 11.01.01 - Cemented | 11.01.01.03 - Polished |  | MU001 | 1942 |  | Medacta Australia Pty Ltd | CONE Cemented Femoral Stem | CoCr, highly polished, triple taper | Standard sizes 1 to 8, Lateralized sizes 2 to 7 | 132458 | October 2016 |  | Changed Benefit.
11 - Hip | 11.01 - FEMORAL COMPONENTS - PRIMARY AND REVISION | 11.01.01 - Cemented | 11.01.01.03 - Polished |  | MU004 | 1942 |  | Medacta Australia Pty Ltd | Quadra Hip Cemented Femoral Stem | High nitrogen stainless steel alloy, highly polished, double taper | Std 0 to 7. Lat 1 to 7 Std short neck 0 to 7. Lat short neck 1 to 7. | 210442 | October 2016 |  | Changed Benefit.
11 - Hip | 11.01 - FEMORAL COMPONENTS - PRIMARY AND REVISION | 11.01.01 - Cemented | 11.01.01.03 - Polished |  | MU110 | 1942 |  | Medacta Australia Pty Ltd | X-Acta Femoral Stems | Stainless Steel Femoral Stems | Sizes 0 - 4 / Offsets 35.5 - 44 mm | 229510 | October 2016 |  | Changed Benefit.
11 - Hip | 11.01 - FEMORAL COMPONENTS - PRIMARY AND REVISION | 11.01.01 - Cemented | 11.01.01.03 - Polished |  | SF041 | 1942 |  | Signature Orthopaedics | Evolve ™ Cemented Stem | Polished Stem | Sizes 0-4, various offsets | 175346 | February 2017 |  | Changed Product Name.
11 - Hip | 11.01 - FEMORAL COMPONENTS - PRIMARY AND REVISION | 11.01.01 - Cemented | 11.01.01.03 - Polished | Removable Neck | BV034 | 1942 |  | MICROPORT ORTHOPEDICS PTY LIMITED | Profemur Xm Femoral Stem | Femoral Stem, CoCr, Cemented, Polished | 0, 1, 2, 3, 4 | 234445 | February 2017 |  | Changed Suffix.
11 - Hip | 11.01 - FEMORAL COMPONENTS - PRIMARY AND REVISION | 11.01.01 - Cemented | 11.01.01.03 - Polished | SCP | DP546 | 2312 |  | Johnson & Johnson Medical Pty Ltd | C- Stem & C- Stem AMT Femoral Stems | Stainless steel Ortron 90, highly polished, triple taper | Size 1-8 standard, Size 1-8 High Offset, CDH and 0A to 3A sizes | 208307, 208843 | August 2017 |  | Changed Suffix, Benefit.
11 - Hip | 11.01 - FEMORAL COMPONENTS - PRIMARY AND REVISION | 11.01.01 - Cemented | 11.01.01.03 - Polished | SCP | HW041 | 2312 |  | Stryker Australia Pty Ltd | Exeter Hip System | Stainless Steel (Orthinox) | Stem Sizes 0-6, Offsets 30, 33, 35.5, 37.5, 44, 50 & 56mm | 205392 | October 2016 |  | Changed Benefit.
11 - Hip | 11.01 - FEMORAL COMPONENTS - PRIMARY AND REVISION | 11.01.01 - Cemented | 11.01.01.03 - Polished | SCP | SN268 | 2312 |  | Smith & Nephew Pty Ltd | CPCS | Femoral Stem Polished Non Porous, Std and High Offset | 1 - 5 | 220355, 225651 | August 2017 |  | Changed Description.
11 - Hip | 11.01 - FEMORAL COMPONENTS - PRIMARY AND REVISION | 11.01.01 - Cemented | 11.01.01.03 - Polished | SCP | ZI009 | 2312 |  | Zimmer Biomet Pty Ltd | Zimmer CPT Hip Systems Femoral Stem | Co Cr (Zimaloy), polished and tapered | Sizes 1 - 5 | 208688 | October 2016 |  | Changed Benefit.
11 - Hip | 11.01 - FEMORAL COMPONENTS - PRIMARY AND REVISION | 11.01.01 - Cemented | 11.01.01.03 - Polished | SCP | ZI373 | 2312 |  | Zimmer Biomet Pty Ltd | MS-30 Hip prosthesis | Stainless steel, polished tapered | 6 to 16 | 210391 | October 2016 |  | Changed Benefit.
11 - Hip | 11.01 - FEMORAL COMPONENTS - PRIMARY AND REVISION | 11.01.02 - Cemented, Long Lengths (≥200mm) | 11.01.02.01 - Polished and Unpolished, Conventional |  | DP175 | 3284 |  | Johnson & Johnson Medical Pty Ltd | Charnley Hip Long Femoral Stem | Stainless steel Ortron 90 stem | 10"- 15" (250-375mm) | 97395 | February 2017 |  | Changed Product Name, Description, Size.
11 - Hip | 11.01 - FEMORAL COMPONENTS - PRIMARY AND REVISION | 11.01.02 - Cemented, Long Lengths (≥200mm) | 11.01.02.01 - Polished and Unpolished, Conventional |  | DP212 | 3284 |  | Johnson & Johnson Medical Pty Ltd | Elite Plus Long Femoral Stem | Stainless steel, Ortron 90, cemented femoral stem, unpolished | Sizes 3-5 (200-250mm) | 97395 | October 2016 |  | Changed Benefit.
11 - Hip | 11.01 - FEMORAL COMPONENTS - PRIMARY AND REVISION | 11.01.02 - Cemented, Long Lengths (≥200mm) | 11.01.02.01 - Polished and Unpolished, Conventional |  | HW040 | 3284 |  | Stryker Australia Pty Ltd | Exeter Hip System | Stainless Steel (Orthinox) polished long | 37.5 and 44mm offsets | 142413 | February 2017 |  | Changed Description, Size.
11 - Hip | 11.01 - FEMORAL COMPONENTS - PRIMARY AND REVISION | 11.01.02 - Cemented, Long Lengths (≥200mm) | 11.01.02.01 - Polished and Unpolished, Conventional |  | OO173 | 3284 |  | Oceania Orthopaedics | MUTARS Femoral Stem Cemented with TiN and HA Collar | MUTARS Femoral Stem Cemented with TiN and HA Collar | 11/13/15/17 120/160/200/240mm | 244313 | August 2017 |  | Changed Size.
11 - Hip | 11.01 - FEMORAL COMPONENTS - PRIMARY AND REVISION | 11.01.02 - Cemented, Long Lengths (≥200mm) | 11.01.02.01 - Polished and Unpolished, Conventional |  | SF032 | 3284 |  | Signature Orthopaedics | Adapter GHE Femoral Long Stem Cemented | CoCr, non polished, long stem | 200mm - 350mm | 175346 | October 2016 |  | Changed Benefit.
11 - Hip | 11.01 - FEMORAL COMPONENTS - PRIMARY AND REVISION | 11.01.02 - Cemented, Long Lengths (≥200mm) | 11.01.02.01 - Polished and Unpolished, Conventional |  | ST584 | 3284 |  | Stryker Australia Pty Ltd | Osteonics omnifit cemented long stem | cobalt chrome unpolished long | Stem sizes 5-11, stem length 200, 250 AND 300mm | 128023, 12875 | October 2016 |  | Changed Benefit.
11 - Hip | 11.01 - FEMORAL COMPONENTS - PRIMARY AND REVISION | 11.01.02 - Cemented, Long Lengths (≥200mm) | 11.01.02.01 - Polished and Unpolished, Conventional |  | ZI025 | 3284 |  | Zimmer Biomet Pty Ltd | Zimmer VerSys CRC Hip Systems Femoral Stem | Cobalt Chrome, unpolished long stem with calcar attachment option | 13 - 19 | 208884 | October 2016 |  | Changed Benefit.
11 - Hip | 11.01 - FEMORAL COMPONENTS - PRIMARY AND REVISION | 11.01.02 - Cemented, Long Lengths (≥200mm) | 11.01.02.01 - Polished and Unpolished, Conventional |  | ZI301 | 3284 |  | Zimmer Biomet Pty Ltd | CPT Hip System | Cobalt Chrome, polished, tapered, long stems | Sizes 1 - 4 | 208688 | October 2016 |  | Changed Benefit.
11 - Hip | 11.01 - FEMORAL COMPONENTS - PRIMARY AND REVISION | 11.01.02 - Cemented, Long Lengths (≥200mm) | 11.01.02.01 - Polished and Unpolished, Conventional | SCP | DP550 | 3684 |  | Johnson & Johnson Medical Pty Ltd | C- Stem & C- Stem AMT Femoral Stem | Stainless steel Ortron 90, highly polished, triple taper, long stem | Size 3-8 x 200-240mm length | 208637 | August 2017 |  | Changed Suffix, Benefit.
11 - Hip | 11.01 - FEMORAL COMPONENTS - PRIMARY AND REVISION | 11.01.03 - Uncemented | 11.01.03.01 - Grit Blast |  | BJ001 | 3580 |  | Motion Orthopaedics Pty Ltd | SCR Revision Stem | Femoral Stem for Revision of THR (Double-tapered straight Stem with rectangular profile) | 1 size (195mm) | 168965, 168966 | October 2016 |  | Changed Benefit.
11 - Hip | 11.01 - FEMORAL COMPONENTS - PRIMARY AND REVISION | 11.01.03 - Uncemented | 11.01.03.01 - Grit Blast |  | DD007 | 3580 |  | DJO Australasia Pty Ltd | Foundation Hip System, 440, 470, 480 | Foundation Porous, Press Fit, fracture Stem with or without collar | 8, 9, 10.5, 12, 13.5, 15, 16.5, 18.0 | 161911 | October 2016 |  | Changed Benefit.
11 - Hip | 11.01 - FEMORAL COMPONENTS - PRIMARY AND REVISION | 11.01.03 - Uncemented | 11.01.03.01 - Grit Blast |  | DD048 | 3580 |  | DJO Australasia Pty Ltd | CLP Hip System - Femoral Component, Ti, Grit Blast, non HA, standard and lateral offset | Non modular femoral hip stem, designed for uncemented use, and to be used with CoCro or Ceramic heads in total hip arthroplasty, or Bipolar heads in hemi-arthroplasty | 14 x standard offset components and 12 lateral offset components | 161911 | October 2016 |  | Changed Benefit.
11 - Hip | 11.01 - FEMORAL COMPONENTS - PRIMARY AND REVISION | 11.01.03 - Uncemented | 11.01.03.01 - Grit Blast |  | LC011 | 3580 |  | Lima Orthopaedics Australia Pty Ltd | C2 Femoral Stem | C2 Femoral Stem Standard / Lateralised / Revision 12/14 Taper Ti6AI4V | 02 to 12 | 210716, 210720 | October 2016 |  | Changed Benefit.
11 - Hip | 11.01 - FEMORAL COMPONENTS - PRIMARY AND REVISION | 11.01.03 - Uncemented | 11.01.03.01 - Grit Blast |  | MA019 | 3580 |  | Mathys Orthopaedics Pty Ltd | CBC Non Cemented Femoral Stem | Titanium, grit blast, non HA, | 5-20mm | 274273 | October 2016 |  | Changed Benefit.
11 - Hip | 11.01 - FEMORAL COMPONENTS - PRIMARY AND REVISION | 11.01.03 - Uncemented | 11.01.03.01 - Grit Blast |  | ZI376 | 3580 |  | Zimmer Biomet Pty Ltd | Cone Hip prosthesis | Titanium, grit blast, non HA | 13 to 24mm | 210381 | October 2016 |  | Changed Benefit.
11 - Hip | 11.01 - FEMORAL COMPONENTS - PRIMARY AND REVISION | 11.01.03 - Uncemented | 11.01.03.01 - Grit Blast | Removable Neck | DD027 | 3580 |  | DJO Australasia Pty Ltd | R120 Uncemented Femoral Stem | Femoral Stem porous/HA coated, Modular, CrCo, standard lengths | Size 1 to 6 | 161911 | February 2017 |  | Changed Suffix.
11 - Hip | 11.01 - FEMORAL COMPONENTS - PRIMARY AND REVISION | 11.01.03 - Uncemented | 11.01.03.01 - Grit Blast | SCP | ZI462 | 3950 |  | Zimmer Biomet Pty Ltd | Alloclassic Hip Stem | Titanium, grit blast, non HA, standard and high offset | 1 - 14 | 206912 | October 2016 |  | Changed Benefit.
11 - Hip | 11.01 - FEMORAL COMPONENTS - PRIMARY AND REVISION | 11.01.03 - Uncemented | 11.01.03.01 - Grit Blast | SCP | ZI463 | 3950 |  | Zimmer Biomet Pty Ltd | Alloclassic Hip Stem | Zweymuller, Ti alloy, Short Cone, Slender Neck | 01, 0, 1, 10-13 | 206912 | October 2016 |  | Changed Benefit.
11 - Hip | 11.01 - FEMORAL COMPONENTS - PRIMARY AND REVISION | 11.01.03 - Uncemented | 11.01.03.01 - Grit Blast | SCP | ZI468 | 3950 |  | Zimmer Biomet Pty Ltd | CLS Cementless Hip | Titanium, grit blast, non HA | 5 - 20 | 206682 | October 2016 |  | Changed Benefit.
11 - Hip | 11.01 - FEMORAL COMPONENTS - PRIMARY AND REVISION | 11.01.03 - Uncemented | 11.01.03.02 - Beaded |  | DD001 | 4024 |  | DJO Australasia Pty Ltd | Linear Hip Stem | Linear Hip Stem Standard or Lateral Offset (reduced neck) | Sizes 5, 6, 7, 8, 9, 10, 11, 12, 13, 14, 15, 17 and 19 (standard and lateral offsets) | 161911 | October 2016 |  | Changed Benefit.
11 - Hip | 11.01 - FEMORAL COMPONENTS - PRIMARY AND REVISION | 11.01.03 - Uncemented | 11.01.03.02 - Beaded |  | DD047 | 4024 |  | DJO Australasia Pty Ltd | Revelation Hip System - Femoral Component, Ti, Grit Blast, non HA, standard & lateral offset | Non modular femoral hip stem, designed for uncemented use, left & right specific with 130 degree neck angle & 12 degrees of built-in anteversion. Proximal circumferential "3D" beading, a highly polished neck & highly polished distal stem | 16 stems: 8 sizes Left & 8 sizes Right - 8.0, 9.0, 10.5, 12.0, 13.5, 15.0 & 16.5 | 161911 | October 2016 |  | Changed Benefit.
11 - Hip | 11.01 - FEMORAL COMPONENTS - PRIMARY AND REVISION | 11.01.03 - Uncemented | 11.01.03.02 - Beaded | SCP | JJ813 | 4394 |  | Johnson & Johnson Medical Pty Ltd | Summit Femoral Hip | Titanium, beaded proximally, distal grit blast | 0-12 | 208216 | October 2016 |  | Changed Benefit.
11 - Hip | 11.01 - FEMORAL COMPONENTS - PRIMARY AND REVISION | 11.01.03 - Uncemented | 11.01.03.03 - Mesh |  | JJ777 | 4116 |  | Johnson & Johnson Medical Pty Ltd | Tri-Lock Gription Femoral Stem | Titanium, Femoral stem, GRIPTION coated | Size 0-12 standard and high offset | 98085 | October 2016 |  | Changed Benefit.
11 - Hip | 11.01 - FEMORAL COMPONENTS - PRIMARY AND REVISION | 11.01.03 - Uncemented | 11.01.03.03 - Mesh |  | ZI016 | 4116 |  | Zimmer Biomet Pty Ltd | Zimmer 'VerSys Hip Systems Femoral Stem | Titanium, mesh (fibre metal), non HA | 9 - 18 | 228267 | October 2016 |  | Changed Benefit.
11 - Hip | 11.01 - FEMORAL COMPONENTS - PRIMARY AND REVISION | 11.01.03 - Uncemented | 11.01.03.03 - Mesh |  | ZI492 | 4116 |  | Zimmer Biomet Pty Ltd | Trabecular Metal Femoral Stem | Titanium, porous tantalum | Sizes 9 to 18 with standard and extended offsets | 95938 | October 2016 |  | Changed Benefit.
11 - Hip | 11.01 - FEMORAL COMPONENTS - PRIMARY AND REVISION | 11.01.03 - Uncemented | 11.01.03.04 - Plasma |  | BI981 | 4162 |  | Zimmer Biomet Pty Ltd | Echo Hip System Bi Metric Femoral Stem | Echo Bi Metric Cementless Titanium Femoral Component | 7 - 17mm | 98097 | October 2016 |  | Changed Benefit.
11 - Hip | 11.01 - FEMORAL COMPONENTS - PRIMARY AND REVISION | 11.01.03 - Uncemented | 11.01.03.04 - Plasma |  | BV024 | 4162 |  | MICROPORT ORTHOPEDICS PTY LIMITED | Profemur Hip System | Primary stem, tapered wedge, plasma coated | 1-12 | 224478, 240572 | October 2016 |  | Changed Benefit.
11 - Hip | 11.01 - FEMORAL COMPONENTS - PRIMARY AND REVISION | 11.01.03 - Uncemented | 11.01.03.04 - Plasma |  | BV040 | 4162 |  | MICROPORT ORTHOPEDICS PTY LIMITED | Profemur Hip System | Primary stem, tapered wedge, plasma coated, fixed neck | 1-12 | 240573 | October 2016 |  | Changed Benefit.
11 - Hip | 11.01 - FEMORAL COMPONENTS - PRIMARY AND REVISION | 11.01.03 - Uncemented | 11.01.03.04 - Plasma |  | OH439 | 4162 |  | Orthotech Pty Ltd | Multifit | Modular stem | 125-165mm | 165470 | October 2016 |  | Changed Benefit.
11 - Hip | 11.01 - FEMORAL COMPONENTS - PRIMARY AND REVISION | 11.01.03 - Uncemented | 11.01.03.04 - Plasma |  | SR027 | 4162 |  | Stryker Australia Pty Ltd | Accolade HFx | CoCr,plasma not HA | Stem sizes 1-8, 127 degree neck | 128023, 72106 | October 2016 |  | Changed Benefit.
11 - Hip | 11.01 - FEMORAL COMPONENTS - PRIMARY AND REVISION | 11.01.03 - Uncemented | 11.01.03.04 - Plasma |  | ZI296 | 4162 |  | Zimmer Biomet Pty Ltd | Anatomic II Hip System Femoral Stems | Titanium, plasma Spray, no HA | Sizes 9 - 19 | 95938 | October 2016 |  | Changed Benefit.
11 - Hip | 11.01 - FEMORAL COMPONENTS - PRIMARY AND REVISION | 11.01.03 - Uncemented | 11.01.03.04 - Plasma |  | ZI327 | 4162 |  | Zimmer Biomet Pty Ltd | M/L Taper Femoral Stem | Titanium, plasma spray, non HA | 9mm - 18mm in 1mm increments, 10 sizes in all | 207685 | October 2016 |  | Changed Benefit.
11 - Hip | 11.01 - FEMORAL COMPONENTS - PRIMARY AND REVISION | 11.01.03 - Uncemented | 11.01.03.04 - Plasma | SCP | BI074 | 4532 |  | Zimmer Biomet Pty Ltd | Biomet Taperloc Hip System | Titanium unpolished | 4mm- 25mm diameter | 223294, 237027, 237028, 257352, 257354, 257356 | October 2016 |  | Changed Benefit.
11 - Hip | 11.01 - FEMORAL COMPONENTS - PRIMARY AND REVISION | 11.01.03 - Uncemented | 11.01.03.04 - Plasma | SCP | BI139 | 4532 |  | Zimmer Biomet Pty Ltd | Mallory Head Hip System | Titanium, plasma | 7-19mm x 135 -180mm | 98097 | October 2016 |  | Changed Benefit.
11 - Hip | 11.01 - FEMORAL COMPONENTS - PRIMARY AND REVISION | 11.01.04 - Uncemented, HA Coated | 11.01.04.01 - Grit Blast |  | BB239 | 3978 |  | B Braun Australia Pty Ltd | BiContact Cementless | Femoral stem, grit blast and HA | 8-21 | 134536 | October 2016 |  | Changed Benefit.
11 - Hip | 11.01 - FEMORAL COMPONENTS - PRIMARY AND REVISION | 11.01.04 - Uncemented, HA Coated | 11.01.04.01 - Grit Blast |  | BV031 | 3978 |  | MICROPORT ORTHOPEDICS PTY LIMITED | Profemur L | Profemur L Hip Stem | Size 1 - 11 | 218787, 234444 | October 2016 |  | Changed Benefit.
11 - Hip | 11.01 - FEMORAL COMPONENTS - PRIMARY AND REVISION | 11.01.04 - Uncemented, HA Coated | 11.01.04.01 - Grit Blast |  | CR117 | 3978 |  | Corin Australia Pty Ltd | Metafix Femoral Stem | Titanium femoral stem striated and fully coated with HA | standard, lateralised and 125 degree | 207831 | October 2016 |  | Changed Benefit.
11 - Hip | 11.01 - FEMORAL COMPONENTS - PRIMARY AND REVISION | 11.01.04 - Uncemented, HA Coated | 11.01.04.01 - Grit Blast |  | CR236 | 3978 |  | Corin Australia Pty Ltd | Meije Duo – Cementless Femoral Stem | Titanium Alloy Femoral Stem, Grit-blasted, fully HA coated, with or without collar | Standard 130° neck option without collar – sizes 1 to 9 Standard 130° neck option with collar – sizes 1 to 10 Lateralized 123° neck option without collar – sizes 1 to 9 Lateralized 123° neck option with collar – sizes 1 to 10 | 207694, 207818 | February 2017 |  | Transferred from TO152
11 - Hip | 11.01 - FEMORAL COMPONENTS - PRIMARY AND REVISION | 11.01.04 - Uncemented, HA Coated | 11.01.04.01 - Grit Blast |  | DY514 | 3978 |  | Johnson & Johnson Medical Pty Ltd | Kar (Corail Revision) Femoral Stem | Titanium, grit blast, full HA coating, fluted distally | Size ≤13, (length less than 200mm) | 143074 | October 2016 |  | Changed Benefit.
11 - Hip | 11.01 - FEMORAL COMPONENTS - PRIMARY AND REVISION | 11.01.04 - Uncemented, HA Coated | 11.01.04.01 - Grit Blast |  | EX002 | 3978 |  | EXACTECH AUSTRALIA PTY LTD | Novation Element HA | Novation Press-Fit Element Stems are intended for press-fix fixation and manufactured from Titanium 6A1-4V and have rectangular cross-sectional geometry with transverse proximal grooves and distal parallell grooves. | collarless: standard offset, 12/14, sizes 8-18 Extended offset 12/14, sizes 8-18, collared: standard offset 12/14, sizes 8-18 | 159572 | October 2016 |  | Changed Benefit.
11 - Hip | 11.01 - FEMORAL COMPONENTS - PRIMARY AND REVISION | 11.01.04 - Uncemented, HA Coated | 11.01.04.01 - Grit Blast |  | LC013 | 3978 |  | Lima Orthopaedics Australia Pty Ltd | FIT Femoral Stem | FIT Femoral Stem 12/14 Taper Ti6AI4V HA Coated | Size 1-7, Left & Right | 210717 | February 2017 |  | Changed Product Name, Description, Size.
11 - Hip | 11.01 - FEMORAL COMPONENTS - PRIMARY AND REVISION | 11.01.04 - Uncemented, HA Coated | 11.01.04.01 - Grit Blast |  | LC144 | 3978 |  | Lima Orthopaedics Australia Pty Ltd | ColloMis Femoral Stem | The COLLO-MIS Femoral Stem | Sizes 1 to 9 | 219427 | October 2016 |  | Changed Benefit.
11 - Hip | 11.01 - FEMORAL COMPONENTS - PRIMARY AND REVISION | 11.01.04 - Uncemented, HA Coated | 11.01.04.01 - Grit Blast |  | LC159 | 3978 |  | Lima Orthopaedics Australia Pty Ltd | H-Max S Femoral Stem | H-Max S Femoral Stem HA Coated Ti6AI4V | 9 - 18 | 218784 | October 2016 |  | Changed Benefit.
11 - Hip | 11.01 - FEMORAL COMPONENTS - PRIMARY AND REVISION | 11.01.04 - Uncemented, HA Coated | 11.01.04.01 - Grit Blast |  | LI095 | 3978 |  | Amplitude Australia | CL2 Cementless Femoral Stem | Titanium, grit plast full HA coating | 8 - 18 | 228604 | October 2016 |  | Changed Benefit.
11 - Hip | 11.01 - FEMORAL COMPONENTS - PRIMARY AND REVISION | 11.01.04 - Uncemented, HA Coated | 11.01.04.01 - Grit Blast |  | LI108 | 3978 |  | Amplitude Australia | Hyperion Uncemented Stem | Titanium, gritblast, HA coated, collared, collarless and high offset | Sizes 9 to 20 | 232289 | October 2016 |  | Changed Benefit.
11 - Hip | 11.01 - FEMORAL COMPONENTS - PRIMARY AND REVISION | 11.01.04 - Uncemented, HA Coated | 11.01.04.01 - Grit Blast |  | LO034 | 3978 |  | Link Orthopaedics Australia | CFP Hip Stem | Titanium, grit blast, HA | Extra small to Extra Large | 223134 | October 2016 |  | Changed Benefit.
11 - Hip | 11.01 - FEMORAL COMPONENTS - PRIMARY AND REVISION | 11.01.04 - Uncemented, HA Coated | 11.01.04.01 - Grit Blast |  | LO111 | 3978 |  | Link Orthopaedics Australia | Beta-Cone Cementless Hip Prosthesis | Titanium, grit blast, with HA | 9 Stem sizes 1-9 plus additional 9 stems with XL neck length. Total 18 Sizes | 114169, 51002 | October 2016 |  | Changed Benefit.
11 - Hip | 11.01 - FEMORAL COMPONENTS - PRIMARY AND REVISION | 11.01.04 - Uncemented, HA Coated | 11.01.04.01 - Grit Blast |  | MA462 | 3978 |  | Mathys Orthopaedics Pty Ltd | twinSys Non Cemented Femoral Stem | Titanium, grit blast, fully HA | Various offsets and sizes under 200mm length | 274437 | October 2016 |  | Changed Benefit.
11 - Hip | 11.01 - FEMORAL COMPONENTS - PRIMARY AND REVISION | 11.01.04 - Uncemented, HA Coated | 11.01.04.01 - Grit Blast |  | MU003 | 3978 |  | Medacta Australia Pty Ltd | Quadra Hip Femoral Stem | Titanium, grit blast, fully HA, | Std 0 to 10 Std (shortneck) 00 to 10 Lat 1 to 7 Lat (shortneck) 1 to 7 | 204336 | February 2017 |  | Changed Product Name, Description, Size.
11 - Hip | 11.01 - FEMORAL COMPONENTS - PRIMARY AND REVISION | 11.01.04 - Uncemented, HA Coated | 11.01.04.01 - Grit Blast |  | MU128 | 3978 |  | Medacta Australia Pty Ltd | AMIStem H Femoral Stem | Titanium, grit blast, HA coated | STD 00 to 9; LAT 0 to 8 | 218795, 287484 | October 2016 |  | Changed Benefit.
11 - Hip | 11.01 - FEMORAL COMPONENTS - PRIMARY AND REVISION | 11.01.04 - Uncemented, HA Coated | 11.01.04.01 - Grit Blast |  | OO069 | 3978 |  | Oceania Orthopaedics | Hydra Hip Stem | Tapered, Titanium, HA Coated, Modular Uncemented Femoral Stem | Sizes 9 - 18 | 192006 | October 2016 |  | Changed Benefit.
11 - Hip | 11.01 - FEMORAL COMPONENTS - PRIMARY AND REVISION | 11.01.04 - Uncemented, HA Coated | 11.01.04.01 - Grit Blast |  | SF029 | 3978 |  | Signature Orthopaedics | Origin™ Stem | Cementless Stems are inteded for press-fit fixation and manufactured from titanium 6AI-4V and are fully HA coated | collarless: standard offset, 12/14, sizes 8-18 Extended offset 12/14, sizes 8-18, collared: standard offset 12/14, sizes 8-18, sizes 8-18 Extended offset, collared coxa vera 125 degree | 277417 | August 2017 |  | Changed Size.
11 - Hip | 11.01 - FEMORAL COMPONENTS - PRIMARY AND REVISION | 11.01.04 - Uncemented, HA Coated | 11.01.04.01 - Grit Blast |  | ST573 | 3978 |  | Stryker Australia Pty Ltd | Omnifit hip stem | Titanium, grit blast and HA | Stem sizes 4-14 | 145593 | October 2016 |  | Changed Benefit.
11 - Hip | 11.01 - FEMORAL COMPONENTS - PRIMARY AND REVISION | 11.01.04 - Uncemented, HA Coated | 11.01.04.01 - Grit Blast |  | ZI556 | 3978 |  | Zimmer Biomet Pty Ltd | Avenir- Muller Stem | Titanium, grit blast, with HA | Standard sizes 1-8; Lateral sizes 1-8 | 216175 | October 2016 |  | Changed Benefit.
11 - Hip | 11.01 - FEMORAL COMPONENTS - PRIMARY AND REVISION | 11.01.04 - Uncemented, HA Coated | 11.01.04.01 - Grit Blast | Removable Neck | LI054 | 3978 |  | Amplitude Australia | Acor Anatomic Femoral Stem for Modular Neck | Anodised titanium, fully HA Coated, curved stem and used with separate neck | 7 Sizes | 210109 | February 2017 |  | Changed Suffix.
11 - Hip | 11.01 - FEMORAL COMPONENTS - PRIMARY AND REVISION | 11.01.04 - Uncemented, HA Coated | 11.01.04.01 - Grit Blast | Removable Neck | LI056 | 3978 |  | Amplitude Australia | Integrale Femoral Stem | Anodised titanium, fully HA Coated,straight stem and used with separate neck | 7 Sizes | 210194, 210195 | February 2017 |  | Changed Suffix.
11 - Hip | 11.01 - FEMORAL COMPONENTS - PRIMARY AND REVISION | 11.01.04 - Uncemented, HA Coated | 11.01.04.01 - Grit Blast | SCP | DP943 | 4348 |  | Johnson & Johnson Medical Pty Ltd | Corail Femoral Stem | Titanium, grit blast, full HA coating, | Size 6 to 20 or in lengths 110 -190mm | 143073, 268793 | October 2016 |  | Changed Benefit.
11 - Hip | 11.01 - FEMORAL COMPONENTS - PRIMARY AND REVISION | 11.01.04 - Uncemented, HA Coated | 11.01.04.01 - Grit Blast | SCP | TG024 | 4348 |  | Future Medical Pty Ltd | JRI Furlong Total Hip System | Uncemented Femoral Stem, titanium, grit blast, with HA, | 12 /14 Taper, and 5mm offset, short and standard spigot | 132478 | October 2016 |  | Changed Benefit.
11 - Hip | 11.01 - FEMORAL COMPONENTS - PRIMARY AND REVISION | 11.01.04 - Uncemented, HA Coated | 11.01.04.02 - Beaded |  | JJ814 | 4486 |  | Johnson & Johnson Medical Pty Ltd | Silent Hip System-Femoral Component | Neck preserving femoral stem, titanium, beaded with HA (Duofix) | Sizes 18-28 x 45-70 | 161094 | October 2016 |  | Changed Benefit.
11 - Hip | 11.01 - FEMORAL COMPONENTS - PRIMARY AND REVISION | 11.01.04 - Uncemented, HA Coated | 11.01.04.02 - Beaded |  | SN678 | 4486 |  | Smith & Nephew Pty Ltd | Echelon with HA | Cobalt Chromium with Hyrdoxyapetite Coating, beaded | 11-20 | 222602, 253854, 257395, 262520, 262521, 262974 | October 2016 |  | Changed Benefit.
11 - Hip | 11.01 - FEMORAL COMPONENTS - PRIMARY AND REVISION | 11.01.04 - Uncemented, HA Coated | 11.01.04.02 - Beaded |  | SN843 | 4486 |  | Smith & Nephew Pty Ltd | Anthology Hip System | Titanium, Beaded and HA | 0-20 | 218143 | August 2017 |  | Changed Description.
11 - Hip | 11.01 - FEMORAL COMPONENTS - PRIMARY AND REVISION | 11.01.04 - Uncemented, HA Coated | 11.01.04.02 - Beaded | SCP | DY134 | 4856 |  | Johnson & Johnson Medical Pty Ltd | Summit Femoral Stem | Titanium, beaded proximally with HA, duofix distal grit blast | Size 1-10 | 215936 | October 2016 |  | Changed Benefit.
11 - Hip | 11.01 - FEMORAL COMPONENTS - PRIMARY AND REVISION | 11.01.04 - Uncemented, HA Coated | 11.01.04.02 - Beaded | SCP | SN303 | 4856 |  | Smith & Nephew Pty Ltd | Synergy | Femoral Stem HA Coated beaded Titanium Alloy, Std and High offset | 9 - 18 | 225532 | October 2016 |  | Changed Benefit.
11 - Hip | 11.01 - FEMORAL COMPONENTS - PRIMARY AND REVISION | 11.01.04 - Uncemented, HA Coated | 11.01.04.03 - Mesh |  | ZI017 | 4579 |  | Zimmer Biomet Pty Ltd | Zimmer 'VerSys Hip Systems Femoral Stem | Titanium, mesh (fibre metal), with HA | 9 - 18 | 230795 | February 2017 |  | Changed Product Name, Description.
11 - Hip | 11.01 - FEMORAL COMPONENTS - PRIMARY AND REVISION | 11.01.04 - Uncemented, HA Coated | 11.01.04.03 - Mesh |  | ZI365 | 4579 |  | Zimmer Biomet Pty Ltd | Natural Hip System | Titanium stem with cancellous spray titanium coating with HA, standard and high offset | 00 to 7 | 95938 | October 2016 |  | Changed Benefit.
11 - Hip | 11.01 - FEMORAL COMPONENTS - PRIMARY AND REVISION | 11.01.04 - Uncemented, HA Coated | 11.01.04.04 - Plasma |  | BB274 | 4625 |  | B Braun Australia Pty Ltd | Excia Hip System | plasma titanium, HA | 8mm-18mm | 123313 | October 2016 |  | Changed Benefit.
11 - Hip | 11.01 - FEMORAL COMPONENTS - PRIMARY AND REVISION | 11.01.04 - Uncemented, HA Coated | 11.01.04.04 - Plasma |  | CR086 | 4625 |  | Corin Australia Pty Ltd | Tri-Fit TS Femoral Stem | Titanium stem proximally coated with plasma spray and HA | Sizes 1- 11 | 106747 | October 2016 |  | Changed Benefit.
11 - Hip | 11.01 - FEMORAL COMPONENTS - PRIMARY AND REVISION | 11.01.04 - Uncemented, HA Coated | 11.01.04.04 - Plasma |  | CR157 | 4625 |  | Corin Australia Pty Ltd | MiniHip Stem | Short stem, Titanium, Plasma Spray with HA | 9 sizes | 106747 | October 2016 |  | Changed Benefit.
11 - Hip | 11.01 - FEMORAL COMPONENTS - PRIMARY AND REVISION | 11.01.04 - Uncemented, HA Coated | 11.01.04.04 - Plasma |  | EX009 | 4625 |  | EXACTECH AUSTRALIA PTY LTD | Novation Tapered and Splinned Femoral Stem | Novation Press-Fit femoral components are manufactured from titanium alloy. The stem has a circulo-trapezoidal cross-sectional geometry and distal taper. | tapered: Standard Offset, size 9-18, Extended Offset, Size 9-18; HA, Standard Offset, Size 9-18; HA, Extended Offset, Size 9-18, splinned: Standard Offset, Size 9-18; Extended Offset, Size 9-18, RDD Standard Offset size 11-18, RDD Extended Offset Size 9-18; HA RDD Standard Offset size 11-18, HA RDD Extended Offset size 11-18 | 159572 | February 2017 |  | Changed Size.
11 - Hip | 11.01 - FEMORAL COMPONENTS - PRIMARY AND REVISION | 11.01.04 - Uncemented, HA Coated | 11.01.04.04 - Plasma |  | EX013 | 4625 |  | EXACTECH AUSTRALIA PTY LTD | Exactech Femoral Stem | Novation Hip System | 9-18 | 159572, 15972 | October 2016 |  | Changed Benefit.
11 - Hip | 11.01 - FEMORAL COMPONENTS - PRIMARY AND REVISION | 11.01.04 - Uncemented, HA Coated | 11.01.04.04 - Plasma |  | GO285 | 4625 |  | Global Orthopaedic Technology | Paragon Hip Stem | Paragon Femoral Stem | 1-12 | 120787 | October 2016 |  | Changed Benefit.
11 - Hip | 11.01 - FEMORAL COMPONENTS - PRIMARY AND REVISION | 11.01.04 - Uncemented, HA Coated | 11.01.04.04 - Plasma |  | HW024 | 4625 |  | Stryker Australia Pty Ltd | ABG11 Hip Stem Prosthesis(Various) | Titanium, Plasma coated with HA | Stem sizes 1 - 8 Left, 1 - 8 Right | 169250 | October 2016 |  | Changed Benefit.
11 - Hip | 11.01 - FEMORAL COMPONENTS - PRIMARY AND REVISION | 11.01.04 - Uncemented, HA Coated | 11.01.04.04 - Plasma |  | HW529 | 4625 |  | Stryker Australia Pty Ltd | Accolade II Femoral Hip System | Femoral Hip Stem (127 & 132 neck angle) | Size 0 - 11 | 198383 | October 2016 |  | Changed Benefit.
11 - Hip | 11.01 - FEMORAL COMPONENTS - PRIMARY AND REVISION | 11.01.04 - Uncemented, HA Coated | 11.01.04.04 - Plasma |  | LC015 | 4625 |  | Lima Orthopaedics Australia Pty Ltd | Sam-Fit modular stem | Modular stem | 1 - 7 | 210760 | October 2016 |  | Changed Benefit.
11 - Hip | 11.01 - FEMORAL COMPONENTS - PRIMARY AND REVISION | 11.01.04 - Uncemented, HA Coated | 11.01.04.04 - Plasma |  | MA541 | 4625 |  | Mathys Orthopaedics Pty Ltd | optimys Stem | Ti with Ti Plasma spray and CaP coating | 1 to 12, standard and lateral | 287920 | October 2016 |  | Changed Benefit.
11 - Hip | 11.01 - FEMORAL COMPONENTS - PRIMARY AND REVISION | 11.01.04 - Uncemented, HA Coated | 11.01.04.04 - Plasma |  | MU142 | 4625 |  | Medacta Australia Pty Ltd | MiniMax Femoral Stem | Titanium, Ti Plasma coated with HA | 0-8, left & right | 132458 | October 2016 |  | Changed Benefit.
11 - Hip | 11.01 - FEMORAL COMPONENTS - PRIMARY AND REVISION | 11.01.04 - Uncemented, HA Coated | 11.01.04.04 - Plasma |  | OO041 | 4625 |  | Oceania Orthopaedics | Mutars RS revision system - cementless stem HA | RS Cementless stem HA | 12/14/16/18/20mm dia stems, 150 - 190mm length | 236460 | August 2017 |  | Changed Size.
11 - Hip | 11.01 - FEMORAL COMPONENTS - PRIMARY AND REVISION | 11.01.04 - Uncemented, HA Coated | 11.01.04.04 - Plasma |  | PF018 | 4625 |  | Perios Pty Ltd | Hip and Go | Femoral Stem Component | Size 1-10, standard and lateralized | 141168 | October 2016 |  | Changed Benefit.
11 - Hip | 11.01 - FEMORAL COMPONENTS - PRIMARY AND REVISION | 11.01.04 - Uncemented, HA Coated | 11.01.04.04 - Plasma |  | SK447 | 4625 |  | Stryker Australia Pty Ltd | Rejuvinate SPT (Monolithic Stems, TMZF) Hip System | Titanium (TMZF), plasma coated, HA | 4-12 | 72048 | October 2016 |  | Changed Benefit.
11 - Hip | 11.01 - FEMORAL COMPONENTS - PRIMARY AND REVISION | 11.01.04 - Uncemented, HA Coated | 11.01.04.04 - Plasma |  | SM013 | 4625 |  | Smith & Nephew Pty Ltd | SL & SLR PLUS Femoral Stem | Titanium, Plasma spray, proximal HA coating | 01 to 12 for SL & 1-6 for SLR, various offsets | 225535, 239732 | October 2016 |  | Changed Benefit.
11 - Hip | 11.01 - FEMORAL COMPONENTS - PRIMARY AND REVISION | 11.01.04 - Uncemented, HA Coated | 11.01.04.04 - Plasma |  | SM122 | 4625 |  | Smith & Nephew Pty Ltd | Polarstem | Titanium Stem, Plasma Spray & Full HA coating | 01-10, various offsets | 225533 | October 2016 |  | Changed Benefit.
11 - Hip | 11.01 - FEMORAL COMPONENTS - PRIMARY AND REVISION | 11.01.04 - Uncemented, HA Coated | 11.01.04.04 - Plasma |  | SM127 | 4625 |  | Smith & Nephew Pty Ltd | SL Plus MIA Femoral Stem | Titanium, Plasma spray, proximal HA coating | 01-12, various offsets | 225534 | October 2016 |  | Changed Benefit.
11 - Hip | 11.01 - FEMORAL COMPONENTS - PRIMARY AND REVISION | 11.01.04 - Uncemented, HA Coated | 11.01.04.04 - Plasma |  | SN900 | 4625 |  | Smith & Nephew Pty Ltd | NANOS Neck Preserving Stem | .Neck preserving femoral stem with vacuum plasma spray titanium porous coating and Calcium Phosphate electro chemical deposition process coating (Bonit Coating) for use without modular femoral neck choices | Size 0 to Size 9 | 233103 | October 2016 |  | Changed Benefit.
11 - Hip | 11.01 - FEMORAL COMPONENTS - PRIMARY AND REVISION | 11.01.04 - Uncemented, HA Coated | 11.01.04.04 - Plasma |  | ST575 | 4625 |  | Stryker Australia Pty Ltd | ACCOLADE hip prostheses | Titanium, plasma coated, HA | Stems sizes 0-11 | 145594, 145595 | October 2016 |  | Changed Benefit.
11 - Hip | 11.01 - FEMORAL COMPONENTS - PRIMARY AND REVISION | 11.01.04 - Uncemented, HA Coated | 11.01.04.04 - Plasma |  | TG008 | 4625 |  | Future Medical Pty Ltd | JRI Furlonjg active stem | JRI Furlong Active Stem, Titanium Aloy with Supravit Coating, 12/14 Taper | 12 / 14 Taper, 9-16mm | 132478 | October 2016 |  | Changed Benefit.
11 - Hip | 11.01 - FEMORAL COMPONENTS - PRIMARY AND REVISION | 11.01.04 - Uncemented, HA Coated | 11.01.04.04 - Plasma |  | TG021 | 4625 |  | Future Medical Pty Ltd | Furlong Evolution | Collarless and collared 126-133 (degree) | 6-17 | 132478 | February 2017 |  | Changed Product Sub Group, Benefit.
11 - Hip | 11.01 - FEMORAL COMPONENTS - PRIMARY AND REVISION | 11.01.04 - Uncemented, HA Coated | 11.01.04.04 - Plasma |  | TZ015 | 4625 |  | The Trustee for Adler Ortho Unit Trust | Corae | Uncemented Femoral Hip Stem with HA Coating | 9 to 18 with Standard and Offset stems | 216269 | August 2017 |  | Transferred from OO176
11 - Hip | 11.01 - FEMORAL COMPONENTS - PRIMARY AND REVISION | 11.01.04 - Uncemented, HA Coated | 11.01.04.04 - Plasma |  | ZI493 | 4625 |  | Zimmer Biomet Pty Ltd | M/L Taper Stem | Plasma sprayed titanium with HA | Sizes 5 to 22 with standard and extended offsets | 207912 | October 2016 |  | Changed Benefit.
11 - Hip | 11.01 - FEMORAL COMPONENTS - PRIMARY AND REVISION | 11.01.04 - Uncemented, HA Coated | 11.01.04.04 - Plasma | Removable Neck | BB295 | 4625 |  | B Braun Australia Pty Ltd | Metha - modular short stem | Short stem, plasma, HA | 1 -6 | 126457 | February 2017 |  | Changed Description, Suffix.
11 - Hip | 11.01 - FEMORAL COMPONENTS - PRIMARY AND REVISION | 11.01.04 - Uncemented, HA Coated | 11.01.04.04 - Plasma | Removable Neck | GM090 | 4625 |  | Global Manufacturing Technology Pty Ltd | APEX Global Femoral Stem | Titanium, plasma coated, proximal HA , standard and short lengths | Sizes 2-8 | 120787 | February 2017 |  | Changed Suffix.
11 - Hip | 11.01 - FEMORAL COMPONENTS - PRIMARY AND REVISION | 11.01.04 - Uncemented, HA Coated | 11.01.04.04 - Plasma | Removable Neck | WR098 | 4625 |  | Wright Medical Australia | Profemur Renaissance Hip System | Titanium Stem with HA Plasma Spray, standard & reduced flare | Size 10 -18 | 154282 | February 2017 |  | Changed Suffix.
11 - Hip | 11.01 - FEMORAL COMPONENTS - PRIMARY AND REVISION | 11.01.04 - Uncemented, HA Coated | 11.01.04.04 - Plasma | Removable Neck | WR123 | 4625 |  | Wright Medical Australia | Profemur R Hip System | Titanium Tapered Stem - HA Plasma Spray | Sizes 9 to 18 in 1 mm increments | 154282 | February 2017 |  | Changed Suffix.
11 - Hip | 11.01 - FEMORAL COMPONENTS - PRIMARY AND REVISION | 11.01.04 - Uncemented, HA Coated | 11.01.04.04 - Plasma | Removable Neck | ZI555 | 4625 |  | Zimmer Biomet Pty Ltd | M / L Taper Hip Stem with Kinectiv Technology | Titanium, plasma spray with HA | size 5, 6 , 7.5, 9, 10, 11, 12.5, 13.5, 15, 16.25, 17.5 | 208706 | February 2017 |  | Changed Suffix.
11 - Hip | 11.01 - FEMORAL COMPONENTS - PRIMARY AND REVISION | 11.01.04 - Uncemented, HA Coated | 11.01.04.04 - Plasma | SCP | BI075 | 4995 |  | Zimmer Biomet Pty Ltd | Biomet Taperloc Hip System | titanium, plasma, HA | 4mm - 25mm | 222180, 257353, 257355 | October 2016 |  | Changed Benefit.
11 - Hip | 11.01 - FEMORAL COMPONENTS - PRIMARY AND REVISION | 11.01.04 - Uncemented, HA Coated | 11.01.04.04 - Plasma | SCP | BI141 | 4995 |  | Zimmer Biomet Pty Ltd | Mallory Head Hip System | Titanium, plasma and HA | 7-19mm | 98097 | October 2016 |  | Changed Benefit.
11 - Hip | 11.01 - FEMORAL COMPONENTS - PRIMARY AND REVISION | 11.01.04 - Uncemented, HA Coated | 11.01.04.04 - Plasma | SCP | ST541 | 4995 |  | Stryker Australia Pty Ltd | SecurFit Plus Max | Titanium, plasma, HA | Stem sizes 7-14 | 152399 | October 2016 |  | Changed Benefit.
11 - Hip | 11.01 - FEMORAL COMPONENTS - PRIMARY AND REVISION | 11.01.04 - Uncemented, HA Coated | 11.01.04.04 - Plasma | SCP | ST574 | 4995 |  | Stryker Australia Pty Ltd | SecurFit HA Max Hip Stem | Titanium, plasma coated, HA | Stem sizes 4-14 in 127 and 132 degree neck angles | 152397 | October 2016 |  | Changed Benefit.
11 - Hip | 11.01 - FEMORAL COMPONENTS - PRIMARY AND REVISION | 11.01.05 - Uncemented, Long Lengths (≥200mm) | 11.01.05.01 - Grit Blast |  | BJ004 | 5004 |  | Motion Orthopaedics Pty Ltd | SCR Revision Stem | Femoral Stem for Revision of THR (Double - tapered straight Stem with rectangular profile) | 8 sizes (4 - 11) 200mm-243mm | 168965, 168966 | October 2016 |  | Changed Benefit.
11 - Hip | 11.01 - FEMORAL COMPONENTS - PRIMARY AND REVISION | 11.01.05 - Uncemented, Long Lengths (≥200mm) | 11.01.05.01 - Grit Blast |  | LC160 | 5004 |  | Lima Orthopaedics Australia Pty Ltd | C2 Revision Stem | C2 Revision Stem | Size 7-9 x 202 to 213mm Length | 210716 | October 2016 |  | Changed Benefit.
11 - Hip | 11.01 - FEMORAL COMPONENTS - PRIMARY AND REVISION | 11.01.05 - Uncemented, Long Lengths (≥200mm) | 11.01.05.01 - Grit Blast |  | ZI377 | 5004 |  | Zimmer Biomet Pty Ltd | Wagner Revision Hip Prosthesis | Uncemented Stem Titanium, grit blast, non HA | 190/14 to 385/25 | 99906 | October 2016 |  | Changed Benefit.
11 - Hip | 11.01 - FEMORAL COMPONENTS - PRIMARY AND REVISION | 11.01.05 - Uncemented, Long Lengths (≥200mm) | 11.01.05.02 - Beaded |  | DY517 | 5319 |  | Johnson & Johnson Medical Pty Ltd | Solution Implantable Hip System | Revision Standard & MMA 8 straight or bowed porous coated collarless, coxa vara or high offset uncemented stem | 8 inch (200mm) size 10.5 - 22.5 | 98085 | October 2016 |  | Changed Benefit.
11 - Hip | 11.01 - FEMORAL COMPONENTS - PRIMARY AND REVISION | 11.01.06 - Uncemented, Long Lengths, HA Coated (≤200mm) | 11.01.06.01 - Grit Blast |  | DY515 | 5319 |  | Johnson & Johnson Medical Pty Ltd | Kar (Corail Revision) Femoral Stem | Titanium, grit blast, full HA coating, fluted distally | Sizes 14 - 20, (length 200mm & greater) | 143074, 173831 | October 2016 |  | Changed Benefit.
11 - Hip | 11.01 - FEMORAL COMPONENTS - PRIMARY AND REVISION | 11.01.06 - Uncemented, Long Lengths, HA Coated (≤200mm) | 11.01.06.01 - Grit Blast |  | MA475 | 5319 |  | Mathys Orthopaedics Pty Ltd | twinSys Non Cemented Long Femoral Stem | Titanium, grit blast, fully HA, long | Various offsets and sizes > 200mm length (14 & 15) | 122260 | October 2016 |  | Changed Benefit.
11 - Hip | 11.01 - FEMORAL COMPONENTS - PRIMARY AND REVISION | 11.01.06 - Uncemented, Long Lengths, HA Coated (≤200mm) | 11.01.06.01 - Grit Blast |  | MU058 | 5319 |  | Medacta Australia Pty Ltd | Quadra-R Hip Revision Stem | Uncemented revision stem, HA Coated | From size 0 to size 9` | 132458 | October 2016 |  | Changed Benefit.
11 - Hip | 11.01 - FEMORAL COMPONENTS - PRIMARY AND REVISION | 11.01.06 - Uncemented, Long Lengths, HA Coated (≤200mm) | 11.01.06.01 - Grit Blast |  | TG019 | 5319 |  | Future Medical Pty Ltd | JRI Furlong revision Total Hip System | Modular femoral stem, Grit blast, HA | 12 / 14 Taper, 200mm long, 200ml long 5mm offset | 132478 | October 2016 |  | Changed Benefit.
11 - Hip | 11.01 - FEMORAL COMPONENTS - PRIMARY AND REVISION | 11.01.06 - Uncemented, Long Lengths, HA Coated (≤200mm) | 11.01.06.04 - Plasma |  | OO042 | 5920 |  | Oceania Orthopaedics | Mutars RS revision system - cementless stem HA long | RS Cementless stem HA long | 12/14/16/18/20mm dia stems, 200 to 250mm length | 236460 | August 2017 |  | Changed Size.
11 - Hip | 11.01 - FEMORAL COMPONENTS - PRIMARY AND REVISION | 11.01.06 - Uncemented, Long Lengths, HA Coated (≤200mm) | 11.01.06.04 - Plasma |  | TG002 | 5920 |  | Future Medical Pty Ltd | JRI Total Hip System | JRI Furlong Revision Plus Stem, Titanium Alloy with Supravit Zoned Coating, 12 / 14 Taper | 12 / 14 Taper, 250mm long, and 250ml long with 5ml offset | 132478 | October 2016 |  | Changed Benefit.
11 - Hip | 11.01 - FEMORAL COMPONENTS - PRIMARY AND REVISION | 11.01.06 - Uncemented, Long Lengths, HA Coated (≤200mm) | 11.01.06.04 - Plasma |  | TG013 | 5920 |  | Future Medical Pty Ltd | JRI Total Hip System | JRI Furlong Revision Plus Stem, Titanium Alloy with Supravit Zoned Coating, 12 / 14 Taper | 12 / 14 Taper, 200mm long and 200ml long with 5mm offset | 132478 | October 2016 |  | Changed Benefit.
11 - Hip | 11.01 - FEMORAL COMPONENTS - PRIMARY AND REVISION | 11.01.06 - Uncemented, Long Lengths, HA Coated (≤200mm) | 11.01.06.04 - Plasma |  | TG017 | 5920 |  | Future Medical Pty Ltd | JRI Total Hip System | JRI Furlong Revision Stems, Titanium Alloy with Supravit Coating, 12 / 14 Taper | 12 / 14 taper, 250mm long, 250ml long 5mm offset | 132478 | October 2016 |  | Changed Benefit.
11 - Hip | 11.01 - FEMORAL COMPONENTS - PRIMARY AND REVISION | 11.01.07 - Uncemented, Modular | 11.01.07.01 - Grit Blast | Body | CR220 | 2646 |  | Corin Australia Pty Ltd | SMR Modular Femoral Stem Proximal Body | Titanium, grit blast, non HA, | 40 to 70mm | 118603 | October 2016 |  | Changed Benefit.
11 - Hip | 11.01 - FEMORAL COMPONENTS - PRIMARY AND REVISION | 11.01.07 - Uncemented, Modular | 11.01.07.01 - Grit Blast | Body | CR222 | 2646 |  | Corin Australia Pty Ltd | SMR Modular Hip System | Calcar Component | 40 to 70mm | 118603 | October 2016 |  | Changed Benefit.
11 - Hip | 11.01 - FEMORAL COMPONENTS - PRIMARY AND REVISION | 11.01.07 - Uncemented, Modular | 11.01.07.01 - Grit Blast | Body | LC009 | 2646 |  | Lima Orthopaedics Australia Pty Ltd | Modulus Femoral Body | Femoral Body 12/14 Taper CCD 125* to 130* - Ti6AI4V | A & B x Small to Large | 210669 | October 2016 |  | Changed Benefit.
11 - Hip | 11.01 - FEMORAL COMPONENTS - PRIMARY AND REVISION | 11.01.07 - Uncemented, Modular | 11.01.07.01 - Grit Blast | Body | LC027 | 2646 |  | Lima Orthopaedics Australia Pty Ltd | Revision Modular Femoral Body | Revision Modular Femoral Body 12/14 Taper with Locking Screw Ti6AI4V | Std & Lat x 50-70mm - Body Height | 210642 | October 2016 |  | Changed Benefit.
11 - Hip | 11.01 - FEMORAL COMPONENTS - PRIMARY AND REVISION | 11.01.07 - Uncemented, Modular | 11.01.07.01 - Grit Blast | Body | LO020 | 2646 |  | Link Orthopaedics Australia | Link MP Recontruction Hip Prosthesis | Titanium, Grit blast, femoral Body | 35-65mm / 126 & 135 CCD | 114169, 51002 | October 2016 |  | Changed Benefit.
11 - Hip | 11.01 - FEMORAL COMPONENTS - PRIMARY AND REVISION | 11.01.07 - Uncemented, Modular | 11.01.07.01 - Grit Blast | Body | MA524 | 2646 |  | Mathys Orthopaedics Pty Ltd | Modular Revision Stem | Proximal body, grit Blasted Titanium | 50-70mm | 274207 | October 2016 |  | Changed Benefit.
11 - Hip | 11.01 - FEMORAL COMPONENTS - PRIMARY AND REVISION | 11.01.07 - Uncemented, Modular | 11.01.07.01 - Grit Blast | Body | OH429 | 2646 |  | Orthotech Pty Ltd | MGS Revision Modular stem neck | Modular Neck | 65 - 95 mm | 165470 | October 2016 |  | Changed Benefit.
11 - Hip | 11.01 - FEMORAL COMPONENTS - PRIMARY AND REVISION | 11.01.07 - Uncemented, Modular | 11.01.07.01 - Grit Blast | Cone | EX018 | 2886 |  | EXACTECH AUSTRALIA PTY LTD | Exactech M Series Total Hip System | Femoral Cone with calcar | 21-31mm | 159572 | October 2016 |  | Changed Benefit.
11 - Hip | 11.01 - FEMORAL COMPONENTS - PRIMARY AND REVISION | 11.01.07 - Uncemented, Modular | 11.01.07.01 - Grit Blast | Spacer | LO026 | 1124 |  | Link Orthopaedics Australia | Link spacer | Titanium, grit blast, non HA | 10mm - 40mm | 114169, 51002 | October 2016 |  | Changed Benefit.
11 - Hip | 11.01 - FEMORAL COMPONENTS - PRIMARY AND REVISION | 11.01.07 - Uncemented, Modular | 11.01.07.01 - Grit Blast | Stem | BI081 | 2886 |  | Zimmer Biomet Pty Ltd | ARCOS Modular Revision Hip System | Grit Blast Distal Stems, non HA | 150mm - 200mm | 98097 | February 2017 |  | Changed Suffix.
11 - Hip | 11.01 - FEMORAL COMPONENTS - PRIMARY AND REVISION | 11.01.07 - Uncemented, Modular | 11.01.07.01 - Grit Blast | Stem | CR223 | 2886 |  | Corin Australia Pty Ltd | SMR Femoral Stem | SMR Distal Component <200mm | SMR Distal Component 14 x 160mm, SMR Distal Component 16 x 160mm, SMR Distal Component 17 x 160mm, SMR Distal Component 18 x 160mm, SMR Distal Component 19 x 160mm, SMR Distal Component 20 x 160mm, SMR Distal Component 22 x 160mm, SMR Distal Component 14 x 160mm | 118603 | February 2017 |  | Changed Suffix.
11 - Hip | 11.01 - FEMORAL COMPONENTS - PRIMARY AND REVISION | 11.01.07 - Uncemented, Modular | 11.01.07.01 - Grit Blast | Stem | JJ841 | 2886 |  | Johnson & Johnson Medical Pty Ltd | Reclaim Revision Hip System - Standard Distal Stem | Standard distal stem | 14-31mm x 140-190mm | 191615 | February 2017 |  | Changed Suffix.
11 - Hip | 11.01 - FEMORAL COMPONENTS - PRIMARY AND REVISION | 11.01.07 - Uncemented, Modular | 11.01.07.01 - Grit Blast | Stem | LC010 | 2886 |  | Lima Orthopaedics Australia Pty Ltd | Modulus Modular Femoral Stem | Modulus Modular Femoral Stem | Size A & B x 13 to 26mm diameter | 210668 | February 2017 |  | Changed Suffix.
11 - Hip | 11.01 - FEMORAL COMPONENTS - PRIMARY AND REVISION | 11.01.07 - Uncemented, Modular | 11.01.07.01 - Grit Blast | Stem | LC030 | 2886 |  | Lima Orthopaedics Australia Pty Ltd | Revision Modular Femoral Stem | Revision Modular Femoral Stem Ti6A4I | 14-24mm Diameter x 140mm Length | 210670 | February 2017 |  | Changed Product Name, Description, Size, Suffix.
11 - Hip | 11.01 - FEMORAL COMPONENTS - PRIMARY AND REVISION | 11.01.07 - Uncemented, Modular | 11.01.07.01 - Grit Blast | Stem | LO021 | 2886 |  | Link Orthopaedics Australia | Link MP Reconstruction Hip Prosthesis | Stem, grit blast, titanium non HA | 12 - 25mm x 160mm | 114169, 51002 | February 2017 |  | Changed Suffix.
11 - Hip | 11.01 - FEMORAL COMPONENTS - PRIMARY AND REVISION | 11.01.07 - Uncemented, Modular | 11.01.07.01 - Grit Blast | Stem | MA500 | 2886 |  | Mathys Orthopaedics Pty Ltd | Modular Revision Stem | Titanium, grit blast, non HA | 14mm x 140mm - 24mm x 140mm | 274204 | October 2016 |  | Changed Benefit.
11 - Hip | 11.01 - FEMORAL COMPONENTS - PRIMARY AND REVISION | 11.01.07 - Uncemented, Modular | 11.01.07.01 - Grit Blast | Stem | OH430 | 2886 |  | Orthotech Pty Ltd | MGS Revision Modular stem | Modular stem | 130-210mm | 164570 | February 2017 |  | Changed Suffix.
11 - Hip | 11.01 - FEMORAL COMPONENTS - PRIMARY AND REVISION | 11.01.07 - Uncemented, Modular | 11.01.07.01 - Grit Blast | Stem | SK059 | 2886 |  | Stryker Australia Pty Ltd | Stryker Modular Revision Hip System | Titanium Alloy Bowed Conical Distal Stems | Restoration Modular bowed conical distal stem 195mm, 235mm | 128023, 12875 | February 2017 |  | Changed Suffix.
11 - Hip | 11.01 - FEMORAL COMPONENTS - PRIMARY AND REVISION | 11.01.07 - Uncemented, Modular | 11.01.07.01 - Grit Blast | Stem | ZI611 | 2886 |  | Zimmer Biomet Pty Ltd | Revitan Modular Straight Stem | Titanium, grit blast, non HA, cobalt chrome junction | 14 x 175, 140mm; 18 x 140mm; 20, 22, 24 x 195mm | 99906 | February 2017 |  | Changed Suffix.
11 - Hip | 11.01 - FEMORAL COMPONENTS - PRIMARY AND REVISION | 11.01.07 - Uncemented, Modular | 11.01.07.01 - Grit Blast | Stem | ZI613 | 2886 |  | Zimmer Biomet Pty Ltd | ZMR Modular Revision Hip System - Stem | Titanium, grit blast, non HA | 115 to 185mm | 208256, 208269, 216778 | October 2016 |  | Changed Benefit.
11 - Hip | 11.01 - FEMORAL COMPONENTS - PRIMARY AND REVISION | 11.01.07 - Uncemented, Modular | 11.01.07.02 - Beaded | Body, Tumor | DY187 | 6466 |  | Johnson & Johnson Medical Pty Ltd | Limb Preservation System | Beaded, 'Porocoat' Standard & Trochanter Replacement | Neutral, 15deg Left & Right in both styles | 131657 | October 2016 |  | Changed Benefit.
11 - Hip | 11.01 - FEMORAL COMPONENTS - PRIMARY AND REVISION | 11.01.07 - Uncemented, Modular | 11.01.07.02 - Beaded | Cone | DP982 | 2886 |  | Johnson & Johnson Medical Pty Ltd | SROM ZTT Femoral Sleeve | Titanium, beaded without HA, proximal femoral cone | 12A-24F | 98085, 98086 | October 2016 |  | Changed Benefit.
11 - Hip | 11.01 - FEMORAL COMPONENTS - PRIMARY AND REVISION | 11.01.07 - Uncemented, Modular | 11.01.07.02 - Beaded | Cone | SN895 | 2886 |  | Smith & Nephew Pty Ltd | MDF Revision System | Modular sleeve with Stiktite titanium porous coating | Small, Medium, Large and X-Large - sizes 10-25 | 101100 | October 2016 |  | Changed Benefit.
11 - Hip | 11.01 - FEMORAL COMPONENTS - PRIMARY AND REVISION | 11.01.07 - Uncemented, Modular | 11.01.07.02 - Beaded | Stem, Tumour | ZI739 | 4420 |  | Zimmer Biomet Pty Ltd | Segmental Trabecular Metal Femoral Component | 00-5850-032-38 Proximal TM Femur, 38mm offset 00-5850-032-46 Proximal TM Femur, 46mm offset | 28mm & 46mm | 95938 | October 2016 |  | Changed Benefit.
11 - Hip | 11.01 - FEMORAL COMPONENTS - PRIMARY AND REVISION | 11.01.07 - Uncemented, Modular | 11.01.07.04 - Plasma | Body | CX006 | 2886 |  | Consensus Australia Pty Ltd | UniSyn Proximal Femoral Body non HA | Titanium, plasma spray, non HA | single height, variable diameter and variable medial projections | 139297 | October 2016 |  | Changed Benefit.
11 - Hip | 11.01 - FEMORAL COMPONENTS - PRIMARY AND REVISION | 11.01.07 - Uncemented, Modular | 11.01.07.04 - Plasma | Body | OO099 | 2886 |  | Oceania Orthopaedics | Mutars RS revision system- Metaphyseal component | RS metaphyseal component | 25mm | 237292 | August 2017 |  | Changed Description, Size.
11 - Hip | 11.01 - FEMORAL COMPONENTS - PRIMARY AND REVISION | 11.01.07 - Uncemented, Modular | 11.01.07.04 - Plasma | Body | ZI971 | 2886 |  | Zimmer Biomet Pty Ltd | ARCOS Proximal Body | Plasma spray coated proximal bodies | Sizes A-F | 222273 | February 2017 |  | Compressed from BH032, BH034, BH130
11 - Hip | 11.01 - FEMORAL COMPONENTS - PRIMARY AND REVISION | 11.01.07 - Uncemented, Modular | 11.01.07.04 - Plasma | Cone | EX014 | 2886 |  | EXACTECH AUSTRALIA PTY LTD | Exactech M series modular Hip System | Modular Titanium Revision Hip - Metaphyseal Segment | 25-27mm, S, M, L, XL | 159572 | February 2017 |  | Changed Suffix.
11 - Hip | 11.01 - FEMORAL COMPONENTS - PRIMARY AND REVISION | 11.01.07 - Uncemented, Modular | 11.01.07.04 - Plasma | Cone | EX015 | 2886 |  | EXACTECH AUSTRALIA PTY LTD | Exactech M series modular Hip System | Femoral cone, titanium, plasma, not HA | 21 - 23mm, S, M, L, XL | 159572 | February 2017 |  | Changed Suffix.
11 - Hip | 11.01 - FEMORAL COMPONENTS - PRIMARY AND REVISION | 11.01.07 - Uncemented, Modular | 11.01.07.04 - Plasma | Cone | EX016 | 2886 |  | EXACTECH AUSTRALIA PTY LTD | Exactech Total Hip System | Modular Titanium Revision Hip - Metaphyseal Segment | 29-31mm, S, M, L, XL | 159572 | February 2017 |  | Changed Suffix.
11 - Hip | 11.01 - FEMORAL COMPONENTS - PRIMARY AND REVISION | 11.01.07 - Uncemented, Modular | 11.01.07.04 - Plasma | Stem | BH132 | 3256 |  | Zimmer Biomet Pty Ltd | ARCOS Modular Revision Hip System Short Distal Stems | Distal Stem bullet or slottedtip, porous plasma spray | <200mm | 274396, 274398 | August 2017 |  | Changed Size.
11 - Hip | 11.01 - FEMORAL COMPONENTS - PRIMARY AND REVISION | 11.01.07 - Uncemented, Modular | 11.01.07.04 - Plasma | Stem | CX005 | 3256 |  | Consensus Australia Pty Ltd | UniSyn Hip Plasma Femoral Stem | Titanium, plasma spray, non HA | <200mm | 139297 | October 2016 |  | Changed Benefit.
11 - Hip | 11.01 - FEMORAL COMPONENTS - PRIMARY AND REVISION | 11.01.07 - Uncemented, Modular | 11.01.07.05 - Unpolished and Polished | Body, Tumour | BI889 | 4764 |  | Zimmer Biomet Pty Ltd | Orthopaedic Salvage System | Proximal Femoral Component, Letson or Finn, Anatomic, Ti | 7cm Left or Right | 98097 | October 2016 |  | Changed Benefit.
11 - Hip | 11.01 - FEMORAL COMPONENTS - PRIMARY AND REVISION | 11.01.07 - Uncemented, Modular | 11.01.07.05 - Unpolished and Polished | Body, Tumour | HW600 | 4764 |  | Stryker Australia Pty Ltd | METS Smooth Trochanter | Titanium, uncoated | small and standard | 276356 | August 2017 |  | Transferred from CR123
11 - Hip | 11.01 - FEMORAL COMPONENTS - PRIMARY AND REVISION | 11.01.07 - Uncemented, Modular | 11.01.07.05 - Unpolished and Polished | Body, Tumour | LO179 | 4764 |  | Link Orthopaedics Australia | MegaSystem-C, Neck Segments | Massive, titanium | (35 - 65mm) length, (135 or 126) degree neck angle | 223281 | October 2016 |  | Changed Benefit.
11 - Hip | 11.01 - FEMORAL COMPONENTS - PRIMARY AND REVISION | 11.01.07 - Uncemented, Modular | 11.01.07.05 - Unpolished and Polished | Body, Tumour | OO117 | 4764 |  | Oceania Orthopaedics | Mutars Proximal Femur | Mutars Proximal Femur | 50/70mm length | 227163, 284591 | October 2016 |  | Changed Benefit.
11 - Hip | 11.01 - FEMORAL COMPONENTS - PRIMARY AND REVISION | 11.01.07 - Uncemented, Modular | 11.01.07.05 - Unpolished and Polished | Body, Tumour | SK158 | 4764 |  | Stryker Australia Pty Ltd | Howmedica Modular Resection System | GMRS Proximal Femoral Component, Cast Chrome Cobalt | Standard, Trochanteric, Smooth | 136586, 16236 | October 2016 |  | Changed Benefit.
11 - Hip | 11.01 - FEMORAL COMPONENTS - PRIMARY AND REVISION | 11.01.07 - Uncemented, Modular | 11.01.07.05 - Unpolished and Polished | Spacer, Tumour | HW605 | 3958 |  | Stryker Australia Pty Ltd | METS Principal Shaft | Titanium shaft | 45mm-150mm | 246516 | August 2017 |  | Transferred from CR129
11 - Hip | 11.01 - FEMORAL COMPONENTS - PRIMARY AND REVISION | 11.01.07 - Uncemented, Modular | 11.01.07.05 - Unpolished and Polished | Stem | CX003 | 3256 |  | Consensus Australia Pty Ltd | UniSyn Hip Fluted Femoral Stem | Titanium, highly polished, fluted | <200mm | 139297 | October 2016 |  | Changed Benefit.
11 - Hip | 11.01 - FEMORAL COMPONENTS - PRIMARY AND REVISION | 11.01.07 - Uncemented, Modular | 11.01.07.05 - Unpolished and Polished | Stem | EX017 | 3256 |  | EXACTECH AUSTRALIA PTY LTD | Exactech M series modular Hip System | Modular femoral stem, titanium, polished, non HA | 11 - 21mm x 135-165mm | 159572 | October 2016 |  | Changed Benefit.
11 - Hip | 11.01 - FEMORAL COMPONENTS - PRIMARY AND REVISION | 11.01.07 - Uncemented, Modular | 11.01.07.05 - Unpolished and Polished | Stem | PF004 | 3256 |  | Perios Pty Ltd | ESOP HA | ESOP Femoral Stem Diaphyseal Ti polished | Size 9-15 | 141169 | October 2016 |  | Changed Benefit.
11 - Hip | 11.01 - FEMORAL COMPONENTS - PRIMARY AND REVISION | 11.01.07 - Uncemented, Modular | 11.01.07.05 - Unpolished and Polished | Stem | SK022 | 3256 |  | Stryker Australia Pty Ltd | Modular Revision System Fluted Distal Stems | Titanium, polished, fluted, no HA | Stem Lengths 127 & 167mm straight & bowed. Diameter 11-26mm | 128023, 12875 | October 2016 |  | Changed Benefit.
11 - Hip | 11.01 - FEMORAL COMPONENTS - PRIMARY AND REVISION | 11.01.07 - Uncemented, Modular | 11.01.07.05 - Unpolished and Polished | Stem, SCP | JJ749 | 3811 |  | Johnson & Johnson Medical Pty Ltd | SROM Femoral Stem | Titanium, fluted, distal polished femoral stem & neck | Sizes 6-21 | 98085 | October 2016 |  | Changed Benefit.
11 - Hip | 11.01 - FEMORAL COMPONENTS - PRIMARY AND REVISION | 11.01.07 - Uncemented, Modular | 11.01.07.05 - Unpolished and Polished | Stem, SCP | JJ750 | 3811 |  | Johnson & Johnson Medical Pty Ltd | SROM Calcar Replacement Femoral Stem | Titanium, fluted, distal polished femoral stem & neck, with calcar replacement | Sizes 6-21 | 98085 | October 2016 |  | Changed Benefit.
11 - Hip | 11.01 - FEMORAL COMPONENTS - PRIMARY AND REVISION | 11.01.07 - Uncemented, Modular | 11.01.07.05 - Unpolished and Polished | Stem, Tumour | CR147 | 3958 |  | Corin Australia Pty Ltd | METS Smooth Integral Shaft & Stem | Titanium, uncoated, shaft and stem with round or oval collar | L=15,30mm D=27,,30mm (round) D=30x38, 36x44 (oval) |  | February 2017 |  | Changed Suffix.
11 - Hip | 11.01 - FEMORAL COMPONENTS - PRIMARY AND REVISION | 11.01.07 - Uncemented, Modular | 11.01.07.05 - Unpolished and Polished | Stem, Tumour | HW604 | 3958 |  | Stryker Australia Pty Ltd | METS Total Femoral Link Component | Curved titanium link shaft | 165mm, 225mm | 259943 | August 2017 |  | Transferred from CR128
11 - Hip | 11.01 - FEMORAL COMPONENTS - PRIMARY AND REVISION | 11.01.08 - Uncemented, Modular, HA Coated | 11.01.08.01 - Grit Blast | Body | DP005 | 2886 |  | Johnson & Johnson Medical Pty Ltd | Reef Hip Proximal Body & Neck | Titanium neck combined with small proximal body of varying size, grit blast, HA. With locking screw | 25-35mm | 143075 | October 2016 |  | Changed Benefit.
11 - Hip | 11.01 - FEMORAL COMPONENTS - PRIMARY AND REVISION | 11.01.08 - Uncemented, Modular, HA Coated | 11.01.08.01 - Grit Blast | Body | LO133 | 2886 |  | Link Orthopaedics Australia | Link MP Reconstruction Hip Prosthesis | Link body, Titanium, grit blast, HA | 35-65mm IN 126 & 135 degrees | 114169, 51002 | October 2016 |  | Changed Benefit.
11 - Hip | 11.01 - FEMORAL COMPONENTS - PRIMARY AND REVISION | 11.01.08 - Uncemented, Modular, HA Coated | 11.01.08.01 - Grit Blast | Body | PF003 | 2886 |  | Perios Pty Ltd | ESOP HA | Esop Femoral body Metaphyseal grit blast Ti/HA, | Left and Right Size 5-20 | 141169 | October 2016 |  | Changed Benefit.
11 - Hip | 11.01 - FEMORAL COMPONENTS - PRIMARY AND REVISION | 11.01.08 - Uncemented, Modular, HA Coated | 11.01.08.01 - Grit Blast | Body | TG018 | 2886 |  | Future Medical Pty Ltd | Securus Modular Revision Hip System | Modular Proximal Body | Std & 5mm offset | 132478 | October 2016 |  | Changed Benefit.
11 - Hip | 11.01 - FEMORAL COMPONENTS - PRIMARY AND REVISION | 11.01.08 - Uncemented, Modular, HA Coated | 11.01.08.01 - Grit Blast | Stem | LC158 | 3256 |  | Lima Orthopaedics Australia Pty Ltd | H-Max M Femoral Stem Ti6AI4V | H-Max M Femoral Stem HA Coated Ti6AI4V | 9 - 18 | 210634 | October 2016 |  | Changed Benefit.
11 - Hip | 11.01 - FEMORAL COMPONENTS - PRIMARY AND REVISION | 11.01.08 - Uncemented, Modular, HA Coated | 11.01.08.02 - Beaded | Cone | DP981 | 2710 |  | Johnson & Johnson Medical Pty Ltd | SROM ZTHA Femoral Sleeve | Titanium, grit blasted with HA, (proximal femoral cone) | Small / Large /XX Large size 14B-24F | 98085 | February 2017 |  | Changed Product Name, Description.
11 - Hip | 11.01 - FEMORAL COMPONENTS - PRIMARY AND REVISION | 11.01.08 - Uncemented, Modular, HA Coated | 11.01.08.02 - Beaded | Spacer | SN896 | 2886 |  | Smith & Nephew Pty Ltd | MDF Revision System | Modular Sleeve with Stiktite titanium porous coating and HA coating | Small, Medium, Large, and X-Large - sizes 10-25 | 101100 | October 2016 |  | Changed Benefit.
11 - Hip | 11.01 - FEMORAL COMPONENTS - PRIMARY AND REVISION | 11.01.08 - Uncemented, Modular, HA Coated | 11.01.08.04 - Plasma | Cone | CX007 | 3256 |  | Consensus Australia Pty Ltd | UniSyn Proximal Femoral Body with HA | Titanium, plasma spray, with HA | single height, variable diameter and variable medial projections | 139297 | October 2016 |  | Changed Benefit.
11 - Hip | 11.01 - FEMORAL COMPONENTS - PRIMARY AND REVISION | 11.01.08 - Uncemented, Modular, HA Coated | 11.01.08.04 - Plasma | Cone | OO040 | 3256 |  | Oceania Orthopaedics | Mutars RS revision system - metaphyseal component | RS metaphyseal component | 0mm, 50mm, 40mm tapered, 50mm tapered | 223511 | October 2016 |  | Changed Benefit.
11 - Hip | 11.01 - FEMORAL COMPONENTS - PRIMARY AND REVISION | 11.01.08 - Uncemented, Modular, HA Coated | 11.01.08.04 - Plasma | Stem | SK058 | 3626 |  | Stryker Australia Pty Ltd | Stryker Modular Revision Hip System | Porous Distal Stems Titanium Plasma Spray | Stem Lengths 127 & 167mm straight & bowed. Diameter 11-26mm | 145599 | October 2016 |  | Changed Benefit.
11 - Hip | 11.01 - FEMORAL COMPONENTS - PRIMARY AND REVISION | 11.01.08 - Uncemented, Modular, HA Coated | 11.01.08.05 - Unpolished and Polished | Body, Tumour | HW601 | 4181 |  | Stryker Australia Pty Ltd | METS Spiked Trochanter | Titanium, HA coated | Small and Standard | 276557 | August 2017 |  | Transferred from CR124
11 - Hip | 11.01 - FEMORAL COMPONENTS - PRIMARY AND REVISION | 11.01.08 - Uncemented, Modular, HA Coated | 11.01.08.05 - Unpolished and Polished | Stem, Tumour | HW610 | 4551 |  | Stryker Australia Pty Ltd | METS stippled Integral Shaft and Stem | Titanium, HA coated, shaft and stem with round or oval collar | L=15,30mm; D=27,30mm (round); D=30x38,36x44mm (oval) | 278138 | August 2017 |  | Transferred from CR139
11 - Hip | 11.01 - FEMORAL COMPONENTS - PRIMARY AND REVISION | 11.01.09 - Uncemented, Modular, Long Lengths (Stem ≥200mm; Body ≥75mm; Cone ≥70mm; Spacer/Sleeve ≥50mm) | 11.01.09.01 - Grit Blast | Body | JJ843 | 3570 |  | Johnson & Johnson Medical Pty Ltd | reclaim Revision Hip System - Proximal Body | Proximal Body | 20-28 x 75-105mm | 191615 | October 2016 |  | Changed Benefit.
11 - Hip | 11.01 - FEMORAL COMPONENTS - PRIMARY AND REVISION | 11.01.09 - Uncemented, Modular, Long Lengths (Stem ≥200mm; Body ≥75mm; Cone ≥70mm; Spacer/Sleeve ≥50mm) | 11.01.09.01 - Grit Blast | Body | MA525 | 3570 |  | Mathys Orthopaedics Pty Ltd | Modular Revision Stem | Proximal Body, Long, Grit Blasted Titanium | 80mm-110mm | 274207 | October 2016 |  | Changed Benefit.
11 - Hip | 11.01 - FEMORAL COMPONENTS - PRIMARY AND REVISION | 11.01.09 - Uncemented, Modular, Long Lengths (Stem ≥200mm; Body ≥75mm; Cone ≥70mm; Spacer/Sleeve ≥50mm) | 11.01.09.01 - Grit Blast | Body | ZI490 | 3570 |  | Zimmer Biomet Pty Ltd | Revitan Modular Proximal Body | Titanium, grit blast, non HA, femoral body | 55, 65, 75, 85, 95 and 105mm heights | 99906 | October 2016 |  | Changed Benefit.
11 - Hip | 11.01 - FEMORAL COMPONENTS - PRIMARY AND REVISION | 11.01.09 - Uncemented, Modular, Long Lengths (Stem ≥200mm; Body ≥75mm; Cone ≥70mm; Spacer/Sleeve ≥50mm) | 11.01.09.01 - Grit Blast | Stem | CR224 | 4274 |  | Corin Australia Pty Ltd | SMR Femoral Stem | SMR Distal Component 240mm | SMR distal component 14x 240mm, SMR distal component 16 x 240mm, SMR distal component 17x240mm, SMR distal component 18 x 240mm, SMR distal component 19 x 240mm, SMR distal component 20 x 240mm, SMR distal component 22 x 240mm | 118603 | October 2016 |  | Changed Benefit.
11 - Hip | 11.01 - FEMORAL COMPONENTS - PRIMARY AND REVISION | 11.01.09 - Uncemented, Modular, Long Lengths (Stem ≥200mm; Body ≥75mm; Cone ≥70mm; Spacer/Sleeve ≥50mm) | 11.01.09.01 - Grit Blast | Stem | JJ842 | 4274 |  | Johnson & Johnson Medical Pty Ltd | Reclaim Revision Hip System - Long Distal Stem | Long distal stem | 14-31mm x 240-290mm | 191615 | October 2016 |  | Changed Benefit.
11 - Hip | 11.01 - FEMORAL COMPONENTS - PRIMARY AND REVISION | 11.01.09 - Uncemented, Modular, Long Lengths (Stem ≥200mm; Body ≥75mm; Cone ≥70mm; Spacer/Sleeve ≥50mm) | 11.01.09.01 - Grit Blast | Stem | LC161 | 4274 |  | Lima Orthopaedics Australia Pty Ltd | Revision Modular Stem | Revision Modular Stem Ti6AI4V | 14 - 24mm Diameter x 200mm Length | 210670 | October 2016 |  | Changed Benefit.
11 - Hip | 11.01 - FEMORAL COMPONENTS - PRIMARY AND REVISION | 11.01.09 - Uncemented, Modular, Long Lengths (Stem ≥200mm; Body ≥75mm; Cone ≥70mm; Spacer/Sleeve ≥50mm) | 11.01.09.01 - Grit Blast | Stem | LO137 | 4274 |  | Link Orthopaedics Australia | Link MP Reconstruction Hip Prosthesis | Stem | 14 - 25mm x 210, 250, 290 & 330mm; | 114169, 51002 | October 2016 |  | Changed Benefit.
11 - Hip | 11.01 - FEMORAL COMPONENTS - PRIMARY AND REVISION | 11.01.09 - Uncemented, Modular, Long Lengths (Stem ≥200mm; Body ≥75mm; Cone ≥70mm; Spacer/Sleeve ≥50mm) | 11.01.09.01 - Grit Blast | Stem | MA501 | 4274 |  | Mathys Orthopaedics Pty Ltd | Modular Revision Stem - Long | Titanium, grit blast, non HA | 14mm x 200mm - 24 x 200mm | 274204 | October 2016 |  | Changed Benefit.
11 - Hip | 11.01 - FEMORAL COMPONENTS - PRIMARY AND REVISION | 11.01.09 - Uncemented, Modular, Long Lengths (Stem ≥200mm; Body ≥75mm; Cone ≥70mm; Spacer/Sleeve ≥50mm) | 11.01.09.01 - Grit Blast | Stem | ST011 | 4274 |  | Stryker Australia Pty Ltd | Stryker Modular Hip System | Conical distal stems titanium, grit blasted | Length 155mm, Diameter 14 - 28mm | 128023, 16234 | October 2016 |  | Changed Benefit.
11 - Hip | 11.01 - FEMORAL COMPONENTS - PRIMARY AND REVISION | 11.01.09 - Uncemented, Modular, Long Lengths (Stem ≥200mm; Body ≥75mm; Cone ≥70mm; Spacer/Sleeve ≥50mm) | 11.01.09.01 - Grit Blast | Stem | ZI612 | 4274 |  | Zimmer Biomet Pty Ltd | Revitan Modular Straight Stem | Titanium, grit blast, non HA, cobalt chrome junction | 14, 16, 18, 20, 22, 24, 26, 28 x 255mm; 16, 18, 20, 22, 24, 26 x 315mm | 99906 | October 2016 |  | Changed Benefit.
11 - Hip | 11.01 - FEMORAL COMPONENTS - PRIMARY AND REVISION | 11.01.09 - Uncemented, Modular, Long Lengths (Stem ≥200mm; Body ≥75mm; Cone ≥70mm; Spacer/Sleeve ≥50mm) | 11.01.09.01 - Grit Blast | Stem | ZI614 | 4274 |  | Zimmer Biomet Pty Ltd | ZMR Modular Revision Hip System - Stem | Titanium, grit blast, non HA | Stems ≥200mm | 208256, 208269, 208296, 216778 | February 2017 |  | Changed Size.
11 - Hip | 11.01 - FEMORAL COMPONENTS - PRIMARY AND REVISION | 11.01.09 - Uncemented, Modular, Long Lengths (Stem ≥200mm; Body ≥75mm; Cone ≥70mm; Spacer/Sleeve ≥50mm) | 11.01.09.04 - Plasma | Body | BH131 | 4181 |  | Zimmer Biomet Pty Ltd | ARCOS Revision Hip System Cone Proximal Body | Cone Proximal Body Porous plasma sprayed coated | 60-80mm body | 98097 | October 2016 |  | Changed Benefit.
11 - Hip | 11.01 - FEMORAL COMPONENTS - PRIMARY AND REVISION | 11.01.09 - Uncemented, Modular, Long Lengths (Stem ≥200mm; Body ≥75mm; Cone ≥70mm; Spacer/Sleeve ≥50mm) | 11.01.09.04 - Plasma | Body | ZI049 | 4181 |  | Zimmer Biomet Pty Ltd | ZMR Taper System Modular Revision Hip | Titanium body, plasma coating, non HA | A - F | 208275, 208295, 208654, 216777 | October 2016 |  | Changed Benefit.
11 - Hip | 11.01 - FEMORAL COMPONENTS - PRIMARY AND REVISION | 11.01.09 - Uncemented, Modular, Long Lengths (Stem ≥200mm; Body ≥75mm; Cone ≥70mm; Spacer/Sleeve ≥50mm) | 11.01.09.04 - Plasma | Stem | BH133 | 5106 |  | Zimmer Biomet Pty Ltd | ARCOS Modular Revision Hip System Distal Stems | Distal Stems | Stems ≥200mm | 274396, 274397, 274398, 274605, 274608 | August 2017 |  | Changed Description, Size.
11 - Hip | 11.01 - FEMORAL COMPONENTS - PRIMARY AND REVISION | 11.01.09 - Uncemented, Modular, Long Lengths (Stem ≥200mm; Body ≥75mm; Cone ≥70mm; Spacer/Sleeve ≥50mm) | 11.01.09.05 - Unpolished and Polished | Stem | CX004 | 5106 |  | Consensus Australia Pty Ltd | UniSyn Hip Fluted Long Femoral Stem | Titanium, highly polished, fluted, long, straight & bowed | >200mm | 139297 | October 2016 |  | Changed Benefit.
11 - Hip | 11.01 - FEMORAL COMPONENTS - PRIMARY AND REVISION | 11.01.09 - Uncemented, Modular, Long Lengths (Stem ≥200mm; Body ≥75mm; Cone ≥70mm; Spacer/Sleeve ≥50mm) | 11.01.09.05 - Unpolished and Polished | Stem | EX019 | 5106 |  | EXACTECH AUSTRALIA PTY LTD | Exactech Total Hip System | Modular stem Titanium polished, non HA | 11-21mm x 200mm | 159572 | October 2016 |  | Changed Benefit.
11 - Hip | 11.01 - FEMORAL COMPONENTS - PRIMARY AND REVISION | 11.01.09 - Uncemented, Modular, Long Lengths (Stem ≥200mm; Body ≥75mm; Cone ≥70mm; Spacer/Sleeve ≥50mm) | 11.01.09.05 - Unpolished and Polished | Stem | EX020 | 5106 |  | EXACTECH AUSTRALIA PTY LTD | Exactech Total Hip System | Modular stem Titanium polished, non HA | 11-21mm x 250mm | 159572 | October 2016 |  | Changed Benefit.
11 - Hip | 11.01 - FEMORAL COMPONENTS - PRIMARY AND REVISION | 11.01.09 - Uncemented, Modular, Long Lengths (Stem ≥200mm; Body ≥75mm; Cone ≥70mm; Spacer/Sleeve ≥50mm) | 11.01.09.05 - Unpolished and Polished | Stem | EX021 | 5106 |  | EXACTECH AUSTRALIA PTY LTD | Exactech Total Hip System | Modular Titanium Revision Hip - Stem | 11-21mm x 300mm | 159572 | October 2016 |  | Changed Benefit.
11 - Hip | 11.01 - FEMORAL COMPONENTS - PRIMARY AND REVISION | 11.01.09 - Uncemented, Modular, Long Lengths (Stem ≥200mm; Body ≥75mm; Cone ≥70mm; Spacer/Sleeve ≥50mm) | 11.01.09.05 - Unpolished and Polished | Stem | SR046 | 5106 |  | Stryker Australia Pty Ltd | Stryker Modular Revision Hip System | Modular Long Bowed Titanium Polished Fluted Stem | Length 217mm, 267mm and 317mm. Diamter 11mm-26mm | 128023, 16234 | October 2016 |  | Changed Benefit.
11 - Hip | 11.01 - FEMORAL COMPONENTS - PRIMARY AND REVISION | 11.01.09 - Uncemented, Modular, Long Lengths (Stem ≥200mm; Body ≥75mm; Cone ≥70mm; Spacer/Sleeve ≥50mm) | 11.01.09.05 - Unpolished and Polished | Stem, SCP | DY510 | 5291 |  | Johnson & Johnson Medical Pty Ltd | SROM Femoral Calcar Replacement Stem, long | Titanium, fluted, distal polished femoral long stem & neck, bowed and straight with Calcar Replacement | 9 -21mm diameter, greater than 200mm length | 98085 | October 2016 |  | Changed Benefit.
11 - Hip | 11.01 - FEMORAL COMPONENTS - PRIMARY AND REVISION | 11.01.09 - Uncemented, Modular, Long Lengths (Stem ≥200mm; Body ≥75mm; Cone ≥70mm; Spacer/Sleeve ≥50mm) | 11.01.09.05 - Unpolished and Polished | Stem, SCP | DY511 | 5291 |  | Johnson & Johnson Medical Pty Ltd | SROM Femoral Stem Long | Titanium, fluted, distal polished femoral long stem & neck, bowed and straight | 9 -21mm diameter, greater than 200mm length | 98085 | October 2016 |  | Changed Benefit.
11 - Hip | 11.01 - FEMORAL COMPONENTS - PRIMARY AND REVISION | 11.01.10 - Uncemented, Modular, HA Coated, Long Lengths (Stem ≥200mm; Body ≥75mm; Cone ≥70mm; Spacer/Sleeve ≥50mm) | 11.01.10.01 - Grit Blast | Stem | DP009 | 4644 |  | Johnson & Johnson Medical Pty Ltd | Reef Hip Femoral Stem | Titanium modular femoral stem with optional distal locking, grit blast and full HA coating | Length 225 - 375mm | 143075 | October 2016 |  | Changed Benefit.
11 - Hip | 11.01 - FEMORAL COMPONENTS - PRIMARY AND REVISION | 11.01.10 - Uncemented, Modular, HA Coated, Long Lengths (Stem ≥200mm; Body ≥75mm; Cone ≥70mm; Spacer/Sleeve ≥50mm) | 11.01.10.01 - Grit Blast | Stem | LI049 | 4644 |  | Amplitude Australia | Extreme Hip System Femoral Stem | Stem component of modular femoral stem, titanium, HA, with distal screw holes | 4 lengths - 250 to 400mm, 6 diameters | 210347 | October 2016 |  | Changed Benefit.
11 - Hip | 11.01 - FEMORAL COMPONENTS - PRIMARY AND REVISION | 11.01.10 - Uncemented, Modular, HA Coated, Long Lengths (Stem ≥200mm; Body ≥75mm; Cone ≥70mm; Spacer/Sleeve ≥50mm) | 11.01.10.01 - Grit Blast | Stem | TG023 | 4644 |  | Future Medical Pty Ltd | Securus Modular Revision Hip System | Curved Femoral Stem | 250 - 300mm | 132478 | October 2016 |  | Changed Benefit.
11 - Hip | 11.01 - FEMORAL COMPONENTS - PRIMARY AND REVISION | 11.01.10 - Uncemented, Modular, HA Coated, Long Lengths (Stem ≥200mm; Body ≥75mm; Cone ≥70mm; Spacer/Sleeve ≥50mm) | 11.01.10.04 - Plasma | Body | HW523 | 4181 |  | Stryker Australia Pty Ltd | Restoration Modular Body | Milled, Broached, Cone and Calcar body options | Milled: Dia 19-25mm with 2 mill Depths; 27-29mm with Mill Depths Broach: 1-8 Cone: Diam 19-31mm, Heights +0, +10, +20, +30 Calcar: Diameter 19-29mm, 3 Heights each | 145600, 145601, 145602, 14603 | October 2016 |  | Changed Benefit.
11 - Hip | 11.01 - FEMORAL COMPONENTS - PRIMARY AND REVISION | 11.01.10 - Uncemented, Modular, HA Coated, Long Lengths (Stem ≥200mm; Body ≥75mm; Cone ≥70mm; Spacer/Sleeve ≥50mm) | 11.01.10.04 - Plasma | Body | LI050 | 4181 |  | Amplitude Australia | Extreme Revision Hip Monobloc Epiphysis Metaphyseal Section | Combined metaphyseal and epiphyseal sections, adjustable rotation, anodized titanium with HA coating | 4 sizes | 217486 | October 2016 |  | Changed Benefit.
11 - Hip | 11.01 - FEMORAL COMPONENTS - PRIMARY AND REVISION | 11.01.10 - Uncemented, Modular, HA Coated, Long Lengths (Stem ≥200mm; Body ≥75mm; Cone ≥70mm; Spacer/Sleeve ≥50mm) | 11.01.10.04 - Plasma | Stem | LI051 | 5476 |  | Amplitude Australia | Optimal Revision Stem | Cementless, modular revision / reconstruction stem | Sizes 1-5 | 135326 | October 2016 |  | Changed Benefit.
11 - Hip | 11.01 - FEMORAL COMPONENTS - PRIMARY AND REVISION | 11.01.10 - Uncemented, Modular, HA Coated, Long Lengths (Stem ≥200mm; Body ≥75mm; Cone ≥70mm; Spacer/Sleeve ≥50mm) | 11.01.10.04 - Plasma | Stem | SR045 | 5476 |  | Stryker Australia Pty Ltd | Stryker Modular Revision Hip System | Modular Long Bowed Titanium Plasma HA Stem | Length 217mm, 267mm and 317mm. Diameter 11mm - 26mm | 145599, 16234 | October 2016 |  | Changed Benefit.
11 - Hip | 11.01 - FEMORAL COMPONENTS - PRIMARY AND REVISION | 11.01.11 - Calcar Replacement | 11.01.11.01 - Short and Standard Length |  | SN273 | 3422 |  | Smith & Nephew Pty Ltd | Echelon/Spectron | Revision Hip Stem - Non-porous | 135mm - 200mm | 220103, 253852, 253853 | October 2016 |  | Changed Benefit.
11 - Hip | 11.01 - FEMORAL COMPONENTS - PRIMARY AND REVISION | 11.01.11 - Calcar Replacement | 11.01.11.01 - Short and Standard Length |  | ST586 | 3422 |  | Stryker Australia Pty Ltd | Osteonics omnifit head/neck hip stem | Cobal Chrome, Unpolished, standard and long with calcar | Stem sizes 5, 7 & 9 | 128023, 12875 | October 2016 |  | Changed Benefit.
11 - Hip | 11.01 - FEMORAL COMPONENTS - PRIMARY AND REVISION | 11.01.11 - Calcar Replacement | 11.01.11.02 - Long Length (≥200mm) |  | DP121 | 6382 |  | Johnson & Johnson Medical Pty Ltd | Solution Calcar Replacement Femoral Stem | CoCr calcar replacement stem, uncemented, beaded (Porocoat) | Size 7-10 inch (175 - 250mm) | 98085 | October 2016 |  | Changed Benefit.
11 - Hip | 11.01 - FEMORAL COMPONENTS - PRIMARY AND REVISION | 11.01.11 - Calcar Replacement | 11.01.11.02 - Long Length (≥200mm) |  | SN271 | 6382 |  | Smith & Nephew Pty Ltd | Echelon | Revision Hip Stem - Non-porous | 225mm - 300mm | 220232, 253852, 253853, 260952 | October 2016 |  | Changed Benefit.
11 - Hip | 11.01 - FEMORAL COMPONENTS - PRIMARY AND REVISION | 11.01.13 - Monoblock Hemis |  |  | BI062 | 569 |  | Zimmer Biomet Pty Ltd | FR Thompson Hip Prosthesis System | Modular Curved Femoral Stem, Titanium. | 38mm - 55mm | 141055 | October 2016 |  | Changed Benefit.
11 - Hip | 11.01 - FEMORAL COMPONENTS - PRIMARY AND REVISION | 11.01.13 - Monoblock Hemis |  |  | DP167 | 569 |  | Johnson & Johnson Medical Pty Ltd | Thompson Hip | Stainless steel (Ortron 90), Thompson unipolar monoblock femoral component | head size 40-54 | 97395 | October 2016 |  | Changed Benefit.
11 - Hip | 11.01 - FEMORAL COMPONENTS - PRIMARY AND REVISION | 11.01.13 - Monoblock Hemis |  |  | DP168 | 569 |  | Johnson & Johnson Medical Pty Ltd | Austin Moore Hip Prosthesis | Stainless steel (Ortron 90), AMP unipolar monoblock femoral component | Head size 38-60mm | 97395 | October 2016 |  | Changed Benefit.
11 - Hip | 11.01 - FEMORAL COMPONENTS - PRIMARY AND REVISION | 11.01.13 - Monoblock Hemis |  |  | HW025 | 569 |  | Stryker Australia Pty Ltd | Austin Moore Endoprosthesis | Long Stem - Vitallium cobalt chrome | Head size 38 to 63 | 136586 | October 2016 |  | Changed Benefit.
11 - Hip | 11.01 - FEMORAL COMPONENTS - PRIMARY AND REVISION | 11.01.13 - Monoblock Hemis |  |  | HW026 | 569 |  | Stryker Australia Pty Ltd | Austin Moore Endoprosthesis | Standard Stem - Vitallium | 105-165mm length, Head size: 38 to 57 | 136586, 16234 | October 2016 |  | Changed Benefit.
11 - Hip | 11.01 - FEMORAL COMPONENTS - PRIMARY AND REVISION | 11.01.13 - Monoblock Hemis |  |  | SK196 | 569 |  | Stryker Australia Pty Ltd | Exeter Hip System - ETS (endoprosthesis trauma stem) | Orthinox Stainless Steel Endoprosthesis unipolar monoblock | 40mm Offset body with monoblock head sizes 38mm, 40mm, 41mm, 42mm, 43mm, 44mm, 45mm, 46mm, 47mm, 48mm, 49mm, 50mm, 52mm, 54mm, 56mm | 136586, 16232 | October 2016 |  | Changed Benefit.
11 - Hip | 11.01 - FEMORAL COMPONENTS - PRIMARY AND REVISION | 11.01.13 - Monoblock Hemis |  |  | SM037 | 569 |  | Smith & Nephew Pty Ltd | Fracture Head Unipolar Femoral Head | Stainless Steel or CoCr | 38-60 S/M | 220353 | August 2017 |  | Changed Product Sub Group.
11 - Hip | 11.01 - FEMORAL COMPONENTS - PRIMARY AND REVISION | 11.01.14 - Femoral Neck |  |  | BV041 | 1135 |  | MICROPORT ORTHOPEDICS PTY LIMITED | Profemur Modular Neck | Titanium and CoCr Femoral Necks | Length 27 - 38.5mm; Neutral to Ante/Retro - Varus Valgus 2 | 234443, 234446 | October 2016 |  | Changed Benefit.
11 - Hip | 11.01 - FEMORAL COMPONENTS - PRIMARY AND REVISION | 11.01.14 - Femoral Neck |  |  | DD028 | 1135 |  | DJO Australasia Pty Ltd | R120 Femoral Neck | CoCr, varying offsets & versions | 32-38mm length, varying degrees | 161911 | October 2016 |  | Changed Benefit.
11 - Hip | 11.01 - FEMORAL COMPONENTS - PRIMARY AND REVISION | 11.01.14 - Femoral Neck |  |  | LC029 | 1135 |  | Lima Orthopaedics Australia Pty Ltd | Modular Neck | Modular Neck Segment - CoCrMo | Size 1-6, Sm & Lg in STD, LAT, AVR/RVL, AVL/RVR | 210671 | October 2016 |  | Changed Benefit.
11 - Hip | 11.01 - FEMORAL COMPONENTS - PRIMARY AND REVISION | 11.01.14 - Femoral Neck |  |  | LI052 | 1135 |  | Amplitude Australia | Modular Neck for Acor & Integrale Femoral Stems | Titanium neck, with varying alignments & tapers | 4 sizes | 210537 | October 2016 |  | Changed Benefit.
11 - Hip | 11.01 - FEMORAL COMPONENTS - PRIMARY AND REVISION | 11.01.14 - Femoral Neck |  |  | OH440 | 1135 |  | Orthotech Pty Ltd | Multifit Modular Neck | Modular Neck | S, M, L | 165470 | October 2016 |  | Changed Benefit.
11 - Hip | 11.01 - FEMORAL COMPONENTS - PRIMARY AND REVISION | 11.01.14 - Femoral Neck |  |  | ZI553 | 1135 |  | Zimmer Biomet Pty Ltd | M/L Taper Kinectiv Neck | Neck component for M/L taper stem | size K, S, A, E, P, X, B, G, R, C, J, D, K1, S1, AA, E1, P1, X1, K2, E2, BB, G1, R1 ,S2, P2, G2, CC, J1, X2, R2, J2, DD | 208721 | October 2016 |  | Changed Benefit.
11 - Hip | 11.01 - FEMORAL COMPONENTS - PRIMARY AND REVISION | 11.01.14 - Femoral Neck |  |  | BB296 | 1135 |  | B Braun Australia Pty Ltd | Metha - Modular neck adaptors | Modular neck adaptors made from CoCr | CCD - 130°, 135 °, 140°; Offset - 0mm, -5mm ,+5mm; Version - 7.5° left ante/right retro, 0 °, 7.5 ° left retro/right ante | 126457 | February 2017 |  | Changed Description, Product Sub Group.
11 - Hip | 11.01 - FEMORAL COMPONENTS - PRIMARY AND REVISION | 11.01.14 - Femoral Neck |  |  | TZ004 | 1135 |  | The Trustee for Adler Ortho Unit Trust | Modula SC Neck | The complete series of Modula SC necks, all patented, consists of 15 sizes. | OX, OY, OZ, OA, OB, OC, 9X, 9Y, 9Z, 9A, 9B, 9C, 9AA, 9BB, 9CC | 230602 | August 2017 |  | Transferred from OO072
11 - Hip | 11.01 - FEMORAL COMPONENTS - PRIMARY AND REVISION | 11.01.14 - Femoral Neck |  |  | TZ014 | 1135 |  | The Trustee for Adler Ortho Unit Trust | S.F Modula Neck | S.F Modula Neck. Titanium for use with Adler Modular Hip Stems | OX, OY, OZ, OA, OB, OC, 9X, 9Y, 9Z, 9A, 9B, 9C, 9AA, 9BB, 9CC | 289075 | August 2017 |  | Transferred from OO175
11 - Hip | 11.01 - FEMORAL COMPONENTS - PRIMARY AND REVISION | 11.01.14 - Femoral Neck |  | Complex (Neck) | CX001 | 1597 |  | Consensus Australia Pty Ltd | UniSyn Hip Complex Neck | Titanium, with lateral extension for stem connection, includes calcar & non calcar replacement necks, separate locking bolt | 30-36mm non calcar, 45-55mm for calcar | 139297 | February 2017 |  | Changed Product Sub Group.
11 - Hip | 11.01 - FEMORAL COMPONENTS - PRIMARY AND REVISION | 11.01.14 - Femoral Neck |  | Complex (Neck) | EX024 | 1597 |  | EXACTECH AUSTRALIA PTY LTD | Exactech M Series body | Titanium, complex neck segment | 32 - 49mm, -5 - +30mm | 159572 | February 2017 |  | Changed Product Name, Description, Product Sub Group.
11 - Hip | 11.01 - FEMORAL COMPONENTS - PRIMARY AND REVISION | 11.01.14 - Femoral Neck |  | Complex (Neck) | GM091 | 1597 |  | Global Manufacturing Technology Pty Ltd | Apex Modular Neck | Titanium and CoCr with lateral extension for stem connection | 25mm - 35mm to 35mm - 50mm | 120787 | February 2017 |  | Changed Product Sub Group.
11 - Hip | 11.01 - FEMORAL COMPONENTS - PRIMARY AND REVISION | 11.01.14 - Femoral Neck |  | Complex (Neck) | OO118 | 1597 |  | Oceania Orthopaedics | Mutars RS revision system - Proximal component | RS proximal component | 127 degrees, 32/42mm, 135 degrees, 32/42mm | 238834, 284587 | August 2017 |  | Changed Product Sub Group.
11 - Hip | 11.01 - FEMORAL COMPONENTS - PRIMARY AND REVISION | 11.01.14 - Femoral Neck |  | Complex (Neck) | WR165 | 1597 |  | Wright Medical Australia | Guardian Limb Salvage System | Guardian Femoral Neck | One Size Only | 95686 | February 2017 |  | Changed Product Sub Group.
11 - Hip | 11.02 - FEMORAL HEADS | 11.02.01 - Conventional Femoral Heads, ≤32mm | 11.02.01.01 - Stainless Steel |  | HW038 | 740 |  | Stryker Australia Pty Ltd | V40 Orthinox Head | Stainless Steel | 22 - 28mm dia | 139227, 16232 | October 2016 |  | Changed Benefit.
11 - Hip | 11.02 - FEMORAL HEADS | 11.02.01 - Conventional Femoral Heads, ≤32mm | 11.02.01.01 - Stainless Steel |  | LC195 | 740 |  | Lima Orthopaedics Australia Pty Ltd | BioBall Femoral Head | Femoral Head Vivium ≤ 32mm | 28mm, 32mm | 227096 | February 2017 |  | Expanded from LC194
11 - Hip | 11.02 - FEMORAL HEADS | 11.02.01 - Conventional Femoral Heads, ≤32mm | 11.02.01.01 - Stainless Steel |  | LI058 | 740 |  | Amplitude Australia | metallic femoral head | M30NW femoral head with 10/12 taper | 22.2mm - 32mm short, medium, long | 210159 | October 2016 |  | Changed Benefit.
11 - Hip | 11.02 - FEMORAL HEADS | 11.02.01 - Conventional Femoral Heads, ≤32mm | 11.02.01.01 - Stainless Steel |  | MA028 | 740 |  | Mathys Orthopaedics Pty Ltd | Mathys Stainless Steel Femoral Heads | Stainless Steel, | 22-32mm | 210158 | October 2016 |  | Changed Benefit.
11 - Hip | 11.02 - FEMORAL HEADS | 11.02.01 - Conventional Femoral Heads, ≤32mm | 11.02.01.01 - Stainless Steel |  | SN697 | 740 |  | Smith & Nephew Pty Ltd | Femoral Head | Stainless steel | 22-32mm,+0-+16mm | 218184 | October 2016 |  | Changed Benefit.
11 - Hip | 11.02 - FEMORAL HEADS | 11.02.01 - Conventional Femoral Heads, ≤32mm | 11.02.01.01 - Stainless Steel |  | ZI052 | 740 |  | Zimmer Biomet Pty Ltd | Femoral Head | Zimaloy - Stainless Steel | 22mm, 28mm, 32mm | 95938 | October 2016 |  | Changed Benefit.
11 - Hip | 11.02 - FEMORAL HEADS | 11.02.01 - Conventional Femoral Heads, ≤32mm | 11.02.01.02 - Cobalt Chrome |  | BB246 | 740 |  | B Braun Australia Pty Ltd | Metal Head | Isodur CoCr Femoral Head | 22.5mm, 26mm, 28mm, 32mm | 123313 | October 2016 |  | Changed Benefit.
11 - Hip | 11.02 - FEMORAL HEADS | 11.02.01 - Conventional Femoral Heads, ≤32mm | 11.02.01.02 - Cobalt Chrome |  | BI973 | 740 |  | Zimmer Biomet Pty Ltd | Modular Head Implants | Femoral Modular Head | 22 - 32mm diameter, - 6 to =12mm neck, collared, no collar | 98097 | October 2016 |  | Changed Benefit.
11 - Hip | 11.02 - FEMORAL HEADS | 11.02.01 - Conventional Femoral Heads, ≤32mm | 11.02.01.02 - Cobalt Chrome |  | BV035 | 740 |  | MICROPORT ORTHOPEDICS PTY LIMITED | Femoral Head | Femoral Head Cast Cobalt Chrome Alloy | 22.5mm - 32mm Femoral Head and neck ranging from -3.5mm to +7mm | 263792 | October 2016 |  | Changed Benefit.
11 - Hip | 11.02 - FEMORAL HEADS | 11.02.01 - Conventional Femoral Heads, ≤32mm | 11.02.01.02 - Cobalt Chrome |  | CR029 | 740 |  | Corin Australia Pty Ltd | CoCr Femoral Head | CoCr femoral head | Dia 22,26,28,32mm | 220077, 224980 | February 2017 |  | Changed Size.
11 - Hip | 11.02 - FEMORAL HEADS | 11.02.01 - Conventional Femoral Heads, ≤32mm | 11.02.01.02 - Cobalt Chrome |  | CR135 | 740 |  | Corin Australia Pty Ltd | METS CoCr Femoral Head | CoCr | 28mm-32mm | 146564 | October 2016 |  | Changed Benefit.
11 - Hip | 11.02 - FEMORAL HEADS | 11.02.01 - Conventional Femoral Heads, ≤32mm | 11.02.01.02 - Cobalt Chrome |  | CR245 | 740 |  | Corin Australia Pty Ltd | Tornier CoCr Femoral Head – Femoral Head ≤32mm | CoCr Femoral Head | Dia 22.2mm, 28mm and 32mm, Short, Medium, Long and Extra-Long Necks | 207907 | February 2017 |  | Transferred from TO154
11 - Hip | 11.02 - FEMORAL HEADS | 11.02.01 - Conventional Femoral Heads, ≤32mm | 11.02.01.02 - Cobalt Chrome |  | CX008 | 740 |  | Consensus Australia Pty Ltd | Consensus Femoral Head | CoCr | 22-32mm | 139297 | October 2016 |  | Changed Benefit.
11 - Hip | 11.02 - FEMORAL HEADS | 11.02.01 - Conventional Femoral Heads, ≤32mm | 11.02.01.02 - Cobalt Chrome |  | DD039 | 740 |  | DJO Australasia Pty Ltd | R120 Metal Femoral Head | R120 Metal Femoral Head <32mm | 28mm, 32mm | 161911 | October 2016 |  | Changed Benefit.
11 - Hip | 11.02 - FEMORAL HEADS | 11.02.01 - Conventional Femoral Heads, ≤32mm | 11.02.01.02 - Cobalt Chrome |  | DD050 | 740 |  | DJO Australasia Pty Ltd | FMP Acetabular System - CoCro Femoral Heads | CoCro femoral heads in 22mm and 32mm diameters to fit with FMP acetabular liners and FMP acetabular shells | 22mm in +0,+4,+8mm and 32mm in -4.0, +4, +8, +12mm, diameters | 161911 | October 2016 |  | Changed Benefit.
11 - Hip | 11.02 - FEMORAL HEADS | 11.02.01 - Conventional Femoral Heads, ≤32mm | 11.02.01.02 - Cobalt Chrome |  | DP124 | 740 |  | Johnson & Johnson Medical Pty Ltd | DePuy Femoral Head | CoCr Femoral Head Various Tapers & Neck Lengths | 22-32 mm | 136290, 136384, 145009 | October 2016 |  | Changed Benefit.
11 - Hip | 11.02 - FEMORAL HEADS | 11.02.01 - Conventional Femoral Heads, ≤32mm | 11.02.01.02 - Cobalt Chrome |  | EX022 | 740 |  | EXACTECH AUSTRALIA PTY LTD | Exactech Femoral Head | Cobalt Chrome Head | -2 to -5mm, +0 to 10mm | 159572 | October 2016 |  | Changed Benefit.
11 - Hip | 11.02 - FEMORAL HEADS | 11.02.01 - Conventional Femoral Heads, ≤32mm | 11.02.01.02 - Cobalt Chrome |  | GM056 | 740 |  | Global Manufacturing Technology Pty Ltd | SMR Femoral Head | CoCr | 22 to 40mm | 280608 | October 2016 |  | Changed Benefit.
11 - Hip | 11.02 - FEMORAL HEADS | 11.02.01 - Conventional Femoral Heads, ≤32mm | 11.02.01.02 - Cobalt Chrome |  | GM092 | 740 |  | Global Manufacturing Technology Pty Ltd | Apex Global Femoral Head | CoCr | 28mm to 40mm | 218813 | October 2016 |  | Changed Benefit.
11 - Hip | 11.02 - FEMORAL HEADS | 11.02.01 - Conventional Femoral Heads, ≤32mm | 11.02.01.02 - Cobalt Chrome |  | GM146 | 740 |  | Global Manufacturing Technology Pty Ltd | BioBall Femoral Head | Femoral Head Vivium < 32mm | 28mm, 32mm | 266538 | October 2016 |  | Changed Benefit.
11 - Hip | 11.02 - FEMORAL HEADS | 11.02.01 - Conventional Femoral Heads, ≤32mm | 11.02.01.02 - Cobalt Chrome |  | HW032 | 740 |  | Stryker Australia Pty Ltd | Stryker CoCr Femoral Head | Hip - Femoral Head | 22, 26, 28, 30, 32mm | 128024, 139227 | October 2016 |  | Changed Benefit.
11 - Hip | 11.02 - FEMORAL HEADS | 11.02.01 - Conventional Femoral Heads, ≤32mm | 11.02.01.02 - Cobalt Chrome |  | LC032 | 740 |  | Lima Orthopaedics Australia Pty Ltd | Modular Head | Modular Head CoCrMo | 28-32mm Diameter Small to XXXLarge | 210718 | October 2016 |  | Changed Benefit.
11 - Hip | 11.02 - FEMORAL HEADS | 11.02.01 - Conventional Femoral Heads, ≤32mm | 11.02.01.02 - Cobalt Chrome |  | LI094 | 740 |  | Amplitude Australia | F2 Femoral Head | Femoral Heads, CoCr | Diameter 32mm, -4, 0, +4, +8 | 226929 | October 2016 |  | Changed Benefit.
11 - Hip | 11.02 - FEMORAL HEADS | 11.02.01 - Conventional Femoral Heads, ≤32mm | 11.02.01.02 - Cobalt Chrome |  | LI106 | 740 |  | Amplitude Australia | Hyperion Cobalt Chrome Femoral Head | Cobalt Chrome, 12/14 Taper | Sizes 22, 28 and 32 mm | 158179 | October 2016 |  | Changed Benefit.
11 - Hip | 11.02 - FEMORAL HEADS | 11.02.01 - Conventional Femoral Heads, ≤32mm | 11.02.01.02 - Cobalt Chrome |  | LO022 | 740 |  | Link Orthopaedics Australia | Link Prosthesis Femoral Head | Prosthesis Head "B" CoCrMo | Short/medium-short/medium/Long/X-long 22mm - 32mm and 36mm Neck Length -3.5 to +10.5 | 212893 | October 2016 |  | Changed Benefit.
11 - Hip | 11.02 - FEMORAL HEADS | 11.02.01 - Conventional Femoral Heads, ≤32mm | 11.02.01.02 - Cobalt Chrome |  | MA469 | 740 |  | Mathys Orthopaedics Pty Ltd | Mathys CoCr Femoral Head | Hip Prosthesis Femoral Head CoCrMo ≤32mm | 28 mm & 32mm, (S,M,L,XL,XXL) | 274272 | October 2016 |  | Changed Benefit.
11 - Hip | 11.02 - FEMORAL HEADS | 11.02.01 - Conventional Femoral Heads, ≤32mm | 11.02.01.02 - Cobalt Chrome |  | MU005 | 740 |  | Medacta Australia Pty Ltd | Quadra Hip Femoral Head | CoCr | Dia 22mm (S to M) Dia 28mm (S to XXL) Dia 32mm (S to XXL) | 132458 | October 2016 |  | Changed Benefit.
11 - Hip | 11.02 - FEMORAL HEADS | 11.02.01 - Conventional Femoral Heads, ≤32mm | 11.02.01.02 - Cobalt Chrome |  | OH434 | 740 |  | Orthotech Pty Ltd | Samo acetabular cup femoral head | CoCr femoral head | S, M, L and XL | 165470 | October 2016 |  | Changed Benefit.
11 - Hip | 11.02 - FEMORAL HEADS | 11.02.01 - Conventional Femoral Heads, ≤32mm | 11.02.01.02 - Cobalt Chrome |  | OO034 | 740 |  | Oceania Orthopaedics | IC-Head CoCrMo | IC Head, CoCrMo | 22,28,32mm - S-M-L-XL | 169671 | October 2016 |  | Changed Benefit.
11 - Hip | 11.02 - FEMORAL HEADS | 11.02.01 - Conventional Femoral Heads, ≤32mm | 11.02.01.02 - Cobalt Chrome |  | OO070 | 740 |  | Oceania Orthopaedics | Adler CoCr Head | Cobolt Chrome Femoral Heads for Adler Stems 22,28mm OD | Short, Medium, Long in 22 and 28 mm | 154493, 154495, 154497, 154498 | October 2016 |  | Changed Benefit.
11 - Hip | 11.02 - FEMORAL HEADS | 11.02.01 - Conventional Femoral Heads, ≤32mm | 11.02.01.02 - Cobalt Chrome |  | PF005 | 740 |  | Perios Pty Ltd | ESOP HA | Femoral Head CoCr | 22.2 -32mm | 141169 | October 2016 |  | Changed Benefit.
11 - Hip | 11.02 - FEMORAL HEADS | 11.02.01 - Conventional Femoral Heads, ≤32mm | 11.02.01.02 - Cobalt Chrome |  | SF033 | 740 |  | Signature Orthopaedics | Metal Femoral Head | Cobalt Chrome | 28mm - 32mm | 175346 | October 2016 |  | Changed Benefit.
11 - Hip | 11.02 - FEMORAL HEADS | 11.02.01 - Conventional Femoral Heads, ≤32mm | 11.02.01.02 - Cobalt Chrome |  | SF046 | 740 |  | Signature Orthopaedics | Signature Femoral Head <=32mm | Cobalt Chrome Femoral head | Offsets S, M, L & XL | 175346 | October 2016 |  | Changed Benefit.
11 - Hip | 11.02 - FEMORAL HEADS | 11.02.01 - Conventional Femoral Heads, ≤32mm | 11.02.01.02 - Cobalt Chrome |  | SM055 | 740 |  | Smith & Nephew Pty Ltd | Universal Femoral Head | Chrome Cobalt | =< 32mm | 147472 | October 2016 |  | Changed Benefit.
11 - Hip | 11.02 - FEMORAL HEADS | 11.02.01 - Conventional Femoral Heads, ≤32mm | 11.02.01.02 - Cobalt Chrome |  | SN280 | 740 |  | Smith & Nephew Pty Ltd | Femoral Head | CoCr | <=32mm | 218139 | October 2016 |  | Changed Benefit.
11 - Hip | 11.02 - FEMORAL HEADS | 11.02.01 - Conventional Femoral Heads, ≤32mm | 11.02.01.02 - Cobalt Chrome |  | TG005 | 740 |  | Future Medical Pty Ltd | JRI Femoral Head | Cobalt Chrome Femoral; Heads | 28mm, and 32mm head sizes | 132410 | October 2016 |  | Changed Benefit.
11 - Hip | 11.02 - FEMORAL HEADS | 11.02.01 - Conventional Femoral Heads, ≤32mm | 11.02.01.02 - Cobalt Chrome |  | WR130 | 740 |  | Wright Medical Australia | Gladiator Bipolar Hip System | Gladiator bipolar hip system, bipolar CoCr head 22mm to 32mm | 22mm short, 28mm short, medium, long 32mm short medium long | 154282 | October 2016 |  | Changed Benefit.
11 - Hip | 11.02 - FEMORAL HEADS | 11.02.01 - Conventional Femoral Heads, ≤32mm | 11.02.01.02 - Cobalt Chrome |  | ZI051 | 740 |  | Zimmer Biomet Pty Ltd | Femoral Head | Zimaloy - Co Cr | 22mm - 32mm | 228449 | February 2017 |  | Changed Size.
11 - Hip | 11.02 - FEMORAL HEADS | 11.02.01 - Conventional Femoral Heads, ≤32mm | 11.02.01.02 - Cobalt Chrome |  | ZI358 | 740 |  | Zimmer Biomet Pty Ltd | Durasul Ballhead for Inserts | CoCr femoral head | 22, 28, 32 | 216181 | October 2016 |  | Changed Benefit.
11 - Hip | 11.02 - FEMORAL HEADS | 11.02.01 - Conventional Femoral Heads, ≤32mm | 11.02.01.02 - Cobalt Chrome |  | ZI380 | 740 |  | Zimmer Biomet Pty Ltd | Femoral Head | Head - Metal (Zweymuller Allopro) - CoCr | 22mm, 28mm, 32mm | 216181 | October 2016 |  | Changed Benefit.
11 - Hip | 11.02 - FEMORAL HEADS | 11.02.01 - Conventional Femoral Heads, ≤32mm | 11.02.01.02 - Cobalt Chrome | Low Frequency Ion Treatment | SR026 | 1942 |  | Stryker Australia Pty Ltd | Stryker CoCr Femoral Head | Cobal Chrome with LFIT Treatment | 22-32mm | 128024, 12875, 139227 | October 2016 |  | Changed Benefit.
11 - Hip | 11.02 - FEMORAL HEADS | 11.02.01 - Conventional Femoral Heads, ≤32mm | 11.02.01.03 - Alumina |  | DD041 | 1850 |  | DJO Australasia Pty Ltd | R120 Ceramic Femoral Head | R120 Ceramic, Biolox Femoral Head <32mm | 28mm - 3.5mm to +3.5mm 32mm - 4.0mm to +4.0mm | 161911 | October 2016 |  | Changed Benefit.
11 - Hip | 11.02 - FEMORAL HEADS | 11.02.01 - Conventional Femoral Heads, ≤32mm | 11.02.01.03 - Alumina |  | EX023 | 1850 |  | EXACTECH AUSTRALIA PTY LTD | Exactech Femoral Head | Ceramic/Femoral Head, Biolox Forte | -2 to -5mm, +0 to +10mm | 159572 | October 2016 |  | Changed Benefit.
11 - Hip | 11.02 - FEMORAL HEADS | 11.02.01 - Conventional Femoral Heads, ≤32mm | 11.02.01.03 - Alumina |  | GM057 | 1850 |  | Global Manufacturing Technology Pty Ltd | SMR Ceramic Femoral Head | Ceramic, Biolox Forte | 28 to 36mm | 118603 | October 2016 |  | Changed Benefit.
11 - Hip | 11.02 - FEMORAL HEADS | 11.02.01 - Conventional Femoral Heads, ≤32mm | 11.02.01.03 - Alumina |  | GM093 | 1850 |  | Global Manufacturing Technology Pty Ltd | Apex Global Ceramic Femoral Head | Ceramic, Biolox Forte | 28mm to 36mm | 218812 | October 2016 |  | Changed Benefit.
11 - Hip | 11.02 - FEMORAL HEADS | 11.02.01 - Conventional Femoral Heads, ≤32mm | 11.02.01.03 - Alumina |  | HW017 | 1850 |  | Stryker Australia Pty Ltd | Stryker Biolox Forte Alumina Femoral Head | Hip - Femoral Head | 28, 32mm | 139227 | October 2016 |  | Changed Benefit.
11 - Hip | 11.02 - FEMORAL HEADS | 11.02.01 - Conventional Femoral Heads, ≤32mm | 11.02.01.03 - Alumina |  | JJ751 | 1850 |  | Johnson & Johnson Medical Pty Ltd | DePuy Ceramic Heads | Ceramic (Biolox Forte) Femoral head various tapers & neck lengths | ≤32mm | 136384, 138290, 138869, 145009 | October 2016 |  | Changed Benefit.
11 - Hip | 11.02 - FEMORAL HEADS | 11.02.01 - Conventional Femoral Heads, ≤32mm | 11.02.01.03 - Alumina |  | LI073 | 1850 |  | Amplitude Australia | Ball Heads 12 - 14 Taper (Alumina) | Ceramic femoral head, bilox forte | ≤32mm | 210133 | October 2016 |  | Changed Benefit.
11 - Hip | 11.02 - FEMORAL HEADS | 11.02.01 - Conventional Femoral Heads, ≤32mm | 11.02.01.03 - Alumina |  | LI107 | 1850 |  | Amplitude Australia | Austofix Ceramic System | Biolox Ceramic Femoral Head | 28 and 32 mm | 158179 | October 2016 |  | Changed Benefit.
11 - Hip | 11.02 - FEMORAL HEADS | 11.02.01 - Conventional Femoral Heads, ≤32mm | 11.02.01.03 - Alumina |  | LO023 | 1850 |  | Link Orthopaedics Australia | Link Prosthesis Femoral Head | Prosthesis Head "A" Biolox forte Ceramic | Short/medium - short /medium | 140655, 51002 | October 2016 |  | Changed Benefit.
11 - Hip | 11.02 - FEMORAL HEADS | 11.02.01 - Conventional Femoral Heads, ≤32mm | 11.02.01.03 - Alumina |  | MA020 | 1850 |  | Mathys Orthopaedics Pty Ltd | Mathys Ceramic Femoral Head | Ceramic, Bionit (alumina) | diameter 28-32mm | 210564 | October 2016 |  | Changed Benefit.
11 - Hip | 11.02 - FEMORAL HEADS | 11.02.01 - Conventional Femoral Heads, ≤32mm | 11.02.01.03 - Alumina |  | OH433 | 1850 |  | Orthotech Pty Ltd | Samo acetabular cup ceramic head | Ceramic femoral head | S, M, L, and XL | 165470 | October 2016 |  | Changed Benefit.
11 - Hip | 11.02 - FEMORAL HEADS | 11.02.01 - Conventional Femoral Heads, ≤32mm | 11.02.01.03 - Alumina |  | PF006 | 1850 |  | Perios Pty Ltd | ESOP HA | Femoral Head Alumina Ceramic | 28 and 32mm Diameter | 141169 | October 2016 |  | Changed Benefit.
11 - Hip | 11.02 - FEMORAL HEADS | 11.02.01 - Conventional Femoral Heads, ≤32mm | 11.02.01.03 - Alumina |  | TG020 | 1850 |  | Future Medical Pty Ltd | JRI Ceramic femoral Head | Total Hip Replacement (THR) Ceramic Femoral Heads, Biolox Delta Ceramic, and Alumina Oxide | 12 / 14 Taper, Biolox Delta Ceramic head sizes 28mm, 32mm. Alumina Oxide head sizes 28mm | 132410 | October 2016 |  | Changed Benefit.
11 - Hip | 11.02 - FEMORAL HEADS | 11.02.01 - Conventional Femoral Heads, ≤32mm | 11.02.01.03 - Alumina |  | WR124 | 1850 |  | Wright Medical Australia | Transcend/Lineage Articulation System | Head ceramic | 28mm, 32mm, 3 lengths | 154282 | October 2016 |  | Changed Benefit.
11 - Hip | 11.02 - FEMORAL HEADS | 11.02.01 - Conventional Femoral Heads, ≤32mm | 11.02.01.03 - Alumina | Sleeve | SR023 | 2035 |  | Stryker Australia Pty Ltd | Stryker Revision Femoral Head, Biolox Forte Alumina | With pre assembled titanium sleeve | 28, 32mm | 128024, 139227, 16232 | October 2016 |  | Changed Benefit.
11 - Hip | 11.02 - FEMORAL HEADS | 11.02.01 - Conventional Femoral Heads, ≤32mm | 11.02.01.03 - Alumina | Sleeve | TG015 | 2035 |  | Future Medical Pty Ltd | JRI Total Hip System | Ceramic femoral head with sleeve | 28, 32, 36mm | 132410 | October 2016 |  | Changed Benefit.
11 - Hip | 11.02 - FEMORAL HEADS | 11.02.01 - Conventional Femoral Heads, ≤32mm | 11.02.01.05 - Ceramic Mix |  | BB250 | 1942 |  | B Braun Australia Pty Ltd | Biolox Delta Ceramic Head | Biolox Delta Ceramic Head | 28 & 32mm diameter | 126457 | October 2016 |  | Changed Benefit.
11 - Hip | 11.02 - FEMORAL HEADS | 11.02.01 - Conventional Femoral Heads, ≤32mm | 11.02.01.05 - Ceramic Mix |  | BI058 | 1942 |  | Zimmer Biomet Pty Ltd | Modular Ceramic System | Ceramic Head, Aluminium Alloy, biolox Delta | 28-32mm | 224752, 231755 | February 2017 |  | Changed Size, Product Sub Group, Benefit.
11 - Hip | 11.02 - FEMORAL HEADS | 11.02.01 - Conventional Femoral Heads, ≤32mm | 11.02.01.05 - Ceramic Mix |  | BJ006 | 1942 |  | Motion Orthopaedics Pty Ltd | Ceramic modular head | Biolox Delta Ceramic heads 32mm or less | 28 and 32mm | 168965 | October 2016 |  | Changed Benefit.
11 - Hip | 11.02 - FEMORAL HEADS | 11.02.01 - Conventional Femoral Heads, ≤32mm | 11.02.01.05 - Ceramic Mix |  | BV038 | 1942 |  | MICROPORT ORTHOPEDICS PTY LIMITED | Delta Modular Heads | Biolox Delta Heads | 28mm, 32mm in -3.5mm, 0mm, + 3.5 neck lengths | 240574 | October 2016 |  | Changed Benefit.
11 - Hip | 11.02 - FEMORAL HEADS | 11.02.01 - Conventional Femoral Heads, ≤32mm | 11.02.01.05 - Ceramic Mix |  | CR180 | 1942 |  | Corin Australia Pty Ltd | Ceramic modular head | Biolox Delta Ceramic heads 32mm or less | 28 and 32mm | 157505 | October 2016 |  | Changed Benefit.
11 - Hip | 11.02 - FEMORAL HEADS | 11.02.01 - Conventional Femoral Heads, ≤32mm | 11.02.01.05 - Ceramic Mix |  | CR193 | 1942 |  | Corin Australia Pty Ltd | Biolox Option (≤32mm) | Biolox Option Ceramic Femoral Heads | 28mm, 32mm | 157505 | October 2016 |  | Changed Benefit.
11 - Hip | 11.02 - FEMORAL HEADS | 11.02.01 - Conventional Femoral Heads, ≤32mm | 11.02.01.05 - Ceramic Mix |  | CR257 | 1942 |  | Corin Australia Pty Ltd | Meije Duo Femoral Head Delta Ceramic <32 | Femoral Head Ceramic | Short, Med, Long, Extra Long, 22.2mm or 32mm | 207890 | August 2017 |  | Transferred from TO084
11 - Hip | 11.02 - FEMORAL HEADS | 11.02.01 - Conventional Femoral Heads, ≤32mm | 11.02.01.05 - Ceramic Mix |  | DY551 | 1942 |  | Johnson & Johnson Medical Pty Ltd | Delta modular head | Delta ceramic modular head | 32mm | 115687 | October 2016 |  | Changed Benefit.
11 - Hip | 11.02 - FEMORAL HEADS | 11.02.01 - Conventional Femoral Heads, ≤32mm | 11.02.01.05 - Ceramic Mix |  | GM131 | 1942 |  | Global Manufacturing Technology Pty Ltd | Biolox Delta Ceramic Femoral Heads | Biolox Delta Ceramic Femoral Heads 28mm 32mm | Biolox Delta Femoral Head 28mm - -3.5mm to +3.5mm and Biolox Delta Femoral Head 32mm - 3.5mm to +7mm | 218812, 276307, 279805 | October 2016 |  | Changed Benefit.
11 - Hip | 11.02 - FEMORAL HEADS | 11.02.01 - Conventional Femoral Heads, ≤32mm | 11.02.01.05 - Ceramic Mix |  | GM166 | 1942 |  | Global Manufacturing Technology Pty Ltd | BioBall Delta Femoral Head, 32mm or less | Femoral Head Biolox Delta Ceramic, 28mm and 32mm | 28mm, 32mm | 276307 | February 2017 |  | Expanded from GM108
11 - Hip | 11.02 - FEMORAL HEADS | 11.02.01 - Conventional Femoral Heads, ≤32mm | 11.02.01.05 - Ceramic Mix |  | JJ752 | 1942 |  | Johnson & Johnson Medical Pty Ltd | DePuy Delta Heads | Delta femoral head various tapers & neck lengths | ≤32mm | 138290 | October 2016 |  | Changed Benefit.
11 - Hip | 11.02 - FEMORAL HEADS | 11.02.01 - Conventional Femoral Heads, ≤32mm | 11.02.01.05 - Ceramic Mix |  | LC152 | 1942 |  | Lima Orthopaedics Australia Pty Ltd | Modular Biolox Delta Head | Modular Biolox Delta Head | 28 - 32mm Small to Large | 210721 | October 2016 |  | Changed Benefit.
11 - Hip | 11.02 - FEMORAL HEADS | 11.02.01 - Conventional Femoral Heads, ≤32mm | 11.02.01.05 - Ceramic Mix |  | LI074 | 1942 |  | Amplitude Australia | Delta Ceramic Head | Biolox Delta Head | 28 and 32mm heads | 135326 | October 2016 |  | Changed Benefit.
11 - Hip | 11.02 - FEMORAL HEADS | 11.02.01 - Conventional Femoral Heads, ≤32mm | 11.02.01.05 - Ceramic Mix |  | LI098 | 1942 |  | Amplitude Australia | DC2 Femoral Head | Delta Ceramic Femroal Heads | Diameter 28mm, 32mm, S, M, L, XL | 227160 | October 2016 |  | Changed Benefit.
11 - Hip | 11.02 - FEMORAL HEADS | 11.02.01 - Conventional Femoral Heads, ≤32mm | 11.02.01.05 - Ceramic Mix |  | MA482 | 1942 |  | Mathys Orthopaedics Pty Ltd | Ceramys Ceramic Femoral Head | Ceramic, zirconia alumina combination | 28 L, 28 M, 28 S, 32 XL, 32 L, 32 M, 32 S | 236457 | August 2017 |  | Changed Description, Size.
11 - Hip | 11.02 - FEMORAL HEADS | 11.02.01 - Conventional Femoral Heads, ≤32mm | 11.02.01.05 - Ceramic Mix |  | MU096 | 1942 |  | Medacta Australia Pty Ltd | Biolox Delta Ceramic Ball Heads | Ceramic femoral heads, BIOLOX® Delta AI2 O3 -ZrO2 | Ball Head 12/14 Ø 28 Sizes: S, M and L Ball Head 12/14 Ø 32 sizes: S, M, L and XL | 205465 | October 2016 |  | Changed Benefit.
11 - Hip | 11.02 - FEMORAL HEADS | 11.02.01 - Conventional Femoral Heads, ≤32mm | 11.02.01.05 - Ceramic Mix |  | MU117 | 1942 |  | Medacta Australia Pty Ltd | Mectacer Biolox Option Ceramic Heads (<32) | Biolox Option Ceramic Femoral Heads | 28mm & 32mm | 206684 | October 2016 |  | Changed Benefit.
11 - Hip | 11.02 - FEMORAL HEADS | 11.02.01 - Conventional Femoral Heads, ≤32mm | 11.02.01.05 - Ceramic Mix |  | OO032 | 1942 |  | Oceania Orthopaedics | IC- Head Biolox delta | Biolox delta ceramic head | 28 and 32mm. Small, medium and large. | 169672 | August 2017 |  | Changed Product Name, Description.
11 - Hip | 11.02 - FEMORAL HEADS | 11.02.01 - Conventional Femoral Heads, ≤32mm | 11.02.01.05 - Ceramic Mix |  | RL002 | 1942 |  | MAC Surgical | Mac Surgical BIOLOX Delta ceramic heads 28mm and 32mm | BIOLOX Delta ceramic heads | T28mm and 32mm is available with a diameter of 28 and 32mm. The 28mm diameter is availble in 3 different head-neck lengths ( Short, medium long). The 32mm diameter lengths (short, medium long, X-long) | 230837 | October 2016 |  | Changed Benefit.
11 - Hip | 11.02 - FEMORAL HEADS | 11.02.01 - Conventional Femoral Heads, ≤32mm | 11.02.01.05 - Ceramic Mix |  | SF044 | 1942 |  | Signature Orthopaedics | Signature Delta Femoral Head <=32mm | Ceramtec Delta Ceramic Femoral Head | Offsets S, M, L & XL | 175346 | October 2016 |  | Changed Benefit.
11 - Hip | 11.02 - FEMORAL HEADS | 11.02.01 - Conventional Femoral Heads, ≤32mm | 11.02.01.05 - Ceramic Mix |  | SM144 | 1942 |  | Smith & Nephew Pty Ltd | Universal Delta Ceramic Femoral Head | Delta Ceramic | <=32 - S, M, L, XL,XXL | 218138 | October 2016 |  | Changed Benefit.
11 - Hip | 11.02 - FEMORAL HEADS | 11.02.01 - Conventional Femoral Heads, ≤32mm | 11.02.01.05 - Ceramic Mix |  | SM165 | 1942 |  | Smith & Nephew Pty Ltd | Revision Delta Ceramic Femoral Head | Biolox Option Head | ≤32mm | 236061 | October 2016 |  | Changed Benefit.
11 - Hip | 11.02 - FEMORAL HEADS | 11.02.01 - Conventional Femoral Heads, ≤32mm | 11.02.01.05 - Ceramic Mix |  | SR028 | 1942 |  | Stryker Australia Pty Ltd | Stryker Delta Ceramic Heads | Femoral Head - Delta Ceramic | <32mm | 128024 | February 2017 |  | Changed Product Name, Description.
11 - Hip | 11.02 - FEMORAL HEADS | 11.02.01 - Conventional Femoral Heads, ≤32mm | 11.02.01.05 - Ceramic Mix |  | TZ002 | 1942 |  | The Trustee for Adler Ortho Unit Trust | Adler Ceramic Head <32 | Ceramic Femoral Heads for Adler Stems. Biolox Forte and Delta. 28,32mmOD | Short, Medium, Long in 28 and 32mm | 206143 | August 2017 |  | Transferred from OO067
11 - Hip | 11.02 - FEMORAL HEADS | 11.02.01 - Conventional Femoral Heads, ≤32mm | 11.02.01.05 - Ceramic Mix |  | ZI538 | 1942 |  | Zimmer Biomet Pty Ltd | Ceramic primary & revision femoral head | Biolox Delta Ceramic | 28 & 32mm | 215999 | October 2016 |  | Changed Benefit.
11 - Hip | 11.02 - FEMORAL HEADS | 11.02.01 - Conventional Femoral Heads, ≤32mm | 11.02.01.05 - Ceramic Mix | Sleeve | JJ818 | 2128 |  | Johnson & Johnson Medical Pty Ltd | DePuy Delta TS Heads | Delta ceramic femoral head with titanium sleeve | ≤32mm, +1 to +12 | 138290 | October 2016 |  | Changed Benefit.
11 - Hip | 11.02 - FEMORAL HEADS | 11.02.01 - Conventional Femoral Heads, ≤32mm | 11.02.01.05 - Ceramic Mix | Sleeve | LC153 | 2128 |  | Lima Orthopaedics Australia Pty Ltd | Revision Modular Biolox Delta Head | Revision Modular Biolox Delta Head Ti6AI4V 12/14 Taper | 28 - 32mm Small to Xlarge | 210872 | October 2016 |  | Changed Benefit.
11 - Hip | 11.02 - FEMORAL HEADS | 11.02.01 - Conventional Femoral Heads, ≤32mm | 11.02.01.05 - Ceramic Mix | Sleeve | MA484 | 2128 |  | Mathys Orthopaedics Pty Ltd | Ceramys Ceramic Revision Femoral Head | Ceramic, zirconia alumina combination, supplied with titanium taper sleeve | 28 L, 28 M, 28 S, 28 XL, 32 L, 32 M, 32 S, 32 XL, 28, 32 | 274113 | October 2016 |  | Changed Benefit.
11 - Hip | 11.02 - FEMORAL HEADS | 11.02.01 - Conventional Femoral Heads, ≤32mm | 11.02.01.06 - Ceramicised Metal |  | SN687 | 1942 |  | Smith & Nephew Pty Ltd | Femoral Head | 12/14, 14/16 Taper, Oxinium | 22 - 32mm, -3 - +16mm | 218140 | October 2016 |  | Changed Benefit.
11 - Hip | 11.02 - FEMORAL HEADS | 11.02.02 - Conventional Femoral Heads, >32mm | 11.02.02.01 - Stainless Steel |  | GM145 | 750 |  | Global Manufacturing Technology Pty Ltd | BioBall Femoral Head | Femoral Head Vivium > 32mm | 36mm to 58mm | 266539, 266540 | October 2016 |  | Changed Benefit.
11 - Hip | 11.02 - FEMORAL HEADS | 11.02.02 - Conventional Femoral Heads, >32mm | 11.02.02.01 - Stainless Steel |  | HW395 | 750 |  | Stryker Australia Pty Ltd | V40 Orthinox Head | Stainless Steel | >32mm | 139227, 16232 | October 2016 |  | Changed Benefit.
11 - Hip | 11.02 - FEMORAL HEADS | 11.02.02 - Conventional Femoral Heads, >32mm | 11.02.02.01 - Stainless Steel |  | LC156 | 750 |  | Lima Orthopaedics Australia Pty Ltd | Cephalic Head | Cephalic Head AISI 316L | 41 - 57mm Diameter | 210761 | October 2016 |  | Changed Benefit.
11 - Hip | 11.02 - FEMORAL HEADS | 11.02.02 - Conventional Femoral Heads, >32mm | 11.02.02.01 - Stainless Steel |  | LC191 | 750 |  | Lima Orthopaedics Australia Pty Ltd | BioBall Femoral Head | Femoral Head Vivium > 32mm | 36mm to 58mm | 227097 | February 2017 |  | Changed Product Sub Group, Benefit.
11 - Hip | 11.02 - FEMORAL HEADS | 11.02.02 - Conventional Femoral Heads, >32mm | 11.02.02.01 - Stainless Steel |  | LC193 | 750 |  | Lima Orthopaedics Australia Pty Ltd | BioBall Femoral Head | Femoral Head Vivium > 32mm | 36mm to 58mm | 227098 | October 2016 |  | Changed Benefit.
11 - Hip | 11.02 - FEMORAL HEADS | 11.02.02 - Conventional Femoral Heads, >32mm | 11.02.02.01 - Stainless Steel |  | LC196 | 750 |  | Lima Orthopaedics Australia Pty Ltd | BioBall Femoral Head | Femoral Head Vivium > 32mm | 36mm, 38mm | 227096 | February 2017 |  | Expanded from LC194
11 - Hip | 11.02 - FEMORAL HEADS | 11.02.02 - Conventional Femoral Heads, >32mm | 11.02.02.01 - Stainless Steel |  | MA467 | 750 |  | Mathys Orthopaedics Pty Ltd | Mathys Unipolar Femoral Head | Stainless steel, unipolar head | 42 mm - 58mm | 212967 | October 2016 |  | Changed Benefit.
11 - Hip | 11.02 - FEMORAL HEADS | 11.02.02 - Conventional Femoral Heads, >32mm | 11.02.02.01 - Stainless Steel |  | MU018 | 750 |  | Medacta Australia Pty Ltd | Medacta Unipolar Head | Stainless steel, solid head | Size 40-56mm with variable offsets | 132458 | October 2016 |  | Changed Benefit.
11 - Hip | 11.02 - FEMORAL HEADS | 11.02.02 - Conventional Femoral Heads, >32mm | 11.02.02.02 - Cobalt Chrome |  | AX103 | 879 |  | Austofix | U2 Femoral Head | Unipolar Femoral heads, CoCr | Size 42 - 56mm | 172424 | October 2016 |  | Changed Benefit.
11 - Hip | 11.02 - FEMORAL HEADS | 11.02.02 - Conventional Femoral Heads, >32mm | 11.02.02.02 - Cobalt Chrome |  | BI875 | 879 |  | Zimmer Biomet Pty Ltd | Endo II Head | Modular Head - CoCr | 41 mm through 61mm | 98972 | October 2016 |  | Changed Benefit.
11 - Hip | 11.02 - FEMORAL HEADS | 11.02.02 - Conventional Femoral Heads, >32mm | 11.02.02.02 - Cobalt Chrome |  | BI877 | 879 |  | Zimmer Biomet Pty Ltd | Freedom 36 mm Modular Head | Modular Head | 36mm, -6mm to +9mm | 98097 | October 2016 |  | Changed Benefit.
11 - Hip | 11.02 - FEMORAL HEADS | 11.02.02 - Conventional Femoral Heads, >32mm | 11.02.02.02 - Cobalt Chrome |  | BI974 | 879 |  | Zimmer Biomet Pty Ltd | Modular Head Implants | Femoral Modular Head | 36mm diameter , - 6 to + 12mm neck, collared, no collar | 98097 | October 2016 |  | Changed Benefit.
11 - Hip | 11.02 - FEMORAL HEADS | 11.02.02 - Conventional Femoral Heads, >32mm | 11.02.02.02 - Cobalt Chrome |  | BV027 | 879 |  | MICROPORT ORTHOPEDICS PTY LIMITED | Transcen/Lineagte Articulation System | Metal Femoral Head CoCr | 28mm- 36mm, 4 lengths | 262372 | October 2016 |  | Changed Benefit.
11 - Hip | 11.02 - FEMORAL HEADS | 11.02.02 - Conventional Femoral Heads, >32mm | 11.02.02.02 - Cobalt Chrome |  | CR084 | 879 |  | Corin Australia Pty Ltd | CoCr Femoral Head | CoCr Modular Head | Dia 36-62 | 224980, 269352 | February 2017 |  | Changed Product Name, Size.
11 - Hip | 11.02 - FEMORAL HEADS | 11.02.02 - Conventional Femoral Heads, >32mm | 11.02.02.02 - Cobalt Chrome |  | CR246 | 879 |  | Corin Australia Pty Ltd | Tornier CoCr Femoral Head – Femoral Head >32mm | CoCr Femoral Head | Dia 36mm, Short, Medium, Long and Extra-Long Necks | 207907 | February 2017 |  | Transferred from TO155
11 - Hip | 11.02 - FEMORAL HEADS | 11.02.02 - Conventional Femoral Heads, >32mm | 11.02.02.02 - Cobalt Chrome |  | DD038 | 879 |  | DJO Australasia Pty Ltd | R120 Metal Femoral Head | R120 Metal Femoral Head >32mm | 36mm | 161911 | October 2016 |  | Changed Benefit.
11 - Hip | 11.02 - FEMORAL HEADS | 11.02.02 - Conventional Femoral Heads, >32mm | 11.02.02.02 - Cobalt Chrome |  | DD049 | 879 |  | DJO Australasia Pty Ltd | Foundation Unipolar System - CoCr Unipolar Femoral Heads | CoCr unipolar femoral heads, 40mm to 64mm. Unipolar Femoral Heads | 40mm to 64mm in 2mm increments | 161911 | October 2016 |  | Changed Benefit.
11 - Hip | 11.02 - FEMORAL HEADS | 11.02.02 - Conventional Femoral Heads, >32mm | 11.02.02.02 - Cobalt Chrome |  | DY402 | 879 |  | Johnson & Johnson Medical Pty Ltd | Cathcart Unipolar Head | CoCr Unipolar Femoral head. Needs to be used with DY403 Head Taper insert | 41 to 60mm | 97395 | October 2016 |  | Changed Benefit.
11 - Hip | 11.02 - FEMORAL HEADS | 11.02.02 - Conventional Femoral Heads, >32mm | 11.02.02.02 - Cobalt Chrome |  | EX003 | 879 |  | EXACTECH AUSTRALIA PTY LTD | L-Series Unipolar Head | L-Series unipolar is a modular endoprosthesis consisting of a truncated spherical head and interchangeable neck sleeves. The device is fully machined from cobalt chrome conforming to ASTMF 1537-94 | unipolar head: 42mm, 43mm, 44mm, 45mm, 46mm, 47mm, 48mm, 49mm, 50mm, 51mm, 52mm, 53mm, 54mm, 55mm taper sleeve: 12/14-3.5mm, 12/14 +0mm, 12/14 +3.5mm, 12/14 +7mm, 12/14 +10mm | 159610 | October 2016 |  | Changed Benefit.
11 - Hip | 11.02 - FEMORAL HEADS | 11.02.02 - Conventional Femoral Heads, >32mm | 11.02.02.02 - Cobalt Chrome |  | GM066 | 879 |  | Global Manufacturing Technology Pty Ltd | BioBall Femoral Head | Femoral Head Vivium > 32mm | 36mm to 58mm | 266538 | October 2016 |  | Changed Benefit.
11 - Hip | 11.02 - FEMORAL HEADS | 11.02.02 - Conventional Femoral Heads, >32mm | 11.02.02.02 - Cobalt Chrome |  | LC157 | 879 |  | Lima Orthopaedics Australia Pty Ltd | Modular Head | Modular Head CoCrMo | 36mm Diameter Small to XXXLarge | 210718 | October 2016 |  | Changed Benefit.
11 - Hip | 11.02 - FEMORAL HEADS | 11.02.02 - Conventional Femoral Heads, >32mm | 11.02.02.02 - Cobalt Chrome |  | LI096 | 879 |  | Amplitude Australia | F2 Large Femoral Head | Femoral heads, CoCr | Diameter 36mm, -4, 0, +4, +8 | 226929 | October 2016 |  | Changed Benefit.
11 - Hip | 11.02 - FEMORAL HEADS | 11.02.02 - Conventional Femoral Heads, >32mm | 11.02.02.02 - Cobalt Chrome |  | MA542 | 879 |  | Mathys Orthopaedics Pty Ltd | Mathys CoCr Femoral Head | CoCr Femoral Head | 36mm, S to XXL | 274272 | October 2016 |  | Changed Benefit.
11 - Hip | 11.02 - FEMORAL HEADS | 11.02.02 - Conventional Femoral Heads, >32mm | 11.02.02.02 - Cobalt Chrome |  | MU097 | 879 |  | Medacta Australia Pty Ltd | Femoral Head | CoCr Femoral Ball Head 12/14 | Ø 36mm & Ø 40mm: both of sizes S-M-L-XL-XXL | 210392 | October 2016 |  | Changed Benefit.
11 - Hip | 11.02 - FEMORAL HEADS | 11.02.02 - Conventional Femoral Heads, >32mm | 11.02.02.02 - Cobalt Chrome |  | OO169 | 879 |  | Oceania Orthopaedics | Adler CoCrMo Heads >32mm | Adler CoCrMo Heads >32mm | Short, Medium, Long, X-Long | 154498 | October 2016 |  | Changed Benefit.
11 - Hip | 11.02 - FEMORAL HEADS | 11.02.02 - Conventional Femoral Heads, >32mm | 11.02.02.02 - Cobalt Chrome |  | SF025 | 879 |  | Signature Orthopaedics | Unipolar Femoral head | Femoral head manufactured from Cobalt Chrome | 40-62mm | 175346 | October 2016 |  | Changed Benefit.
11 - Hip | 11.02 - FEMORAL HEADS | 11.02.02 - Conventional Femoral Heads, >32mm | 11.02.02.02 - Cobalt Chrome |  | SF047 | 879 |  | Signature Orthopaedics | Signature Delta Femoral Head >=36mm | Cobalt Delta Femoral Head | Offsets S, M, L & XL | 175346 | October 2016 |  | Changed Benefit.
11 - Hip | 11.02 - FEMORAL HEADS | 11.02.02 - Conventional Femoral Heads, >32mm | 11.02.02.02 - Cobalt Chrome |  | SN308 | 879 |  | Smith & Nephew Pty Ltd | Unipolar Head | Co Cr | 12/14 42 - 61mm | 242994 | October 2016 |  | Changed Benefit.
11 - Hip | 11.02 - FEMORAL HEADS | 11.02.02 - Conventional Femoral Heads, >32mm | 11.02.02.02 - Cobalt Chrome |  | SN809 | 879 |  | Smith & Nephew Pty Ltd | Femoral head | CoCr | >32mm | 218139, 218142 | October 2016 |  | Changed Benefit.
11 - Hip | 11.02 - FEMORAL HEADS | 11.02.02 - Conventional Femoral Heads, >32mm | 11.02.02.02 - Cobalt Chrome |  | ST570 | 879 |  | Stryker Australia Pty Ltd | UNITRAX | Vitallium alloy /CoCr | 38-64mm OD 2mm increments | 128024, 12875 | October 2016 |  | Changed Benefit.
11 - Hip | 11.02 - FEMORAL HEADS | 11.02.02 - Conventional Femoral Heads, >32mm | 11.02.02.02 - Cobalt Chrome |  | WR129 | 879 |  | Wright Medical Australia | Gladiator Bipolar Hip System Bipolar CoCR Head | Gladiator Bipolar Hip System Bipolar CoCR Head 36mm | 36mm Short Medium Long | 154282 | October 2016 |  | Changed Benefit.
11 - Hip | 11.02 - FEMORAL HEADS | 11.02.02 - Conventional Femoral Heads, >32mm | 11.02.02.02 - Cobalt Chrome |  | ZI054 | 879 |  | Zimmer Biomet Pty Ltd | Femoral Head | Cobal Chrome femoral Head | 38 - 63mm | 95938 | October 2016 |  | Changed Benefit.
11 - Hip | 11.02 - FEMORAL HEADS | 11.02.02 - Conventional Femoral Heads, >32mm | 11.02.02.02 - Cobalt Chrome |  | ZI347 | 879 |  | Zimmer Biomet Pty Ltd | Femoral Head | CoCr femoral head | 42 to 60 | 99906 | October 2016 |  | Changed Benefit.
11 - Hip | 11.02 - FEMORAL HEADS | 11.02.02 - Conventional Femoral Heads, >32mm | 11.02.02.02 - Cobalt Chrome |  | ZI359 | 879 |  | Zimmer Biomet Pty Ltd | Large Zimmer Femoral Heads | CoCr femoral head | 34 - 38mm | 216181 | October 2016 |  | Changed Benefit.
11 - Hip | 11.02 - FEMORAL HEADS | 11.02.02 - Conventional Femoral Heads, >32mm | 11.02.02.02 - Cobalt Chrome | Low Frequency Ion Treatment | SK405 | 2128 |  | Stryker Australia Pty Ltd | LFIT Femoral Heads | Femoral head with low friction ion treatment | 36mm-72mm | 128024, 139227, 16234 | October 2016 |  | Changed Benefit.
11 - Hip | 11.02 - FEMORAL HEADS | 11.02.02 - Conventional Femoral Heads, >32mm | 11.02.02.03 - Alumina |  | DD040 | 1901 |  | DJO Australasia Pty Ltd | R120 Ceramic Femoral Head | R120 Ceramic, Biolox Femoral Head > 32mm | 36mm | 161911 | October 2016 |  | Changed Benefit.
11 - Hip | 11.02 - FEMORAL HEADS | 11.02.02 - Conventional Femoral Heads, >32mm | 11.02.02.03 - Alumina |  | HW394 | 1901 |  | Stryker Australia Pty Ltd | Stryker large ceramic femoral head | Biolox Forte | 36mm - 60mm | 139227, 16232 | October 2016 |  | Changed Benefit.
11 - Hip | 11.02 - FEMORAL HEADS | 11.02.02 - Conventional Femoral Heads, >32mm | 11.02.02.03 - Alumina |  | LI055 | 1901 |  | Amplitude Australia | Alumina Head | Ceramic femoral head, biolox forte | >32mm | 210133 | October 2016 |  | Changed Benefit.
11 - Hip | 11.02 - FEMORAL HEADS | 11.02.02 - Conventional Femoral Heads, >32mm | 11.02.02.03 - Alumina |  | LI104 | 1901 |  | Amplitude Australia | Austofix Ceramic System | Biolox ceramic femoral head | 36mm | 158179 | October 2016 |  | Changed Benefit.
11 - Hip | 11.02 - FEMORAL HEADS | 11.02.02 - Conventional Femoral Heads, >32mm | 11.02.02.03 - Alumina |  | MA517 | 1901 |  | Mathys Orthopaedics Pty Ltd | Bionit Ceramic Femoral Head | Femoral Head, Ceramic | 36 to 54mm | 210564 | October 2016 |  | Changed Benefit.
11 - Hip | 11.02 - FEMORAL HEADS | 11.02.02 - Conventional Femoral Heads, >32mm | 11.02.02.03 - Alumina |  | SM167 | 1901 |  | Smith & Nephew Pty Ltd | Revision Delta Ceramic Femoral Head | Biolox Option Head | >32mm | 236061 | October 2016 |  | Changed Benefit.
11 - Hip | 11.02 - FEMORAL HEADS | 11.02.02 - Conventional Femoral Heads, >32mm | 11.02.02.03 - Alumina |  | WR089 | 1901 |  | Wright Medical Australia | Alumina Femoral Head | Head ceramic | 36-56mm, short, medium, long | 154282 | October 2016 |  | Changed Benefit.
11 - Hip | 11.02 - FEMORAL HEADS | 11.02.02 - Conventional Femoral Heads, >32mm | 11.02.02.05 - Ceramic Mix |  | BB302 | 2128 |  | B Braun Australia Pty Ltd | Biolox Delta Ceramic Head | Biolox Delta Ceramic Head | 36 & 40mm diameter | 123313 | October 2016 |  | Changed Benefit.
11 - Hip | 11.02 - FEMORAL HEADS | 11.02.02 - Conventional Femoral Heads, >32mm | 11.02.02.05 - Ceramic Mix |  | BH036 | 2128 |  | Zimmer Biomet Pty Ltd | Biolox Delta Option Ceramic Femoral Heads | ceramic modular head, biolox delta | 36mm to 60mm | 117715 | October 2016 |  | Changed Benefit.
11 - Hip | 11.02 - FEMORAL HEADS | 11.02.02 - Conventional Femoral Heads, >32mm | 11.02.02.05 - Ceramic Mix |  | BJ005 | 2128 |  | Motion Orthopaedics Pty Ltd | Ceramic Modular head | Biolox Delta Ceramic heads > 32mm | 36, 40 and 44mm | 168965 | October 2016 |  | Changed Benefit.
11 - Hip | 11.02 - FEMORAL HEADS | 11.02.02 - Conventional Femoral Heads, >32mm | 11.02.02.05 - Ceramic Mix |  | BV028 | 2128 |  | MICROPORT ORTHOPEDICS PTY LIMITED | Delta Modular Heads | Biolox Delta Heads | 36mm - 44mm in -3.5mm, 0mm, +3.5 neck lengths | 240574 | October 2016 |  | Changed Benefit.
11 - Hip | 11.02 - FEMORAL HEADS | 11.02.02 - Conventional Femoral Heads, >32mm | 11.02.02.05 - Ceramic Mix |  | CR179 | 2128 |  | Corin Australia Pty Ltd | Ceramic Modular head | Biolox Delta Ceramic heads > 32mm | 36, 40 and 44mm | 157505 | October 2016 |  | Changed Benefit.
11 - Hip | 11.02 - FEMORAL HEADS | 11.02.02 - Conventional Femoral Heads, >32mm | 11.02.02.05 - Ceramic Mix |  | CR194 | 2128 |  | Corin Australia Pty Ltd | Biolox Option (>32mm) | Biolox Option Ceramic Femoral Head | 36mm and 40mm | 157505 | October 2016 |  | Changed Benefit.
11 - Hip | 11.02 - FEMORAL HEADS | 11.02.02 - Conventional Femoral Heads, >32mm | 11.02.02.05 - Ceramic Mix |  | CR234 | 2128 |  | Corin Australia Pty Ltd | Meije Duo Femoral Heads Delta Ceramic >32 | Femoral Head Delta Ceramic >32 | short, med, long, extra long, 36mm | 207890 | February 2017 |  | Transferred from TO083
11 - Hip | 11.02 - FEMORAL HEADS | 11.02.02 - Conventional Femoral Heads, >32mm | 11.02.02.05 - Ceramic Mix |  | DY464 | 2128 |  | Johnson & Johnson Medical Pty Ltd | DePuy Delta Ceramic Femoral Head | Ceramic delta >32mm | >32mm | 138290 | October 2016 |  | Changed Benefit.
11 - Hip | 11.02 - FEMORAL HEADS | 11.02.02 - Conventional Femoral Heads, >32mm | 11.02.02.05 - Ceramic Mix |  | DY552 | 2128 |  | Johnson & Johnson Medical Pty Ltd | Delta modular head | Delta ceramic modular head | 36-58mm | 115687 | October 2016 |  | Changed Benefit.
11 - Hip | 11.02 - FEMORAL HEADS | 11.02.02 - Conventional Femoral Heads, >32mm | 11.02.02.05 - Ceramic Mix |  | GM132 | 2128 |  | Global Manufacturing Technology Pty Ltd | Biolox Delta Ceramic Femoral Heads | Biolox Delta Femoral Head 36mm | Biolox Delta Femoral Head 36mm -4.0mm to +8.0mm, 40mm -4.0mm to +8.0mm | 218812 | October 2016 |  | Changed Benefit.
11 - Hip | 11.02 - FEMORAL HEADS | 11.02.02 - Conventional Femoral Heads, >32mm | 11.02.02.05 - Ceramic Mix |  | GM165 | 2128 |  | Global Manufacturing Technology Pty Ltd | BioBall Delta Femoral Head, >32mm | Femoral Head Biolox Delta Ceramic, >32mm | 36mm, 40mm, 44mm, 48mm | 276307 | February 2017 |  | Expanded from GM108
11 - Hip | 11.02 - FEMORAL HEADS | 11.02.02 - Conventional Femoral Heads, >32mm | 11.02.02.05 - Ceramic Mix |  | LC154 | 2128 |  | Lima Orthopaedics Australia Pty Ltd | Modular Biolox Delta Head | Modular Biolox Delta Head | 36 - 40mm Small to Large | 210721 | October 2016 |  | Changed Benefit.
11 - Hip | 11.02 - FEMORAL HEADS | 11.02.02 - Conventional Femoral Heads, >32mm | 11.02.02.05 - Ceramic Mix |  | LC192 | 2128 |  | Lima Orthopaedics Australia Pty Ltd | BioBall Delta Femoral Head | Femoral Head Biolox Delta | 28mm, 32mm, 36mm, 40mm, 44mm, 48mm | 227095 | February 2017 |  | Changed Size.
11 - Hip | 11.02 - FEMORAL HEADS | 11.02.02 - Conventional Femoral Heads, >32mm | 11.02.02.05 - Ceramic Mix |  | LI075 | 2128 |  | Amplitude Australia | Large Delta Ceramic Head | Biolox Delta Head | 36mm heads | 135326 | October 2016 |  | Changed Benefit.
11 - Hip | 11.02 - FEMORAL HEADS | 11.02.02 - Conventional Femoral Heads, >32mm | 11.02.02.05 - Ceramic Mix |  | LI101 | 2128 |  | Amplitude Australia | DC2 Large Femoral Head | Delta Ceramic Femoral Heads | Diameter 36mm, 40mm, 44mm, S, M, L, XL | 227160 | October 2016 |  | Changed Benefit.
11 - Hip | 11.02 - FEMORAL HEADS | 11.02.02 - Conventional Femoral Heads, >32mm | 11.02.02.05 - Ceramic Mix |  | MA483 | 2128 |  | Mathys Orthopaedics Pty Ltd | Ceramys Large Ceramic Femoral Head | Ceramic, zirconia alumina combination, large diameters | 36 XL, 36 L, 36 M, 36 S | 236457 | August 2017 |  | Changed Description, Size.
11 - Hip | 11.02 - FEMORAL HEADS | 11.02.02 - Conventional Femoral Heads, >32mm | 11.02.02.05 - Ceramic Mix |  | MU095 | 2128 |  | Medacta Australia Pty Ltd | Biolox Delta Ceramic Ball heads | Ceramic femoral heads, BIOLOX® Delta Ai2 O3 -ZrO2 | Ball Head 12/14 Ø 36 Sizes: S, M, L and XL Ball Head 12/14 Ø 40 Sizes: S, M, L and XL Ball Head 12/14 Ø 44 Sizes: S, M, L and XL | 205465 | October 2016 |  | Changed Benefit.
11 - Hip | 11.02 - FEMORAL HEADS | 11.02.02 - Conventional Femoral Heads, >32mm | 11.02.02.05 - Ceramic Mix |  | MU118 | 2128 |  | Medacta Australia Pty Ltd | Mectacer Biolox Option Ceramic Heads (>32) | Biolox Option Ceramic Femoral Heads | 36mm, 40mm, 44mm | 206684 | October 2016 |  | Changed Benefit.
11 - Hip | 11.02 - FEMORAL HEADS | 11.02.02 - Conventional Femoral Heads, >32mm | 11.02.02.05 - Ceramic Mix |  | RL001 | 2128 |  | MAC Surgical | Mac Surgical BIOLOX Delta Ceramic Heads 36mm and 40mm | BIOLOX Delta Ceramic Heads 36mm and 40mm | 36mm and 40mm - both diameters are available in 4 different nead-neck-lengths (short, Medium, Long, X-Long) | 230837 | October 2016 |  | Changed Benefit.
11 - Hip | 11.02 - FEMORAL HEADS | 11.02.02 - Conventional Femoral Heads, >32mm | 11.02.02.05 - Ceramic Mix |  | SF023 | 2128 |  | Signature Orthopaedics | Ceramic Femoral Head | Ceramic Femoral Head - Delta | 36 to 44mm | 175346 | October 2016 |  | Changed Benefit.
11 - Hip | 11.02 - FEMORAL HEADS | 11.02.02 - Conventional Femoral Heads, >32mm | 11.02.02.05 - Ceramic Mix |  | SF045 | 2128 |  | Signature Orthopaedics | Signature Delta Femoral Head >=36mm | Ceramtec Delta Femoral Head | offsets S, M, L & XL | 175346 | October 2016 |  | Changed Benefit.
11 - Hip | 11.02 - FEMORAL HEADS | 11.02.02 - Conventional Femoral Heads, >32mm | 11.02.02.05 - Ceramic Mix |  | SM095 | 2128 |  | Smith & Nephew Pty Ltd | Universal Delta Ceramic Femoral Head | Delta Ceramic | >32mm | 218138 | October 2016 |  | Changed Benefit.
11 - Hip | 11.02 - FEMORAL HEADS | 11.02.02 - Conventional Femoral Heads, >32mm | 11.02.02.05 - Ceramic Mix |  | SR029 | 2128 |  | Stryker Australia Pty Ltd | Stryker Large Femoral Head - Delta Ceramic | Delta Ceramic | 36mm - 50mm | 128024, 64913 | October 2016 |  | Changed Benefit.
11 - Hip | 11.02 - FEMORAL HEADS | 11.02.02 - Conventional Femoral Heads, >32mm | 11.02.02.05 - Ceramic Mix |  | TG026 | 2128 |  | Future Medical Pty Ltd | JRI Total Hip System | Total Hip Replacement (THR) Ceramic Femoral Heads, Biolox Delta Ceramic, and Alumina Oxide | 12 / 14 Taper, Biolox Delta Ceramic head sizes 36mm & 40mm, Alumina Oxide head sizes 28mm | 132410 | October 2016 |  | Changed Benefit.
11 - Hip | 11.02 - FEMORAL HEADS | 11.02.02 - Conventional Femoral Heads, >32mm | 11.02.02.05 - Ceramic Mix |  | TZ003 | 2128 |  | The Trustee for Adler Ortho Unit Trust | Adler Ceramic Head >32 | Biolux delta ceramic head | Short, Medium, Long; in 36mm and 48mm | 198375, 206143 | August 2017 |  | Transferred from OO071
11 - Hip | 11.02 - FEMORAL HEADS | 11.02.02 - Conventional Femoral Heads, >32mm | 11.02.02.05 - Ceramic Mix |  | ZI539 | 2128 |  | Zimmer Biomet Pty Ltd | Ceramic primary & revision femoral head | Biolox Delta Ceramic | 36 - 48mm | 215999 | October 2016 |  | Changed Benefit.
11 - Hip | 11.02 - FEMORAL HEADS | 11.02.02 - Conventional Femoral Heads, >32mm | 11.02.02.05 - Ceramic Mix | Sleeve | JJ819 | 2312 |  | Johnson & Johnson Medical Pty Ltd | DePuy Delta TS Heads | Delta ceramic femoral head with titanium sleeve | >32mm, +1 to +12 | 138290 | October 2016 |  | Changed Benefit.
11 - Hip | 11.02 - FEMORAL HEADS | 11.02.02 - Conventional Femoral Heads, >32mm | 11.02.02.05 - Ceramic Mix | Sleeve | LC155 | 2312 |  | Lima Orthopaedics Australia Pty Ltd | Revision Modular Biolox Delta Head | Revision Modular Biolox Delta Head Ti6AI4V 12/14 Taper | 36 - 40mm Small to Xlarge | 210872 | October 2016 |  | Changed Benefit.
11 - Hip | 11.02 - FEMORAL HEADS | 11.02.02 - Conventional Femoral Heads, >32mm | 11.02.02.05 - Ceramic Mix | Sleeve | MA485 | 2312 |  | Mathys Orthopaedics Pty Ltd | Ceramys Large Ceramic Revision Femoral Head | Ceramic, zirconia alumina combination, large diameters, supplied with titanium taper sleeve | 36 L, 36 M, 36 S, 36 XL, 36 | 274113 | February 2017 |  | Changed Description.
11 - Hip | 11.02 - FEMORAL HEADS | 11.02.02 - Conventional Femoral Heads, >32mm | 11.02.02.06 - Ceramicised Metal |  | OO033 | 2128 |  | Oceania Orthopaedics | IC-Head Biolox delta | Biolox delta ceramic head | 36mm. S, M, L and XL. | 169672 | August 2017 |  | Changed Product Name, Description, Size.
11 - Hip | 11.02 - FEMORAL HEADS | 11.02.02 - Conventional Femoral Heads, >32mm | 11.02.02.06 - Ceramicised Metal |  | SN812 | 2128 |  | Smith & Nephew Pty Ltd | Femoral Head | 12/14, 14/16 Taper, Oxinium | >32mm, -3 - +16mm | 218140, 218141 | October 2016 |  | Changed Benefit.
11 - Hip | 11.02 - FEMORAL HEADS | 11.02.03 - Metal on Metal Heads |  |  | BI056 | 2220 |  | Zimmer Biomet Pty Ltd | Exceed M2A Femoral Head | Head, Chrome Cobalt, Metal on metal | 28mm, -6mm to +12mm neck | 98097 | October 2016 |  | Changed Benefit.
11 - Hip | 11.02 - FEMORAL HEADS | 11.02.03 - Metal on Metal Heads |  |  | CR020 | 2220 |  | Corin Australia Pty Ltd | Metalok Femoral Head | Metal on metal, CoCr | Head 28mm (short/med/long neck) | 106747 | October 2016 |  | Changed Benefit.
11 - Hip | 11.02 - FEMORAL HEADS | 11.02.03 - Metal on Metal Heads |  |  | DD051 | 2220 |  | DJO Australasia Pty Ltd | FMP Femoral Head | CoCr Femoral Head | 22-32mm | 161911 | October 2016 |  | Changed Benefit.
11 - Hip | 11.02 - FEMORAL HEADS | 11.02.03 - Metal on Metal Heads |  |  | DD052 | 2220 |  | DJO Australasia Pty Ltd | FMP Femoral Head | CoCr Femoral Head | 34-38mm | 161911 | October 2016 |  | Changed Benefit.
11 - Hip | 11.02 - FEMORAL HEADS | 11.02.03 - Metal on Metal Heads |  |  | DY530 | 2220 |  | Johnson & Johnson Medical Pty Ltd | Pinnacle Femoral Head | CoCr metal on metal | 33-48mm | 133401 | October 2016 |  | Changed Benefit.
11 - Hip | 11.02 - FEMORAL HEADS | 11.02.03 - Metal on Metal Heads |  |  | DY531 | 2220 |  | Johnson & Johnson Medical Pty Ltd | Pinnacle Femoral Head | CoCr metal on metal | 28-32mm | 133401 | October 2016 |  | Changed Benefit.
11 - Hip | 11.02 - FEMORAL HEADS | 11.02.03 - Metal on Metal Heads |  |  | GO047 | 2220 |  | Global Orthopaedic Technology | ICON Femoral Head | CoCr, metal on metal, large diameter | 38-58mm | 102770 | October 2016 |  | Changed Benefit.
11 - Hip | 11.02 - FEMORAL HEADS | 11.02.03 - Metal on Metal Heads |  |  | WR092 | 2220 |  | Wright Medical Australia | BFH Total, A-class | Cobalt Chrome super finished femoral head. Size range from 36mm to 56mm in 2mm increments with 3 head lengths per size | 36mm to 56mm in 2mm increments each with - 3.5mm, 0mm, + 3.5mm head lengths | 154282 | October 2016 |  | Changed Benefit.
11 - Hip | 11.02 - FEMORAL HEADS | 11.02.03 - Metal on Metal Heads |  |  | ZI472 | 2220 |  | Zimmer Biomet Pty Ltd | Durom (Metasul) Resurfacing System - Ballhead | Forged CoCr femoral head | A1 to L1 | 100041 | October 2016 |  | Changed Benefit.
11 - Hip | 11.02 - FEMORAL HEADS | 11.02.03 - Metal on Metal Heads |  |  | ZI734 | 2220 |  | Zimmer Biomet Pty Ltd | Metasul Femoral Head | Wrought forged High Carbon Cobalt Chrome metal on metal | 36 - 60mm | 99906 | October 2016 |  | Changed Benefit.
11 - Hip | 11.02 - FEMORAL HEADS | 11.02.03 - Metal on Metal Heads |  |  | ZI735 | 2220 |  | Zimmer Biomet Pty Ltd | Metasul Femoral Head | Wrought Forged High carbon Cobalt Chrome metal on metal | 28mm - 32mm | 99906 | October 2016 |  | Changed Benefit.
11 - Hip | 11.02 - FEMORAL HEADS | 11.02.04 - Resurfacing, Cemented | 11.02.04.01 - Metal |  | GO049 | 3099 |  | Global Orthopaedic Technology | ICON Resurfacing Head | CoCr, cemented, resurfacing, metal on metal | 38-58mm head | 102770 | October 2016 |  | Changed Benefit.
11 - Hip | 11.02 - FEMORAL HEADS | 11.02.04 - Resurfacing, Cemented | 11.02.04.01 - Metal |  | MJ001 | 3099 |  | MatOrtho Australia Pty Ltd | ADEPT MoM Resurfacing Head | Resurfacing Head MoM, Cast CoChr | 38-58 going up in 2mm increments | 192533, 192534 | October 2016 |  | Changed Benefit.
11 - Hip | 11.02 - FEMORAL HEADS | 11.02.04 - Resurfacing, Cemented | 11.02.04.01 - Metal |  | SN743 | 3099 |  | Smith & Nephew Pty Ltd | Birmingham Hip Resurfacing Prostheses - Femoral Component | Cobal Chrome | 38 - 58 mm heads | 68178 | October 2016 |  | Changed Benefit.
11 - Hip | 11.02 - FEMORAL HEADS | 11.02.06 - Bipolar/Multipolar | 11.02.06.01 - Bipolar |  | BB249 | 793 |  | B Braun Australia Pty Ltd | Bipolar Head | Bipolar shell plus liner | 38 - 60mm | 134535 | October 2016 |  | Changed Benefit.
11 - Hip | 11.02 - FEMORAL HEADS | 11.02.06 - Bipolar/Multipolar | 11.02.06.01 - Bipolar |  | DP171 | 793 |  | Johnson & Johnson Medical Pty Ltd | Hastings Bipolar Prosthesis | Bipolar femoral head, CoCr with fixed UHMWPE insert | Size 36 - 56 | 136384 | October 2016 |  | Changed Benefit.
11 - Hip | 11.02 - FEMORAL HEADS | 11.02.06 - Bipolar/Multipolar | 11.02.06.01 - Bipolar |  | DP188 | 793 |  | Johnson & Johnson Medical Pty Ltd | Self Centering Bipolar Head | Bipolar femoral head, CoCr with UHMWPE insert | 39-65mm outer diameter | 138290, 235557 | February 2017 |  | Changed Size.
11 - Hip | 11.02 - FEMORAL HEADS | 11.02.06 - Bipolar/Multipolar | 11.02.06.01 - Bipolar |  | EX008 | 793 |  | EXACTECH AUSTRALIA PTY LTD | L-Series Bipolar Head | The L-Series Bipolar Head is a modular two piece device consisting of a spherical cobalt chrome shell and interchangeable polyethylene liner inserts | 28mm 40mm OD, 28mm 41mm OD, 28mm 42mm OD, 28mm 43mm OD, 28mm 44mm OD, 28mm 45mm OD, 28mm 46mm OD, 28mm 47mm OD, 28mm 48mm OD, 28mm 49mm OD, 28mm 50mm OD, 28mm 51mm OD, 28mm 52mm OD, 28mm 53mm OD, 28mm 54mm OD, 28mm 55mm OD, 28mm 57mm OD, 28mm 59 mm OD, 28mm 61mm OD, 22mm 40mm OD, 33mm 41mm OD, 22mm 42mm OD, 22mm 43mm OD, 22mm 44mm OD, 22mm 45mm OD, 22mm 46mm OD, 22mm 47mm OD, 22mm 48mm OD, 22mm 49mm OD, 22mm 50mm OD, 22mm 51mm OD, 22mm 52mm OD, 22mm 53mm OD, 22mm 54mm OD, 22mm 55mm OD, 22mm 56mm OD | 159610 | October 2016 |  | Changed Benefit.
11 - Hip | 11.02 - FEMORAL HEADS | 11.02.06 - Bipolar/Multipolar | 11.02.06.01 - Bipolar |  | LO036 | 793 |  | Link Orthopaedics Australia | LINK Vario bipolar Cup | Shell with unmodified polyethylene plus locking ring | Inner diameter: 28 - 32mm Outer diameter: 44 - 65mm | 212055 | October 2016 |  | Changed Benefit.
11 - Hip | 11.02 - FEMORAL HEADS | 11.02.06 - Bipolar/Multipolar | 11.02.06.01 - Bipolar |  | MA025 | 793 |  | Mathys Orthopaedics Pty Ltd | Mathys Bipolar Femoral Head | Stainless steel with fixed UHMWPE insert | 28mm Inner diameter, 42-58mm outer diameter | 212427 | October 2016 |  | Changed Benefit.
11 - Hip | 11.02 - FEMORAL HEADS | 11.02.06 - Bipolar/Multipolar | 11.02.06.01 - Bipolar |  | MU021 | 793 |  | Medacta Australia Pty Ltd | Medacta Bipolar Head | Stainless Steel, with UHMWPE insert | Ball head diameter 22.2mm, sizes: from 39 to 52mm. Ball head diameter 28mm, sizes: from 42 to 60mm. | 217252 | August 2017 |  | Changed Size.
11 - Hip | 11.02 - FEMORAL HEADS | 11.02.06 - Bipolar/Multipolar | 11.02.06.01 - Bipolar |  | OO035 | 793 |  | Oceania Orthopaedics | Bi-polar head | Bipolar head | 38mm - 62mm | 271212 | August 2017 |  | Changed Size.
11 - Hip | 11.02 - FEMORAL HEADS | 11.02.06 - Bipolar/Multipolar | 11.02.06.01 - Bipolar |  | SN267 | 793 |  | Smith & Nephew Pty Ltd | Tandem/Convene | Shell/Liner | 22 - 64mm | 242993 | October 2016 |  | Changed Benefit.
11 - Hip | 11.02 - FEMORAL HEADS | 11.02.06 - Bipolar/Multipolar | 11.02.06.01 - Bipolar |  | ST566 | 793 |  | Stryker Australia Pty Ltd | Osteonics hip prostheses | Bipolar shell and polyethylene insert (factory Assembled) | ID 22, 26, 28, 32mm dia | 128024, 12875 | October 2016 |  | Changed Benefit.
11 - Hip | 11.02 - FEMORAL HEADS | 11.02.06 - Bipolar/Multipolar | 11.02.06.01 - Bipolar |  | TG003 | 793 |  | Future Medical Pty Ltd | Furlong Hemi Range | Bipolar head | 40-58mm | 132410 | October 2016 |  | Changed Benefit.
11 - Hip | 11.02 - FEMORAL HEADS | 11.02.06 - Bipolar/Multipolar | 11.02.06.01 - Bipolar |  | WR128 | 793 |  | Wright Medical Australia | Gladiator Bipolar Hip System | Gladiator Bipolar | 36mm x 22mm, 37mmx22mmx38mmx22mm, 39mmx22mm, 40mmx22mm, 41mmx22mm, 42mmx28mm, 43mmx28mm, 44mmx28mm, 45mmx28mm, 46mmx32mm, 47mmx32mm, 48mmx32mm, 49mmx32mm, 50mmx36mm, 51mmx36mm, 52mmx36mm, 53mmx36mm, 54mmx36mm, 55mmx36mm, 56mmx36mm, 57mmx36mm, 58mmx36mm, 5 | 196524 | October 2016 |  | Changed Benefit.
11 - Hip | 11.02 - FEMORAL HEADS | 11.02.06 - Bipolar/Multipolar | 11.02.06.01 - Bipolar |  | ZI286 | 793 |  | Zimmer Biomet Pty Ltd | Zimmer Acetabular Cup | Multipolar (Bipolar) Cup-Co Chr W/WHMWPE | Outer Diameter 38 - 72mm, Inner Diameter 22,28, or 32mm | 95692 | October 2016 |  | Changed Benefit.
11 - Hip | 11.02 - FEMORAL HEADS | 11.02.06 - Bipolar/Multipolar | 11.02.06.02 - Tripolar/Multipolar |  | LC162 | 1154 |  | Lima Orthopaedics Australia Pty Ltd | Lock Bipolar Head and Liner | Self Centering Head CoCrMo and UHMWPE Liner | Diameter x 28mm x OD 41-57mm | 216354 | October 2016 |  | Changed Benefit.
11 - Hip | 11.02 - FEMORAL HEADS | 11.02.06 - Bipolar/Multipolar | 11.02.06.02 - Tripolar/Multipolar |  | LC163 | 1154 |  | Lima Orthopaedics Australia Pty Ltd | Met Poly Mobile Liner | Met Poly Mobile Liner UHMWPE | ID 28mm x OD 40-58mm | 168652 | October 2016 |  | Changed Benefit.
11 - Hip | 11.03 - ACETABULAR COMPONENTS | 11.03.01 - Cups, Cemented | 11.03.01.01 - Unmodified polyethylene |  | BB236 | 694 |  | B Braun Australia Pty Ltd | Polyethylene Acetabular Cup | Unmodified Polyethylene | 22.2mm-32mm articulations; 40mm-64mm diameters | 134535 | October 2016 |  | Changed Benefit.
11 - Hip | 11.03 - ACETABULAR COMPONENTS | 11.03.01 - Cups, Cemented | 11.03.01.01 - Unmodified polyethylene |  | BI129 | 694 |  | Zimmer Biomet Pty Ltd | Mallory Head Hip System | Acetabular cup, UHMWPE | 40-80mm | 98098 | October 2016 |  | Changed Benefit.
11 - Hip | 11.03 - ACETABULAR COMPONENTS | 11.03.01 - Cups, Cemented | 11.03.01.01 - Unmodified polyethylene |  | CR042 | 694 |  | Corin Australia Pty Ltd | Cenator Acetabular Cup | Flanged Cemented UHMWPE | Dia 40 - 62mm, 22, 26, 28 heads | 106747 | October 2016 |  | Changed Benefit.
11 - Hip | 11.03 - ACETABULAR COMPONENTS | 11.03.01 - Cups, Cemented | 11.03.01.01 - Unmodified polyethylene |  | EX052 | 694 |  | EXACTECH AUSTRALIA PTY LTD | All Polyethylene cemented acetabular component | The All Polyethylene cemented acetabular components are indicated for use in skeletally mature individuals undergoing primary surgery for total hip replacement due to osteoarthritis, rheumatoid arthritis, osteonecrosis, ankylosing spondylitis, congential hip dysplasia, post-traumatic degenerative problems of the hip, and for treatment of proximal femoral fractures where prosthetic replacement is determined by the surgeon as the preferred treatment. | 22mm ID: 44mm OD, 46mm OD, 48mm OD, 50mm OD, 52mm OD, 54mm OD 28mmID: 48mmOD, 50mmOD, 52mmOD, 54mm OD, 56mm OD, 58mm OD, 60mm OD 32mm ID: 52mm OD, 54mmOD, 56mm OD, 58mm OD, 60mm OD | 159572 | October 2016 |  | Changed Benefit.
11 - Hip | 11.03 - ACETABULAR COMPONENTS | 11.03.01 - Cups, Cemented | 11.03.01.01 - Unmodified polyethylene |  | GM128 | 694 |  | Global Manufacturing Technology Pty Ltd | Contile Fin II Acetabular, Mueller Cup 28mm and 32mm | Mueller Cup | 28mm Neutral and 10 Degree, 32mm Neutral and 10 Degree | 284657, 285462 | October 2016 |  | Changed Benefit.
11 - Hip | 11.03 - ACETABULAR COMPONENTS | 11.03.01 - Cups, Cemented | 11.03.01.01 - Unmodified polyethylene |  | JJ755 | 694 |  | Johnson & Johnson Medical Pty Ltd | OGEE Cemented Cup | UHMWPE cup, cemented | 22 - 32mm inner diameter, 40-53mm outer diamter | 97395, 97696 | October 2016 |  | Changed Benefit.
11 - Hip | 11.03 - ACETABULAR COMPONENTS | 11.03.01 - Cups, Cemented | 11.03.01.01 - Unmodified polyethylene |  | LC020 | 694 |  | Lima Orthopaedics Australia Pty Ltd | Lima Cemented Cup | UHMWPE Cemented Cup Unmodified | 28-36mm OD x 44-58mm OD 20* | 213029 | October 2016 |  | Changed Benefit.
11 - Hip | 11.03 - ACETABULAR COMPONENTS | 11.03.01 - Cups, Cemented | 11.03.01.01 - Unmodified polyethylene |  | LO018 | 694 |  | Link Orthopaedics Australia | LINK IP Acetabular Cup | UHMWPE unmodified | 40 - 58mm | 140650, 51002 | October 2016 |  | Changed Benefit.
11 - Hip | 11.03 - ACETABULAR COMPONENTS | 11.03.01 - Cups, Cemented | 11.03.01.01 - Unmodified polyethylene |  | MA027 | 694 |  | Mathys Orthopaedics Pty Ltd | CCB Cemented UHMWPE Cup | UHMWPE, low & full profile | 28/32 ID - 42/64 OD | 211096 | February 2017 |  | Changed Product Name, Description.
11 - Hip | 11.03 - ACETABULAR COMPONENTS | 11.03.01 - Cups, Cemented | 11.03.01.01 - Unmodified polyethylene |  | MU144 | 694 |  | Medacta Australia Pty Ltd | APRICOT full PE Cemented Cup | Flat edge full PE cemented cup | 002, 028, 032 | 230649 | October 2016 |  | Changed Benefit.
11 - Hip | 11.03 - ACETABULAR COMPONENTS | 11.03.01 - Cups, Cemented | 11.03.01.01 - Unmodified polyethylene |  | OO138 | 694 |  | Oceania Orthopaedics | IC Muller PE Cup | PE acetabulum cup with 0 and10 degree lip - cemented | 44-62mm, 28-32mm | 234879 | October 2016 |  | Changed Benefit.
11 - Hip | 11.03 - ACETABULAR COMPONENTS | 11.03.01 - Cups, Cemented | 11.03.01.01 - Unmodified polyethylene |  | TG007 | 694 |  | Future Medical Pty Ltd | JRI Cemented Cup | UHMWPE Cup unmodified Cemented | 28mm and 32mm | 132477 | October 2016 |  | Changed Benefit.
11 - Hip | 11.03 - ACETABULAR COMPONENTS | 11.03.01 - Cups, Cemented | 11.03.01.01 - Unmodified polyethylene |  | WR120 | 694 |  | Wright Medical Australia | WMT Acetabular Cups All Poly | UHMWPE unmodified | 42 - 68mm in 2mm increments | 154282 | October 2016 |  | Changed Benefit.
11 - Hip | 11.03 - ACETABULAR COMPONENTS | 11.03.01 - Cups, Cemented | 11.03.01.01 - Unmodified polyethylene |  | ZI027 | 694 |  | Zimmer Biomet Pty Ltd | ZCA Acetabular Cup | UHMPE unmodified | 47 - 61 | 209894, 212781, 230915 | October 2016 |  | Changed Benefit.
11 - Hip | 11.03 - ACETABULAR COMPONENTS | 11.03.01 - Cups, Cemented | 11.03.01.01 - Unmodified polyethylene | SCP | ZI384 | 1064 |  | Zimmer Biomet Pty Ltd | Low Profile Cup - Cups cemented | UHMPE unmodified | 22/36 to 32/64 | 230852 | October 2016 |  | Changed Benefit.
11 - Hip | 11.03 - ACETABULAR COMPONENTS | 11.03.01 - Cups, Cemented | 11.03.01.02 - Modified polyethylene |  | HW029 | 866 |  | Stryker Australia Pty Ltd | Duration Polyethelene cemented acetabular component | Duration Poly Cup - Enhanced Polyethylene | 22 - 36 mm ID | 128021, 136585 | October 2016 |  | Changed Benefit.
11 - Hip | 11.03 - ACETABULAR COMPONENTS | 11.03.01 - Cups, Cemented | 11.03.01.02 - Modified polyethylene |  | JJ689 | 866 |  | Johnson & Johnson Medical Pty Ltd | Marathon Cup System Cemented Acetabular Cup | Cemented modified UHMWPE acetabular cup with flange | Inner diameter 22-36mm, outer diameter 38-53mm | 97696 | October 2016 |  | Changed Benefit.
11 - Hip | 11.03 - ACETABULAR COMPONENTS | 11.03.01 - Cups, Cemented | 11.03.01.02 - Modified polyethylene |  | LI103 | 866 |  | Amplitude Australia | P2 Cemented Cup | Cemented Acetabular Cup | Size 49 - 61 | 227894 | October 2016 |  | Changed Benefit.
11 - Hip | 11.03 - ACETABULAR COMPONENTS | 11.03.01 - Cups, Cemented | 11.03.01.02 - Modified polyethylene |  | MU143 | 866 |  | Medacta Australia Pty Ltd | APRICOT full PE HC Cemented Cup | Flat Edge full High-Cross PE cemented Cup | 022, 028, 032, 036 | 132458 | October 2016 |  | Changed Benefit.
11 - Hip | 11.03 - ACETABULAR COMPONENTS | 11.03.01 - Cups, Cemented | 11.03.01.02 - Modified polyethylene |  | SK460 | 866 |  | Stryker Australia Pty Ltd | Exeter Rim Fit Flanged X3 Cup | X3 Highly crosslinked Cup | 40 - 60 OD, 22 - 44 ID | 128021, 16232 | October 2016 |  | Changed Benefit.
11 - Hip | 11.03 - ACETABULAR COMPONENTS | 11.03.01 - Cups, Cemented | 11.03.01.02 - Modified polyethylene |  | SN696 | 866 |  | Smith & Nephew Pty Ltd | Reflection | Acetabular Cup - XLPE | 22-36mm,40-61mm | 218147 | October 2016 |  | Changed Benefit.
11 - Hip | 11.03 - ACETABULAR COMPONENTS | 11.03.01 - Cups, Cemented | 11.03.01.02 - Modified polyethylene |  | ZI314 | 866 |  | Zimmer Biomet Pty Ltd | ZCA All Poly Acetabular Cup - XLPE | UHMPE modified | 22, 26, 28 & 32 mm heads; 47-61mm diameter; flanged and non-flanged | 213175 | October 2016 |  | Changed Benefit.
11 - Hip | 11.03 - ACETABULAR COMPONENTS | 11.03.01 - Cups, Cemented | 11.03.01.02 - Modified polyethylene |  | ZI957 | 866 |  | Zimmer Biomet Pty Ltd | Exceed ABT Cemented Cup | Cemented UHMWPE Cup | 46-60 outer diameter | 233756, 233757 | February 2017 |  | New Listing
11 - Hip | 11.03 - ACETABULAR COMPONENTS | 11.03.01 - Cups, Cemented | 11.03.01.02 - Modified polyethylene | Flange | HW030 | 889 |  | Stryker Australia Pty Ltd | Contemporary Hip System Range | Exeter Contemporary Flanged modified Enhanced Polyethylene | ID: 26, 28, 32. OD 46, 48, 50, 52, 54, 56, 58, 60 | 136585, 16236 | October 2016 |  | Changed Benefit.
11 - Hip | 11.03 - ACETABULAR COMPONENTS | 11.03.01 - Cups, Cemented | 11.03.01.03 - Constrained, modified and unmodified polythylene |  | HW043 | 770 |  | Stryker Australia Pty Ltd | Brunswick Cup | Polyethylene | 44, 48, 50, 52, 54, 56mm OD | 128021, 16236 | October 2016 |  | Changed Benefit.
11 - Hip | 11.03 - ACETABULAR COMPONENTS | 11.03.01 - Cups, Cemented | 11.03.01.03 - Constrained, modified and unmodified polythylene |  | LO019 | 770 |  | Link Orthopaedics Australia | Lubinus eccentric Acetabular Cup | UHMWPE constrained | 44 - 58mm | 140650, 51002 | October 2016 |  | Changed Benefit.
11 - Hip | 11.03 - ACETABULAR COMPONENTS | 11.03.01 - Cups, Cemented | 11.03.01.03 - Constrained, modified and unmodified polythylene |  | OO137 | 770 |  | Oceania Orthopaedics | IC Muller PE snap lock cup | PE acetabulum cup , constrained | 44 – 62mm, 28 or 32mm | 234880 | October 2016 |  | Changed Benefit.
11 - Hip | 11.03 - ACETABULAR COMPONENTS | 11.03.01 - Cups, Cemented | 11.03.01.03 - Constrained, modified and unmodified polythylene |  | SK430 | 770 |  | Stryker Australia Pty Ltd | Trident Constrained All Poly Acetabular Cup | UHMWPE constrained cemented cup | 40-70mm | 128021, 12875 | October 2016 |  | Changed Benefit.
11 - Hip | 11.03 - ACETABULAR COMPONENTS | 11.03.01 - Cups, Cemented | 11.03.01.04 - Metal Shell |  | BH040 | 1665 |  | Zimmer Biomet Pty Ltd | Avantage Dual Mobility Cemented Acetabular Cup | Acetabular shell, polished inner surface, Stainless Steel | 44mm - 50mm | 119236 | October 2016 |  | Changed Benefit.
11 - Hip | 11.03 - ACETABULAR COMPONENTS | 11.03.01 - Cups, Cemented | 11.03.01.04 - Metal Shell |  | CR232 | 1665 |  | Corin Australia Pty Ltd | Dual Mobility Cup, Shell Cemented | Acetabular Shell, Cemented stainless steel with groove, internal mirror polished | 42mm to 60mm | 210207 | February 2017 |  | Transferred from TO086
11 - Hip | 11.03 - ACETABULAR COMPONENTS | 11.03.01 - Cups, Cemented | 11.03.01.04 - Metal Shell |  | GO282 | 1665 |  | Global Orthopaedic Technology | Novae STICK Dual Mobility Cup | A cemented metal acetabular dual mobility cup designed to be used with a polyethylene liner | 43-69mm diameter in 2mm increments | 192661 | October 2016 |  | Changed Benefit.
11 - Hip | 11.03 - ACETABULAR COMPONENTS | 11.03.01 - Cups, Cemented | 11.03.01.04 - Metal Shell |  | LI059 | 1665 |  | Amplitude Australia | Saturne Cemented Tripolar Cup | Stainless steel cemented acetabular cup with an anatomical anti-disloction profile | Sizes 44 - 60 in 2mm increments | 210137 | October 2016 |  | Changed Benefit.
11 - Hip | 11.03 - ACETABULAR COMPONENTS | 11.03.01 - Cups, Cemented | 11.03.01.04 - Metal Shell |  | SM133 | 1665 |  | Smith & Nephew Pty Ltd | Polar Cup Cemented Acetabular Shell | Stainless steel, cemented shell that has polished inner surface for dual mobility with constrained UHMWPE liner/head | 43-63MM | 231321 | October 2016 |  | Changed Benefit.
11 - Hip | 11.03 - ACETABULAR COMPONENTS | 11.03.02 - Shells, Uncemented | 11.03.02.01 - Grit Blast |  | ZI874 | 2128 |  | Zimmer Biomet Pty Ltd | Allofit IT Shell | Titanium Shell, Macro texture, Non HA | Shell outer diameter: 42mm-74mm in 2mm increments | 227881, 232428 | October 2016 |  | Changed Benefit.
11 - Hip | 11.03 - ACETABULAR COMPONENTS | 11.03.02 - Shells, Uncemented | 11.03.02.01 - Grit Blast | SCP | ZI353 | 2498 |  | Zimmer Biomet Pty Ltd | Allofit Cup | Titanium, macro texture, non HA | 46 - 68mm | 210092 | October 2016 |  | Changed Benefit.
11 - Hip | 11.03 - ACETABULAR COMPONENTS | 11.03.02 - Shells, Uncemented | 11.03.02.02 - Beaded |  | BV032 | 2320 |  | MICROPORT ORTHOPEDICS PTY LIMITED | Dynasty Acetabular System/ Actebular Shell | Beaded Acetabular shell non HA | 42 - 76mm in 2mm increments | 272232, 272252 | October 2016 |  | Changed Benefit.
11 - Hip | 11.03 - ACETABULAR COMPONENTS | 11.03.02 - Shells, Uncemented | 11.03.02.02 - Beaded |  | DD023 | 2320 |  | DJO Australasia Pty Ltd | FMP Acetabular Shell | Titanium, non HA, beaded, variable screw holes | 42-70mm | 161911 | October 2016 |  | Changed Benefit.
11 - Hip | 11.03 - ACETABULAR COMPONENTS | 11.03.02 - Shells, Uncemented | 11.03.02.02 - Beaded |  | DP360 | 2320 |  | Johnson & Johnson Medical Pty Ltd | Duraloc Acetabular Shells | Titanium, beaded, (Porocoat) non HA, with or without holes &/or spikes | Size 36-76 | 97696, 98086 | October 2016 |  | Changed Benefit.
11 - Hip | 11.03 - ACETABULAR COMPONENTS | 11.03.02 - Shells, Uncemented | 11.03.02.02 - Beaded |  | MA496 | 2320 |  | Mathys Orthopaedics Pty Ltd | SeleXys Acetabular PC Shell | Uncemented Ti acetabular shell, beaded, non HA | 42mm - 72mm in 2mm increments | 274135 | October 2016 |  | Changed Benefit.
11 - Hip | 11.03 - ACETABULAR COMPONENTS | 11.03.02 - Shells, Uncemented | 11.03.02.02 - Beaded |  | SL089 | 2320 |  | Smith & Nephew Pty Ltd | Reflection | Acetabular Shell, Beaded TItanium Alloy | 44-68mm | 220233, 223522, 223524 | 2017-11-01 |  | New Listing
11 - Hip | 11.03 - ACETABULAR COMPONENTS | 11.03.02 - Shells, Uncemented | 11.03.02.02 - Beaded |  | WR109 | 2320 |  | Wright Medical Australia | Procotyl L Acetabular System / Acetabular shell non HA | Beaded Acetabular shell non HA | 42 - 68mm in 2mm increments | 154282 | October 2016 |  | Changed Benefit.
11 - Hip | 11.03 - ACETABULAR COMPONENTS | 11.03.02 - Shells, Uncemented | 11.03.02.02 - Beaded |  | WR127 | 2320 |  | Wright Medical Australia | Lineage and Transcend Acetabular Systems | Titanium, beaded, non HA | Shells 40 - 80mm in 2mm increments | 154282 | October 2016 |  | Changed Benefit.
11 - Hip | 11.03 - ACETABULAR COMPONENTS | 11.03.02 - Shells, Uncemented | 11.03.02.02 - Beaded | SCP | DY521 | 2690 |  | Johnson & Johnson Medical Pty Ltd | Pinnacle Acetabular Shell | Titanium, beaded (Porocoat), not HA, acetabular cups | 38 - 80mm | 221600, 221679, 223026 | February 2017 |  | Changed Description.
11 - Hip | 11.03 - ACETABULAR COMPONENTS | 11.03.02 - Shells, Uncemented | 11.03.02.02 - Beaded | SCP | SL084 | 2690 |  | Smith & Nephew Pty Ltd | Reflection | Acetabular cup, 3-Hole, Beaded, Titanium Alloy | 40-68 mm | 223821, 223823, 247733 | August 2017 |  | Expanded from SN285
11 - Hip | 11.03 - ACETABULAR COMPONENTS | 11.03.02 - Shells, Uncemented | 11.03.02.02 - Beaded | SCP | SL085 | 2690 |  | Smith & Nephew Pty Ltd | Reflection | Acetabular Cup, Spiked, Beaded, Titanium Alloy | 40-68 mm | 218205 | August 2017 |  | Expanded from SN285
11 - Hip | 11.03 - ACETABULAR COMPONENTS | 11.03.02 - Shells, Uncemented | 11.03.02.03 - Mesh |  | OO170 | 2312 |  | Oceania Orthopaedics | MUTARS RS Cup | Acetabulum reconstruction cup, flange multiple screw holes | 46, 50, 54, 58, 62mm right & left | 238836 | October 2016 |  | Changed Benefit.
11 - Hip | 11.03 - ACETABULAR COMPONENTS | 11.03.02 - Shells, Uncemented | 11.03.02.03 - Mesh |  | ZI386 | 2312 |  | Zimmer Biomet Pty Ltd | Fitmore Cup | Titanium mesh non HA | 42 to 68mm | 223627 | October 2016 |  | Changed Benefit.
11 - Hip | 11.03 - ACETABULAR COMPONENTS | 11.03.02 - Shells, Uncemented | 11.03.02.03 - Mesh | SCP | ZI034 | 2682 |  | Zimmer Biomet Pty Ltd | Trilogy Acetabular Cup | Titanium mesh (fibre metal) non HA for UHMPE insert | 38 - 80 | 210390 | October 2016 |  | Changed Benefit.
11 - Hip | 11.03 - ACETABULAR COMPONENTS | 11.03.02 - Shells, Uncemented | 11.03.02.04 - Plasma |  | BH365 | 2128 |  | Zimmer Biomet Pty Ltd | G7 Acetabular Shell | Acetabular Shell, porous plasma, non-HA | 42mm to 68mm in 2 mm increments | 231249 | October 2016 |  | Changed Benefit.
11 - Hip | 11.03 - ACETABULAR COMPONENTS | 11.03.02 - Shells, Uncemented | 11.03.02.04 - Plasma |  | EX011 | 2128 |  | EXACTECH AUSTRALIA PTY LTD | Novation Crown Cup Shell - plasma coated | Novation Crown Cup and Liners: No-Hole and Cluster Hole design options, shells manufactured from titanium (Ti) alloy with plasma coating, sphere and taper inner diameter geometry. | Shell: No-Hole shell size 48-68, 2mm increments; Cluster Hole Size 48-68, 2mm increments; Multi-Hole Size 48-56, Multi-Hole with Rim Fixation, Size 56-68 | 159572 | October 2016 |  | Changed Benefit.
11 - Hip | 11.03 - ACETABULAR COMPONENTS | 11.03.02 - Shells, Uncemented | 11.03.02.04 - Plasma |  | SF028 | 2128 |  | Signature Orthopaedics | Cementless Cup plasma coated | Cementless Cup are availbe with No-Hole and Cluster Hole design options, shells manufactured from titanium (Ti) alloy with plasma coating, sphere and taper inner diameter geometry | Shell: No-Hole shell size 48-68, 2mm increments; Cluster Hole Size 48-68, 2mm increments; Multi-Hole Size 48-56, Multi-Hole with Rim Fixation, Size 56-68 | 175346 | October 2016 |  | Changed Benefit.
11 - Hip | 11.03 - ACETABULAR COMPONENTS | 11.03.02 - Shells, Uncemented | 11.03.02.04 - Plasma |  | SM128 | 2128 |  | Smith & Nephew Pty Ltd | POLAR CUP ACETABULAR Cementless Shell | Stainless steel with titanium plasma spray coating that has polished inner surface for dual mobility with constrained UHMWPE liner/head | 43-67MM | 260954 | October 2016 |  | Changed Benefit.
11 - Hip | 11.03 - ACETABULAR COMPONENTS | 11.03.02 - Shells, Uncemented | 11.03.02.04 - Plasma | Flange | SM129 | 3052 |  | Smith & Nephew Pty Ltd | POLAR CUP ACETABULAR Cementless Shell | Stainless steel with titanium plasma spray coating and pegs & flanges, that has polished inner surface for dual mobility with constrained UHMWPE liner/head | 43-67MM | 287345 | October 2016 |  | Changed Benefit.
11 - Hip | 11.03 - ACETABULAR COMPONENTS | 11.03.02 - Shells, Uncemented | 11.03.02.04 - Plasma | SCP | BI111 | 2498 |  | Zimmer Biomet Pty Ltd | Mallory Head Hip System | Acetabular shell, Titanium Alloy, plasma, non HA | 40-80mm | 222376, 223525, 224756 | October 2016 |  | Changed Benefit.
11 - Hip | 11.03 - ACETABULAR COMPONENTS | 11.03.02 - Shells, Uncemented | 11.03.02.05 - Porous Metal |  | BI971 | 3099 |  | Zimmer Biomet Pty Ltd | Regenerex Ringloc+ | Acetabular shell, solid, limited hole or multi hole, Porous Ti Alloy | 48 to 72mm OD | 98098 | October 2016 |  | Changed Benefit.
11 - Hip | 11.03 - ACETABULAR COMPONENTS | 11.03.02 - Shells, Uncemented | 11.03.02.05 - Porous Metal |  | JJ653 | 3099 |  | Johnson & Johnson Medical Pty Ltd | Pinnacle Hip System - Gription Cup | Porous metal acetabular cup | 38 - 80mm | 98086 | October 2016 |  | Changed Benefit.
11 - Hip | 11.03 - ACETABULAR COMPONENTS | 11.03.02 - Shells, Uncemented | 11.03.02.05 - Porous Metal |  | LC164 | 3099 |  | Lima Orthopaedics Australia Pty Ltd | Delta TT Acetabular Cup | Delta TT Acetabular Cup Ti6AI4V | 44 - 76mm | 210796 | October 2016 |  | Changed Benefit.
11 - Hip | 11.03 - ACETABULAR COMPONENTS | 11.03.02 - Shells, Uncemented | 11.03.02.05 - Porous Metal |  | LC165 | 3099 |  | Lima Orthopaedics Australia Pty Ltd | Delta One TT Acetabular Cup | Delta One TT Acetabular Cup Ti6AI4V | 44 - 66mm | 216036 | October 2016 |  | Changed Benefit.
11 - Hip | 11.03 - ACETABULAR COMPONENTS | 11.03.02 - Shells, Uncemented | 11.03.02.05 - Porous Metal |  | LI099 | 3099 |  | Amplitude Australia | C2 Acetabular Shell | titanium Cup with sintered titanium coating | 48 - 68mm | 227893 | October 2016 |  | Changed Benefit.
11 - Hip | 11.03 - ACETABULAR COMPONENTS | 11.03.02 - Shells, Uncemented | 11.03.02.05 - Porous Metal |  | MU140 | 3099 |  | Medacta Australia Pty Ltd | Mpact Acetabular Shells | Cementless titanium acetabular shell, variable holes | 44 to 66 | 209485 | October 2016 |  | Changed Benefit.
11 - Hip | 11.03 - ACETABULAR COMPONENTS | 11.03.02 - Shells, Uncemented | 11.03.02.05 - Porous Metal |  | MU141 | 3099 |  | Medacta Australia Pty Ltd | Mpact Revision Acetabular Shells | Cementless titanium acetabular shell, variable holes | 44 to 76 | 229108 | October 2016 |  | Changed Benefit.
11 - Hip | 11.03 - ACETABULAR COMPONENTS | 11.03.02 - Shells, Uncemented | 11.03.02.05 - Porous Metal |  | SF144 | 3099 |  | Signature Orthopaedics | Logical G Shell | titanium Cup with sintered titanium coating | 44 - 68mm | 276894 | August 2017 |  | Changed Product Name, Size.
11 - Hip | 11.03 - ACETABULAR COMPONENTS | 11.03.02 - Shells, Uncemented | 11.03.02.05 - Porous Metal |  | SK428 | 3099 |  | Stryker Australia Pty Ltd | Trident Tritanium Acetabular Shells | Acetabular Shell, tritanium | 40mm - 80mm | 128021 | October 2016 |  | Changed Benefit.
11 - Hip | 11.03 - ACETABULAR COMPONENTS | 11.03.02 - Shells, Uncemented | 11.03.02.05 - Porous Metal |  | TZ005 | 3099 |  | The Trustee for Adler Ortho Unit Trust | Fixa Ti-Por Cup | Porous Matrix Titanium, Screw Holes with Plugs, Hemispherical Acetabular Cup | 44-66mm | 207934 | August 2017 |  | Transferred from OO073
11 - Hip | 11.03 - ACETABULAR COMPONENTS | 11.03.02 - Shells, Uncemented | 11.03.02.05 - Porous Metal |  | ZI325 | 3099 |  | Zimmer Biomet Pty Ltd | Trabecular Metal Modular Acetabular System | Titanium, porous tantalum | 38-80mm diameter; Cluster, Multiholed, No Holes | 208903 | October 2016 |  | Changed Benefit.
11 - Hip | 11.03 - ACETABULAR COMPONENTS | 11.03.02 - Shells, Uncemented | 11.03.02.05 - Porous Metal |  | ZI617 | 3099 |  | Zimmer Biomet Pty Ltd | Continuum Acetabular Shell | Trabecular Metal Acetabular Shell | 40CC, 42DD, 44EE, 46FF, 48GG, 50HH, 5II, 54JJ, 56KK, 58LL, 60MM, 62NN, 64OO, 66PP, 68QU, 70RR, 72SS, 74TT, 76UU, 78VV, 80W | 115915 | October 2016 |  | Changed Benefit.
11 - Hip | 11.03 - ACETABULAR COMPONENTS | 11.03.03 - Shells, Uncemented, HA | 11.03.03.01 - Grit Blast |  | HW014 | 2498 |  | Stryker Australia Pty Ltd | ABG 11Cup with Hydroxyapatite | Titanium, grit blast and HA for UHMPE insert | Sizes 42mm to 74mm OD in 2mm increments | 145518 | October 2016 |  | Changed Benefit.
11 - Hip | 11.03 - ACETABULAR COMPONENTS | 11.03.03 - Shells, Uncemented, HA | 11.03.03.01 - Grit Blast |  | HW015 | 2498 |  | Stryker Australia Pty Ltd | ABG 11Cup with Hydroxyapatite | Titanium, grit blast and HA for ceramic insert | Sizes 44mm to 66mm OD in 2mm increments | 145516, 145517, 145519 | October 2016 |  | Changed Benefit.
11 - Hip | 11.03 - ACETABULAR COMPONENTS | 11.03.03 - Shells, Uncemented, HA | 11.03.03.01 - Grit Blast |  | LI060 | 2498 |  | Amplitude Australia | Horizon Acetabular Shell | Anodised titanium, HA encoated with screw holes for ceramic inserts | 42 - 70 mm | 210192 | October 2016 |  | Changed Benefit.
11 - Hip | 11.03 - ACETABULAR COMPONENTS | 11.03.03 - Shells, Uncemented, HA | 11.03.03.01 - Grit Blast |  | LO032 | 2498 |  | Link Orthopaedics Australia | Link acetabular cup system | Titanium, grit blast, HA | 40 - 68mm | 140650, 72107 | October 2016 |  | Changed Benefit.
11 - Hip | 11.03 - ACETABULAR COMPONENTS | 11.03.03 - Shells, Uncemented, HA | 11.03.03.01 - Grit Blast |  | PF010 | 2498 |  | Perios Pty Ltd | Atlas Acetabular Cup System | Titanium, grit blast & HA | Atlas Cup 40-74mm | 141168 | October 2016 |  | Changed Benefit.
11 - Hip | 11.03 - ACETABULAR COMPONENTS | 11.03.03 - Shells, Uncemented, HA | 11.03.03.01 - Grit Blast |  | TG004 | 2498 |  | Future Medical Pty Ltd | JRI CSF Cup | Grit blast with HA, titanium | 44mm - 70mm | 132477 | October 2016 |  | Changed Benefit.
11 - Hip | 11.03 - ACETABULAR COMPONENTS | 11.03.03 - Shells, Uncemented, HA | 11.03.03.01 - Grit Blast | SCP | ST548 | 2867 |  | Stryker Australia Pty Ltd | Trident acetabular component system | Titanium, arc deposited, with HA | 40-74mm OD in 2mm increments | 145590, 145591, 145592, 152396, 152442 | October 2016 |  | Changed Benefit.
11 - Hip | 11.03 - ACETABULAR COMPONENTS | 11.03.03 - Shells, Uncemented, HA | 11.03.03.01 - Grit Blast | Shell & Insert | SK092 | 3145 |  | Stryker Australia Pty Ltd | Stryker Hydroxyapatite coated cup with ceramic liner | Shell with Biolox forte ceramic liner | 44 - 80mm OD | 145605, 146112 | October 2016 |  | Changed Benefit.
11 - Hip | 11.03 - ACETABULAR COMPONENTS | 11.03.03 - Shells, Uncemented, HA | 11.03.03.02 - Beaded |  | BV033 | 2690 |  | MICROPORT ORTHOPEDICS PTY LIMITED | Procotyl L Acetabular Cup | Beaded, Titanium HA coated cup | 42 - 68mm | 285236 | October 2016 |  | Changed Benefit.
11 - Hip | 11.03 - ACETABULAR COMPONENTS | 11.03.03 - Shells, Uncemented, HA | 11.03.03.02 - Beaded |  | DP557 | 2690 |  | Johnson & Johnson Medical Pty Ltd | Duraloc Acetabular Shell with HA | Titanium, beaded, Duofix,HA, with or without holes | Inner 36-70 | 146751, 146752 | October 2016 |  | Changed Benefit.
11 - Hip | 11.03 - ACETABULAR COMPONENTS | 11.03.03 - Shells, Uncemented, HA | 11.03.03.02 - Beaded |  | DY031 | 2690 |  | Johnson & Johnson Medical Pty Ltd | Duraloc Option Acetabular Shell | Titanium, beaded with HA (duofix) | 46-66 mm | 146753, 97696 | October 2016 |  | Changed Benefit.
11 - Hip | 11.03 - ACETABULAR COMPONENTS | 11.03.03 - Shells, Uncemented, HA | 11.03.03.02 - Beaded |  | DY520 | 2690 |  | Johnson & Johnson Medical Pty Ltd | Pinnacle Acetabular Shell | Titanium. Beaded with HA (Duofix) acetabular cup | 38 - 80mm | 98086 | October 2016 |  | Changed Benefit.
11 - Hip | 11.03 - ACETABULAR COMPONENTS | 11.03.03 - Shells, Uncemented, HA | 11.03.03.02 - Beaded | SCP | SN286 | 3090 |  | Smith & Nephew Pty Ltd | Reflection | Acetabular Cup HA Coated Titanium Alloy, beaded | 42 - 80mm | 212782, 223523 | August 2017 |  | Changed Suffix, Benefit.
11 - Hip | 11.03 - ACETABULAR COMPONENTS | 11.03.03 - Shells, Uncemented, HA | 11.03.03.03 - Mesh | SCP | ZI035 | 3052 |  | Zimmer Biomet Pty Ltd | Trilogy Acetabular Cup | Titanium mesh (fibre metal) with HA for UHMPE insert | 38 - 80 | 213174 | October 2016 |  | Changed Benefit.
11 - Hip | 11.03 - ACETABULAR COMPONENTS | 11.03.03 - Shells, Uncemented, HA | 11.03.03.04 - Plasma |  | BB243 | 2498 |  | B Braun Australia Pty Ltd | Plasmacup | Titanium, plasma, HA | 44mm-68mm | 134535 | October 2016 |  | Changed Benefit.
11 - Hip | 11.03 - ACETABULAR COMPONENTS | 11.03.03 - Shells, Uncemented, HA | 11.03.03.04 - Plasma |  | BH039 | 2498 |  | Zimmer Biomet Pty Ltd | Avantage Reload Dual Mobility Cementless Acetabular Cup | Revision Acetabular Cup polished inner surface, with flanges, Porous HA Coating, Stainless Steel | 44mm - 64mm | 119236 | October 2016 |  | Changed Benefit.
11 - Hip | 11.03 - ACETABULAR COMPONENTS | 11.03.03 - Shells, Uncemented, HA | 11.03.03.04 - Plasma |  | BI770 | 2498 |  | Zimmer Biomet Pty Ltd | Exceed Acetabular System | Acetabular shell, solid, plasma, HA | Shell sizes 40-70mm | 108359 | October 2016 |  | Changed Benefit.
11 - Hip | 11.03 - ACETABULAR COMPONENTS | 11.03.03 - Shells, Uncemented, HA | 11.03.03.04 - Plasma |  | BJ009 | 2498 |  | Motion Orthopaedics Pty Ltd | Global Acetabular Shell | Titanium, plasma spray, HA with variable number of holes | 42-72mm | 168966 | October 2016 |  | Changed Benefit.
11 - Hip | 11.03 - ACETABULAR COMPONENTS | 11.03.03 - Shells, Uncemented, HA | 11.03.03.04 - Plasma |  | CR165 | 2498 |  | Corin Australia Pty Ltd | Trinity Acetabular Cup | Tri-liner hemispherical shell. Titanium (Ti6A14V) material with Titanium and HA coated plasma spray | 44 - 68 mm in 2mm increments | 106747 | October 2016 |  | Changed Benefit.
11 - Hip | 11.03 - ACETABULAR COMPONENTS | 11.03.03 - Shells, Uncemented, HA | 11.03.03.04 - Plasma |  | CR230 | 2498 |  | Corin Australia Pty Ltd | Dynacup – Shell | Titanium acetabular shell, with or without holes, coated with titanium plasma spray and HA | Shell without holes: Ø42mm to Ø52mm (2mm increments) Shell with holes: Ø42mm to Ø68mm (2mm increments) | 211860, 211861 | February 2017 |  | Transferred from TO153
11 - Hip | 11.03 - ACETABULAR COMPONENTS | 11.03.03 - Shells, Uncemented, HA | 11.03.03.04 - Plasma |  | EX007 | 2498 |  | EXACTECH AUSTRALIA PTY LTD | Novation Crown Cup Shell - plasma and HA coated | Novation Crown cup and liners - no-hole and cluster hole design options. Shells manufactured from titanium (Ti) alloy with plasma coating and an additional hydroxylapitite (HA) coating option. Sphere and taper inner diameter geometry. | Shell: No-Hole Shell size 48-68, 2mm increments; Cluster Hole Size 48-68, 2mm increments; Multi-Hole Size 48-56, Multi-Hole with Rim Fixation, Size 56-68 | 159572 | October 2016 |  | Changed Benefit.
11 - Hip | 11.03 - ACETABULAR COMPONENTS | 11.03.03 - Shells, Uncemented, HA | 11.03.03.04 - Plasma |  | GM047 | 2498 |  | Global Manufacturing Technology Pty Ltd | Fin II Acetabular Shell | titanium, Plasma sprayed, HA, with variable screw options | 44 to 72mm | 279500 | October 2016 |  | Changed Benefit.
11 - Hip | 11.03 - ACETABULAR COMPONENTS | 11.03.03 - Shells, Uncemented, HA | 11.03.03.04 - Plasma |  | GM113 | 2498 |  | Global Manufacturing Technology Pty Ltd | Global Acetabular Shell | Titanium, plasma spray, HA with variable number of holes | 42-72mm | 218810 | October 2016 |  | Changed Benefit.
11 - Hip | 11.03 - ACETABULAR COMPONENTS | 11.03.03 - Shells, Uncemented, HA | 11.03.03.04 - Plasma |  | GO233 | 2498 |  | Global Orthopaedic Technology | Novae Dual Mobility Cup | A cementless metal acetabular dual mobility cup designed to be used with a polyethylene liner. | 43mm to 69mm diameter in 2mm increments | 192661 | October 2016 |  | Changed Benefit.
11 - Hip | 11.03 - ACETABULAR COMPONENTS | 11.03.03 - Shells, Uncemented, HA | 11.03.03.04 - Plasma |  | LC166 | 2498 |  | Lima Orthopaedics Australia Pty Ltd | Delta PF Acetabular Cup | Delta PF Acetabular Cup Ti6AI4V + Poro + HA | 44 - 76mm | 210795 | October 2016 |  | Changed Benefit.
11 - Hip | 11.03 - ACETABULAR COMPONENTS | 11.03.03 - Shells, Uncemented, HA | 11.03.03.04 - Plasma |  | LC167 | 2498 |  | Lima Orthopaedics Australia Pty Ltd | Met Acetabular Cup | Met Acetabular Cup CoCrMo + Poro + HA | 42 - 64mm OD x 38 - 58mm ID | 222644 | October 2016 |  | Changed Benefit.
11 - Hip | 11.03 - ACETABULAR COMPONENTS | 11.03.03 - Shells, Uncemented, HA | 11.03.03.04 - Plasma |  | LI061 | 2498 |  | Amplitude Australia | Saturne Press Fit Dual Mobility Acetabular Cup | A cementless, stippled and peripherally expanded, acetabular cup. Flattened pole and an elevated rim to help prevent dislocation. | Sizes: 44 - 64 in 2mm increments | 216969 | October 2016 |  | Changed Benefit.
11 - Hip | 11.03 - ACETABULAR COMPONENTS | 11.03.03 - Shells, Uncemented, HA | 11.03.03.04 - Plasma |  | MU008 | 2498 |  | Medacta Australia Pty Ltd | Versafitcup Acetabular Shell | Titanium, plasma spray, with HA, variable holes | 40 to 64 | 132458 | October 2016 |  | Changed Benefit.
11 - Hip | 11.03 - ACETABULAR COMPONENTS | 11.03.03 - Shells, Uncemented, HA | 11.03.03.04 - Plasma |  | MU022 | 2498 |  | Medacta Australia Pty Ltd | Versafitcup Dual Mobility Acetabular Shell | Stainless steel, with titanium plasma coating and HA, and polished inner surface for dual articulation | from diameter 46mm to 64mm in 2mm increments | 132458 | October 2016 |  | Changed Benefit.
11 - Hip | 11.03 - ACETABULAR COMPONENTS | 11.03.03 - Shells, Uncemented, HA | 11.03.03.04 - Plasma |  | OH436 | 2498 |  | Orthotech Pty Ltd | Samo Acetabular Cup | Acetabular cup | 40 - 70 | 165470 | October 2016 |  | Changed Benefit.
11 - Hip | 11.03 - ACETABULAR COMPONENTS | 11.03.03 - Shells, Uncemented, HA | 11.03.03.04 - Plasma |  | SF038 | 2498 |  | Signature Orthopaedics | Logical ™ Acetabular Shell | Titanium, plasma spray, HA with variable number of holes | 42-72mm | 175346 | October 2016 |  | Changed Benefit.
11 - Hip | 11.03 - ACETABULAR COMPONENTS | 11.03.03 - Shells, Uncemented, HA | 11.03.03.04 - Plasma |  | SK500 | 2498 |  | Stryker Australia Pty Ltd | Restoration ADM Cup (Anatomic Dual Mobility) Cup | Chobalt-Chome; HA Coated; Anatomic Dual Mobility Cup | Left and Right; 48-46mm | 160492 | October 2016 |  | Changed Benefit.
11 - Hip | 11.03 - ACETABULAR COMPONENTS | 11.03.03 - Shells, Uncemented, HA | 11.03.03.04 - Plasma |  | SM024 | 2498 |  | Smith & Nephew Pty Ltd | EP Fit Acetabular Shell | Titanium, plasma spray, and HA, with variable number of holes for UHMWPE,ceramic & metal inserts | 40 - 72mm Dia | 223819, 223820 | October 2016 |  | Changed Benefit.
11 - Hip | 11.03 - ACETABULAR COMPONENTS | 11.03.03 - Shells, Uncemented, HA | 11.03.03.04 - Plasma |  | TG022 | 2498 |  | Future Medical Pty Ltd | JRI CSF Plus Cup | Titanium, plasma, HA for modified poly insert | 44mm - 70mm O/D | 132477 | October 2016 |  | Changed Benefit.
11 - Hip | 11.03 - ACETABULAR COMPONENTS | 11.03.03 - Shells, Uncemented, HA | 11.03.03.04 - Plasma |  | TG027 | 2498 |  | Future Medical Pty Ltd | JRI CSF Plus Cup | Titanium, plasma, HA for ceramic insert | 44mm - 70mm O/D | 132477 | October 2016 |  | Changed Benefit.
11 - Hip | 11.03 - ACETABULAR COMPONENTS | 11.03.03 - Shells, Uncemented, HA | 11.03.03.04 - Plasma |  | ZI939 | 2498 |  | Zimmer Biomet Pty Ltd | Mallory Head Hip System | Acetabular shell, solid, plasma, HA | 40-80mm | 222371, 222372 | October 2016 |  | Changed Benefit.
11 - Hip | 11.03 - ACETABULAR COMPONENTS | 11.03.03 - Shells, Uncemented, HA | 11.03.03.04 - Plasma | Flange | CR242 | 3422 |  | Corin Australia Pty Ltd | Dual Mobility Cup, shell uncemented | Acetabular shell titanium Plasma spray + HA, flanges and/or hook. | 42 to 68mm | 210208, 210209, 210210 | February 2017 |  | Transferred from TO085
11 - Hip | 11.03 - ACETABULAR COMPONENTS | 11.03.03 - Shells, Uncemented, HA | 11.03.03.04 - Plasma | Flange | SM131 | 3422 |  | Smith & Nephew Pty Ltd | POLAR CUP ACETABULAR Cementless Shell | Stainless steel with titanium plasma spray coating and HA and pegs & flanges, that has polished inner surface for dual mobility with constrained UHMWPE liner/head | 43-67MM | 148672 | October 2016 |  | Changed Benefit.
11 - Hip | 11.03 - ACETABULAR COMPONENTS | 11.03.03 - Shells, Uncemented, HA | 11.03.03.05 - Porous Metal |  | SK429 | 3238 |  | Stryker Australia Pty Ltd | Trident Tritanium Acetabular Shells (PA coated) | Acetabular Shell, HA Coating, tritanium | 40mm - 80mm | 128021 | October 2016 |  | Changed Benefit.
11 - Hip | 11.03 - ACETABULAR COMPONENTS | 11.03.04 - Insert/Liner | 11.03.04.01 - Unmodified polyethylene |  | BB237 | 758 |  | B Braun Australia Pty Ltd | Plasmacup PE insert | UMHPE unmodified liner | 44mm-68mm diameters, 22.2mm-32mm articulations | 134535 | October 2016 |  | Changed Benefit.
11 - Hip | 11.03 - ACETABULAR COMPONENTS | 11.03.04 - Insert/Liner | 11.03.04.01 - Unmodified polyethylene |  | CR228 | 758 |  | Corin Australia Pty Ltd | Dual Mobility Cup, Liner | Acetabular Liner UHMWPE | Head 22.2mm or 28mm, Diameter 42 mm to 68mm | 210218 | February 2017 |  | Transferred from TO087
11 - Hip | 11.03 - ACETABULAR COMPONENTS | 11.03.04 - Insert/Liner | 11.03.04.01 - Unmodified polyethylene |  | DP222 | 758 |  | Johnson & Johnson Medical Pty Ltd | DePuy Custom Made Acetabular Liners | UHMWPE custom liner for obsolete DePuy shells | Made to order | 97696 | October 2016 |  | Changed Benefit.
11 - Hip | 11.03 - ACETABULAR COMPONENTS | 11.03.04 - Insert/Liner | 11.03.04.01 - Unmodified polyethylene |  | DP968 | 758 |  | Johnson & Johnson Medical Pty Ltd | SROM Acetabular UHMWPE Liner | UHMWPE | 22-32mm | 98086 | October 2016 |  | Changed Benefit.
11 - Hip | 11.03 - ACETABULAR COMPONENTS | 11.03.04 - Insert/Liner | 11.03.04.01 - Unmodified polyethylene |  | GM048 | 758 |  | Global Manufacturing Technology Pty Ltd | Fin II UHMWPE Insert | UHMWPE | 44 to 72mm, 0 & 5 degree hood | 118604 | October 2016 |  | Changed Benefit.
11 - Hip | 11.03 - ACETABULAR COMPONENTS | 11.03.04 - Insert/Liner | 11.03.04.01 - Unmodified polyethylene |  | GM115 | 758 |  | Global Manufacturing Technology Pty Ltd | Global Acetabular UHMWPE Insert | UHMWPE | 44-72mm | 120787 | October 2016 |  | Changed Benefit.
11 - Hip | 11.03 - ACETABULAR COMPONENTS | 11.03.04 - Insert/Liner | 11.03.04.01 - Unmodified polyethylene |  | LO033 | 758 |  | Link Orthopaedics Australia | Link aceta bular Insert | UHMWPE acetabular Insert unmodified | 40 - 68mm | 140650, 72107 | October 2016 |  | Changed Benefit.
11 - Hip | 11.03 - ACETABULAR COMPONENTS | 11.03.04 - Insert/Liner | 11.03.04.01 - Unmodified polyethylene |  | LO152 | 758 |  | Link Orthopaedics Australia | BetaCup Cementless Acetabular Cup System | UHMWPE Insert | 26mm> | 140650 | October 2016 |  | Changed Benefit.
11 - Hip | 11.03 - ACETABULAR COMPONENTS | 11.03.04 - Insert/Liner | 11.03.04.01 - Unmodified polyethylene |  | MA419 | 758 |  | Mathys Orthopaedics Pty Ltd | SeleXys Acetabular UHMWPE Liner | UHMWPE | 44mm-72mm | 274137 | February 2017 |  | Changed Product Name, Description.
11 - Hip | 11.03 - ACETABULAR COMPONENTS | 11.03.04 - Insert/Liner | 11.03.04.01 - Unmodified polyethylene |  | MU010 | 758 |  | Medacta Australia Pty Ltd | Medacta UHMWPE Liner | UHMWPE | Internal diameter 22,28,32 mm, hooded & neutral, hooded & neutral | 132458, 211169 | October 2016 |  | Changed Benefit.
11 - Hip | 11.03 - ACETABULAR COMPONENTS | 11.03.04 - Insert/Liner | 11.03.04.01 - Unmodified polyethylene |  | OH435 | 758 |  | Orthotech Pty Ltd | Samo acetabular cup poly insert | X linked poly insert | 22 - 36 | 165470 | October 2016 |  | Changed Benefit.
11 - Hip | 11.03 - ACETABULAR COMPONENTS | 11.03.04 - Insert/Liner | 11.03.04.01 - Unmodified polyethylene |  | PF011 | 758 |  | Perios Pty Ltd | Atlas Acetabular Cup System | liner polyethylene liner, Titanium & HA | Atlas Poly Insert Std. Dia 28 and 32mm | 141168 | October 2016 |  | Changed Benefit.
11 - Hip | 11.03 - ACETABULAR COMPONENTS | 11.03.04 - Insert/Liner | 11.03.04.01 - Unmodified polyethylene |  | ST561 | 758 |  | Stryker Australia Pty Ltd | Strker Omnifit/SecurFit Acetabular Insert | Series I and II inserts, UHMPE | 22 - 36mm ID for cups 40 - 80mm OD | 128021, 64913 | October 2016 |  | Changed Benefit.
11 - Hip | 11.03 - ACETABULAR COMPONENTS | 11.03.04 - Insert/Liner | 11.03.04.01 - Unmodified polyethylene |  | TG009 | 758 |  | Future Medical Pty Ltd | JRI CSF Cup insert | UHMWPE unmodified | 28mm, 32mm, 36mm | 132477 | October 2016 |  | Changed Benefit.
11 - Hip | 11.03 - ACETABULAR COMPONENTS | 11.03.04 - Insert/Liner | 11.03.04.01 - Unmodified polyethylene |  | WR119 | 758 |  | Wright Medical Australia | WMT Acetabular Liners | Duramer UHMWPE unmodified Liner | Grp 0, Grp 1, Grp 2, Grp 3, Grp 4, Grp 5, and Grp 6 | 154282 | October 2016 |  | Changed Benefit.
11 - Hip | 11.03 - ACETABULAR COMPONENTS | 11.03.04 - Insert/Liner | 11.03.04.01 - Unmodified polyethylene |  | ZI033 | 758 |  | Zimmer Biomet Pty Ltd | Trilogy Oblique liner | UHMPE unmodified | 38 - 62 | 115915 | October 2016 |  | Changed Benefit.
11 - Hip | 11.03 - ACETABULAR COMPONENTS | 11.03.04 - Insert/Liner | 11.03.04.01 - Unmodified polyethylene |  | ZI037 | 758 |  | Zimmer Biomet Pty Ltd | Trilogy liner | UHMPE unmodified | 38 - 80 in 22, 28, 32 | 95692 | October 2016 |  | Changed Benefit.
11 - Hip | 11.03 - ACETABULAR COMPONENTS | 11.03.04 - Insert/Liner | 11.03.04.02 - Modified polyethylene |  | BI972 | 1073 |  | Zimmer Biomet Pty Ltd | E-Poly HXLPE Liner | Highly cross linked PE liner, stabilised with Vit E | 28mm to 44mm in 4mm increments | 98098 | October 2016 |  | Changed Benefit.
11 - Hip | 11.03 - ACETABULAR COMPONENTS | 11.03.04 - Insert/Liner | 11.03.04.02 - Modified polyethylene |  | BJ008 | 1073 |  | Motion Orthopaedics Pty Ltd | Global Acetabular System HCLA (highly Cross-Linked and Annealed) Acetabular Liner | HCLA (highly Cross-Linked and Annealed) Acetabular Insert | 68-76mm/36 68-76mm/32 68-76mm/28 60-66mm/36 60-66mm/32 60-66mm/28 56-58mm/36 56-58mm/32 56-58mm/28 52-54/32 52-54mm/28 50mm/28 46-48mm/28 10 Degree 68-76mm/36 68-76mm/32 68-76mm/28 60-66mm/36 60-66mm/32 60-66mm/28 56-58mm/36 56-58mm/32 56-58mm/28 52-54/32 52-54mm/28 50mm/28 46-48mm/28 | 168966 | October 2016 |  | Changed Benefit.
11 - Hip | 11.03 - ACETABULAR COMPONENTS | 11.03.04 - Insert/Liner | 11.03.04.02 - Modified polyethylene |  | BV025 | 1073 |  | MICROPORT ORTHOPEDICS PTY LIMITED | Dynasty Acetabular System /poly liner | A-class Crosslinked polyethylene liner, standard and lipped, large head options | ID 22,28,32,36, 38,40,42,46 | 272312, 272313 | October 2016 |  | Changed Benefit.
11 - Hip | 11.03 - ACETABULAR COMPONENTS | 11.03.04 - Insert/Liner | 11.03.04.02 - Modified polyethylene |  | BV026 | 1073 |  | MICROPORT ORTHOPEDICS PTY LIMITED | Procotyl L A-class Crosslinked polyethylene liner,standard & lipped, large head options | A-class crosslinked poly liners, standard and lipped liners | 28, 32, 36, 40 ID | 265521, 265522 | October 2016 |  | Changed Benefit.
11 - Hip | 11.03 - ACETABULAR COMPONENTS | 11.03.04 - Insert/Liner | 11.03.04.02 - Modified polyethylene |  | CR163 | 1073 |  | Corin Australia Pty Ltd | Trinity polyethylene liner | Highly cross linked Polyethylene liner in neutral +4mm offset +4mm oblique and 4mm elevated wall variants for use with the Trinity acetabular multi-bearing shell | 28mm, 32mm, 36mm, 40mm | 106747 | October 2016 |  | Changed Benefit.
11 - Hip | 11.03 - ACETABULAR COMPONENTS | 11.03.04 - Insert/Liner | 11.03.04.02 - Modified polyethylene |  | CR216 | 1073 |  | Corin Australia Pty Ltd | Trinity ECiMA Liner | Cross linked polyethylene with vitamin E | Size 1-5, 28mm, 32mm, 36mm, 40mm | 210774 | October 2016 |  | Changed Benefit.
11 - Hip | 11.03 - ACETABULAR COMPONENTS | 11.03.04 - Insert/Liner | 11.03.04.02 - Modified polyethylene |  | DD044 | 1073 |  | DJO Australasia Pty Ltd | FMP Acetabular System - Acetabular Cup Insert UHMWPE | Acetabular cup inserts, UHMWPE compression moulded and cross-linked. 22mm, 28mm and 32mm Internal Diameters available in 0-degree (neutral), 10-degree hooded and 20-degree hooded options. | ID of 22mm, 28mm, 32mm to suit Acetabular shells of OD 40mm-70mm, available in 0,10,20-degree hooded options | 161911 | October 2016 |  | Changed Benefit.
11 - Hip | 11.03 - ACETABULAR COMPONENTS | 11.03.04 - Insert/Liner | 11.03.04.02 - Modified polyethylene |  | DY036 | 1073 |  | Johnson & Johnson Medical Pty Ltd | Duraloc Marathon Acetabular UHMWPE Cross Linked Liner | UHMWPE, highly cross linked, | Sizes 36-76mm | 98086 | October 2016 |  | Changed Benefit.
11 - Hip | 11.03 - ACETABULAR COMPONENTS | 11.03.04 - Insert/Liner | 11.03.04.02 - Modified polyethylene |  | DY210 | 1073 |  | Johnson & Johnson Medical Pty Ltd | Pinnacle Acetabular Cross Linked UHMWPE Insert | UHMWPE, highly cross linked insert | 22-48mm ID | 98086 | October 2016 |  | Changed Benefit.
11 - Hip | 11.03 - ACETABULAR COMPONENTS | 11.03.04 - Insert/Liner | 11.03.04.02 - Modified polyethylene |  | EX004 | 1073 |  | EXACTECH AUSTRALIA PTY LTD | Novation GXL Liner | The GXL Liner are indicated for use in skeletally mature individuals undergoing primary surgery for total hip replacement | Liner Neutral: Group 1: 28mm ID, Group 2: 28mm IS, 32mm ID, Group 3: 32mm ID, 36mm ID; Group 4: 32mm, 36mm, Group 5: 32mm, 36mm, Liner "Lipped": Group 1: 28mm, Group2: 28mm, 32mm, Group 3: 36mm, Group 4: 32mm, 36mm, Group 5: 36mm, Liner "+5 Lateralised" G | 159572 | October 2016 |  | Changed Benefit.
11 - Hip | 11.03 - ACETABULAR COMPONENTS | 11.03.04 - Insert/Liner | 11.03.04.02 - Modified polyethylene |  | GM125 | 1073 |  | Global Manufacturing Technology Pty Ltd | Global Acetabular System HCLA (highly Cross-Linked and Annealed) Acetabular Liner | Highly Cross-Linked and Annealed polyethylene Insert | 44-72mm Cup OD 22-40mm Head ID Neutral and Lipped | 218814 | February 2017 |  | Changed Description, Size.
11 - Hip | 11.03 - ACETABULAR COMPONENTS | 11.03.04 - Insert/Liner | 11.03.04.02 - Modified polyethylene |  | GM129 | 1073 |  | Global Manufacturing Technology Pty Ltd | Contile Fin II Acetabular Insert Highly Cross Linked Polyethylene | Acetabular Insert Highly Cross Linked Polyethylene | Diameter 28mm 44mm to 72mm Neutral to 10 Degree, Diameter 32mm 44mm to 72mm Neutral to 10 Degree, Diameter 36mm 44mm to 72mm Neutral to 10 Degree, Diameter 40mm 44mm to 72mm Neutral to 10 Degree | 118604 | October 2016 |  | Changed Benefit.
11 - Hip | 11.03 - ACETABULAR COMPONENTS | 11.03.04 - Insert/Liner | 11.03.04.02 - Modified polyethylene |  | HW072 | 1073 |  | Stryker Australia Pty Ltd | Vitalock Acetabular system 12 Crossfire liner | UHMPE | 22mm,26mm,28mm, 32mm ID | 128021 | February 2017 |  | Changed Product Name, Description.
11 - Hip | 11.03 - ACETABULAR COMPONENTS | 11.03.04 - Insert/Liner | 11.03.04.02 - Modified polyethylene |  | LC170 | 1073 |  | Lima Orthopaedics Australia Pty Ltd | Delta Non Constrained Liner | Delta Non Constrained Liner UHMWPE X Lima Ti6AI4V Neutral and Protruded | ID 28mm x OD 40 - 58mm | 218819 | October 2016 |  | Changed Benefit.
11 - Hip | 11.03 - ACETABULAR COMPONENTS | 11.03.04 - Insert/Liner | 11.03.04.02 - Modified polyethylene |  | LC171 | 1073 |  | Lima Orthopaedics Australia Pty Ltd | SPH Constrained Poly Liner | SPH Constrained Poly Liner UHMWPE protruded 20* | ID 32mm x Size B, C, D, E | 222629 | October 2016 |  | Changed Benefit.
11 - Hip | 11.03 - ACETABULAR COMPONENTS | 11.03.04 - Insert/Liner | 11.03.04.02 - Modified polyethylene |  | LI097 | 1073 |  | Amplitude Australia | C2 XL2 Polyethylene Liner | XL2 Polyethylene Liner | 32-48mm, 32-50mm, 32-52mm, 32-54mm, 32-56mm, 32-58mm, 32-60mm, 32-62mm, 32-64mm, 32-66mm, 36-68mm, 36-52mm, 36-54mm, 36-56mm, 36-58mm, 36-60mm, 36-62mm, 36-64mm, 36-66mm, 36-68mm. | 229459 | October 2016 |  | Changed Benefit.
11 - Hip | 11.03 - ACETABULAR COMPONENTS | 11.03.04 - Insert/Liner | 11.03.04.02 - Modified polyethylene |  | MA503 | 1073 |  | Mathys Orthopaedics Pty Ltd | Selexys Acetabular Cup Liner | Insert / Liner, modified polyethylene. Highly crossed link polyethylene, stabilised with Vit E. | Articulation 28, 32, 36mm; Cup size AA to LL (42 to 70mm) | 274134 | October 2016 |  | Changed Benefit.
11 - Hip | 11.03 - ACETABULAR COMPONENTS | 11.03.04 - Insert/Liner | 11.03.04.02 - Modified polyethylene |  | MU019 | 1073 |  | Medacta Australia Pty Ltd | Medacta Highly Crosslinked UHMWPE Liner | Highly Crosslinked UHMWPE | Internal diameter 22, 28,32,36, 40 mm neutral & hooded | 132458 | October 2016 |  | Changed Benefit.
11 - Hip | 11.03 - ACETABULAR COMPONENTS | 11.03.04 - Insert/Liner | 11.03.04.02 - Modified polyethylene |  | OO149 | 1073 |  | Oceania Orthopaedics | Implacross PE liner | PE Liner for LUMiC acetabula reconstruction system | 0,15 and 15 with 4mm offset. 39 - 52 external diameter | 277989 | October 2016 |  | Changed Benefit.
11 - Hip | 11.03 - ACETABULAR COMPONENTS | 11.03.04 - Insert/Liner | 11.03.04.02 - Modified polyethylene |  | SF027 | 1073 |  | Signature Orthopaedics | Cross Linked Acetabular Liner | Highly Cross linked Acetabular Liner | Liner Neutral: Group 1: 28mm ID, Group 2: 28mm IS, 32mm ID, Group 3: 32mm ID, 36mm ID; Group 4: 32mm, 36mm, Group 5: 32mm, 36mm, Liner "Lipped": Group 1: 28mm, Group2: 28mm, 32mm, Group 3: 36mm, Group 4: 32mm, 36mm, Group 5: 36mm, Liner "+5 Lateralised" G | 175346 | October 2016 |  | Changed Benefit.
11 - Hip | 11.03 - ACETABULAR COMPONENTS | 11.03.04 - Insert/Liner | 11.03.04.02 - Modified polyethylene |  | SF039 | 1073 |  | Signature Orthopaedics | Logical™ Acetabular Liner | HCLA (highly Cross-Linked and Annealed) Acetabular Insert | 28mm, 32mm, 36mm diameter; Neutral and 10 degree; Size range 44mm to 72mm, including laterialised liners | 175346 | October 2016 |  | Changed Benefit.
11 - Hip | 11.03 - ACETABULAR COMPONENTS | 11.03.04 - Insert/Liner | 11.03.04.02 - Modified polyethylene |  | SK318 | 1073 |  | Stryker Australia Pty Ltd | X3 Trident Acetabular Inserts | Modified UHMPE | Inner diameters: 22mm, 26mm, 28mm 32mm, 36mm, 38 - 64mm. For outer diameter shells 40mm - 80mm. | 128021, 137704 | October 2016 |  | Changed Benefit.
11 - Hip | 11.03 - ACETABULAR COMPONENTS | 11.03.04 - Insert/Liner | 11.03.04.02 - Modified polyethylene |  | SM029 | 1073 |  | Smith & Nephew Pty Ltd | EP Fit & MPF Highly cross linked UHMWPE Insert | Modified UHMWPE | 42 -76mm Dia, all head sizes | 222566, 222567 | October 2016 |  | Changed Benefit.
11 - Hip | 11.03 - ACETABULAR COMPONENTS | 11.03.04 - Insert/Liner | 11.03.04.02 - Modified polyethylene |  | ST546 | 1073 |  | Stryker Australia Pty Ltd | Stryker Acetabular Crossfire Insert | Modified UHMPE | 22 -36mm ID | 128021, 72106 | October 2016 |  | Changed Benefit.
11 - Hip | 11.03 - ACETABULAR COMPONENTS | 11.03.04 - Insert/Liner | 11.03.04.02 - Modified polyethylene |  | ST549 | 1073 |  | Stryker Australia Pty Ltd | Trident acetabular component system | Trident polyethlene liner, enhanced polyethlene | 22, 26, 28, 32mm dia | 128021, 64913 | October 2016 |  | Changed Benefit.
11 - Hip | 11.03 - ACETABULAR COMPONENTS | 11.03.04 - Insert/Liner | 11.03.04.02 - Modified polyethylene |  | ST931 | 1073 |  | Stryker Australia Pty Ltd | Stryker Acetabular Insert | Enhanced Polyethylene insert | 22 - 36mm ID | 128021, 136585, 72106 | October 2016 |  | Changed Benefit.
11 - Hip | 11.03 - ACETABULAR COMPONENTS | 11.03.04 - Insert/Liner | 11.03.04.02 - Modified polyethylene |  | TG025 | 1073 |  | Future Medical Pty Ltd | JRI CSF Plus Cup Insert | UHMWPE modified | 10 degree liners 28mm, 32mm, 36mm | 132477 | October 2016 |  | Changed Benefit.
11 - Hip | 11.03 - ACETABULAR COMPONENTS | 11.03.04 - Insert/Liner | 11.03.04.02 - Modified polyethylene |  | TZ007 | 1073 |  | The Trustee for Adler Ortho Unit Trust | Adler PE Acetabular Liners | XLPE Liners - for Fixa Cups | Neutral, 15 degree, in 22,28,32,36mm ID | 208840 | August 2017 |  | Transferred from OO077
11 - Hip | 11.03 - ACETABULAR COMPONENTS | 11.03.04 - Insert/Liner | 11.03.04.02 - Modified polyethylene |  | WR087 | 1073 |  | Wright Medical Australia | Lineage A-Class Crosslinked Polyethylene Liner | Standard and lateralized, 0deg and 15deg lipped crosslinked | 28, 32, 36ID | 154282 | October 2016 |  | Changed Benefit.
11 - Hip | 11.03 - ACETABULAR COMPONENTS | 11.03.04 - Insert/Liner | 11.03.04.02 - Modified polyethylene |  | ZI360 | 1073 |  | Zimmer Biomet Pty Ltd | Converge | Durasul Insert - Special UHMWPE | 22/39 to 38/81mm | 95692 | October 2016 |  | Changed Benefit.
11 - Hip | 11.03 - ACETABULAR COMPONENTS | 11.03.04 - Insert/Liner | 11.03.04.02 - Modified polyethylene |  | ZI620 | 1073 |  | Zimmer Biomet Pty Ltd | Continuum Acetabular System | HXPE Liner (Highly Cross Linked) - Neutral, Elevated, Offset and Oblique | 28mm Neutral - EE to QU; 32mm Neutral GG to VV; 36mm Neutral II to W; 40mm Neutral KK to VV; 22mm Elevated - CC to FF; 28mm Elevated EE to QU; 32mm Elevated GG to VV; 36mm Elevated II to VV; 28mm 7 mm Offset CC28 to QU28; 32mm 7mm Offset EE32 to QU32; 36m | 231010, 231319, 231320 | October 2016 |  | Changed Benefit.
11 - Hip | 11.03 - ACETABULAR COMPONENTS | 11.03.04 - Insert/Liner | 11.03.04.02 - Modified polyethylene |  | ZI969 | 1073 |  | Zimmer Biomet Pty Ltd | Vivacit-E Highly Crossed Linked Polyethylene Liner | Highly Crossed Linked Polyethylene Liner | 22-40mm | 273104, 273105 | February 2017 |  | New Listing
11 - Hip | 11.03 - ACETABULAR COMPONENTS | 11.03.04 - Insert/Liner | 11.03.04.02 - Modified polyethylene | SCP | BI106 | 1443 |  | Zimmer Biomet Pty Ltd | Ringloc Acetabular Liners | Acetabular Liner, UHMWPE, modified | 22-36mm | 211367, 217831, 224183 | February 2017 |  | Changed Suffix, Benefit.
11 - Hip | 11.03 - ACETABULAR COMPONENTS | 11.03.04 - Insert/Liner | 11.03.04.02 - Modified polyethylene | SCP | SN291 | 1443 |  | Smith & Nephew Pty Ltd | Reflection | Acetabular Liner XLPE modified UHMPE | 22 - 44mm inner diameter, 42 - 80mm outer diameter | 218144, 218145, 218146, 218148, 218149, 218150, 218151, 230903, 230904 | February 2017 |  | Changed Suffix, Benefit.
11 - Hip | 11.03 - ACETABULAR COMPONENTS | 11.03.04 - Insert/Liner | 11.03.04.02 - Modified polyethylene | SCP | ZI045 | 1443 |  | Zimmer Biomet Pty Ltd | Longevity XLPE Acetabular liner | UHMPE modified | 46 - 70 | 95692 | October 2016 |  | Changed Benefit.
11 - Hip | 11.03 - ACETABULAR COMPONENTS | 11.03.04 - Insert/Liner | 11.03.04.02 - Modified polyethylene | SCP | ZI046 | 1443 |  | Zimmer Biomet Pty Ltd | Acetabular Cup | Longevity XLPE Polyethylene Liner 20 Degree | 38 - 80 | 226197 | October 2016 |  | Changed Benefit.
11 - Hip | 11.03 - ACETABULAR COMPONENTS | 11.03.04 - Insert/Liner | 11.03.04.02 - Modified polyethylene | SCP | ZI047 | 1443 |  | Zimmer Biomet Pty Ltd | Acetabular Cup | Longevity XLPE Polyethylene Liner 10 Degree | 38 - 80 | 226197, 230853, 231596 | October 2016 |  | Changed Benefit.
11 - Hip | 11.03 - ACETABULAR COMPONENTS | 11.03.04 - Insert/Liner | 11.03.04.02 - Modified polyethylene | SCP | ZI048 | 1443 |  | Zimmer Biomet Pty Ltd | Acetabular Cup | Longevity XLPE Polyethylene Liner 0 Degree | 38 - 80 | 231596 | October 2016 |  | Changed Benefit.
11 - Hip | 11.03 - ACETABULAR COMPONENTS | 11.03.04 - Insert/Liner | 11.03.04.02 - Modified polyethylene | SCP | ZI357 | 1443 |  | Zimmer Biomet Pty Ltd | Alpha Durasul Insert | UHMPE modified | 22mm x 42 to 28mm x 68 | 226717, 230651 | October 2016 |  | Changed Benefit.
11 - Hip | 11.03 - ACETABULAR COMPONENTS | 11.03.04 - Insert/Liner | 11.03.04.03 - Ceramic |  | BI073 | 2368 |  | Zimmer Biomet Pty Ltd | Modular Ceramic System | Acetabular Ceramic/ Polyethylene Liner, UHMWPE | 28mm to 44mm in 4mm increments | 98098 | October 2016 |  | Changed Benefit.
11 - Hip | 11.03 - ACETABULAR COMPONENTS | 11.03.04 - Insert/Liner | 11.03.04.03 - Ceramic |  | CR233 | 2368 |  | Corin Australia Pty Ltd | Dynacup Insert Ceramic | Hip Acetabular Insert, Biolox Delta Ceramic | 32mm or36mm Head | 211878 | February 2017 |  | Transferred from TO082
11 - Hip | 11.03 - ACETABULAR COMPONENTS | 11.03.04 - Insert/Liner | 11.03.04.03 - Ceramic |  | DY034 | 2368 |  | Johnson & Johnson Medical Pty Ltd | Duraloc Option Acetabular Shell Ceramic Insert | Ceramic, Biolox Forte | 46-66 mm | 97696, 98086 | October 2016 |  | Changed Benefit.
11 - Hip | 11.03 - ACETABULAR COMPONENTS | 11.03.04 - Insert/Liner | 11.03.04.03 - Ceramic |  | EX001 | 2368 |  | EXACTECH AUSTRALIA PTY LTD | Novation Ceramic AHS Liner | Novation Ceramic AHS is indicated for use in primary total hip arthroplasty in skeletally mature patients with non-inflmmatory degenerative joint disease. | Group 1 brown 28mm ID, Group 2 Blue 32mm ID, Group 3 gray 36mm, Group 4 purple 36mm ID, Group 5 green 36mm ID | 159572 | October 2016 |  | Changed Benefit.
11 - Hip | 11.03 - ACETABULAR COMPONENTS | 11.03.04 - Insert/Liner | 11.03.04.03 - Ceramic |  | GM049 | 2368 |  | Global Manufacturing Technology Pty Ltd | Fin II Ceramic Insert | Ceramic, Biolox Forte | 44 to 72mm | 118604 | October 2016 |  | Changed Benefit.
11 - Hip | 11.03 - ACETABULAR COMPONENTS | 11.03.04 - Insert/Liner | 11.03.04.03 - Ceramic |  | GM114 | 2368 |  | Global Manufacturing Technology Pty Ltd | Global Acetabular Ceramic Insert | Ceramic, Biolox Delta | 44-72mm | 218811 | October 2016 |  | Changed Benefit.
11 - Hip | 11.03 - ACETABULAR COMPONENTS | 11.03.04 - Insert/Liner | 11.03.04.03 - Ceramic |  | LI044 | 2368 |  | Amplitude Australia | Horizon Ceramic Liner | Ceramic insert, Biolox Forte | 9 sizes for 28, 32 and 36mm heads | 210193 | October 2016 |  | Changed Benefit.
11 - Hip | 11.03 - ACETABULAR COMPONENTS | 11.03.04 - Insert/Liner | 11.03.04.03 - Ceramic |  | LI076 | 2368 |  | Amplitude Australia | Horizon II Delta Ceramic Insert | Ceramic Insert, Biolox Delta | 9 sizes for 28, 32 and 36mm heads | 223258 | October 2016 |  | Changed Benefit.
11 - Hip | 11.03 - ACETABULAR COMPONENTS | 11.03.04 - Insert/Liner | 11.03.04.03 - Ceramic |  | LO151 | 2368 |  | Link Orthopaedics Australia | BetaCup Cementless Acetabular Cup System | Ceramic Insert | 28mm> | 140650 | October 2016 |  | Changed Benefit.
11 - Hip | 11.03 - ACETABULAR COMPONENTS | 11.03.04 - Insert/Liner | 11.03.04.03 - Ceramic |  | OH437 | 2368 |  | Orthotech Pty Ltd | Samo acetabular cup ceramic insert | Ceramic insert | 28 - 40 | 165470 | October 2016 |  | Changed Benefit.
11 - Hip | 11.03 - ACETABULAR COMPONENTS | 11.03.04 - Insert/Liner | 11.03.04.03 - Ceramic |  | OO139 | 2368 |  | Oceania Orthopaedics | Implantcast delta ceramic liner | Biolox delta cup liner | 32/39, 32/44,36/44, 32/48,36/48,32/52, 36/52, 40/48, 40/52 | 233781 | August 2017 |  | Changed Description, Size.
11 - Hip | 11.03 - ACETABULAR COMPONENTS | 11.03.04 - Insert/Liner | 11.03.04.03 - Ceramic |  | ST565 | 2368 |  | Stryker Australia Pty Ltd | Alumina acetabular inserts | Ceramic insert, alumina | 28, 32 & 36mm dia | 128021, 136585, 64913 | October 2016 |  | Changed Benefit.
11 - Hip | 11.03 - ACETABULAR COMPONENTS | 11.03.04 - Insert/Liner | 11.03.04.03 - Ceramic |  | TG011 | 2368 |  | Future Medical Pty Ltd | JRI CSF Plus Cup ceramic Insert | CSF Plus Cup Liner, Delta Liner | 28mm, 32mm, 36mm | 132477 | October 2016 |  | Changed Benefit.
11 - Hip | 11.03 - ACETABULAR COMPONENTS | 11.03.04 - Insert/Liner | 11.03.04.03 - Ceramic |  | TG012 | 2368 |  | Future Medical Pty Ltd | JRI CSF Cup Ceramic Insert | Ceramic Inserts, Alumina oxide, Biolox Forte | 28mm | 132477 | October 2016 |  | Changed Benefit.
11 - Hip | 11.03 - ACETABULAR COMPONENTS | 11.03.04 - Insert/Liner | 11.03.04.03 - Ceramic |  | TZ008 | 2368 |  | The Trustee for Adler Ortho Unit Trust | Adler Ceramic Acetabular Liners | Ceramic Liners - for Fixa Cups | Delta, 28,32,36 & 40 mm ID | 206130 | August 2017 |  | Transferred from OO078
11 - Hip | 11.03 - ACETABULAR COMPONENTS | 11.03.04 - Insert/Liner | 11.03.04.03 - Ceramic |  | WR125 | 2368 |  | Wright Medical Australia | Transcend/ Lineage Articulation System | Ceramic Liner, biolox forte | 28mm & 32mm Group 1,2,3 & 4 | 154282 | October 2016 |  | Changed Benefit.
11 - Hip | 11.03 - ACETABULAR COMPONENTS | 11.03.04 - Insert/Liner | 11.03.04.03 - Ceramic |  | ZI044 | 2368 |  | Zimmer Biomet Pty Ltd | Trilogy AB Ceramic Liner | Biolox forte | 48 - 70 | 114451 | October 2016 |  | Changed Benefit.
11 - Hip | 11.03 - ACETABULAR COMPONENTS | 11.03.04 - Insert/Liner | 11.03.04.03 - Ceramic | Ring | LC169 | 2460 |  | Lima Orthopaedics Australia Pty Ltd | Delta Liner - Biolox Forte | Delta Liner - Biolox Forte + Ti6AI4V | 28 - 40mm ID x Size A to E | 210772 | October 2016 |  | Changed Benefit.
11 - Hip | 11.03 - ACETABULAR COMPONENTS | 11.03.04 - Insert/Liner | 11.03.04.03 - Ceramic | Sandwich | PF009 | 2368 |  | Perios Pty Ltd | Atlas Acetabular Cup System | liner - ceramic and poly 'Titanium & HA | Atlas Alumina Insert Dia 28mmort | 141168 | February 2017 |  | Changed Suffix.
11 - Hip | 11.03 - ACETABULAR COMPONENTS | 11.03.04 - Insert/Liner | 11.03.04.04 - Metal |  | CR164 | 1942 |  | Corin Australia Pty Ltd | Trinity Metal Liner | Metal liner for use with the Trinity acetabular shell | 28mm, 32mm, 36mm, 40mm | 106747 | October 2016 |  | Changed Benefit.
11 - Hip | 11.03 - ACETABULAR COMPONENTS | 11.03.04 - Insert/Liner | 11.03.04.04 - Metal |  | GM119 | 1942 |  | Global Manufacturing Technology Pty Ltd | Global Metal Acetabular Inserts | CoCr, metal on metal, varying diameter | Multiple sizes | 120787 | October 2016 |  | Changed Benefit.
11 - Hip | 11.03 - ACETABULAR COMPONENTS | 11.03.04 - Insert/Liner | 11.03.04.04 - Metal |  | GM127 | 1942 |  | Global Manufacturing Technology Pty Ltd | Contile Finn II, Acetabular system, insert metal | Acetabular Insert Metal | metal on metal 28mm 44mm to 50mm metal on metal 32mm 48mm to 62mm metal on metal 36mm 52mm to 72mm | 118604 | October 2016 |  | Changed Benefit.
11 - Hip | 11.03 - ACETABULAR COMPONENTS | 11.03.04 - Insert/Liner | 11.03.04.04 - Metal |  | GO234 | 1942 |  | Global Orthopaedic Technology | Novae Double Mobility Cup Insert | A cementless metal acetabular dual mobility cup designed to be used with a polyethylene liner. | 22mm x 43 - 69mm diameter in 2mm increments 28mm x 47 - 69mm diameter in 2mm increments | 282775 | October 2016 |  | Changed Benefit.
11 - Hip | 11.03 - ACETABULAR COMPONENTS | 11.03.04 - Insert/Liner | 11.03.04.04 - Metal |  | HW485 | 1942 |  | Stryker Australia Pty Ltd | MDM CoCr Liner | Modular Dual Mobility (MDM) CoCr Liner | The MDM CoCr Liner comes in a range of inner diameters of 36mm - 58mm | 128021 | October 2016 |  | Changed Benefit.
11 - Hip | 11.03 - ACETABULAR COMPONENTS | 11.03.04 - Insert/Liner | 11.03.04.04 - Metal |  | LC012 | 1942 |  | Lima Orthopaedics Australia Pty Ltd | Lima Cup | Metal Liner | 28mm, 32mm and 36mm | 216035 | October 2016 |  | Changed Benefit.
11 - Hip | 11.03 - ACETABULAR COMPONENTS | 11.03.04 - Insert/Liner | 11.03.04.04 - Metal |  | WR104 | 1942 |  | Wright Medical Australia | Dynasty Acetabular System / metal liner, large head options | Dynasty Metal liner | ID 28,32,36,38,40,42,44,48 | 154282 | October 2016 |  | Changed Benefit.
11 - Hip | 11.03 - ACETABULAR COMPONENTS | 11.03.04 - Insert/Liner | 11.03.04.04 - Metal |  | WR108 | 1942 |  | Wright Medical Australia | Procotyl L metal liner, large head options | CoCr superfinished Metal liners | 28,32,36ID | 154282 | October 2016 |  | Changed Benefit.
11 - Hip | 11.03 - ACETABULAR COMPONENTS | 11.03.04 - Insert/Liner | 11.03.04.04 - Metal |  | ZI619 | 1942 |  | Zimmer Biomet Pty Ltd | Continuum Acetabular System | Metasul Taper Liners | 28mm DD28 to GG28; 32mm FF32 to II32; 36mm HH36 to TT36; 40mm JJ40 to W40 | 99907 | October 2016 |  | Changed Benefit.
11 - Hip | 11.03 - ACETABULAR COMPONENTS | 11.03.04 - Insert/Liner | 11.03.04.04 - Metal | Revision/Tumour | OO171 | 2359 |  | Oceania Orthopaedics | ACCIS Insert (15 degrees) | ACCIS liner (15 degrees) for use with MUTARS RS and LUMIC Cup | 38/39, 42/44, 46/48, 50/52mm | 281539 | October 2016 |  | Changed Benefit.
11 - Hip | 11.03 - ACETABULAR COMPONENTS | 11.03.04 - Insert/Liner | 11.03.04.04 - Metal | Sandwich | DD043 | 2128 |  | DJO Australasia Pty Ltd | FMP Acetabular System - Acetabular cup insert, metal on metal | Modular metal on metal liner, available in 28mm ID, 34mm ID, 38mm ID, to fit FMP Acetabular Cup system | 28mm ID, 34mm ID, 38mm ID, to fit FMP Acetabular Cups from 48 mm to 70mm OD | 161911 | October 2016 |  | Changed Benefit.
11 - Hip | 11.03 - ACETABULAR COMPONENTS | 11.03.04 - Insert/Liner | 11.03.04.04 - Metal | Sandwich | ZI389 | 2128 |  | Zimmer Biomet Pty Ltd | Metasul Liner for CLS, Fitmore and Allofit | UHMPE unmodified with metal insert | 28mm | 99907 | October 2016 |  | Changed Benefit.
11 - Hip | 11.03 - ACETABULAR COMPONENTS | 11.03.04 - Insert/Liner | 11.03.04.05 - Constrained |  | BH041 | 1698 |  | Zimmer Biomet Pty Ltd | Avantage Dual Mobility Acetabular Cup Inlay | UHMWPE Dual Mobility Liner | 44-66mm diameter shells | 119236 | October 2016 |  | Changed Benefit.
11 - Hip | 11.03 - ACETABULAR COMPONENTS | 11.03.04 - Insert/Liner | 11.03.04.05 - Constrained |  | BI092 | 1698 |  | Zimmer Biomet Pty Ltd | Mallory Head Hip System | Acetabular Liner, Constrained, Ringloc, UHMWPE | 28-38mm | 98097 | October 2016 |  | Changed Benefit.
11 - Hip | 11.03 - ACETABULAR COMPONENTS | 11.03.04 - Insert/Liner | 11.03.04.05 - Constrained |  | BI878 | 1698 |  | Zimmer Biomet Pty Ltd | Freedom Constrained Liner | Constrained Acetabular Liner - UHMWPE, Ti | 23mm to 62mm in 1mm increments | 98098 | October 2016 |  | Changed Benefit.
11 - Hip | 11.03 - ACETABULAR COMPONENTS | 11.03.04 - Insert/Liner | 11.03.04.05 - Constrained |  | DD046 | 1698 |  | DJO Australasia Pty Ltd | FMP Acetabular System - Constrainer Liner | 28mm constrained liner and titanium locking ring is used with the FMP acetabular system to treat recurrent dislocation. | 28mm ID, from MP5 to MP12 (40mm through to 70mmOD) | 161911 | October 2016 |  | Changed Benefit.
11 - Hip | 11.03 - ACETABULAR COMPONENTS | 11.03.04 - Insert/Liner | 11.03.04.05 - Constrained |  | DP969 | 1698 |  | Johnson & Johnson Medical Pty Ltd | SROM Acetabular Constrained UHMWPE Liner | UHMWPE Constrained liner includes locking ring | 0Deg, 10 Deg, 28mm, 32mm, | 98086 | October 2016 |  | Changed Benefit.
11 - Hip | 11.03 - ACETABULAR COMPONENTS | 11.03.04 - Insert/Liner | 11.03.04.05 - Constrained |  | EX005 | 1698 |  | EXACTECH AUSTRALIA PTY LTD | Novation Crown Cup Constrained Liner and Ring | Sphere and taper liner diameter geometry for compatability with the Novation Crown Cup | Locking Ring is one size and Constrained Liner: Group 1: 48/50mm, shells, 38mm ID; Group 2: 53/54mm, shells, 32mm ID; Group 3: 56/58mm shells, 36mm ID; Group 4: 60/62mm shells, 36mm ID; Group 5: 64/66/68mm shells, 36mm ID | 159572 | October 2016 |  | Changed Benefit.
11 - Hip | 11.03 - ACETABULAR COMPONENTS | 11.03.04 - Insert/Liner | 11.03.04.05 - Constrained |  | GM124 | 1698 |  | Global Manufacturing Technology Pty Ltd | Global Acetabular System- Highly cross-linked and Annealed constrained liner | highly cross linked and annealed constrained liner | 28mm, 32mm 36mm Diameter Neutral, 10 degree and 20 degree size range 44mm to 72mm | 120787 | October 2016 |  | Changed Benefit.
11 - Hip | 11.03 - ACETABULAR COMPONENTS | 11.03.04 - Insert/Liner | 11.03.04.05 - Constrained |  | GM126 | 1698 |  | Global Manufacturing Technology Pty Ltd | Global acetabular system - constrained liner | constrained polyethylene liner | Diameter 28mm, 32mm and 36mm 44mm to 72mm Neutral, 10 degree and 20 degree | 120787 | October 2016 |  | Changed Benefit.
11 - Hip | 11.03 - ACETABULAR COMPONENTS | 11.03.04 - Insert/Liner | 11.03.04.05 - Constrained |  | LI045 | 1698 |  | Amplitude Australia | Saturne acetabular liner | Polyethylene liner for double mobility cup | 44/22- 66/22 (12 sizes) 48/28- 66/28 (10 sizes) | 217778 | October 2016 |  | Changed Benefit.
11 - Hip | 11.03 - ACETABULAR COMPONENTS | 11.03.04 - Insert/Liner | 11.03.04.05 - Constrained |  | MU024 | 1698 |  | Medacta Australia Pty Ltd | Versafitcup UHMWPE Constrained Liner | UHMWPE Constrained Liner for Versafitcup Dual Mobility Acetabular Shell | For head diameter 22mm sizes 42 - 64mm. For head diameter 28mm sizes 48 - 64mm. | 208308 | February 2017 |  | Changed Size.
11 - Hip | 11.03 - ACETABULAR COMPONENTS | 11.03.04 - Insert/Liner | 11.03.04.05 - Constrained |  | MU098 | 1698 |  | Medacta Australia Pty Ltd | Versafitcup HX UHMWPE Constrained Liner | HighCross UHMWPE Constrained Liner for Versafitcup Dual Mobility Acetabular Shell | From Ø 42 to Ø 64mm for head Ø 22mm. From Ø 48 to Ø 64mm for head Ø 28mm. | 208705 | February 2017 |  | Changed Size.
11 - Hip | 11.03 - ACETABULAR COMPONENTS | 11.03.04 - Insert/Liner | 11.03.04.05 - Constrained |  | OO036 | 1698 |  | Oceania Orthopaedics | IC Polaric head | IC Polaric head | 38, 40, 42, 44, 46, 48, 50, 52, 54, 56, 58 | 281540 | October 2016 |  | Changed Benefit.
11 - Hip | 11.03 - ACETABULAR COMPONENTS | 11.03.04 - Insert/Liner | 11.03.04.05 - Constrained |  | SF037 | 1698 |  | Signature Orthopaedics | Logical™ Constrained Acetabular Liner | highly cross linked and annealed constrained liner | 28mm, 32mm 36mm Diameter Neutral, 10 degree and 20 degree size range 44mm to 72mm | 175346 | October 2016 |  | Changed Benefit.
11 - Hip | 11.03 - ACETABULAR COMPONENTS | 11.03.04 - Insert/Liner | 11.03.04.05 - Constrained |  | SK501 | 1698 |  | Stryker Australia Pty Ltd | Restoration Anatomic Dual Mobility Polyethylene Insert | The polyethylene insert for the Restoration ADM component articulates with the highly polished inner surface of the Restoration ADM cup and is articul;ated with a standard cobalt-chrome or ceramic 28mm diameter femoral head | 42mm - 58mm Inserts are 0 degrees with an inner diameter of 28mm | 136585 | October 2016 |  | Changed Benefit.
11 - Hip | 11.03 - ACETABULAR COMPONENTS | 11.03.04 - Insert/Liner | 11.03.04.05 - Constrained |  | SM135 | 1698 |  | Smith & Nephew Pty Ltd | POLAR Dual Mobility Constrained Highly Cross Linked Liner | Modified UHMWPE | FOR '22.2-28MM Head sizes and 43-72MM diameter shells | 231322 | October 2016 |  | Changed Benefit.
11 - Hip | 11.03 - ACETABULAR COMPONENTS | 11.03.04 - Insert/Liner | 11.03.04.05 - Constrained |  | SN689 | 1698 |  | Smith & Nephew Pty Ltd | Reflection | Constrained Acetabular Liner unmodified UHMWPE | 22 - 32mm, 42 - 76mm | 218152 | October 2016 |  | Changed Benefit.
11 - Hip | 11.03 - ACETABULAR COMPONENTS | 11.03.04 - Insert/Liner | 11.03.04.05 - Constrained |  | SN856 | 1698 |  | Smith & Nephew Pty Ltd | R3 Acetabular System | XLPE Constrained Acetabular liner | 40-78mm | 260953 | October 2016 |  | Changed Benefit.
11 - Hip | 11.03 - ACETABULAR COMPONENTS | 11.03.04 - Insert/Liner | 11.03.04.05 - Constrained |  | SR067 | 1698 |  | Stryker Australia Pty Ltd | Anatomic X3 Liners | Anatomic X3 Liner with constraint | 36mm, 40mm, 44mm, 48mm and 52mm | 128021, 16236 | October 2016 |  | Changed Benefit.
11 - Hip | 11.03 - ACETABULAR COMPONENTS | 11.03.04 - Insert/Liner | 11.03.04.05 - Constrained |  | ST539 | 1698 |  | Stryker Australia Pty Ltd | Constrained acetabular insert | UHMPE & cobalt chrome bipolar constrained insert | 22, 26, 28, 32mm dia | 128021, 12875 | October 2016 |  | Changed Benefit.
11 - Hip | 11.03 - ACETABULAR COMPONENTS | 11.03.04 - Insert/Liner | 11.03.04.05 - Constrained |  | ZI030 | 1698 |  | Zimmer Biomet Pty Ltd | Trilogy Constrained Liner - Polyethylene | UHMPE unmodified | 50 - 80 | 209202 | October 2016 |  | Changed Benefit.
11 - Hip | 11.03 - ACETABULAR COMPONENTS | 11.03.04 - Insert/Liner | 11.03.04.05 - Constrained |  | ZI561 | 1698 |  | Zimmer Biomet Pty Ltd | Trabecular Metal Acetabular Revision System | Cemented Constrained Liner | 50x28mm; 52x28mm; 54x32mm; 56x32mm; 58x36mm; 60x36mm; 66/68/70x36mm; 72/74x36mm; 76/78/80x36mm | 231529 | October 2016 |  | Changed Benefit.
11 - Hip | 11.03 - ACETABULAR COMPONENTS | 11.03.04 - Insert/Liner | 11.03.04.05 - Constrained |  | ZI568 | 1698 |  | Zimmer Biomet Pty Ltd | Trilogy Acetabular System | Longevity Constrained Liner | 50/52/54mmODx28mmID; 56mmODx32mmID; 58mmODx32mmID; 60mmODx36mmID; 62mmODx36mmID; 64mmODx36mmID; 66mmODx36ID; 68mmODx36mmID; 70mmODx36mmID; 72mmODx36mmID; 74mmODx36mmID; 76mmODx36mmID; 78mmODx36mmID; 80mmODx36mmID | 218867 | October 2016 |  | Changed Benefit.
11 - Hip | 11.03 - ACETABULAR COMPONENTS | 11.03.04 - Insert/Liner | 11.03.04.05 - Constrained | Cup & Ring | DP014 | 1698 |  | Johnson & Johnson Medical Pty Ltd | Duraloc & Pinnacle Constrained Inserts | UHMWPE, constrained liner with titanium alloy locking ring | Inner diameter 28-44mm, 36-76mm outer diameter | 97696, 98086 | February 2017 |  | Changed Suffix.
11 - Hip | 11.03 - ACETABULAR COMPONENTS | 11.03.04 - Insert/Liner | 11.03.04.05 - Constrained | Cup & Ring | ST932 | 1698 |  | Stryker Australia Pty Ltd | Stryker Trident Constrained Acetabular Insert | Two pre assembled components: Outer insert component and a captured UHR (Universal Head) component. Composition - Cobalt chrome alloy and UHMWPE (ultra high molecular weight polyethylene) with a Titanium 6A1-4V ELI alloy retaining ring | Sizing 22 - 32mm in 0 degrees & 10 degrees | 128021 | February 2017 |  | Changed Suffix.
11 - Hip | 11.03 - ACETABULAR COMPONENTS | 11.03.04 - Insert/Liner | 11.03.04.05 - Constrained | Cup & Ring | ZI737 | 1698 |  | Zimmer Biomet Pty Ltd | LONGEVITY CONSTRAINED LINER | Longevity HXPE constrained Liner with Titanium Alloy Locking Ring | Inner Diameter: 28mm, 32mm and 36mm head size. Outer Diameter 50mm to 80mm shell size in 2mm increments. | 230336 | February 2017 |  | Changed Suffix.
11 - Hip | 11.03 - ACETABULAR COMPONENTS | 11.03.04 - Insert/Liner | 11.03.04.06 - Ceramic Mix |  | BB235 | 2424 |  | B Braun Australia Pty Ltd | Biolox Delta Ceramic Liner | Biolox Delta Liner | 28, 32, 36 & 40mm | 134535 | October 2016 |  | Changed Benefit.
11 - Hip | 11.03 - ACETABULAR COMPONENTS | 11.03.04 - Insert/Liner | 11.03.04.06 - Ceramic Mix |  | BJ007 | 2424 |  | Motion Orthopaedics Pty Ltd | Biolox Delta Acetabular Liner | Biolox Delta ceramic acetabular liner | 28mm, 32mm, 36mm, 40mm | 168966 | October 2016 |  | Changed Benefit.
11 - Hip | 11.03 - ACETABULAR COMPONENTS | 11.03.04 - Insert/Liner | 11.03.04.06 - Ceramic Mix |  | BV029 | 2424 |  | MICROPORT ORTHOPEDICS PTY LIMITED | Procotyl L Delta Ceramic Liner | Delta ceramic liners | 28, 32, 36, 40, 44 ID | 273669 | October 2016 |  | Changed Benefit.
11 - Hip | 11.03 - ACETABULAR COMPONENTS | 11.03.04 - Insert/Liner | 11.03.04.06 - Ceramic Mix |  | CR158 | 2424 |  | Corin Australia Pty Ltd | Biolox Delta Acetabular Liner | Biolox Delta ceramic acetabular liner | 28mm, 32mm, 36mm, 40mm | 157687 | October 2016 |  | Changed Benefit.
11 - Hip | 11.03 - ACETABULAR COMPONENTS | 11.03.04 - Insert/Liner | 11.03.04.06 - Ceramic Mix |  | DY512 | 2424 |  | Johnson & Johnson Medical Pty Ltd | Pinnacle Acetabular Cup System | Pinnacle ceramic liner | 44 - 66mm | 98086 | October 2016 |  | Changed Benefit.
11 - Hip | 11.03 - ACETABULAR COMPONENTS | 11.03.04 - Insert/Liner | 11.03.04.06 - Ceramic Mix |  | GM130 | 2424 |  | Global Manufacturing Technology Pty Ltd | Contile Fin II Acetabular Biolox Delta Ceramic Liners | Contile Fin II Acetabular Biolox Delta Ceramic Liner inserts 28mm,32mm, 36mm & 46mm | Inserts 28mm 44mm to 46mm, Inserts 32mm 48mm to 66mm, Inserts 36mm 52mm to 66mm, Inserts 40mm 56mm to 66mm | 281318 | October 2016 |  | Changed Benefit.
11 - Hip | 11.03 - ACETABULAR COMPONENTS | 11.03.04 - Insert/Liner | 11.03.04.06 - Ceramic Mix |  | GO247 | 2424 |  | Global Orthopaedic Technology | Contile Fin II Acetabular Biolox Delta Ceramic Liners | Contile Fin II Acetabular Biolox Delta Ceramic Liner inserts 28mm,32mm, 36mm & 46mm | Inserts 28mm 44mm to 46mm, Inserts 32mm 48mm to 66mm, Inserts 36mm 52mm to 66mm, Inserts 40mm 56mm to 66mm | 191056 | October 2016 |  | Changed Benefit.
11 - Hip | 11.03 - ACETABULAR COMPONENTS | 11.03.04 - Insert/Liner | 11.03.04.06 - Ceramic Mix |  | LC168 | 2424 |  | Lima Orthopaedics Australia Pty Ltd | Delta Ceramic Liner Biolox Delta | Delta Ceramic Liner Biolox Delta | 28 - 40mm ID x Small to Large | 210724 | October 2016 |  | Changed Benefit.
11 - Hip | 11.03 - ACETABULAR COMPONENTS | 11.03.04 - Insert/Liner | 11.03.04.06 - Ceramic Mix |  | MA486 | 2424 |  | Mathys Orthopaedics Pty Ltd | SeleXys Acetabular Ceramys Ceramic Liner | Ceramys ceramic (zirconia & alumina combination) | 28/AA, 28/BB, 28/CC, 28/DD, 32/CC, 32DD, 32/EE, 32/FF,36/EE, 36/FF, 36/GG, 386HH,36/II, 36/JJ, 36/KK, /36/LL | 274136 | October 2016 |  | Changed Benefit.
11 - Hip | 11.03 - ACETABULAR COMPONENTS | 11.03.04 - Insert/Liner | 11.03.04.06 - Ceramic Mix |  | MU013 | 2424 |  | Medacta Australia Pty Ltd | Delta Ceramic Liners | Ceramic, Delta | 28mm (A to G), 32mm (C to G), 36mm (E to G), 40mm (F to G) | 140177, 205457 | October 2016 |  | Changed Benefit.
11 - Hip | 11.03 - ACETABULAR COMPONENTS | 11.03.04 - Insert/Liner | 11.03.04.06 - Ceramic Mix |  | RL003 | 2424 |  | MAC Surgical | MAC Surgical Delta Ceramic Liner | Biolox delta ceramic liner | Available in 10 different sizes (4 diameters for the articulating surface) | 230838 | October 2016 |  | Changed Benefit.
11 - Hip | 11.03 - ACETABULAR COMPONENTS | 11.03.04 - Insert/Liner | 11.03.04.06 - Ceramic Mix |  | SF031 | 2424 |  | Signature Orthopaedics | Biolox Delta Acetabular Liner | Biolox Delta ceramic acetabular liner | 28mm, 32mm, 36mm, 40mm, 44mm, 48mm | 175346 | October 2016 |  | Changed Benefit.
11 - Hip | 11.03 - ACETABULAR COMPONENTS | 11.03.04 - Insert/Liner | 11.03.04.06 - Ceramic Mix |  | SM143 | 2424 |  | Smith & Nephew Pty Ltd | EP fit & MPF Delta Ceramic Insert | Ceramic Delta Acetabular Liners | 44mm-72mm *28mm - 44mm | 222565 | October 2016 |  | Changed Benefit.
11 - Hip | 11.03 - ACETABULAR COMPONENTS | 11.03.04 - Insert/Liner | 11.03.04.06 - Ceramic Mix |  | ZI621 | 2424 |  | Zimmer Biomet Pty Ltd | Continuum Acetabular System | Biolox Delta Taper Ceramic Liner | 28mm: EE28 to HH28; 32mm: GG32 to JJ32; 36mm: II36 to TT36; 40mm: KK40 to VV40 | 209626 | October 2016 |  | Changed Benefit.
11 - Hip | 11.03 - ACETABULAR COMPONENTS | 11.03.04 - Insert/Liner | 11.03.04.06 - Ceramic Mix | Ring | SN855 | 2424 |  | Smith & Nephew Pty Ltd | R3 Acetabular system | Delta Ceramic Liner | 40-78mm | 218185 | February 2017 |  | Changed Suffix.
11 - Hip | 11.03 - ACETABULAR COMPONENTS | 11.03.05 - Bonded Shell/Liner | 11.03.05.01 - Unmodified polyethylene |  | MA513 | 2775 |  | Mathys Orthopaedics Pty Ltd | RM Acetabular Cup, Polyethylene | Titanium bonded UHMWPE Cup, with and without lugs | 46 to 64mm | 209312, 212648, 212649 | October 2016 |  | Changed Benefit.
11 - Hip | 11.03 - ACETABULAR COMPONENTS | 11.03.05 - Bonded Shell/Liner | 11.03.05.02 - Modified polyethylene |  | MA502 | 3145 |  | Mathys Orthopaedics Pty Ltd | RM Pressfit Acetabular Cup | Acetabular component - Bonded Shell / Liner - polyethylene modified. Ti coated monoblock, bearing surface is Vit E stabilised highly cross linked polyethylene | 28, 32, 36mm (Articulation); 44 to 70mm (Cup size) | 274133 | October 2016 |  | Changed Benefit.
11 - Hip | 11.03 - ACETABULAR COMPONENTS | 11.03.05 - Bonded Shell/Liner | 11.03.05.05 - Ceramic Mix |  | BB318 | 4828 |  | B Braun Australia Pty Ltd | Plasmacup Delta | 36mm combination plasmacup HA coated shell & Biolox Delta liner | 32mm x 44mm - 46mm diameter 36mm x 48mm - 54mm diameter | 134535 | October 2016 |  | Changed Benefit.
11 - Hip | 11.03 - ACETABULAR COMPONENTS | 11.03.05 - Bonded Shell/Liner | 11.03.05.05 - Ceramic Mix |  | DY547 | 4828 |  | Johnson & Johnson Medical Pty Ltd | Delta motion acetabular cup | Titanium, plasma with HA cup with preassembled delta ceramic liner | 42 - 68mm OD | 115426 | October 2016 |  | Changed Benefit.
11 - Hip | 11.03 - ACETABULAR COMPONENTS | 11.03.05 - Bonded Shell/Liner | 11.03.05.05 - Ceramic Mix |  | OO163 | 4828 |  | Oceania Orthopaedics | Agilis Tipor | AGILIS Ti-POR is an uncemented monoblock hemispherical acetabulum cup designed to articulate with ceramic heads of large diameter. | 42 – 66 mm diameter | 154498 | October 2016 |  | Changed Benefit.
11 - Hip | 11.03 - ACETABULAR COMPONENTS | 11.03.05 - Bonded Shell/Liner | 11.03.05.05 - Ceramic Mix |  | ZI903 | 4828 |  | Zimmer Biomet Pty Ltd | Maxera Cup | Maxera Cup | 42mm-66mm OD | 99907 | October 2016 |  | Changed Benefit.
11 - Hip | 11.03 - ACETABULAR COMPONENTS | 11.03.07 - Resurfacing Cup | 11.03.07.01 - Metal |  | ZI467 | 4301 |  | Zimmer Biomet Pty Ltd | Durom resurfacing cup | CoCr and Titanium, plasma spray, non HA | A - V | 100041 | October 2016 |  | Changed Benefit.
11 - Hip | 11.03 - ACETABULAR COMPONENTS | 11.03.07 - Resurfacing Cup | 11.03.07.02 - Metal, HA Coated |  | GO048 | 4764 |  | Global Orthopaedic Technology | ICON Acetabular Cup | CoCr, beaded, HA coating, with fins, resurfacing, metal on metal | 44-66mm cups | 102770 | October 2016 |  | Changed Benefit.
11 - Hip | 11.03 - ACETABULAR COMPONENTS | 11.03.07 - Resurfacing Cup | 11.03.07.02 - Metal, HA Coated |  | MJ002 | 4764 |  | MatOrtho Australia Pty Ltd | Adept MoM Acetabular Component | Porocast beaded Shell , Co Cr, HA coated size 44-66mm | 44-66mm Outer diameter going up in 2mm increments | 192533, 192534 | October 2016 |  | Changed Benefit.
11 - Hip | 11.03 - ACETABULAR COMPONENTS | 11.03.07 - Resurfacing Cup | 11.03.07.02 - Metal, HA Coated |  | SN742 | 4764 |  | Smith & Nephew Pty Ltd | Birmingham Hip Resurfacing Prostheses - Acetabular Cup | Cobal Chrome, beaded, HA | 44 - 66 mm cups | 274334 | October 2016 |  | Changed Benefit.
11 - Hip | 11.03 - ACETABULAR COMPONENTS | 11.03.07 - Resurfacing Cup | 11.03.07.02 - Metal, HA Coated | Flange | MJ003 | 6475 |  | MatOrtho Australia Pty Ltd | Adept MoM Acetabular Component - Extra Fixation Cup | Porocast beaded Shell , Co Cr, HA coated, dysplasia flange | 46-66mm Outer diameter going up in 4mm increments | 192533, 192534 | October 2016 |  | Changed Benefit.
11 - Hip | 11.03 - ACETABULAR COMPONENTS | 11.03.08 - Acetabular Reconstruction Devices | 11.03.08.01 - Shell |  | BB247 | 2929 |  | B Braun Australia Pty Ltd | Reconstruction Shell | Isotan | 52-64mm, left and right | 134535 | October 2016 |  | Changed Benefit.
11 - Hip | 11.03 - ACETABULAR COMPONENTS | 11.03.08 - Acetabular Reconstruction Devices | 11.03.08.01 - Shell |  | BI836 | 2929 |  | Zimmer Biomet Pty Ltd | Par 5 Protrusio Acetabular System | Acetabular reconstruction Shell CrCo, Ti, HA Coated | 56 - 72mm | 98098 | October 2016 |  | Changed Benefit.
11 - Hip | 11.03 - ACETABULAR COMPONENTS | 11.03.08 - Acetabular Reconstruction Devices | 11.03.08.01 - Shell |  | LC022 | 2929 |  | Lima Orthopaedics Australia Pty Ltd | Delta Revision TT Acetabular Cup | Delta Revision TT Acetabular Cup Ti | 50 - 66mm | 210779 | February 2017 |  | Changed Product Name, Description.
11 - Hip | 11.03 - ACETABULAR COMPONENTS | 11.03.08 - Acetabular Reconstruction Devices | 11.03.08.01 - Shell |  | LI046 | 2929 |  | Amplitude Australia | Saturne reconstruction cup | Dual coated, mobile, cementless reconstruction cup | Sizes: 50 - 66mm | 216970 | October 2016 |  | Changed Benefit.
11 - Hip | 11.03 - ACETABULAR COMPONENTS | 11.03.08 - Acetabular Reconstruction Devices | 11.03.08.01 - Shell |  | LO013 | 2929 |  | Link Orthopaedics Australia | Link Acetabular Reconstruction Cup System | Acetabular reconstruction shell | 45 - 55 mm | 140650 | October 2016 |  | Changed Benefit.
11 - Hip | 11.03 - ACETABULAR COMPONENTS | 11.03.08 - Acetabular Reconstruction Devices | 11.03.08.01 - Shell |  | ZI249 | 2929 |  | Zimmer Biomet Pty Ltd | Trabecular Metal Reconstruction Shell | Porous tantalum, reconstruction shell | 22 and 28mm diameter | 209513 | February 2017 |  | Changed Product Name, Description.
11 - Hip | 11.03 - ACETABULAR COMPONENTS | 11.03.08 - Acetabular Reconstruction Devices | 11.03.08.01 - Shell | Tumour | HW586 | 9204 |  | Stryker Australia Pty Ltd | METS Coned Hemi-Pelvis Shell | METS Coned Hemi-Pelvis Shell | Diameters: 9,10,12,16 | 277434 | August 2017 |  | New Listing
11 - Hip | 11.03 - ACETABULAR COMPONENTS | 11.03.08 - Acetabular Reconstruction Devices | 11.03.08.01 - Shell | Tumour | OO146 | 9204 |  | Oceania Orthopaedics | MUTARS LUMiC Cup | Modular partial pelvic replacement and acetabular reconstruction device in case of large bone defects | 50, 54 and 60mm | 227162, 284582 | October 2016 |  | Changed Benefit.
11 - Hip | 11.03 - ACETABULAR COMPONENTS | 11.03.08 - Acetabular Reconstruction Devices | 11.03.08.02 - Cage |  | BI983 | 1319 |  | Zimmer Biomet Pty Ltd | Max-Ti Modular Protrusio Cage | Acetabular Support Component, Porous Ti Alloy | 52, 56, 60, 64, 68 and 72mm Left and 52, 56, 60, 64, 68 and 72 mm Right | 98096 | October 2016 |  | Changed Benefit.
11 - Hip | 11.03 - ACETABULAR COMPONENTS | 11.03.08 - Acetabular Reconstruction Devices | 11.03.08.02 - Cage |  | DY064 | 1319 |  | Johnson & Johnson Medical Pty Ltd | Protrusio Acetabular Reconstruction Cage | Titanium, grit blast, proximal distal flange, left & right sided | 49-69ID | 138292 | October 2016 |  | Changed Benefit.
11 - Hip | 11.03 - ACETABULAR COMPONENTS | 11.03.08 - Acetabular Reconstruction Devices | 11.03.08.02 - Cage |  | GM051 | 1319 |  | Global Manufacturing Technology Pty Ltd | Fin II Revision Ring | Titanium with hook & flanges | 52 to 72mm | 118604 | October 2016 |  | Changed Benefit.
11 - Hip | 11.03 - ACETABULAR COMPONENTS | 11.03.08 - Acetabular Reconstruction Devices | 11.03.08.02 - Cage |  | HW064 | 1319 |  | Stryker Australia Pty Ltd | Kerboull - Vitallium | Petrusio cage | 44, 48, 52, 56, 60mm OD | 128021, 16237 | October 2016 |  | Changed Benefit.
11 - Hip | 11.03 - ACETABULAR COMPONENTS | 11.03.08 - Acetabular Reconstruction Devices | 11.03.08.02 - Cage |  | LC021 | 1319 |  | Lima Orthopaedics Australia Pty Ltd | Acetabular Plate | Acetabular Reconstruction Plate Ti | 50 - 66mm x Standard or Long | 210762 | October 2016 |  | Changed Benefit.
11 - Hip | 11.03 - ACETABULAR COMPONENTS | 11.03.08 - Acetabular Reconstruction Devices | 11.03.08.02 - Cage |  | LO029 | 1319 |  | Link Orthopaedics Australia | LINK Partial Pelvis Replacement | Acetabular reconstruction cage with inferior flange | 48-67mm | 140650, 51002 | October 2016 |  | Changed Benefit.
11 - Hip | 11.03 - ACETABULAR COMPONENTS | 11.03.08 - Acetabular Reconstruction Devices | 11.03.08.02 - Cage |  | MA024 | 1319 |  | Mathys Orthopaedics Pty Ltd | CCE Acetabular Reinforcing Ring | Titanium, grit blast, acetabular reconstruction cage with proximal rim | Dia 42 - 58mm | 211196 | October 2016 |  | Changed Benefit.
11 - Hip | 11.03 - ACETABULAR COMPONENTS | 11.03.08 - Acetabular Reconstruction Devices | 11.03.08.02 - Cage |  | MU139 | 1319 |  | Medacta Australia Pty Ltd | Reinforcement Cages | Acetabular Reinforcement Cage | Internal diameter from 40 to 62 mm | 237104 | August 2017 |  | Changed Size.
11 - Hip | 11.03 - ACETABULAR COMPONENTS | 11.03.08 - Acetabular Reconstruction Devices | 11.03.08.02 - Cage |  | OH431 | 1319 |  | Orthotech Pty Ltd | Samo Revision Hip System acetabular | Acetabular reinforcement ring with hook | 44 - 64 mm | 165470 | October 2016 |  | Changed Benefit.
11 - Hip | 11.03 - ACETABULAR COMPONENTS | 11.03.08 - Acetabular Reconstruction Devices | 11.03.08.02 - Cage |  | OH432 | 1319 |  | Orthotech Pty Ltd | Samo Revision Hip System acetabular | Acetabular reinforcement ring | 44 - 64 mm | 165470 | October 2016 |  | Changed Benefit.
11 - Hip | 11.03 - ACETABULAR COMPONENTS | 11.03.08 - Acetabular Reconstruction Devices | 11.03.08.02 - Cage |  | OO037 | 1319 |  | Oceania Orthopaedics | IC Reinforcement cage | Acetabular Reinforcement cage | Left and Right. 44mm, 50mm, 56mm, 62mm | 169691 | October 2016 |  | Changed Benefit.
11 - Hip | 11.03 - ACETABULAR COMPONENTS | 11.03.08 - Acetabular Reconstruction Devices | 11.03.08.02 - Cage |  | OO038 | 1319 |  | Oceania Orthopaedics | IC titanium ring | Acetabular recontrusction ring | 42mm, 44mm, 46mm, 48mm, 50mm, 52mm, 54mm, 56mm, 58mm | 169691 | October 2016 |  | Changed Benefit.
11 - Hip | 11.03 - ACETABULAR COMPONENTS | 11.03.08 - Acetabular Reconstruction Devices | 11.03.08.02 - Cage |  | SN265 | 1319 |  | Smith & Nephew Pty Ltd | Contour | Acetabular Reinforcement cage | 44 - 74mm OD | 141017 | October 2016 |  | Changed Benefit.
11 - Hip | 11.03 - ACETABULAR COMPONENTS | 11.03.08 - Acetabular Reconstruction Devices | 11.03.08.02 - Cage |  | ST557 | 1319 |  | Stryker Australia Pty Ltd | Restoration gap cup II acetabular cage | Acetabular reconstruction cage with extended plates | 48-72mm OD in 2mm increments | 128021, 12875 | October 2016 |  | Changed Benefit.
11 - Hip | 11.03 - ACETABULAR COMPONENTS | 11.03.08 - Acetabular Reconstruction Devices | 11.03.08.02 - Cage |  | ZI001 | 1319 |  | Zimmer Biomet Pty Ltd | Zimmer Acetabular roof ring | Acetabular reconstruction cage | 46 - 60mm | 95692 | October 2016 |  | Changed Benefit.
11 - Hip | 11.03 - ACETABULAR COMPONENTS | 11.03.08 - Acetabular Reconstruction Devices | 11.03.08.02 - Cage |  | ZI002 | 1319 |  | Zimmer Biomet Pty Ltd | Zimmer Acetabular Reconstruction Cage | Acetabular Reconstruction Cage - Left, right | 52, 58, 64mm OD | 95692 | October 2016 |  | Changed Benefit.
11 - Hip | 11.03 - ACETABULAR COMPONENTS | 11.03.08 - Acetabular Reconstruction Devices | 11.03.08.02 - Cage |  | ZI391 | 1319 |  | Zimmer Biomet Pty Ltd | Acetabular Reinforcement | Roof Ring with Hook - Ti alloy | 36/23 to 64/23mm | 99907 | October 2016 |  | Changed Benefit.
11 - Hip | 11.03 - ACETABULAR COMPONENTS | 11.03.08 - Acetabular Reconstruction Devices | 11.03.08.02 - Cage |  | ZI392 | 1319 |  | Zimmer Biomet Pty Ltd | Acetabular Reinforcement | Protrusio Cage - Ti alloy | 44 to 50mm (left and right) | 99907 | October 2016 |  | Changed Benefit.
11 - Hip | 11.03 - ACETABULAR COMPONENTS | 11.03.08 - Acetabular Reconstruction Devices | 11.03.08.02 - Cage |  | ZI540 | 1319 |  | Zimmer Biomet Pty Ltd | Trabecular metal acetabular revision system modular cup-cage | Modular cup-cage titanium alloy | 56-80 Long & short flanged left & right | 117219 | October 2016 |  | Changed Benefit.
11 - Hip | 11.03 - ACETABULAR COMPONENTS | 11.03.08 - Acetabular Reconstruction Devices | 11.03.08.02 - Cage |  | ZI958 | 1319 |  | Zimmer Biomet Pty Ltd | Avantage Reinforcement Plate | Acetabular Reconstruction Plate | 44/54 - 56/66 | 265768 | February 2017 |  | New Listing
11 - Hip | 11.03 - ACETABULAR COMPONENTS | 11.03.08 - Acetabular Reconstruction Devices | 11.03.08.05 - Hooks, Flanges, Blades |  | BI700 | 462 |  | Zimmer Biomet Pty Ltd | Par 5 Protrusio Acetabular System | Obturator Hook or Blade or Flange, Ti | Short, Medium or Long | 98098 | October 2016 |  | Changed Benefit.
11 - Hip | 11.04 - ACCESSORIES | 11.04.01 - Augment |  |  | BI984 | 1295 |  | Zimmer Biomet Pty Ltd | Max-Ti Modular Protrusio Cage | Acetabular Augment, Porous Ti Alloy | Dome Augment (1 Hole Large, 2 Hole Large, 1 Hole Small), iliac flange Augment (6 mm) | 98096 | October 2016 |  | Changed Benefit.
11 - Hip | 11.04 - ACCESSORIES | 11.04.01 - Augment |  |  | DP173 | 1295 |  | Johnson & Johnson Medical Pty Ltd | PLAD Acetabular Rim Augment | Metal & polyethylene curved plate for screw attachment to UHMWPE cemented cups. Includes 4 screws. | 22- 28mm | 97696 | October 2016 |  | Changed Benefit.
11 - Hip | 11.04 - ACCESSORIES | 11.04.01 - Augment |  |  | LC025 | 1295 |  | Lima Orthopaedics Australia Pty Ltd | Delta Hemispheric Acetabular Cup | Delta Hemispheric Acetabular Cup Ti6AI4V | 50 - 62mm & Eccentricity 12-18mm | 210763 | October 2016 |  | Changed Benefit.
11 - Hip | 11.04 - ACCESSORIES | 11.04.01 - Augment |  |  | ZI271 | 1295 |  | Zimmer Biomet Pty Ltd | Trabecular Metal acetabular Medial wall augment | Tantalum disc | 26mm, 32mm and 38mm | 115915 | October 2016 |  | Changed Benefit.
11 - Hip | 11.04 - ACCESSORIES | 11.04.01 - Augment |  | Bone Reconstruction | HW473 | 3052 |  | Stryker Australia Pty Ltd | Restoration Acetabular Wedge Augment System | The Restoration Acetabular Wedge Augment System is designed for hip surgeries requiring additional acetabular component support in cases where host bone is insuficient. The Wedge Augments provide the intraoperative flexibility to optimize screw placement. | Outer Diameter 46mm, Inner Diameter 48, Thickness 15mm Screw Holes 3 Outer Diameter 46mm, Inner Diameter 48, Thickness 20mm Screw Holes 4 Outer Diameter 46mm, Inner Diameter 48, Thickness 25mm Screw Holes 4 Outer Diameter 50mm, Inner Diameter 52, Thickness 15mm Screw Holes 3 Outer Diameter 50mm, Inner Diameter 52, Thickness 20mm Screw Holes 4 Outer Diameter 50mm, Inner Diameter 52, Thickness 25mm Screw Holes 4 Outer Diameter 54mm, Inner Diameter 56, Thickness 15mm Screw Holes 4 Outer Diameter 54mm, Inner Diameter 56, Thickness 20mm Screw Holes 6 Outer Diameter 54mm, Inner Diameter 56, Thickness 25mm Screw Holes 6 Outer Diameter 58mm, Inner Diameter 60, Thickness 15mm Screw Holes 6 Outer Diameter 58mm, Inner Diameter 60, Thickness 20mm Screw Holes 6 Outer Diameter 58mm, Inner Diameter 60, Thickness 25mm Screw Holes 6 Outer Diameter 62mm, Inner Diameter 64, Thickness 15mm Screw Holes 6 Outer Diameter 62mm, Inner Diameter 64, Thickness 20mm Screw Holes 8 Outer Diameter 62mm, Inner Diameter 64, Thickness 25mm Screw Holes 8 Outer Diameter 66mm, Inner Diameter 68, Thickness 15mm Screw Holes 6 Outer Diameter 66mm, Inner Diameter 68, Thickness 20mm Screw Holes 8 | 192159 | October 2016 |  | Changed Benefit.
11 - Hip | 11.04 - ACCESSORIES | 11.04.01 - Augment |  | Bone Reconstruction | ZI276 | 3052 |  | Zimmer Biomet Pty Ltd | Trabecular Metal Acetabular Augment | Tantalum acetabular augment | 40 - 70mm x 10, 15, 20 &30mm | 115915 | October 2016 |  | Changed Benefit.
11 - Hip | 11.04 - ACCESSORIES | 11.04.01 - Augment |  | Bone Reconstruction | MN150 | 3052 |  | Johnson & Johnson Medical Pty Ltd | Pinnacle Acetabular System | Gripton Ti-Foam Augments | Wedges 52-72, buttress 56-68 or shim 5 to 15 degrees | 196679 | February 2017 |  | Changed Product Sub Group.
11 - Hip | 11.04 - ACCESSORIES | 11.04.02 - Bolt |  |  | BI122 | 370 |  | Zimmer Biomet Pty Ltd | Mallory Head Hip System | Trochanter Bolt, Titanium | Round/Oblong | 98097 | October 2016 |  | Changed Benefit.
11 - Hip | 11.04 - ACCESSORIES | 11.04.02 - Bolt |  |  | JJ844 | 370 |  | Johnson & Johnson Medical Pty Ltd | Reclaim Revision Hip System - Bolt | Locking Bolt | 75-105mm | 191615 | October 2016 |  | Changed Benefit.
11 - Hip | 11.04 - ACCESSORIES | 11.04.02 - Bolt |  |  | LO024 | 370 |  | Link Orthopaedics Australia | Link MP Reconstruction Hip Prosthesis | Locking bolt | 38 & 58 mm | 114169, 51002 | October 2016 |  | Changed Benefit.
11 - Hip | 11.04 - ACCESSORIES | 11.04.02 - Bolt |  |  | OO030 | 370 |  | Oceania Orthopaedics | Mutars RS revision system - bolt | RS bolt | 40,50,65,75,90,100,115,125mm | 250156 | October 2016 |  | Changed Benefit.
11 - Hip | 11.04 - ACCESSORIES | 11.04.02 - Bolt |  |  | TG006 | 370 |  | Future Medical Pty Ltd | Securus Modular Revision Hip System | Modular Locking Bolt | One Size | 132478 | October 2016 |  | Changed Benefit.
11 - Hip | 11.04 - ACCESSORIES | 11.04.02 - Bolt |  |  | ZI860 | 370 |  | Zimmer Biomet Pty Ltd | Segmental Trabecular Proximal Femoral Component - Bolt | 4mm Bolt 7mm Bolt Set Screw | 4mm and 7mm | 95938 | October 2016 |  | Changed Benefit.
11 - Hip | 11.04 - ACCESSORIES | 11.04.02 - Bolt |  |  | OO142 | 370 |  | Oceania Orthopaedics | MUTARS RS screw for coupling device | RS coupling device screw | 60-140mm length M8 | 250353 | August 2017 |  | Changed Size.
11 - Hip | 11.04 - ACCESSORIES | 11.04.02 - Bolt |  |  | OO144 | 370 |  | Oceania Orthopaedics | MUTARS - M10 Screw | M10 Screw - Tumour System and Arthrodesis Interlocking System | 25mm - 245mm Length | 250194 | February 2017 |  | Changed Product Sub Group.
11 - Hip | 11.04 - ACCESSORIES | 11.04.02 - Bolt |  |  | OO148 | 370 |  | Oceania Orthopaedics | MUTARS LUMiC Screw, M6 | M6 Screw used to bolt the LUMiC Cup and LUMiC Stem together | 28mm | 250195 | February 2017 |  | Changed Product Sub Group.
11 - Hip | 11.04 - ACCESSORIES | 11.04.03 - Bone Screw |  |  | BB238 | 127 |  | B Braun Australia Pty Ltd | Acetabular Fixation Screws | Isotan | 16mm-68mm | 98978 | October 2016 |  | Changed Benefit.
11 - Hip | 11.04 - ACCESSORIES | 11.04.03 - Bone Screw |  |  | BI109 | 127 |  | Zimmer Biomet Pty Ltd | Mallory Head Hip System | Screw, Acetabular | (6.5 - 5.5)mm dia x (15 - 70)mm length | 98098 | October 2016 |  | Changed Benefit.
11 - Hip | 11.04 - ACCESSORIES | 11.04.03 - Bone Screw |  |  | BI702 | 127 |  | Zimmer Biomet Pty Ltd | Par 5 Protrusio Acetabular System | Screws - Titanium Metal | 6.5mm | 98098 | October 2016 |  | Changed Benefit.
11 - Hip | 11.04 - ACCESSORIES | 11.04.03 - Bone Screw |  |  | CR070 | 127 |  | Corin Australia Pty Ltd | Titanium Counter Sunk Screw | Titanium Counter Sunk Screw | Lengths 15-70mm | 106747 | October 2016 |  | Changed Benefit.
11 - Hip | 11.04 - ACCESSORIES | 11.04.03 - Bone Screw |  |  | DD025 | 127 |  | DJO Australasia Pty Ltd | FMP Acetabular Screws | Titanium, cancellous screws | 25mm to 50mm | 161911 | October 2016 |  | Changed Benefit.
11 - Hip | 11.04 - ACCESSORIES | 11.04.03 - Bone Screw |  |  | DP944 | 127 |  | Johnson & Johnson Medical Pty Ltd | DePuy Hip Bone Screws | Titanium, cancellous screws | Size 3.5-6.5 diameter 5-120mm length | 150913, 171784, 98086, 99196 | October 2016 |  | Changed Benefit.
11 - Hip | 11.04 - ACCESSORIES | 11.04.03 - Bone Screw |  |  | EX006 | 127 |  | EXACTECH AUSTRALIA PTY LTD | Novation Crown Cup Screws | Titanium cortical bone screws | Full radius tip: 6.5mm x 15mm, 6.5mm x 20mm, 6.5mm x 25mm, 6.5mm x 30mm, 6.5mm x 35mm, 6.5mm x 40mm, 6.5mm x 45mm, 6.5mm x 50mm, 6.5mm x 55mm, 6.5mm x 60mm, 6.5mm x 70mm; Peripheral Rim screw: 4.5mm x 25mm, 4.5mm x 30mm, 4.5mm x 35mm, 4.5mm x 40mm, 4.5mm x 45mm, 4.5mm x 50mm, 4.5mm x 55mm, 4.5mm x 60mm, 4.5mm x 65mm, 4.5mm x 70mm; Pointed tip: MBA 6.5mm x 15mm, MBA 6.5mm x 20mm, MBA 6.5mm x 25mm, MBA 6.5mm x 30mm, MBA 6.5mm x 35mm, MBA 6.5mm x 40mm, MBA 6.5mm x 45mm, MBA 6.5mm x 50mm, MBA 6.5mm x 55mm, MBA 6.5mm x 60mm | 159572 | October 2016 |  | Changed Benefit.
11 - Hip | 11.04 - ACCESSORIES | 11.04.03 - Bone Screw |  |  | GM058 | 127 |  | Global Manufacturing Technology Pty Ltd | Fin II Acetabular Screw | Titanium, '6.5mm Cancellous Bone Screws | 15 - 80mm | 246519 | October 2016 |  | Changed Benefit.
11 - Hip | 11.04 - ACCESSORIES | 11.04.03 - Bone Screw |  |  | GM116 | 127 |  | Global Manufacturing Technology Pty Ltd | Global Acetabular Cancellous Screw | Titanium 6.5mm cancellous bone screw | 15mm to 50mm | 257913 | October 2016 |  | Changed Benefit.
11 - Hip | 11.04 - ACCESSORIES | 11.04.03 - Bone Screw |  |  | GO261 | 127 |  | Global Orthopaedic Technology | Novae Double Cup Cortical Bone Screw | Cortical Bone Screw | 5mm diameter, 30 to 65mm length in 5mm increments | 246511 | October 2016 |  | Changed Benefit.
11 - Hip | 11.04 - ACCESSORIES | 11.04.03 - Bone Screw |  |  | HW011 | 127 |  | Stryker Australia Pty Ltd | ABG Hip System | Bone screw - Titanium, used with ABG11 Cups | 12,15,20,25,30,35,40,45 and 50mm lengths | 128022 | October 2016 |  | Changed Benefit.
11 - Hip | 11.04 - ACCESSORIES | 11.04.03 - Bone Screw |  |  | HW047 | 127 |  | Stryker Australia Pty Ltd | Exeter Hip System | X-Change Bone Screws - Stainless Steel | 3.5mm X 10, 15, 20, 25, 30, 35mm | 128022, 16232 | October 2016 |  | Changed Benefit.
11 - Hip | 11.04 - ACCESSORIES | 11.04.03 - Bone Screw |  |  | HW603 | 127 |  | Stryker Australia Pty Ltd | METS Trochanter Screw | Titanium | Short, Medium, Long | 246513 | August 2017 |  | Transferred from CR126
11 - Hip | 11.04 - ACCESSORIES | 11.04.03 - Bone Screw |  |  | LI048 | 127 |  | Amplitude Australia | Horizon Acetabular Fixation Screw | Titanium countersunk cancellous screw | Diam 6.5mm, lenghts 16 - 55 mm | 135326 | October 2016 |  | Changed Benefit.
11 - Hip | 11.04 - ACCESSORIES | 11.04.03 - Bone Screw |  |  | OH438 | 127 |  | Orthotech Pty Ltd | Samo Acetabular Cup bone screw | Bone screw | 20 - 40 mm | 165470 | October 2016 |  | Changed Benefit.
11 - Hip | 11.04 - ACCESSORIES | 11.04.03 - Bone Screw |  |  | OO031 | 127 |  | Oceania Orthopaedics | Mutars RS revision system - bone screws | RS bone screw | 25mm, 30mm, 40mm, 42mm, 45mm, 50mm, 55mm, 60mm | 237075 | October 2016 |  | Changed Benefit.
11 - Hip | 11.04 - ACCESSORIES | 11.04.03 - Bone Screw |  |  | PF012 | 127 |  | Perios Pty Ltd | Atlas Acetabular Cup System | Screw | Atlas Screw Dia 6.5mm 15-50mm L | 141168 | October 2016 |  | Changed Benefit.
11 - Hip | 11.04 - ACCESSORIES | 11.04.03 - Bone Screw |  |  | SF034 | 127 |  | Signature Orthopaedics | Bone Screw | Titanium, cancellous screw | 15mm - 90mm | 175346 | October 2016 |  | Changed Benefit.
11 - Hip | 11.04 - ACCESSORIES | 11.04.03 - Bone Screw |  |  | ST545 | 127 |  | Stryker Australia Pty Ltd | Osteonics hip prostheses | Cancellous bone screw, Titanium | 6.5mm & 5.5mm dia | 128022, 12875 | October 2016 |  | Changed Benefit.
11 - Hip | 11.04 - ACCESSORIES | 11.04.03 - Bone Screw |  |  | TG001 | 127 |  | Future Medical Pty Ltd | JRI CSF Hip System | CSF Bone Screws, Titanium Alloy | 15mm - 50mm | 132409 | October 2016 |  | Changed Benefit.
11 - Hip | 11.04 - ACCESSORIES | 11.04.03 - Bone Screw |  |  | TO089 | 127 |  | Tornier Pty Ltd | Dynacup Titanium Screws | Cancellous bone screw, Titanium | 7 Lengths from 20mm to 55mm | 188851 | October 2016 |  | Changed Benefit.
11 - Hip | 11.04 - ACCESSORIES | 11.04.03 - Bone Screw |  |  | ZI036 | 127 |  | Zimmer Biomet Pty Ltd | Acetabular Cup | Trilogy Bone Screw - Titanium | 15 - 60 | 112735 | October 2016 |  | Changed Benefit.
11 - Hip | 11.04 - ACCESSORIES | 11.04.03 - Bone Screw |  |  | BV036 | 127 |  | MICROPORT ORTHOPEDICS PTY LIMITED | Bone Screw | Cancellous Bone Screw Titanium | 6.5mm x 1.5 – 6 cm in 0.5cm increments | 247558 | February 2017 |  | Changed Product Sub Group.
11 - Hip | 11.04 - ACCESSORIES | 11.04.03 - Bone Screw |  |  | LC024 | 127 |  | Lima Orthopaedics Australia Pty Ltd | Lima Bone Screw | Titanium Bone Screw | Dia. 4.5mm to 6.5mm Length 15mm - 60mm | 168711 | February 2017 |  | Changed Size, Product Sub Group.
11 - Hip | 11.04 - ACCESSORIES | 11.04.03 - Bone Screw |  |  | LI047 | 127 |  | Amplitude Australia | Femoral Shaft Locking Screw | Titanium femoral locking screw | 6.2 diameter, 13 lengths 20-80 in 5mm increments | 135326 | February 2017 |  | Changed Product Sub Group.
11 - Hip | 11.04 - ACCESSORIES | 11.04.03 - Bone Screw |  |  | LI093 | 127 |  | Amplitude Australia | C2 Cancellous Screws | titanium, Cancellous Screws | 15mm - 50mm | 260435 | February 2017 |  | Changed Product Sub Group.
11 - Hip | 11.04 - ACCESSORIES | 11.04.03 - Bone Screw |  |  | MA514 | 127 |  | Mathys Orthopaedics Pty Ltd | Acetabular Screws | Titanium cancellous bone screws | varying lengths and sizes | 241996 | February 2017 |  | Changed Product Sub Group.
11 - Hip | 11.04 - ACCESSORIES | 11.04.03 - Bone Screw |  |  | MU014 | 127 |  | Medacta Australia Pty Ltd | Medacta Acetabular Screws | Titanium, cancellous screws | 6.5 L 15-70mm | 132458 | February 2017 |  | Changed Product Sub Group.
11 - Hip | 11.04 - ACCESSORIES | 11.04.03 - Bone Screw |  |  | MU127 | 127 |  | Medacta Australia Pty Ltd | Medacta Cortical Bone Screws | Titanium cortical bone screws | 25 - 70 mm | 219907 | August 2017 |  | Changed Product Name, Size.
11 - Hip | 11.04 - ACCESSORIES | 11.04.03 - Bone Screw |  |  | SM041 | 127 |  | Smith & Nephew Pty Ltd | Universal Cancellous Bone Screws | Cancellous bone screw titanium | 15-60mm long 6.4mm dia | 181252 | February 2017 |  | Changed Product Name, Product Sub Group.
11 - Hip | 11.04 - ACCESSORIES | 11.04.03 - Bone Screw |  |  | SM137 | 127 |  | Smith & Nephew Pty Ltd | Polar Cup Acetabular Screws | Stainless Steel Cortical Screws | 4.5mm by 40-60mm | 181252 | August 2017 |  | Changed Description, Product Sub Group.
11 - Hip | 11.04 - ACCESSORIES | 11.04.03 - Bone Screw |  |  | TZ006 | 127 |  | The Trustee for Adler Ortho Unit Trust | Adler Bone Screw | Bone Screw for Acetabular Cup | 6.5 and 8.5mm Diameter. 15-65mm Length. | 237073 | August 2017 |  | Transferred from OO074
11 - Hip | 11.04 - ACCESSORIES | 11.04.04 - Calcar Block |  |  | ZI024 | 529 |  | Zimmer Biomet Pty Ltd | Zimmer 'VerSys CRC Hip Systems | Modular Calcar Block | One size only | 95938 | October 2016 |  | Changed Benefit.
11 - Hip | 11.04 - ACCESSORIES | 11.04.05 - Cement Restrictor |  |  | CR041 | 111 |  | Corin Australia Pty Ltd | Canal Occluder | Cement plug, UHMWPE, multi-layered | 08/10mm, 12/14mm, 16/18mm,20/22mm and universal. | 106747 | October 2016 |  | Changed Benefit.
11 - Hip | 11.04 - ACCESSORIES | 11.04.05 - Cement Restrictor |  |  | DP233 | 111 |  | Johnson & Johnson Medical Pty Ltd | Hardinge Cement Restrictor | Hardinge cement Restrictor (ea) | One size only | 137671 | October 2016 |  | Changed Benefit.
11 - Hip | 11.04 - ACCESSORIES | 11.04.05 - Cement Restrictor |  |  | DP448 | 111 |  | Johnson & Johnson Medical Pty Ltd | BIO Stop G | Biostop Restrictor (Gelatin, Glkycerol, PHBM, Water) | size 8-20 | 126998 | October 2016 |  | Changed Benefit.
11 - Hip | 11.04 - ACCESSORIES | 11.04.05 - Cement Restrictor |  |  | DP575 | 111 |  | Johnson & Johnson Medical Pty Ltd | C-Stem End Cap | End Cap Biostop Restrictor (Gelatin, Glycerol, PHBM, water) | Size 8- 20 | 138222, 97695 | October 2016 |  | Changed Benefit.
11 - Hip | 11.04 - ACCESSORIES | 11.04.05 - Cement Restrictor |  |  | HW001 | 111 |  | Stryker Australia Pty Ltd | Hardinge Cement Restrictor | PMMA | 6,9 and 12 Leaf | 128444 | October 2016 |  | Changed Benefit.
11 - Hip | 11.04 - ACCESSORIES | 11.04.05 - Cement Restrictor |  |  | JJ753 | 111 |  | Johnson & Johnson Medical Pty Ltd | Hardinge Cement Restrictor | UHMWPE cement restrictor | One size only | 97696 | October 2016 |  | Changed Benefit.
11 - Hip | 11.04 - ACCESSORIES | 11.04.05 - Cement Restrictor |  |  | JJ754 | 111 |  | Johnson & Johnson Medical Pty Ltd | DePuy Femoral Cement Restrictor | UHMWPE cement restrictor | Size 0 to 10 | 138869, 97695 | October 2016 |  | Changed Benefit.
11 - Hip | 11.04 - ACCESSORIES | 11.04.05 - Cement Restrictor |  |  | LO106 | 111 |  | Link Orthopaedics Australia | LINK Intramedullary Plug | P/E Intramedullary Plug | 12 to 20 mm | 157547 | October 2016 |  | Changed Benefit.
11 - Hip | 11.04 - ACCESSORIES | 11.04.05 - Cement Restrictor |  |  | MU111 | 111 |  | Medacta Australia Pty Ltd | MectaPlug PE | Cement Restrictor | 12 - 30 mm | 229714 | October 2016 |  | Changed Benefit.
11 - Hip | 11.04 - ACCESSORIES | 11.04.05 - Cement Restrictor |  |  | OO102 | 111 |  | Oceania Orthopaedics | IC Intramedullary Plug | Intramedullary Plug | 9mm, 14mm | 208322 | October 2016 |  | Changed Benefit.
11 - Hip | 11.04 - ACCESSORIES | 11.04.05 - Cement Restrictor |  |  | SF036 | 111 |  | Signature Orthopaedics | Cement Pug | UHMWPE Cement Plug | 18.5 - 35mm | 175346 | October 2016 |  | Changed Benefit.
11 - Hip | 11.04 - ACCESSORIES | 11.04.05 - Cement Restrictor |  |  | SK505 | 111 |  | Stryker Australia Pty Ltd | BioPrep Bone Preparation System | Femoral Preparation Kit with cement restrictor | 18.5 - 25mm O.D. | 139937 | October 2016 |  | Changed Benefit.
11 - Hip | 11.04 - ACCESSORIES | 11.04.05 - Cement Restrictor |  |  | ST582 | 111 |  | Stryker Australia Pty Ltd | Osteonics hip prostheses | Cement restrictor Polyethylene | Universal and sizes 1-8 | 128444, 12875 | October 2016 |  | Changed Benefit.
11 - Hip | 11.04 - ACCESSORIES | 11.04.05 - Cement Restrictor |  |  | ZI226 | 111 |  | Zimmer Biomet Pty Ltd | Zimmer Bone Plug | Allen Medullary Plug | 8 - 23mm | 115913 | October 2016 |  | Changed Benefit.
11 - Hip | 11.04 - ACCESSORIES | 11.04.05 - Cement Restrictor |  |  | ZI356 | 111 |  | Zimmer Biomet Pty Ltd | Medullary Plug, MS 30 | Centring Plug, cement restrictor, hip - PE | 1 to 7 | 99907 | October 2016 |  | Changed Benefit.
11 - Hip | 11.04 - ACCESSORIES | 11.04.05 - Cement Restrictor |  |  | GO166 | 111 |  | Global Orthopaedic Technology | Absolut Bone Plugs | Medullary bone plugs | Small, Medium, Large, Extra Large | 257494 | February 2017 |  | Changed Product Name, Description, Size, Product Group, Product Sub Group, Benefit.
11 - Hip | 11.04 - ACCESSORIES | 11.04.05 - Cement Restrictor |  |  | MA018 | 111 |  | Mathys Orthopaedics Pty Ltd | Intramedullary Plug | Cement Restricter | Small to Extra Large | 241997 | February 2017 |  | Changed Product Sub Group.
11 - Hip | 11.04 - ACCESSORIES | 11.04.05 - Cement Restrictor |  |  | SN263 | 111 |  | Smith & Nephew Pty Ltd | Buck | Cement Restrictor | 18.5 - 35mm | 140410 | August 2017 |  | Changed Description, Product Sub Group.
11 - Hip | 11.04 - ACCESSORIES | 11.04.06 - Centraliser |  |  | BB245 | 146 |  | B Braun Australia Pty Ltd | Distal centraliser | PMMA | 7mm - 18mm | 123313 | October 2016 |  | Changed Benefit.
11 - Hip | 11.04 - ACCESSORIES | 11.04.06 - Centraliser |  |  | BI131 | 146 |  | Zimmer Biomet Pty Ltd | Mallory Head Hip System | Femoral Centraliser, UHMWPE | 9-17mm | 98097 | October 2016 |  | Changed Benefit.
11 - Hip | 11.04 - ACCESSORIES | 11.04.06 - Centraliser |  |  | BV039 | 146 |  | MICROPORT ORTHOPEDICS PTY LIMITED | Cement Cetraliser | Profemur XM Cement Centraliser | N/A | 247578 | October 2016 |  | Changed Benefit.
11 - Hip | 11.04 - ACCESSORIES | 11.04.06 - Centraliser |  |  | EX054 | 146 |  | EXACTECH AUSTRALIA PTY LTD | Novation Distal Centralizer, PMMA | The Exatech distal centralizer is used for cemented only hip arthroplasty, it centralises the stem position in the femur. | Size 10mm, 11mm, 12mm, 13mm, 14mm, 15mm, 17mm | 159572 | October 2016 |  | Changed Benefit.
11 - Hip | 11.04 - ACCESSORIES | 11.04.06 - Centraliser |  |  | HW034 | 146 |  | Stryker Australia Pty Ltd | Definition PM Femoral Component | Distal Centraliser - PMMA - Ring Centraliser | 11-22mm | 141275 | October 2016 |  | Changed Benefit.
11 - Hip | 11.04 - ACCESSORIES | 11.04.06 - Centraliser |  |  | JJ584 | 146 |  | Johnson & Johnson Medical Pty Ltd | Femoral Prep Kit | Femoral Preparation Kit | One size only | 132111 | October 2016 |  | Changed Benefit.
11 - Hip | 11.04 - ACCESSORIES | 11.04.06 - Centraliser |  |  | SF030 | 146 |  | Signature Orthopaedics | PMMA Centraliser | PMMA centraliser used for cemented total hip arthroplasty | Size 10mm, 11mm, 12mm, 13mm, 14mm, 15mm, 17mm | 175346 | October 2016 |  | Changed Benefit.
11 - Hip | 11.04 - ACCESSORIES | 11.04.06 - Centraliser |  |  | SK315 | 146 |  | Stryker Australia Pty Ltd | Exeter Hip System | Exeter Distal Centraliser -PMMA | One Size Only | 138929 | October 2016 |  | Changed Benefit.
11 - Hip | 11.04 - ACCESSORIES | 11.04.06 - Centraliser |  |  | ST581 | 146 |  | Stryker Australia Pty Ltd | Osteonics hip prostheses | Distal spacer PMMA | 8-15mm | 12875, 141275 | October 2016 |  | Changed Benefit.
11 - Hip | 11.04 - ACCESSORIES | 11.04.06 - Centraliser |  |  | ZI013 | 146 |  | Zimmer Biomet Pty Ltd | Zimmer distal centralisers CPT, VerSys, Natural and MS30 | PMMA Centraliser | Size 1 | 95938 | October 2016 |  | Changed Benefit.
11 - Hip | 11.04 - ACCESSORIES | 11.04.06 - Centraliser |  |  | ZI021 | 146 |  | Zimmer Biomet Pty Ltd | Zimmer Hip Systems Femoral Stem | VerSys Distal Centraliser - PMMA | 10 - 18 | 95938 | October 2016 |  | Changed Benefit.
11 - Hip | 11.04 - ACCESSORIES | 11.04.06 - Centraliser |  |  | ZI366 | 146 |  | Zimmer Biomet Pty Ltd | Natural Hip System | Distal Centraliser - PE | 10 to 19 | 95938 | October 2016 |  | Changed Benefit.
11 - Hip | 11.04 - ACCESSORIES | 11.04.06 - Centraliser |  |  | ZI374 | 146 |  | Zimmer Biomet Pty Ltd | MS-30 Hip prosthesis | Centralizer for Cemented Stems (Protek) - metal alloys | 8 to 18 | 99906 | October 2016 |  | Changed Benefit.
11 - Hip | 11.04 - ACCESSORIES | 11.04.06 - Centraliser |  |  | GO165 | 146 |  | Global Orthopaedic Technology | Global Centraliser | Femoral Centraliser | Various | 247614 | February 2017 |  | Changed Product Sub Group.
11 - Hip | 11.04 - ACCESSORIES | 11.04.06 - Centraliser |  |  | JJ963 | 146 |  | Johnson & Johnson Medical Pty Ltd | DePuy Hip Systems | Distal femoral centralisers | 8 to 20mm | 137671, 97695 | February 2017 |  | Changed Product Sub Group.
11 - Hip | 11.04 - ACCESSORIES | 11.04.06 - Centraliser |  |  | LC150 | 146 |  | Lima Orthopaedics Australia Pty Ltd | Proximal Centraliser PMMA | Proximal Centraliser PMMA | Left & Right Size 0-3 | 186627 | February 2017 |  | Changed Product Sub Group, Benefit.
11 - Hip | 11.04 - ACCESSORIES | 11.04.06 - Centraliser |  |  | LI092 | 146 |  | Amplitude Australia | E2 PMMA Centraliser | PMMA distal Centraliser | 20mm | 260435 | February 2017 |  | Changed Product Sub Group.
11 - Hip | 11.04 - ACCESSORIES | 11.04.06 - Centraliser |  |  | MU002 | 146 |  | Medacta Australia Pty Ltd | Medacta Femoral Stem Distal centraliser | PMMA | 10mm to 18mm | 132458 | February 2017 |  | Changed Product Sub Group.
11 - Hip | 11.04 - ACCESSORIES | 11.04.06 - Centraliser |  |  | SN269 | 146 |  | Smith & Nephew Pty Ltd | CPCS | Polished Cemented Stem Distal Centraliser | 8 - 18 | 230144 | August 2017 |  | Changed Product Sub Group.
11 - Hip | 11.04 - ACCESSORIES | 11.04.06 - Centraliser |  |  | SN359 | 146 |  | Smith & Nephew Pty Ltd | Invis | Distal Centraliser PMMA | 7 - 21mm | 230144 | August 2017 |  | Changed Product Sub Group.
11 - Hip | 11.04 - ACCESSORIES | 11.04.07 - Claw |  |  | BI124 | 426 |  | Zimmer Biomet Pty Ltd | Modular Calcar Mallory Head Revision Hip System | Trochanteric Claw, Titanium | Medium, Large | 98097 | October 2016 |  | Changed Benefit.
11 - Hip | 11.04 - ACCESSORIES | 11.04.08 - Connector |  |  | BI125 | 527 |  | Zimmer Biomet Pty Ltd | Modular Calcar Mallory Head Revision Hip System | Trochanteric Connector | Sizes 40-70mm | 98097 | October 2016 |  | Changed Benefit.
11 - Hip | 11.04 - ACCESSORIES | 11.04.09 - Dome Plug |  |  | CR229 | 148 |  | Corin Australia Pty Ltd | Dynacup Hole Oturator | Hole plug for dynacup shell, Ti, HA coated | One size only | 243380 | February 2017 |  | Transferred from TO088
11 - Hip | 11.04 - ACCESSORIES | 11.04.09 - Dome Plug |  |  | DY077 | 148 |  | Johnson & Johnson Medical Pty Ltd | Apex Hole eliminator | Hole eliminator screw Titanium | One size only | 153087 | October 2016 |  | Changed Benefit.
11 - Hip | 11.04 - ACCESSORIES | 11.04.09 - Dome Plug |  |  | ST551 | 148 |  | Stryker Australia Pty Ltd | Osteonics Hip Prostheses | Dome hole plug titanium | One size only | 128021, 12875 | October 2016 |  | Changed Benefit.
11 - Hip | 11.04 - ACCESSORIES | 11.04.09 - Dome Plug |  |  | TG016 | 148 |  | Future Medical Pty Ltd | Securus Modular Revision Hip System | Modular Body Cap | One size | 132478 | October 2016 |  | Changed Benefit.
11 - Hip | 11.04 - ACCESSORIES | 11.04.09 - Dome Plug |  |  | WR115 | 148 |  | Wright Medical Australia | Transcend/Lineage Articulation System | Apical dome plug titanium | One size only | 154282 | October 2016 |  | Changed Benefit.
11 - Hip | 11.04 - ACCESSORIES | 11.04.09 - Dome Plug |  |  | ZI875 | 148 |  | Zimmer Biomet Pty Ltd | Allofit Polar Screw Hole Plug | Titanium Polar Screw Hole Plug | One size | 99907 | October 2016 |  | Changed Benefit.
11 - Hip | 11.04 - ACCESSORIES | 11.04.09 - Dome Plug |  |  | LI102 | 148 |  | Amplitude Australia | C2 Hole Eliminator | Titanium Screw Hole Plug | 6.3 x 3.2mm, 11.3 x 4.2mm | 260435 | February 2017 |  | Changed Product Sub Group.
11 - Hip | 11.04 - ACCESSORIES | 11.04.09 - Dome Plug |  |  | SF141 | 148 |  | Signature Orthopaedics | C2 Hole Eliminator | Titanium Screw Hole Plug | 6.3 x 3.2mm, 11.3 x 4.2mm | 246580 | February 2017 |  | Changed Product Sub Group.
11 - Hip | 11.04 - ACCESSORIES | 11.04.09 - Dome Plug |  |  | SN294 | 148 |  | Smith & Nephew Pty Ltd | Reflection | Tapered hole cover (Reflection Interfit) | One size only | 238632 | August 2017 |  | Changed Product Sub Group.
11 - Hip | 11.04 - ACCESSORIES | 11.04.09 - Dome Plug |  |  | SN295 | 148 |  | Smith & Nephew Pty Ltd | Reflection | Threaded hole cover (Reflection) | One size only | 238632 | August 2017 |  | Changed Product Sub Group.
11 - Hip | 11.04 - ACCESSORIES | 11.04.09 - Dome Plug |  |  | ZI622 | 148 |  | Zimmer Biomet Pty Ltd | Continuum Acetabular System | Continuum Hole Plugs | One Size - Dome Hole Plug One Size - Screw Hole Plug | 95692 | February 2017 |  | Changed Product Sub Group.
11 - Hip | 11.04 - ACCESSORIES | 11.04.10 - Head Taper Insert |  |  | BH037 | 481 |  | Zimmer Biomet Pty Ltd | Biolox Delta Option Taper | Taper Sleeve, Titanium | -6mm, -3mm, Std, +3mm and +6mm | 117715 | October 2016 |  | Changed Benefit.
11 - Hip | 11.04 - ACCESSORIES | 11.04.10 - Head Taper Insert |  |  | BI876 | 481 |  | Zimmer Biomet Pty Ltd | Endo II Head | Modular Head Taper Insert - CoCr | -6mm to +6mm | 98972 | October 2016 |  | Changed Benefit.
11 - Hip | 11.04 - ACCESSORIES | 11.04.10 - Head Taper Insert |  |  | ST569 | 481 |  | Stryker Australia Pty Ltd | Head Taper Insert | Neck extention, vitallium alloy | -4 TO +12mm | 128024, 12875 | October 2016 |  | Changed Benefit.
11 - Hip | 11.04 - ACCESSORIES | 11.04.10 - Head Taper Insert |  |  | DY403 | 481 |  | Johnson & Johnson Medical Pty Ltd | Cathcart Taper Insert | CoCr head taper insert for use with Unipolar Head (DY402) | -3 to +10mm | 255314 | February 2017 |  | Changed Product Name, Description, Product Sub Group.
11 - Hip | 11.04 - ACCESSORIES | 11.04.10 - Head Taper Insert |  |  | LI105 | 481 |  | Amplitude Australia | U2 Taper Sleeve | Taper Sleeve, Unipolar | -4, 0, +4, +8 | 158179 | February 2017 |  | Changed Product Sub Group.
11 - Hip | 11.04 - ACCESSORIES | 11.04.10 - Head Taper Insert |  |  | OO166 | 481 |  | Oceania Orthopaedics | Adler Revision Sleeve | Adler revision femoral head titanium sleeve | Short, Medium, Long, X-Long | 154498 | February 2017 |  | Changed Product Sub Group.
11 - Hip | 11.04 - ACCESSORIES | 11.04.10 - Head Taper Insert |  |  | SN307 | 481 |  | Smith & Nephew Pty Ltd | Unipolar | Taper Sleeve Co Cr | 12/14 and 14/16 tapers, +0,-3,+4,+8,+12mm. | 229993, 242995 | August 2017 |  | Changed Product Sub Group.
11 - Hip | 11.04 - ACCESSORIES | 11.04.11 - Neck Adapter |  |  | CR098 | 481 |  | Corin Australia Pty Ltd | Taper Adaptor Sleeve | Adaptor sleeve to adjust taper from 10-12 to 12-14,Titanium, for Ceramic Heads | 2 Sizes | 106747 | October 2016 |  | Changed Benefit.
11 - Hip | 11.04 - ACCESSORIES | 11.04.11 - Neck Adapter |  |  | GM107 | 481 |  | Global Manufacturing Technology Pty Ltd | APEX Global Neck Adaptor | Titanium neck adaptor for variable tapers, used in revision with ceramic head | variable tapers | 120787 | October 2016 |  | Changed Benefit.
11 - Hip | 11.04 - ACCESSORIES | 11.04.11 - Neck Adapter |  |  | SK482 | 481 |  | Stryker Australia Pty Ltd | Stryker Neck Taper Adaptor | Adaptor Sleeve for Stryker stems | -5, -4, 0, +4, +5, +8 +10, +12, +15, +16mm offset | 128026 | October 2016 |  | Changed Benefit.
11 - Hip | 11.04 - ACCESSORIES | 11.04.11 - Neck Adapter |  |  | ZI567 | 481 |  | Zimmer Biomet Pty Ltd | Zimmer Hip System | VerSys Endo Adaptors | +7.0mm; +10.5mm; +14.0mm | 95938 | October 2016 |  | Changed Benefit.
11 - Hip | 11.04 - ACCESSORIES | 11.04.11 - Neck Adapter |  |  | GM042 | 481 |  | Global Manufacturing Technology Pty Ltd | BioBall - Revision Neck Adaptor | Titanium, varying tapers & lengths, for ceramic & metal heads | Types: 12/14, 14/16, V40, PCA, ABG, 11/13, SROM, 10/12, 8/10 Sizes: S, M, L, XL, 2XL, 3XL, 4XL, 5XL Options: Standard, Offset | 276306 | February 2017 |  | Changed Size, Product Sub Group.
11 - Hip | 11.04 - ACCESSORIES | 11.04.11 - Neck Adapter |  |  | LC190 | 481 |  | Lima Orthopaedics Australia Pty Ltd | BioBall - Revision Neck Adaptor | Titanium, varying tapers & lengths, for ceramic & metal heads | 8/10 standard, 8/10 offset 10/12 standard, 10/12 offset 12/14 standard, 12/14 offset 14/16 standard,14/16 offset V40 standard, V40 offset, PCA standard, PCA offset Type 1 standard 11/13 standard, 11/13 offset S - 5XL standard M-5XL offset | 227099 | February 2017 |  | Changed Product Sub Group.
11 - Hip | 11.04 - ACCESSORIES | 11.04.12 - Nut |  |  | CX002 | 189 |  | Consensus Australia Pty Ltd | UniSyn Hip Connecting Nut | Titanium, locking nut, supplied seperately | short & long | 139297 | October 2016 |  | Changed Benefit.
11 - Hip | 11.04 - ACCESSORIES | 11.04.12 - Nut |  |  | ZI902 | 189 |  | Zimmer Biomet Pty Ltd | ZMR Compression Nut | Compression Nut | One Size | 259942 | February 2017 |  | Changed Product Sub Group.
11 - Hip | 11.04 - ACCESSORIES | 11.04.13 - Pin |  |  | DP976 | 167 |  | Johnson & Johnson Medical Pty Ltd | SROM Acetabular Insert Locking Pin | Titanium pin provided seperately from insert | 3.5mm - 5.0mm | 98086 | October 2016 |  | Changed Benefit.
11 - Hip | 11.04 - ACCESSORIES | 11.04.13 - Pin |  |  | HW588 | 167 |  | Stryker Australia Pty Ltd | Steinmann Pins | Titanium Steinmann Pins | Ø5mm x 300mm | 246513 | August 2017 |  | New Listing
11 - Hip | 11.04 - ACCESSORIES | 11.04.13 - Pin |  |  | SN292 | 167 |  | Smith & Nephew Pty Ltd | Reflection | Fixation peg Titanium Alloy | One size only | 238633 | August 2017 |  | Changed Product Sub Group.
11 - Hip | 11.04 - ACCESSORIES | 11.04.14 - Plug - Including Dome Plug |  |  | BB277 | 148 |  | B Braun Australia Pty Ltd | Excia Hip System | Cement plug | 8mm-18mm | 123313 | October 2016 |  | Changed Benefit.
11 - Hip | 11.04 - ACCESSORIES | 11.04.14 - Plug - Including Dome Plug |  |  | BI130 | 148 |  | Zimmer Biomet Pty Ltd | Bio-Plug Cement Restrictor | Canal Plug, UHMWPE | 7-20mm | 98097 | October 2016 |  | Changed Benefit.
11 - Hip | 11.04 - ACCESSORIES | 11.04.14 - Plug - Including Dome Plug |  |  | BV030 | 148 |  | MICROPORT ORTHOPEDICS PTY LIMITED | WMT Perfecta Hip System | PMMA cement Plug | 9 - 21mm in 1mm increments | 143863 | October 2016 |  | Changed Benefit.
11 - Hip | 11.04 - ACCESSORIES | 11.04.14 - Plug - Including Dome Plug |  |  | DP998 | 148 |  | Johnson & Johnson Medical Pty Ltd | DePuy Acetabular Apical Plugs | Titanium, apical hole plug for Duraloc, Pinnacle & SROM Acetabular shells | One size only | 132151, 153087 | October 2016 |  | Changed Benefit.
11 - Hip | 11.04 - ACCESSORIES | 11.04.14 - Plug - Including Dome Plug |  |  | MU017 | 148 |  | Medacta Australia Pty Ltd | Medacta Acetabular Plug | Titanium Plug | . | 132458 | October 2016 |  | Changed Benefit.
11 - Hip | 11.04 - ACCESSORIES | 11.04.14 - Plug - Including Dome Plug |  |  | ZI451 | 148 |  | Zimmer Biomet Pty Ltd | Allofit screw hole plugs | Sterile, 7 per set | One size only | 99907 | October 2016 |  | Changed Benefit.
11 - Hip | 11.04 - ACCESSORIES | 11.04.14 - Plug - Including Dome Plug |  |  | ZI876 | 148 |  | Zimmer Biomet Pty Ltd | Alofit IT Screw Hole plugs | titanium Screw Hole Plug, 5 per set | One size | 99907 | October 2016 |  | Changed Benefit.
11 - Hip | 11.04 - ACCESSORIES | 11.04.15 - Plug and Hood |  |  | LC149 | 268 |  | Lima Orthopaedics Australia Pty Ltd | Lima Plug and hood | UHMWPE Cement Plug with distal femoral stem hood | 10mm - 20mm | 186627 | October 2016 |  | Changed Benefit.
11 - Hip | 11.04 - ACCESSORIES | 11.04.15 - Plug and Hood |  |  | LC151 | 268 |  | Lima Orthopaedics Australia Pty Ltd | Cement Plug UHMWPE | UHMWPE Cement Restrictor / Plug | Size 1 - 3 | 186627 | October 2016 |  | Changed Benefit.
11 - Hip | 11.04 - ACCESSORIES | 11.04.17 - Ring |  |  | BI140 | 158 |  | Zimmer Biomet Pty Ltd | Mallory Head Hip System | Acetabular Shell, Ringloc. Replacement Ring, Titanium alloy | Size 1 | 98098 | October 2016 |  | Changed Benefit.
11 - Hip | 11.04 - ACCESSORIES | 11.04.17 - Ring |  |  | DD045 | 158 |  | DJO Australasia Pty Ltd | FMP Acetabular System - Constrained Liner Locking Ring | 28mm constrained liner locking ring, manufactured from titanium, is used with the FMP constrained acetabular liners. | one size, to fit all 28mm ID constrained liners | 161911 | October 2016 |  | Changed Benefit.
11 - Hip | 11.04 - ACCESSORIES | 11.04.17 - Ring |  |  | DP250 | 158 |  | Johnson & Johnson Medical Pty Ltd | Duraloc Cup Locking System | Titanium locking Ring for Duraloc insert, seperately listed, only for revision | Size 36-76mm | 98086 | October 2016 |  | Changed Benefit.
11 - Hip | 11.04 - ACCESSORIES | 11.04.17 - Ring |  |  | ZI473 | 158 |  | Zimmer Biomet Pty Ltd | APR Conversion Ring | Titanium ring | 39 to 71 | 99907, 99910 | October 2016 |  | Changed Benefit.
11 - Hip | 11.04 - ACCESSORIES | 11.04.17 - Ring |  |  | ZI738 | 158 |  | Zimmer Biomet Pty Ltd | Titanium Alloy Locking Ring for Longevity Constrained Liner | Titanium Alloy Locking Ring | Outer diameter 50mm to 80mm Shell size in 2mm increments | 95692 | October 2016 |  | Changed Benefit.
11 - Hip | 11.04 - ACCESSORIES | 11.04.17 - Ring |  |  | SN701 | 158 |  | Smith & Nephew Pty Ltd | Reflection | Constrained acetabular liner - adaptor ring | 42 - 76mm | 218153 | August 2017 |  | Changed Product Sub Group.
11 - Hip | 11.04 - ACCESSORIES | 11.04.18 - Screw |  |  | BI098 | 185 |  | Zimmer Biomet Pty Ltd | Kent Hip System | Transverse Screws, Titanium | 4.5mm x (26-55mm) | 108360 | October 2016 |  | Changed Benefit.
11 - Hip | 11.04 - ACCESSORIES | 11.04.18 - Screw |  |  | CR033 | 185 |  | Corin Australia Pty Ltd | Cormet Dysplasia Cup Screw | Dual threaded locking screw | Lengths 25 - 70mm | 106747 | October 2016 |  | Changed Benefit.
11 - Hip | 11.04 - ACCESSORIES | 11.04.18 - Screw |  |  | CR221 | 185 |  | Corin Australia Pty Ltd | SMR Locking Screw | Locking Screw for Proximal Body to Stem | 40 to 70mm | 118603 | October 2016 |  | Changed Benefit.
11 - Hip | 11.04 - ACCESSORIES | 11.04.18 - Screw |  |  | DY020 | 185 |  | Johnson & Johnson Medical Pty Ltd | SROM Trochanteric Washer Screw | Titanium, attaches washer to calcar replacement stem | 42mm, 52mm, 62mm | 99193, 99196 | October 2016 |  | Changed Benefit.
11 - Hip | 11.04 - ACCESSORIES | 11.04.18 - Screw |  |  | LO031 | 185 |  | Link Orthopaedics Australia | LINK Endo-Model Partial Pelvis Replacement | Fixation Screws, for Obturator Foramen, including screw lock | 20mm - 35mm; four (4) sizes | 140660 | October 2016 |  | Changed Benefit.
11 - Hip | 11.04 - ACCESSORIES | 11.04.18 - Screw |  |  | TG010 | 185 |  | Future Medical Pty Ltd | Securus Modular Revision Hip System | Distal locking screws | 30-70mm | 132409 | October 2016 |  | Changed Benefit.
11 - Hip | 11.04 - ACCESSORIES | 11.04.18 - Screw |  |  | ZI399 | 185 |  | Zimmer Biomet Pty Ltd | Cancellous Screws | Screws- Cancell - Ti alloy | 6.5/15 to 6.5/70mm | 100337 | October 2016 |  | Changed Benefit.
11 - Hip | 11.04 - ACCESSORIES | 11.04.18 - Screw |  |  | HW587 | 185 |  | Stryker Australia Pty Ltd | Bone Screws | Titanium Bone Screws | Ø4.5mm 50mm & 80mm | 246513 | August 2017 |  | New Listing
11 - Hip | 11.04 - ACCESSORIES | 11.04.18 - Screw |  |  | OO043 | 185 |  | Oceania Orthopaedics | IC bone screw | Cancellous bone screw | 6.5mm x 15/20/25/30/35/40/45/50/55/60/65/70/75/80/85mm length. | 237075 | August 2017 |  | Changed Size, Product Sub Group.
11 - Hip | 11.04 - ACCESSORIES | 11.04.18 - Screw |  |  | OO168 | 185 |  | Oceania Orthopaedics | Omnia Tipor Revision Acetabular Screw | Omnia Tipor cup screw for augments | One screw only, no sizes | 154498 | February 2017 |  | Changed Product Sub Group.
11 - Hip | 11.04 - ACCESSORIES | 11.04.18 - Screw |  |  | SN284 | 185 |  | Smith & Nephew Pty Ltd | Screws | Cancellous | 15mm - 50mm | 230143 | August 2017 |  | Changed Product Sub Group.
11 - Hip | 11.04 - ACCESSORIES | 11.04.19 - Sleeve |  |  | CR196 | 240 |  | Corin Australia Pty Ltd | Biolox Option (Titanium Sleeve) | Titanium Sleeve for use with the Biolox Option Ceramic Femoral Heads | 28mm, 32mm 36mm and 40mm | 157505 | October 2016 |  | Changed Benefit.
11 - Hip | 11.04 - ACCESSORIES | 11.04.19 - Sleeve |  |  | DD042 | 240 |  | DJO Australasia Pty Ltd | Foundation Unipolar System - CoCr Unipolar Sleeves | Unipolar sleeves are used in conjunction with Unipolar CoCr Femoral Heads to provide -3.5mm, +0mm, +3.5mm, +7.0mm & +10mm neck length options when used in conjunction with a femoral hip component in hemi-arthroplasty operations. | -3.5mm,+0mm (neutral), +3.5mm, +7mm & +10mm | 161911 | October 2016 |  | Changed Benefit.
11 - Hip | 11.04 - ACCESSORIES | 11.04.19 - Sleeve |  |  | DY553 | 240 |  | Johnson & Johnson Medical Pty Ltd | Delta Modular Head - sleeve | sleeve for use with Delta Modular Head | S - XL, -3.5 to +7 | 115687 | October 2016 |  | Changed Benefit.
11 - Hip | 11.04 - ACCESSORIES | 11.04.19 - Sleeve |  |  | EX010 | 240 |  | EXACTECH AUSTRALIA PTY LTD | L-Series Taper Sleeve for Unipolar Head | The L-series unipolar is a modular endoprosthesis consisting of a truncated spherical head and interchangeable neck sleeves. The device is fully machined from cobalt chrome conforming to ASTM F1537-94. | taper sleeve: 12/14 -3.5mm, 12/14 +0mm, 12/14 +3.5mm, 12/14 +7mm, 12/14 +10mm | 159610 | October 2016 |  | Changed Benefit.
11 - Hip | 11.04 - ACCESSORIES | 11.04.19 - Sleeve |  |  | MU116 | 240 |  | Medacta Australia Pty Ltd | Mectacer Biolox Option Sleeves | Biolox Option Titanium Sleeve | S, M, L, XL | 206685 | October 2016 |  | Changed Benefit.
11 - Hip | 11.04 - ACCESSORIES | 11.04.19 - Sleeve |  |  | PF013 | 240 |  | Perios Pty Ltd | Pharo | Intermediate Sleeve | -5 to +10 (six sizes) | 141168 | October 2016 |  | Changed Benefit.
11 - Hip | 11.04 - ACCESSORIES | 11.04.19 - Sleeve |  |  | SF024 | 240 |  | Signature Orthopaedics | Taper Sleeve | Taper Sleeve for femoral head | taper sleeve: 12/14 -3.5mm, 12/14 +0mm, 12/14 +3.5mm, 12/14 +7mm, 12/14 +10mm | 175346 | October 2016 |  | Changed Benefit.
11 - Hip | 11.04 - ACCESSORIES | 11.04.19 - Sleeve |  |  | ST821 | 240 |  | Stryker Australia Pty Ltd | Titanium Adapter Sleeve | For use with new ceramic heads | One size only | 128024, 12875 | October 2016 |  | Changed Benefit.
11 - Hip | 11.04 - ACCESSORIES | 11.04.19 - Sleeve |  |  | WR250 | 240 |  | Wright Medical Australia | Neck Sleeve | For use with modular femoral heads | Short, Medium, Long, Extra Long | 154282 | October 2016 |  | Changed Benefit.
11 - Hip | 11.04 - ACCESSORIES | 11.04.19 - Sleeve |  |  | ZI474 | 240 |  | Zimmer Biomet Pty Ltd | Durom Hip Resurfacing System - Adaptor Sleeves | Forged CoCr allo | A1 to L1 | 100041 | October 2016 |  | Changed Benefit.
11 - Hip | 11.04 - ACCESSORIES | 11.04.19 - Sleeve |  |  | SM166 | 240 |  | Smith & Nephew Pty Ltd | Revision Delta Ceramic Femoral Head Sleeve | Biolox Option Sleeve | ≤32mm | 236061 | August 2017 |  | Changed Product Sub Group.
11 - Hip | 11.04 - ACCESSORIES | 11.04.19 - Sleeve |  |  | SM168 | 240 |  | Smith & Nephew Pty Ltd | Revision Delta Ceramic Femoral Head Sleeve | Biolox Option Sleeve | >32mm | 236061 | August 2017 |  | Changed Product Sub Group.
11 - Hip | 11.04 - ACCESSORIES | 11.04.20 - Spacer- Unique |  |  | ER295 | 1443 |  | Emergo Asia Pacific Pty Ltd | Spacer-G | Temporary implantable device for the treatment of infected total hip replacement, Composition - stainless steel core surrounded by PMMA impregnated with Gentamicin | Short Stems, Head size 46mm, 54mm, 60mm | 155142 | October 2016 |  | Changed Benefit.
11 - Hip | 11.04 - ACCESSORIES | 11.04.20 - Spacer- Unique |  |  | ER296 | 1443 |  | Emergo Asia Pacific Pty Ltd | Spacer-G | Temporary implantable device for the treatment of infected total hip replacement, Composition - stainless steel core surrounded by PMMA impregnated with Gentamicin | Long Stems, Head size 46mm, 54mm, 60mm | 155142 | October 2016 |  | Changed Benefit.
11 - Hip | 11.04 - ACCESSORIES | 11.04.20 - Spacer- Unique |  |  | BI953 | 1443 |  | Zimmer Biomet Pty Ltd | Stage One Select Hip Mould | Modular Spacer Mould, Stainless Steel, Silicon. | Stem 9 - 17mm Head 43 - 64 Head | 98097 | February 2017 |  | Changed Product Sub Group.
11 - Hip | 11.04 - ACCESSORIES | 11.04.21 - Spike - Acetabular |  |  | HW012 | 80 |  | Stryker Australia Pty Ltd | ABG Hip System | Spikes - Titanium, used with ABG11 Cups | 7mm, 8mm, 9mm lengths | 136585 | October 2016 |  | Changed Benefit.
11 - Hip | 11.04 - ACCESSORIES | 11.04.22 - Trochanter Plate |  |  | BI123 | 426 |  | Zimmer Biomet Pty Ltd | Mallory Head Hip System | Trochanter Plate, Titanium | Sizes 40-70 | 98097 | October 2016 |  | Changed Benefit.
11 - Hip | 11.04 - ACCESSORIES | 11.04.22 - Trochanter Plate |  |  | HW602 | 426 |  | Stryker Australia Pty Ltd | METS Trochanter plate | Titanium with plasma spray of titanium and HA | One size | 246512 | August 2017 |  | Transferred from CR125
11 - Hip | 11.04 - ACCESSORIES | 11.04.23 - Trochanteric Replacement |  |  | DP001 | 925 |  | Johnson & Johnson Medical Pty Ltd | Reef Femoral Wing | Titanium grit blasted with HA trochanteric replacement/augment | Sizes 1-3 | 143075 | October 2016 |  | Changed Benefit.
11 - Hip | 11.04 - ACCESSORIES | 11.04.24 - Washer |  |  | DP986 | 534 |  | Johnson & Johnson Medical Pty Ltd | SROM Trochanteric Washer | Titanium, fixation with separate screw (DY020) to calcar replacing SROM Femoral Stem | 40 x 31, 60 x 45, 70 x 54 | 139288 | October 2016 |  | Changed Benefit.
11 - Hip | 11.04 - ACCESSORIES | 11.04.24 - Washer |  |  | ZI861 | 534 |  | Zimmer Biomet Pty Ltd | Segmental Trabeculer Metal Proximal Femoral Component - Washer | 4mm Flat Washer &mm Flat Washer 4mm Curved Washer | 4mm and 7mm | 95938 | October 2016 |  | Changed Benefit.
11 - Hip | 11.04 - ACCESSORIES | 11.04.25 - Wire - Cobalt Chrome |  |  | CR127 | 74 |  | Corin Australia Pty Ltd | METS Trochanter Reattachment Wire | CoCr | 0.6m | 146564 | October 2016 |  | Changed Benefit.
11 - Hip | 11.04 - ACCESSORIES | 11.04.26 - Wire - Stainless Steel |  |  | DP224 | 231 |  | Johnson & Johnson Medical Pty Ltd | Charnley & Wroblewski Trochanteric Spring Wire | Stainless steel wire for trochanteric attachment | 0.5-3.00mm, 18 to 20g | 99178 | October 2016 |  | Changed Benefit.
11 - Hip | 11.04 - ACCESSORIES | 11.04.27 - Insert Orientation Spacer Ring |  |  | LC023 | 1443 |  | Lima Orthopaedics Australia Pty Ltd | DELTA Coupling / Spacer / Liner | DELTA Coupling / Spacer / Adaptor / Liner CoCrMo | Size Small to Extra Large Angle (In degrees) 0 to 20 Offset +5 | 210771 | August 2017 |  | Changed Size, Product Sub Group.
11 - Hip | 11.04 - ACCESSORIES | 11.04.28 - Acetabular Stem or equivalent |  |  | OO147 | 6429 |  | Oceania Orthopaedics | MUTARS LUMiC Stem | Stems for use with a modular partial pelvic replacement and acetabula reconstruction device in case of large bone defects | 10mm x 65, 75, 85mm, 8mm x 65, 75, 85mm | 236007, 236018 | February 2017 |  | Changed Description, Product Sub Group.
12 - Knee | 12.01 - FEMORAL COMPONENT: TOTAL KNEE ARTHROPLASTY | 12.01.01 - Cemented, Alloy | 12.01.01.01 - Minimally Stabilised |  | AE039 | 3052 |  | Allegra Orthopaedics Pty Ltd | Active Knee Femoral Component | Femoral Component, Cemented, CoCr | Sizes 00 - 5 Left & Right | 164032 | October 2016 |  | Changed Benefit.
12 - Knee | 12.01 - FEMORAL COMPONENT: TOTAL KNEE ARTHROPLASTY | 12.01.01 - Cemented, Alloy | 12.01.01.01 - Minimally Stabilised |  | BB205 | 3052 |  | B Braun Australia Pty Ltd | Columbus Total Knee System (TKS) Femoral Component | Femoral component, cemented, CoCr | F1 - F7, Left and Right | 96481 | February 2017 |  | Changed Product Name, Description.
12 - Knee | 12.01 - FEMORAL COMPONENT: TOTAL KNEE ARTHROPLASTY | 12.01.01 - Cemented, Alloy | 12.01.01.01 - Minimally Stabilised |  | BB348 | 3052 |  | B Braun Australia Pty Ltd | e.motion Total Knee System FP/UC Femoral Component cemented | e.motion mobile bearing FP/UC Femoral Component cemented | 1-8, Left and right | 96481 | October 2016 |  | Changed Benefit.
12 - Knee | 12.01 - FEMORAL COMPONENT: TOTAL KNEE ARTHROPLASTY | 12.01.01 - Cemented, Alloy | 12.01.01.01 - Minimally Stabilised |  | BI147 | 3052 |  | Zimmer Biomet Pty Ltd | AGC System femoral component | Femoral Component, cemented, CoCr, left and right sided (anatomic) | 55-80mm | 131310 | October 2016 |  | Changed Benefit.
12 - Knee | 12.01 - FEMORAL COMPONENT: TOTAL KNEE ARTHROPLASTY | 12.01.01 - Cemented, Alloy | 12.01.01.01 - Minimally Stabilised |  | BV003 | 3052 |  | MICROPORT ORTHOPEDICS PTY LIMITED | Evolution Medial Pivot Knee System | Cemented, grit blasted, minimally stabilised, femoral component | 1, 2, 3, 4, 5, 6, 7 & 8 | 225086 | October 2016 |  | Changed Benefit.
12 - Knee | 12.01 - FEMORAL COMPONENT: TOTAL KNEE ARTHROPLASTY | 12.01.01 - Cemented, Alloy | 12.01.01.01 - Minimally Stabilised |  | BV021 | 3052 |  | MICROPORT ORTHOPEDICS PTY LIMITED | Advance Medial Pivot Knee System | Cemented, grit blasted, minimally stabilised, femoral component | 1, 2, 3, 4, 5, 6, 7 & 8 | 196522 | October 2016 |  | Changed Benefit.
12 - Knee | 12.01 - FEMORAL COMPONENT: TOTAL KNEE ARTHROPLASTY | 12.01.01 - Cemented, Alloy | 12.01.01.01 - Minimally Stabilised |  | CR249 | 3052 |  | Corin Australia Pty Ltd | Unity Knee - Cruciate Retaining Femur Cemented | Femoral Component Cemented - Cruciate Retaining | Size 1 – 9, Left and Right | 223554 | August 2017 |  | New Listing
12 - Knee | 12.01 - FEMORAL COMPONENT: TOTAL KNEE ARTHROPLASTY | 12.01.01 - Cemented, Alloy | 12.01.01.01 - Minimally Stabilised |  | DD017 | 3052 |  | DJO Australasia Pty Ltd | 3D Knee System Femoral Component | Femoral Component, cemented, CoCr | Size 2 to 12 | 161909 | October 2016 |  | Changed Benefit.
12 - Knee | 12.01 - FEMORAL COMPONENT: TOTAL KNEE ARTHROPLASTY | 12.01.01 - Cemented, Alloy | 12.01.01.01 - Minimally Stabilised |  | DY471 | 3052 |  | Johnson & Johnson Medical Pty Ltd | PFC Sigma Knee System femoral component | Femoral component, cemented, CoCr | Size 1-6 including narrow sizes | 131657, 97699 | October 2016 |  | Changed Benefit.
12 - Knee | 12.01 - FEMORAL COMPONENT: TOTAL KNEE ARTHROPLASTY | 12.01.01 - Cemented, Alloy | 12.01.01.01 - Minimally Stabilised |  | ER465 | 3052 |  | Emergo Asia Pacific Pty Ltd | Europ standard cemented condyle | Knee cemented condyle | 1 to 6, right and left | 286030 | August 2017 |  | Duplicated from EU013
12 - Knee | 12.01 - FEMORAL COMPONENT: TOTAL KNEE ARTHROPLASTY | 12.01.01 - Cemented, Alloy | 12.01.01.01 - Minimally Stabilised |  | EU013 | 3052 |  | Euros Orthopaedics Australia Pty Ltd | Europ standard cemented condyle | Knee cemented condyle | 1 to 6, right and left | 171851 | October 2016 |  | Changed Benefit.
12 - Knee | 12.01 - FEMORAL COMPONENT: TOTAL KNEE ARTHROPLASTY | 12.01.01 - Cemented, Alloy | 12.01.01.01 - Minimally Stabilised |  | EX031 | 3052 |  | EXACTECH AUSTRALIA PTY LTD | Optetrak Total Knee System Femoral Component | Femoral Component, cemented, CoCr | Size 1 - 6 | 159613 | October 2016 |  | Changed Benefit.
12 - Knee | 12.01 - FEMORAL COMPONENT: TOTAL KNEE ARTHROPLASTY | 12.01.01 - Cemented, Alloy | 12.01.01.01 - Minimally Stabilised |  | GO006 | 3052 |  | Global Orthopaedic Technology | RBK Total Knee System Femoral Component | Femoral Component, CoCr, cemented | 0 - 5 | 278987 | October 2016 |  | Changed Benefit.
12 - Knee | 12.01 - FEMORAL COMPONENT: TOTAL KNEE ARTHROPLASTY | 12.01.01 - Cemented, Alloy | 12.01.01.01 - Minimally Stabilised |  | GO196 | 3052 |  | Global Orthopaedic Technology | Apex Knee - Cemented Femoral Component | CR Cemented Femoral Component, Non-Porous, Size 1 to 6 | Size 1-6, 2+, 3+, 4+, 5+ in Left & Right | 273814 | February 2017 |  | Changed Size.
12 - Knee | 12.01 - FEMORAL COMPONENT: TOTAL KNEE ARTHROPLASTY | 12.01.01 - Cemented, Alloy | 12.01.01.01 - Minimally Stabilised |  | JJ953 | 3052 |  | Johnson & Johnson Medical Pty Ltd | Attune Knee System | Cruciate Retaining Cemented Femur | 1-10 including narrow | 220502 | October 2016 |  | Changed Benefit.
12 - Knee | 12.01 - FEMORAL COMPONENT: TOTAL KNEE ARTHROPLASTY | 12.01.01 - Cemented, Alloy | 12.01.01.01 - Minimally Stabilised |  | LI062 | 3052 |  | Amplitude Australia | Score Knee System Femoral Component | Femoral component, Cemented, CoCr, with extended patellar groove | 7 sizes | 210577 | October 2016 |  | Changed Benefit.
12 - Knee | 12.01 - FEMORAL COMPONENT: TOTAL KNEE ARTHROPLASTY | 12.01.01 - Cemented, Alloy | 12.01.01.01 - Minimally Stabilised |  | MA108 | 3052 |  | Mathys Orthopaedics Pty Ltd | balanSys Femoral Component | Femoral component, cemented, CoCr | XS TO F Left and Right | 206062 | October 2016 |  | Changed Benefit.
12 - Knee | 12.01 - FEMORAL COMPONENT: TOTAL KNEE ARTHROPLASTY | 12.01.01 - Cemented, Alloy | 12.01.01.01 - Minimally Stabilised |  | MA490 | 3052 |  | Mathys Orthopaedics Pty Ltd | balanSys Knee System / Femoral Component, CR, cemented, TiNbN coated | Balansys Femoral Component/ CR cemented, TiNbN coated | XS to F, left and right | 206173 | October 2016 |  | Changed Benefit.
12 - Knee | 12.01 - FEMORAL COMPONENT: TOTAL KNEE ARTHROPLASTY | 12.01.01 - Cemented, Alloy | 12.01.01.01 - Minimally Stabilised |  | MJ005 | 3052 |  | MatOrtho Australia Pty Ltd | Saiph Knee System Femoral Component Cemented | CoCr Polished Cemented Femoral Component | 1 - 8 Left & Right | 117768, 192370 | October 2016 |  | Changed Benefit.
12 - Knee | 12.01 - FEMORAL COMPONENT: TOTAL KNEE ARTHROPLASTY | 12.01.01 - Cemented, Alloy | 12.01.01.01 - Minimally Stabilised |  | MJ020 | 3052 |  | MatOrtho Australia Pty Ltd | MRK (Medial Rotation Knee) Total Knee System Femoral Component | Pegged Femoral Component, Cemented, CoCr | 0-5 Left and Right | 117768, 192370 | October 2016 |  | Changed Benefit.
12 - Knee | 12.01 - FEMORAL COMPONENT: TOTAL KNEE ARTHROPLASTY | 12.01.01 - Cemented, Alloy | 12.01.01.01 - Minimally Stabilised |  | MU026 | 3052 |  | Medacta Australia Pty Ltd | Evolis Knee System Femoral Component | Femoral component, cemented, CoCr | 1- 6, left and right | 132459 | October 2016 |  | Changed Benefit.
12 - Knee | 12.01 - FEMORAL COMPONENT: TOTAL KNEE ARTHROPLASTY | 12.01.01 - Cemented, Alloy | 12.01.01.01 - Minimally Stabilised |  | MU063 | 3052 |  | Medacta Australia Pty Ltd | GMK Primary Cemented Standard Femoral Component | Cemented standard femoral component | 0 to 7, left to right | 211426 | October 2016 |  | Changed Benefit.
12 - Knee | 12.01 - FEMORAL COMPONENT: TOTAL KNEE ARTHROPLASTY | 12.01.01 - Cemented, Alloy | 12.01.01.01 - Minimally Stabilised |  | MU112 | 3052 |  | Medacta Australia Pty Ltd | GMK Cemented Standard Femur - TiNbN coated | Cemented standard femoral component, with TiNbN surface coating | sizes 0 to 7, left to right | 254612 | August 2017 |  | Changed Size.
12 - Knee | 12.01 - FEMORAL COMPONENT: TOTAL KNEE ARTHROPLASTY | 12.01.01 - Cemented, Alloy | 12.01.01.01 - Minimally Stabilised |  | MU145 | 3052 |  | Medacta Australia Pty Ltd | GMK Sphere Femoral Component | Cemented femoral component | 1 to 7 Left 1 to 7 Right | 211411 | October 2016 |  | Changed Benefit.
12 - Knee | 12.01 - FEMORAL COMPONENT: TOTAL KNEE ARTHROPLASTY | 12.01.01 - Cemented, Alloy | 12.01.01.01 - Minimally Stabilised |  | OH553 | 3052 |  | Orthotech Pty Ltd | Trekking Knee System, Femoral Component - CR | Femoral Component - CR | Shape: Left and Right Width (mm): 59 - 79 Width (mm): Depth 53-73 Size: T1L - T5L Size: T1R - T5R | 287516 | August 2017 |  | Expanded from OH427
12 - Knee | 12.01 - FEMORAL COMPONENT: TOTAL KNEE ARTHROPLASTY | 12.01.01 - Cemented, Alloy | 12.01.01.01 - Minimally Stabilised |  | OO001 | 3052 |  | Oceania Orthopaedics | ACS Knee System - Femoral component cemented | Cemented resurfacing femoral component for use in knee athroplasty | Left/Right 1-7 | 265601 | February 2017 |  | Changed Size.
12 - Knee | 12.01 - FEMORAL COMPONENT: TOTAL KNEE ARTHROPLASTY | 12.01.01 - Cemented, Alloy | 12.01.01.01 - Minimally Stabilised |  | SF139 | 3052 |  | Signature Orthopaedics | Active Knee Femoral Component | Femoral Component, Cemented, CoCr | Sizes 00 - 5 Left & Right | 276959 | October 2016 |  | Changed Benefit.
12 - Knee | 12.01 - FEMORAL COMPONENT: TOTAL KNEE ARTHROPLASTY | 12.01.01 - Cemented, Alloy | 12.01.01.01 - Minimally Stabilised |  | SK332 | 3052 |  | Stryker Australia Pty Ltd | Scorpio NRG Knee System Femoral Component | Minimally stabilised, cemented, CoCr | Sizes 3,4,5,6,7,9,11,13 | 128031, 12875 | October 2016 |  | Changed Benefit.
12 - Knee | 12.01 - FEMORAL COMPONENT: TOTAL KNEE ARTHROPLASTY | 12.01.01 - Cemented, Alloy | 12.01.01.01 - Minimally Stabilised |  | SN992 | 3052 |  | Smith & Nephew Pty Ltd | Legion Knee System Femoral Component | Legion Femoral, cemented, CoCr | 2-8 Left & Right | 212548 | October 2016 |  | Changed Benefit.
12 - Knee | 12.01 - FEMORAL COMPONENT: TOTAL KNEE ARTHROPLASTY | 12.01.01 - Cemented, Alloy | 12.01.01.01 - Minimally Stabilised |  | SR063 | 3052 |  | Stryker Australia Pty Ltd | Scorpio Knee System Femoral Component | Minimally stabilised, cemented, CoCr with TiNi surface treatment (LFIT - Low friction ion treatment) | 3 Left, 3 Right, 5 Left, 5 Right, 7 Left, 7 Right, 9 Left, 9 Right, 11 Left, 11 Right, 13 Left, 13 Right | 139145 | October 2016 |  | Changed Benefit.
12 - Knee | 12.01 - FEMORAL COMPONENT: TOTAL KNEE ARTHROPLASTY | 12.01.01 - Cemented, Alloy | 12.01.01.01 - Minimally Stabilised |  | ST634 | 3052 |  | Stryker Australia Pty Ltd | Scorpio Knee System Femoral Component | Minimally stabilised, cemented, CoCr | 3, 5, 7, 9, 11, 13 | 128031, 12875 | February 2017 |  | Changed Product Name, Description.
12 - Knee | 12.01 - FEMORAL COMPONENT: TOTAL KNEE ARTHROPLASTY | 12.01.01 - Cemented, Alloy | 12.01.01.01 - Minimally Stabilised |  | TZ009 | 3052 |  | The Trustee for Adler Ortho Unit Trust | Genus Knee System - Genus Cemented Femoral Component | Femoral Component for Total Knee Arthroplasty | 1-7 right, 1-7 left | 232056 | August 2017 |  | Transferred from OO150
12 - Knee | 12.01 - FEMORAL COMPONENT: TOTAL KNEE ARTHROPLASTY | 12.01.01 - Cemented, Alloy | 12.01.01.01 - Minimally Stabilised |  | WR202 | 3052 |  | Wright Medical Australia | Advantim Total Knee System | Cemented femoral component, CoCr | Small, Medium, Large, Xlarge | 154706 | October 2016 |  | Changed Benefit.
12 - Knee | 12.01 - FEMORAL COMPONENT: TOTAL KNEE ARTHROPLASTY | 12.01.01 - Cemented, Alloy | 12.01.01.01 - Minimally Stabilised |  | ZI559 | 3052 |  | Zimmer Biomet Pty Ltd | Natural Knee II Flex Femur | Femoral Component, cemented, CoCr, High Flex | Sizes 1 to 5 GSM Left and Right and Sizes 0 to 4 GSF Left and Right | 220139, 220140 | October 2016 |  | Changed Benefit.
12 - Knee | 12.01 - FEMORAL COMPONENT: TOTAL KNEE ARTHROPLASTY | 12.01.01 - Cemented, Alloy | 12.01.01.01 - Minimally Stabilised |  | ZI961 | 3052 |  | Zimmer Biomet Pty Ltd | Persona Knee System | Persona CR Femoral Component, Cemented | Sizes 1-12 | 261278 | February 2017 |  | New Listing
12 - Knee | 12.01 - FEMORAL COMPONENT: TOTAL KNEE ARTHROPLASTY | 12.01.01 - Cemented, Alloy | 12.01.01.01 - Minimally Stabilised | Ceramic Surface | BB360 | 3191 |  | B Braun Australia Pty Ltd | AS Columbus Knee System Femur CR cemented | Columbus cemented AS coated CR Fixed bearing femoral component for total knee arthroplasty | 1-7 Left and Right | 279466 | February 2017 |  | New Listing
12 - Knee | 12.01 - FEMORAL COMPONENT: TOTAL KNEE ARTHROPLASTY | 12.01.01 - Cemented, Alloy | 12.01.01.01 - Minimally Stabilised | Ceramic Surface | DY374 | 3191 |  | Johnson & Johnson Medical Pty Ltd | LCS Complete Knee System femoral component | Femoral component, cemented, Titanium with TiN surface treatment | Sizes small to large+ | 131657 | October 2016 |  | Changed Benefit.
12 - Knee | 12.01 - FEMORAL COMPONENT: TOTAL KNEE ARTHROPLASTY | 12.01.01 - Cemented, Alloy | 12.01.01.01 - Minimally Stabilised | Ceramic Surface | MU027 | 3191 |  | Medacta Australia Pty Ltd | Evolis Knee System Femoral Component | Femoral Component, cemented, CoCr, with TiNi (TiNibN) surface coating | 1 - 6, left and right | 132459 | October 2016 |  | Changed Benefit.
12 - Knee | 12.01 - FEMORAL COMPONENT: TOTAL KNEE ARTHROPLASTY | 12.01.01 - Cemented, Alloy | 12.01.01.01 - Minimally Stabilised | Fixed Stem | MJ021 | 4216 |  | MatOrtho Australia Pty Ltd | MRK (Medial Rotation Knee) Total Knee System Revision Femoral Component | Stemmed Femoral Component, Cemented, CoCr | 0-5 Left and Right | 117768, 192370 | October 2016 |  | Changed Benefit.
12 - Knee | 12.01 - FEMORAL COMPONENT: TOTAL KNEE ARTHROPLASTY | 12.01.01 - Cemented, Alloy | 12.01.01.01 - Minimally Stabilised | Revision | BV008 | 5596 |  | MICROPORT ORTHOPEDICS PTY LIMITED | Advance Medial Pivot Knee System | Stemmed condular medial pivot component, cemented, grit blasted, minimally stabilised, femoral component, CoCr, usually used with a anterior lipped insert | 1, 2, 3, 4, 5 All in Left & Right | 236060 | October 2016 |  | Changed Benefit.
12 - Knee | 12.01 - FEMORAL COMPONENT: TOTAL KNEE ARTHROPLASTY | 12.01.01 - Cemented, Alloy | 12.01.01.01 - Minimally Stabilised | Revision | DY368 | 5596 |  | Johnson & Johnson Medical Pty Ltd | LCS Complete Knee System femoral component | Femoral component, cemented, CoCr | Sizes small to large+ | 131657 | October 2016 |  | Changed Benefit.
12 - Knee | 12.01 - FEMORAL COMPONENT: TOTAL KNEE ARTHROPLASTY | 12.01.01 - Cemented, Alloy | 12.01.01.01 - Minimally Stabilised | Revision | MU081 | 5596 |  | Medacta Australia Pty Ltd | GMK Revision cemented standard femur | Cemented minimally stabilised femoral component | Sizes 1 to 6, Left and Right | 211444 | October 2016 |  | Changed Benefit.
12 - Knee | 12.01 - FEMORAL COMPONENT: TOTAL KNEE ARTHROPLASTY | 12.01.01 - Cemented, Alloy | 12.01.01.01 - Minimally Stabilised | Revision | OO017 | 5596 |  | Oceania Orthopaedics | ACS Knee System - ACS LS Revision Femoral component, Cemented | Cemented femoral component, revision, for use with stems | Left/Right Sizes 2/3/4/5/6 | 265605 | October 2016 |  | Changed Benefit.
12 - Knee | 12.01 - FEMORAL COMPONENT: TOTAL KNEE ARTHROPLASTY | 12.01.01 - Cemented, Alloy | 12.01.01.01 - Minimally Stabilised | SCP | BI898 | 3515 |  | Zimmer Biomet Pty Ltd | Vanguard Total Knee System | Femoral Component, CR, Cemented, anatomic, CoCr. | 55, 57.5, 60, 62.5, 65, 67.5, 70, 75, 80 Left and Right | 218494 | August 2017 |  | Changed Suffix, Benefit.
12 - Knee | 12.01 - FEMORAL COMPONENT: TOTAL KNEE ARTHROPLASTY | 12.01.01 - Cemented, Alloy | 12.01.01.01 - Minimally Stabilised | SCP | DP004 | 3515 |  | Johnson & Johnson Medical Pty Ltd | LCS Complete Knee System femoral component | Femoral cemented, CoCr | Sizes small to large+ | 131657 | October 2016 |  | Changed Benefit.
12 - Knee | 12.01 - FEMORAL COMPONENT: TOTAL KNEE ARTHROPLASTY | 12.01.01 - Cemented, Alloy | 12.01.01.01 - Minimally Stabilised | SCP | SK324 | 3515 |  | Stryker Australia Pty Ltd | Triathlon Knee System Femoral Component | Minimally stabilised, cemented, CoCr | Sizes 1 to 8 | 128031 | February 2017 |  | Changed Suffix, Benefit.
12 - Knee | 12.01 - FEMORAL COMPONENT: TOTAL KNEE ARTHROPLASTY | 12.01.01 - Cemented, Alloy | 12.01.01.01 - Minimally Stabilised | SCP | SN991 | 3515 |  | Smith & Nephew Pty Ltd | Genesis II Knee System Femoral Component | Femoral Component, cemented, CoCr | 1-8 Left & Right | 207041 | October 2016 |  | Changed Benefit.
12 - Knee | 12.01 - FEMORAL COMPONENT: TOTAL KNEE ARTHROPLASTY | 12.01.01 - Cemented, Alloy | 12.01.01.02 - Posterior Stabilised |  | BB206 | 3145 |  | B Braun Australia Pty Ltd | Columbus Total Knee System (TKS) Femoral Component | Femoral component, cemented, CoCr, posterior stabilised | F1 - F7, Left and Right | 96481 | February 2017 |  | Changed Product Name, Description.
12 - Knee | 12.01 - FEMORAL COMPONENT: TOTAL KNEE ARTHROPLASTY | 12.01.01 - Cemented, Alloy | 12.01.01.02 - Posterior Stabilised |  | BI150 | 3145 |  | Zimmer Biomet Pty Ltd | AGC System femoral component | Femoral Component, cemented, CoCr, left and right sided (anatomic), posterior stabilised | 55 to 80mm | 131310 | October 2016 |  | Changed Benefit.
12 - Knee | 12.01 - FEMORAL COMPONENT: TOTAL KNEE ARTHROPLASTY | 12.01.01 - Cemented, Alloy | 12.01.01.02 - Posterior Stabilised |  | BI897 | 3145 |  | Zimmer Biomet Pty Ltd | Vanguard Total Knee System | Femoral Component, Posterior Stabilised, Cemented, anatomic, CoCr. | 55, 57.5, 60, 62.5, 65, 67.5, 70, 75, 80 Left and Right | 98449 | October 2016 |  | Changed Benefit.
12 - Knee | 12.01 - FEMORAL COMPONENT: TOTAL KNEE ARTHROPLASTY | 12.01.01 - Cemented, Alloy | 12.01.01.02 - Posterior Stabilised |  | BV001 | 3145 |  | MICROPORT ORTHOPEDICS PTY LIMITED | Evolution Medial Pivot Knee System | Cemented, grit blasted, prosterior stabilised, femoral component | 1, 2, 3, 4, 5, 6, 7 & 8 | 259355 | October 2016 |  | Changed Benefit.
12 - Knee | 12.01 - FEMORAL COMPONENT: TOTAL KNEE ARTHROPLASTY | 12.01.01 - Cemented, Alloy | 12.01.01.02 - Posterior Stabilised |  | CR227 | 3145 |  | Corin Australia Pty Ltd | HLS Kneetec - Femoral Implant | Femoral implant of the HLS Kneetec System, cemented, CoCr, Posterior Stabilised | Left and Right, 10 sizes each: 7 standard (1 to 7) and 3 "narrow" (3 to 5) | 206209 | February 2017 |  | Transferred from TO060
12 - Knee | 12.01 - FEMORAL COMPONENT: TOTAL KNEE ARTHROPLASTY | 12.01.01 - Cemented, Alloy | 12.01.01.02 - Posterior Stabilised |  | DP149 | 3145 |  | Johnson & Johnson Medical Pty Ltd | PFC Sigma Knee System femoral component | Femoral component, cemented, CoCr, posterior stabilised | Size 1-6 including narrow sizes | 131657, 97699 | October 2016 |  | Changed Benefit.
12 - Knee | 12.01 - FEMORAL COMPONENT: TOTAL KNEE ARTHROPLASTY | 12.01.01 - Cemented, Alloy | 12.01.01.02 - Posterior Stabilised |  | DY404 | 3145 |  | Johnson & Johnson Medical Pty Ltd | PFC Sigma Knee System RPF/PS150 femoral component | Femoral component, cemented, CoCr, high flex, posterior stabilised | Size 1-6 including narrow sizes | 191588, 97698 | October 2016 |  | Changed Benefit.
12 - Knee | 12.01 - FEMORAL COMPONENT: TOTAL KNEE ARTHROPLASTY | 12.01.01 - Cemented, Alloy | 12.01.01.02 - Posterior Stabilised |  | EX033 | 3145 |  | EXACTECH AUSTRALIA PTY LTD | Optetrak Total Knee System Femoral Component | Femoral Component, cemented, CoCr, posterior stabilised | Size 1 - 6 | 159613 | October 2016 |  | Changed Benefit.
12 - Knee | 12.01 - FEMORAL COMPONENT: TOTAL KNEE ARTHROPLASTY | 12.01.01 - Cemented, Alloy | 12.01.01.02 - Posterior Stabilised |  | EX034 | 3145 |  | EXACTECH AUSTRALIA PTY LTD | Optetrak Hi Flex Femoral Component | Femoral Component, Cemented, CoCr, High Flex (Hi Flex), posterior stabilised | 1-6 | 159613 | October 2016 |  | Changed Benefit.
12 - Knee | 12.01 - FEMORAL COMPONENT: TOTAL KNEE ARTHROPLASTY | 12.01.01 - Cemented, Alloy | 12.01.01.02 - Posterior Stabilised |  | GO287 | 3145 |  | Global Orthopaedic Technology | Apex PS Cemented Femoral Component | The femoral component of a total knee system that incorporates a proportionally sized box. | Sizes 1-6, plus Sizes 1+ to 5+ Left and Right | 278616 | October 2016 |  | Changed Benefit.
12 - Knee | 12.01 - FEMORAL COMPONENT: TOTAL KNEE ARTHROPLASTY | 12.01.01 - Cemented, Alloy | 12.01.01.02 - Posterior Stabilised |  | JJ954 | 3145 |  | Johnson & Johnson Medical Pty Ltd | Attune Knee System | Posterior Stabilised Cemented Femur | 1-10 including narrow | 220504 | October 2016 |  | Changed Benefit.
12 - Knee | 12.01 - FEMORAL COMPONENT: TOTAL KNEE ARTHROPLASTY | 12.01.01 - Cemented, Alloy | 12.01.01.02 - Posterior Stabilised |  | MA487 | 3145 |  | Mathys Orthopaedics Pty Ltd | balanSys Femoral Component | Femoral component, cemented, CoCr, posterior stabilised | XS to F, Left and Right | 206047 | October 2016 |  | Changed Benefit.
12 - Knee | 12.01 - FEMORAL COMPONENT: TOTAL KNEE ARTHROPLASTY | 12.01.01 - Cemented, Alloy | 12.01.01.02 - Posterior Stabilised |  | MA493 | 3145 |  | Mathys Orthopaedics Pty Ltd | Balansys Knee System / Femoral Component, PS, cemented, TiNbN coated | Balansys Femoral Component/PS cemented, TiNbN coated, CoCrMo, TiNbN | XS to F, Left and Right | 206174 | October 2016 |  | Changed Benefit.
12 - Knee | 12.01 - FEMORAL COMPONENT: TOTAL KNEE ARTHROPLASTY | 12.01.01 - Cemented, Alloy | 12.01.01.02 - Posterior Stabilised |  | MU028 | 3145 |  | Medacta Australia Pty Ltd | Evolis Knee System Femoral Component | Femoral Component, cemented, CoCr, posterior stabilised | 1 - 6, left and right | 132459 | October 2016 |  | Changed Benefit.
12 - Knee | 12.01 - FEMORAL COMPONENT: TOTAL KNEE ARTHROPLASTY | 12.01.01 - Cemented, Alloy | 12.01.01.02 - Posterior Stabilised |  | MU029 | 3145 |  | Medacta Australia Pty Ltd | Evolis Knee System Femoral Component | Femoral Component, cemented, CoCr, posterior stabilised with TiNi (TiNibN) surface coating | 1 - 6, left and right | 132459 | October 2016 |  | Changed Benefit.
12 - Knee | 12.01 - FEMORAL COMPONENT: TOTAL KNEE ARTHROPLASTY | 12.01.01 - Cemented, Alloy | 12.01.01.02 - Posterior Stabilised |  | MU064 | 3145 |  | Medacta Australia Pty Ltd | GMK posterior stabilised cemented femur | Cemented posterior stabilised femoral component | 0 to 7, left to right | 132459 | October 2016 |  | Changed Benefit.
12 - Knee | 12.01 - FEMORAL COMPONENT: TOTAL KNEE ARTHROPLASTY | 12.01.01 - Cemented, Alloy | 12.01.01.02 - Posterior Stabilised |  | MU113 | 3145 |  | Medacta Australia Pty Ltd | GMK Posterior Stabilised Cemented Femur -TiNbN coated | Cemented posterior stabilised femoral component, with TiNbN surface coating | sizes 0 to 7, left and right | 254613 | August 2017 |  | Changed Size.
12 - Knee | 12.01 - FEMORAL COMPONENT: TOTAL KNEE ARTHROPLASTY | 12.01.01 - Cemented, Alloy | 12.01.01.02 - Posterior Stabilised |  | OH552 | 3145 |  | Orthotech Pty Ltd | Trekking Knee System, Femoral Component - PS | Femoral Component - PS | Size: T1R - T5R Size: T1L - T5L Width (mm): 59 - 79 Width (mm) Depth 53-73 Shape: Left and Right | 287517 | August 2017 |  | Expanded from OH427
12 - Knee | 12.01 - FEMORAL COMPONENT: TOTAL KNEE ARTHROPLASTY | 12.01.01 - Cemented, Alloy | 12.01.01.02 - Posterior Stabilised |  | OO018 | 3145 |  | Oceania Orthopaedics | ACS Knee System - PS Femoral component, cemented | ACS posterior stabilised femoral component, cemented | Size 2,2.5,3,4,5,6 left/right | 265603 | October 2016 |  | Changed Benefit.
12 - Knee | 12.01 - FEMORAL COMPONENT: TOTAL KNEE ARTHROPLASTY | 12.01.01 - Cemented, Alloy | 12.01.01.02 - Posterior Stabilised |  | SN990 | 3145 |  | Smith & Nephew Pty Ltd | Legion Knee System Femoral Component | Femoral Component, cemented posterier stabilised, CoCr | 2-8 Left & Right | 212549 | October 2016 |  | Changed Benefit.
12 - Knee | 12.01 - FEMORAL COMPONENT: TOTAL KNEE ARTHROPLASTY | 12.01.01 - Cemented, Alloy | 12.01.01.02 - Posterior Stabilised |  | SR003 | 3145 |  | Stryker Australia Pty Ltd | Scorpio NRG Knee System Femoral Component | Posterior stabilised, cemented, CoCr | Sizes 3,4,5,6,7,9,11,13 | 128031, 12875 | October 2016 |  | Changed Benefit.
12 - Knee | 12.01 - FEMORAL COMPONENT: TOTAL KNEE ARTHROPLASTY | 12.01.01 - Cemented, Alloy | 12.01.01.02 - Posterior Stabilised |  | SR009 | 3145 |  | Stryker Australia Pty Ltd | Triathlon Knee System Femoral Component | Posterior stabilised, cemented, CoCr, with ability to add lugs or augments | Sizes 1 to 8 | 128031, 16236 | October 2016 |  | Changed Benefit.
12 - Knee | 12.01 - FEMORAL COMPONENT: TOTAL KNEE ARTHROPLASTY | 12.01.01 - Cemented, Alloy | 12.01.01.02 - Posterior Stabilised |  | SR019 | 3145 |  | Stryker Australia Pty Ltd | Scorpio Knee System Femoral Component | Posterior stabilised, cemented, CoCr | 3, 5, 7, 9, 11, 13 | 128031, 12875 | October 2016 |  | Changed Benefit.
12 - Knee | 12.01 - FEMORAL COMPONENT: TOTAL KNEE ARTHROPLASTY | 12.01.01 - Cemented, Alloy | 12.01.01.02 - Posterior Stabilised |  | ST984 | 3145 |  | Stryker Australia Pty Ltd | Scorpio Knee System Femoral Component | Posterior stabilised, cemented, CoCr with TiNi surface treatment (LFIT - Low Friction Ion Treatment) | 3 Left, 3 Right, 5 Left, 5 Right, 7 Left, 7 Right, 9 Left, 9 Right, 11 Left, 11 Right, 13 Left, 13 Right | 139145 | October 2016 |  | Changed Benefit.
12 - Knee | 12.01 - FEMORAL COMPONENT: TOTAL KNEE ARTHROPLASTY | 12.01.01 - Cemented, Alloy | 12.01.01.02 - Posterior Stabilised |  | TO008 | 3145 |  | Tornier Pty Ltd | HLS Noetos Femoral Component | Femoral Component, cemented, CoCr, posterior stabilised using midline condyle | 1 - 6 CoCr | 134051, 66686 | October 2016 |  | Changed Benefit.
12 - Knee | 12.01 - FEMORAL COMPONENT: TOTAL KNEE ARTHROPLASTY | 12.01.01 - Cemented, Alloy | 12.01.01.02 - Posterior Stabilised |  | ZI589 | 3145 |  | Zimmer Biomet Pty Ltd | NexGen LPS Flex GSF Femoral Components - Option | Cobalt Chrome, High Flex, cemented, posterior stabilised | Sizes GSF C to G, Left to Right | 222083 | October 2016 |  | Changed Benefit.
12 - Knee | 12.01 - FEMORAL COMPONENT: TOTAL KNEE ARTHROPLASTY | 12.01.01 - Cemented, Alloy | 12.01.01.02 - Posterior Stabilised |  | ZI736 | 3145 |  | Zimmer Biomet Pty Ltd | NexGen LPS-Flex Tivanium Femoral Component | LPS-Flex Tivanium Femoral Component, Size C Left LPS-Flex Tivanium Femoral Component, Size C Right LPS-Flex Tivanium Femoral Component, Size D Left LPS-Flex Tivanium Femoral Component, Size D Right LPS-Flex Tivanium Femoral Component, Size E Left LPS | 00-5968-013-51 LPS-Flex Tivanium Femoral Component, Size C Left 00-5968-013-52 LPS-Flex Tivanium Femoral Component, Size C Right 00-5968-014-51 LPS-Flex Tivanium Femoral Component, Size D Left 00-5968-014-52 LPS-Flex Tivanium Femoral Component, Size D | 231632 | October 2016 |  | Changed Benefit.
12 - Knee | 12.01 - FEMORAL COMPONENT: TOTAL KNEE ARTHROPLASTY | 12.01.01 - Cemented, Alloy | 12.01.01.02 - Posterior Stabilised |  | ZI933 | 3145 |  | Zimmer Biomet Pty Ltd | Persona Knee System | Persona PS Femoral Component, Cemented | 1-12, including narrow | 261279 | October 2016 |  | Changed Benefit.
12 - Knee | 12.01 - FEMORAL COMPONENT: TOTAL KNEE ARTHROPLASTY | 12.01.01 - Cemented, Alloy | 12.01.01.02 - Posterior Stabilised | Revision | BB196 | 5689 |  | B Braun Australia Pty Ltd | E.motion Total Knee System | Posterior Stabilised Knee Component cemented | F2 - F8 Right Left | 96481 | October 2016 |  | Changed Benefit.
12 - Knee | 12.01 - FEMORAL COMPONENT: TOTAL KNEE ARTHROPLASTY | 12.01.01 - Cemented, Alloy | 12.01.01.02 - Posterior Stabilised | Revision | CR238 | 5689 |  | Corin Australia Pty Ltd | HLS Noetos Revision Femoral Component | Femoral Component, cemented, CoCr, posterior stabilised using midline condyle | 1 to 6 right and left | 210880 | February 2017 |  | Transferred from TO021
12 - Knee | 12.01 - FEMORAL COMPONENT: TOTAL KNEE ARTHROPLASTY | 12.01.01 - Cemented, Alloy | 12.01.01.02 - Posterior Stabilised | Revision | GO113 | 5689 |  | Global Orthopaedic Technology | RBK Total Knee System Femoral Component | Femoral Component, cemented, CoCr, posterior stabilised | Size 0 to 5 | 143925 | October 2016 |  | Changed Benefit.
12 - Knee | 12.01 - FEMORAL COMPONENT: TOTAL KNEE ARTHROPLASTY | 12.01.01 - Cemented, Alloy | 12.01.01.02 - Posterior Stabilised | Revision | GO286 | 5689 |  | Global Orthopaedic Technology | Apex PS Cemented Revision Femoral Component | The femoral component of a total knee revision system that incorporates a proportionally sized box. | Sizes 1-6, plus Sizes 1+ to 5+ Left and Right | 196653 | October 2016 |  | Changed Benefit.
12 - Knee | 12.01 - FEMORAL COMPONENT: TOTAL KNEE ARTHROPLASTY | 12.01.01 - Cemented, Alloy | 12.01.01.02 - Posterior Stabilised | Revision | LI063 | 5689 |  | Amplitude Australia | Score Knee System Femoral Component | Femoral Component, CoCr, cemented, Posterior Stabilised | 4 sizes in left and right | 210579 | October 2016 |  | Changed Benefit.
12 - Knee | 12.01 - FEMORAL COMPONENT: TOTAL KNEE ARTHROPLASTY | 12.01.01 - Cemented, Alloy | 12.01.01.02 - Posterior Stabilised | Revision | MA506 | 5689 |  | Mathys Orthopaedics Pty Ltd | Balansys Revision Knee | Femoral component, contrained | A to E, right to left | 209536 | October 2016 |  | Changed Benefit.
12 - Knee | 12.01 - FEMORAL COMPONENT: TOTAL KNEE ARTHROPLASTY | 12.01.01 - Cemented, Alloy | 12.01.01.02 - Posterior Stabilised | Revision | MU089 | 5689 |  | Medacta Australia Pty Ltd | GMK Revision cemented posterior-stabilised femur | Cemented posterior stabilised femoral component | Sizes 1 to 6, Left and Right | 211486 | October 2016 |  | Changed Benefit.
12 - Knee | 12.01 - FEMORAL COMPONENT: TOTAL KNEE ARTHROPLASTY | 12.01.01 - Cemented, Alloy | 12.01.01.02 - Posterior Stabilised | Revision | OH419 | 5689 |  | Orthotech Pty Ltd | Trekking Knee System: TCK Revision Femoral Component PS | Femoral Component Revision - PS | Size: T1R - T5R Size: T1L - T5L Shape: Left and Right Width (mm): 59 - 79 Width (mm): Depth 53-73 | 287507 | August 2017 |  | Changed Product Name, Description, Size, Product Sub Group, Suffix, Benefit.
12 - Knee | 12.01 - FEMORAL COMPONENT: TOTAL KNEE ARTHROPLASTY | 12.01.01 - Cemented, Alloy | 12.01.01.02 - Posterior Stabilised | Revision | ZI423 | 5689 |  | Zimmer Biomet Pty Ltd | Natural Knee Femoral Component | Femoral component, cemented, CoCr, possterior stabilised | Size 00 to 4 (left & right), | 95760 | October 2016 |  | Changed Benefit.
12 - Knee | 12.01 - FEMORAL COMPONENT: TOTAL KNEE ARTHROPLASTY | 12.01.01 - Cemented, Alloy | 12.01.01.02 - Posterior Stabilised | SCP | SN989 | 3515 |  | Smith & Nephew Pty Ltd | Genesis II Knee System Femoral Component | Femoral component, cemented posterior stabilised, CoCr | 1-8 Left & Right | 207012 | October 2016 |  | Changed Benefit.
12 - Knee | 12.01 - FEMORAL COMPONENT: TOTAL KNEE ARTHROPLASTY | 12.01.01 - Cemented, Alloy | 12.01.01.03 - Totally Constrained |  | EX035 | 3238 |  | EXACTECH AUSTRALIA PTY LTD | Optetrak Total Knee System CCK and NMC (constrained Condylar and Non-Modular Constrained Knee) Femoral component | Femoral Component, cemented, CoCr, totally stabilised | Size 1 - 6(CCK), Size 1-5(NMC) | 159613 | October 2016 |  | Changed Benefit.
12 - Knee | 12.01 - FEMORAL COMPONENT: TOTAL KNEE ARTHROPLASTY | 12.01.01 - Cemented, Alloy | 12.01.01.03 - Totally Constrained |  | LO170 | 3238 |  | Link Orthopaedics Australia | LINK Endo Model Rotational and Hinge Knee Prostheses | Femoral Components | Extra Small - Extra Large | 157545 | October 2016 |  | Changed Benefit.
12 - Knee | 12.01 - FEMORAL COMPONENT: TOTAL KNEE ARTHROPLASTY | 12.01.01 - Cemented, Alloy | 12.01.01.03 - Totally Constrained | Hinged | DP254 | 6244 |  | Johnson & Johnson Medical Pty Ltd | SROM Noiles Knee System femoral component | Rotating Hinge, cemented, CoCr femoral component. | Sizes xxsmall-large | 131657 | October 2016 |  | Changed Benefit.
12 - Knee | 12.01 - FEMORAL COMPONENT: TOTAL KNEE ARTHROPLASTY | 12.01.01 - Cemented, Alloy | 12.01.01.03 - Totally Constrained | Hinged | OO159 | 6244 |  | Oceania Orthopaedics | MUTARS GenuX MK Femoral Component Cemented | MUTARS GenuX MK Femoral Component Cemented | Left/Right 2,3,4,5,6 | 238795 | October 2016 |  | Changed Benefit.
12 - Knee | 12.01 - FEMORAL COMPONENT: TOTAL KNEE ARTHROPLASTY | 12.01.01 - Cemented, Alloy | 12.01.01.03 - Totally Constrained | Hinged | ZI305 | 6244 |  | Zimmer Biomet Pty Ltd | Nexgen Rotating Hinged Knee Femoral Component | Femoral Component, with a fixed rotating hinge on UHMWPE bearings, cemented, CoCr | B-F | 220388 | October 2016 |  | Changed Benefit.
12 - Knee | 12.01 - FEMORAL COMPONENT: TOTAL KNEE ARTHROPLASTY | 12.01.01 - Cemented, Alloy | 12.01.01.03 - Totally Constrained | Revision | BI933 | 5781 |  | Zimmer Biomet Pty Ltd | Vanguard SSK Knee System | Femoral Component, CoCr, Ti | 55 to 80mm | 98449 | October 2016 |  | Changed Benefit.
12 - Knee | 12.01 - FEMORAL COMPONENT: TOTAL KNEE ARTHROPLASTY | 12.01.01 - Cemented, Alloy | 12.01.01.03 - Totally Constrained | Revision | BV009 | 5781 |  | MICROPORT ORTHOPEDICS PTY LIMITED | Advance Medial Pivot Knee System | Cemented, grit blasted, totally constrained, femoral component, CoCr | 1, 2, 3, 4, 5 | 220420 | October 2016 |  | Changed Benefit.
12 - Knee | 12.01 - FEMORAL COMPONENT: TOTAL KNEE ARTHROPLASTY | 12.01.01 - Cemented, Alloy | 12.01.01.03 - Totally Constrained | Revision | DP150 | 5781 |  | Johnson & Johnson Medical Pty Ltd | PFC Sigma Knee System TC3 femoral component | Femoral component, cemented, CoCr, totally constrained | Size 1-6 | 131657, 97698, 98088 | October 2016 |  | Changed Benefit.
12 - Knee | 12.01 - FEMORAL COMPONENT: TOTAL KNEE ARTHROPLASTY | 12.01.01 - Cemented, Alloy | 12.01.01.03 - Totally Constrained | Revision | DY148 | 5781 |  | Johnson & Johnson Medical Pty Ltd | LCS Complete Knee System femoral component | Femoral component, cemented, CoCr, totally constrained | Sizes small to large+ | 131657, 138036 | October 2016 |  | Changed Benefit.
12 - Knee | 12.01 - FEMORAL COMPONENT: TOTAL KNEE ARTHROPLASTY | 12.01.01 - Cemented, Alloy | 12.01.01.03 - Totally Constrained | Revision | EX066 | 5781 |  | EXACTECH AUSTRALIA PTY LTD | Optetrak Total Knee System CCK (Constrained Condylar Knee) Femoral Component | Femoral Component, cemented, CoCr, totally stabilised | Size 1 - 6 | 130881, 74915 | October 2016 |  | Changed Benefit.
12 - Knee | 12.01 - FEMORAL COMPONENT: TOTAL KNEE ARTHROPLASTY | 12.01.01 - Cemented, Alloy | 12.01.01.03 - Totally Constrained | Revision | OO016 | 5781 |  | Oceania Orthopaedics | ACS Knee System - ACS SC Revision Femoral component, Cemented | Cemented femoral component, Cemented | Left/Right Sizes 2/2.5/3/4/5/6 | 265609 | August 2017 |  | Changed Product Group, Product Sub Group, Benefit.
12 - Knee | 12.01 - FEMORAL COMPONENT: TOTAL KNEE ARTHROPLASTY | 12.01.01 - Cemented, Alloy | 12.01.01.03 - Totally Constrained | Revision | SK440 | 5781 |  | Stryker Australia Pty Ltd | Triathlon TS Knee System Femoral Component | Totally constrained, cemented, CoCr | Left & Right Size 1-8 | 128029 | October 2016 |  | Changed Benefit.
12 - Knee | 12.01 - FEMORAL COMPONENT: TOTAL KNEE ARTHROPLASTY | 12.01.01 - Cemented, Alloy | 12.01.01.03 - Totally Constrained | Revision | SN851 | 5781 |  | Smith & Nephew Pty Ltd | Legion Knee System Femoral Component | Femoral Component, CoCr, Cemented, totally constrained | Sizes 1-10, Left and Right | 208088 | October 2016 |  | Changed Benefit.
12 - Knee | 12.01 - FEMORAL COMPONENT: TOTAL KNEE ARTHROPLASTY | 12.01.01 - Cemented, Alloy | 12.01.01.03 - Totally Constrained | Revision | SR060 | 5781 |  | Stryker Australia Pty Ltd | Scorpio Knee System Femoral Component | Totally constrained, CoCr with TiNi surface treatment (LFIT - Low Friction Ion Treatment) | 3 Left, 3 Right, 5 Left, 5 Right, 7 Left, 7 Right, 9 Left, 9 Right, 11 Left, 11 Right, 13 Left, 13 Right | 139145 | October 2016 |  | Changed Benefit.
12 - Knee | 12.01 - FEMORAL COMPONENT: TOTAL KNEE ARTHROPLASTY | 12.01.01 - Cemented, Alloy | 12.01.01.03 - Totally Constrained | Revision | ST602 | 5781 |  | Stryker Australia Pty Ltd | Duracon TS Knee System Femoral Component | Totally constrained, cemented, CoCr (Vitallium) | Extra Small, Small, Medium, Medium Large, Large, Extra Large | 128031, 16234 | October 2016 |  | Changed Benefit.
12 - Knee | 12.01 - FEMORAL COMPONENT: TOTAL KNEE ARTHROPLASTY | 12.01.01 - Cemented, Alloy | 12.01.01.03 - Totally Constrained | Revision | ZI119 | 5781 |  | Zimmer Biomet Pty Ltd | NexGen LCCK (Legacy Constrained Condylar Knee) Femoral Component | Femoral component, totally constrained, CoCr | A - H (L&R) | 214729 | October 2016 |  | Changed Benefit.
12 - Knee | 12.01 - FEMORAL COMPONENT: TOTAL KNEE ARTHROPLASTY | 12.01.01 - Cemented, Alloy | 12.01.01.03 - Totally Constrained | Revision, Hinged | BB350 | 6244 |  | B Braun Australia Pty Ltd | EnduRo Rotating Hinge Knee Femoral Component | The EnduRo is a Rotating Hinge Knee prosthesis that enables the Orthopaedic Surgeon to treat complex revision knee arthroplasty as well as unstable knees. | 1-3 Right 1-3 Left | 96481 | October 2016 |  | Changed Benefit.
12 - Knee | 12.01 - FEMORAL COMPONENT: TOTAL KNEE ARTHROPLASTY | 12.01.01 - Cemented, Alloy | 12.01.01.03 - Totally Constrained | Revision, Hinged | BH120 | 6244 |  | Zimmer Biomet Pty Ltd | RHK Knee - Femoral Component | Rotating hinge, cemented, CoCr with hinge assembly. | Small right, Standard right, Small left, Standard left. | 109969 | February 2017 |  | Changed Suffix.
12 - Knee | 12.01 - FEMORAL COMPONENT: TOTAL KNEE ARTHROPLASTY | 12.01.01 - Cemented, Alloy | 12.01.01.03 - Totally Constrained | Revision, Hinged | GO169 | 6244 |  | Global Orthopaedic Technology | RBK Total Knee System Femoral Component | Femoral Component, cemented, CoCr, totally constrained | Size 0 to 5 | 143926 | February 2017 |  | Changed Product Name, Suffix.
12 - Knee | 12.01 - FEMORAL COMPONENT: TOTAL KNEE ARTHROPLASTY | 12.01.01 - Cemented, Alloy | 12.01.01.03 - Totally Constrained | Revision, Hinged | HW143 | 6244 |  | Stryker Australia Pty Ltd | MRH (Modular Rotating Hinge) (Modular Rotating Hinge) Femoral Component | MRH Rotating Hinge Femoral component, CoCr (Vitallium), cemented, w/attachable stem, Fixed | Left, Right | 142278, 162366 | February 2017 |  | Changed Product Name, Suffix.
12 - Knee | 12.01 - FEMORAL COMPONENT: TOTAL KNEE ARTHROPLASTY | 12.01.01 - Cemented, Alloy | 12.01.01.03 - Totally Constrained | Revision, Hinged | LO157 | 6244 |  | Link Orthopaedics Australia | Link Modular Knee Prosthesis System | Femoral Components | Extra Small - Extra Large | 221853, 224956 | October 2016 |  | Changed Benefit.
12 - Knee | 12.01 - FEMORAL COMPONENT: TOTAL KNEE ARTHROPLASTY | 12.01.01 - Cemented, Alloy | 12.01.01.03 - Totally Constrained | Revision, Hinged | MU099 | 6244 |  | Medacta Australia Pty Ltd | GMK Hinge femur | Rotating hinge femoral component | 1 to 6 Left and Right | 211408 | February 2017 |  | Changed Suffix.
12 - Knee | 12.01 - FEMORAL COMPONENT: TOTAL KNEE ARTHROPLASTY | 12.01.01 - Cemented, Alloy | 12.01.01.03 - Totally Constrained | Revision, Hinged | OO097 | 6244 |  | Oceania Orthopaedics | MUTARS - Genux Hinged knee femoral component | Cemented Hinge Knee | Size 3,4,5 left and right | 223514 | October 2016 |  | Changed Benefit.
12 - Knee | 12.01 - FEMORAL COMPONENT: TOTAL KNEE ARTHROPLASTY | 12.01.01 - Cemented, Alloy | 12.01.01.03 - Totally Constrained | Revision, Hinged | SF134 | 6244 |  | Signature Orthopaedics | SHiVA Modular Knee Hinge Prosthesis - Femoral Component | Hinge Knee Femoral Component | Sizes 2,3 and 4 Left and right | 192962 | February 2017 |  | Changed Suffix.
12 - Knee | 12.01 - FEMORAL COMPONENT: TOTAL KNEE ARTHROPLASTY | 12.01.01 - Cemented, Alloy | 12.01.01.03 - Totally Constrained | Revision, Hinged | SM158 | 6244 |  | Smith & Nephew Pty Ltd | Legion Hinge Femur CoCr | The femoral component of the Legion Hinge system. | Size 2 to 7 | 232073 | February 2017 |  | Changed Suffix.
12 - Knee | 12.01 - FEMORAL COMPONENT: TOTAL KNEE ARTHROPLASTY | 12.01.02 - Cemented, Alloy, PMMA Coating | 12.01.02.01 - Minimally Stabilised | Revision | ZI113 | 5689 |  | Zimmer Biomet Pty Ltd | NexGen Knee Femoral Component | Femoral Component, cemented with PMMA, CoCr | A - H (L&R) | 95760 | October 2016 |  | Changed Benefit.
12 - Knee | 12.01 - FEMORAL COMPONENT: TOTAL KNEE ARTHROPLASTY | 12.01.02 - Cemented, Alloy, PMMA Coating | 12.01.02.01 - Minimally Stabilised | SCP | ZI111 | 3608 |  | Zimmer Biomet Pty Ltd | NexGen Knee Femoral Component | Femoral Component, cemented with PMMA, CoCr | A - H (L&R) | 216340 | October 2016 |  | Changed Benefit.
12 - Knee | 12.01 - FEMORAL COMPONENT: TOTAL KNEE ARTHROPLASTY | 12.01.02 - Cemented, Alloy, PMMA Coating | 12.01.02.01 - Minimally Stabilised | SCP | ZI590 | 3608 |  | Zimmer Biomet Pty Ltd | NexGen CR Flex Femoral Components - Precoat | Cobalt Chrome, High Flex, Precoat cemented, Cruciate retaining | Sizes A to G, Left to Right, GSF C to G Left to Right | 214841 | October 2016 |  | Changed Benefit.
12 - Knee | 12.01 - FEMORAL COMPONENT: TOTAL KNEE ARTHROPLASTY | 12.01.02 - Cemented, Alloy, PMMA Coating | 12.01.02.02 - Posterior Stabilised |  | ZI588 | 3238 |  | Zimmer Biomet Pty Ltd | NexGen LPS Flex Femoral Component - PreCoat | Cobalt Chrome, High Flex, cemented, PMMA coating, posterior stabilised | Sizes A to G, Left to Right | 223086 | October 2016 |  | Changed Benefit.
12 - Knee | 12.01 - FEMORAL COMPONENT: TOTAL KNEE ARTHROPLASTY | 12.01.02 - Cemented, Alloy, PMMA Coating | 12.01.02.02 - Posterior Stabilised | SCP | ZI117 | 3700 |  | Zimmer Biomet Pty Ltd | NexGen Femoral Component | Femoral Component, posterior stabilised, PMMA coating, cemented, CoCr | A - H (L&R) | 222234 | October 2016 |  | Changed Benefit.
12 - Knee | 12.01 - FEMORAL COMPONENT: TOTAL KNEE ARTHROPLASTY | 12.01.03 - Cemented, Non-Alloy | 12.01.03.01 - Minimally Stabilised | Ceramic Surface | SL048 | 3885 |  | Smith & Nephew Pty Ltd | Legion Oxinium | Legion Femoral component, Oxinium, cemented | Left / Right 1-9 | 224561 | October 2016 |  | Changed Benefit.
12 - Knee | 12.01 - FEMORAL COMPONENT: TOTAL KNEE ARTHROPLASTY | 12.01.03 - Cemented, Non-Alloy | 12.01.03.01 - Minimally Stabilised | Ceramic Surface, SCP | SL047 | 4255 |  | Smith & Nephew Pty Ltd | Genesis II Oxinium | Genesis II Femoral component, Oxinium, cemented | Left / Right 1-9 | 207016 | October 2016 |  | Changed Benefit.
12 - Knee | 12.01 - FEMORAL COMPONENT: TOTAL KNEE ARTHROPLASTY | 12.01.03 - Cemented, Non-Alloy | 12.01.03.02 - Posterior Stabilised | Ceramic Surface | SN988 | 3978 |  | Smith & Nephew Pty Ltd | Legion Oxinium | Femoral Component, cemented, posterior stabilised, Oxinium | Left / Right 1-9 | 224562 | October 2016 |  | Changed Benefit.
12 - Knee | 12.01 - FEMORAL COMPONENT: TOTAL KNEE ARTHROPLASTY | 12.01.03 - Cemented, Non-Alloy | 12.01.03.02 - Posterior Stabilised | Ceramic Surface, SCP | SN987 | 4348 |  | Smith & Nephew Pty Ltd | Genesis II Oxinium | Genesis II Femoral Component, cemented, posterior stabilised, Oxinium | Left / Right 1-9 | 207011 | October 2016 |  | Changed Benefit.
12 - Knee | 12.01 - FEMORAL COMPONENT: TOTAL KNEE ARTHROPLASTY | 12.01.03 - Cemented, Non-Alloy | 12.01.03.03 - Totally Constrained | Revision | SN736 | 6938 |  | Smith & Nephew Pty Ltd | Legion Knee System Femoral Component | Femoral Component, Oxinium, Cemented, totally constrained | Size 1 - 9 | 210518 | October 2016 |  | Changed Benefit.
12 - Knee | 12.01 - FEMORAL COMPONENT: TOTAL KNEE ARTHROPLASTY | 12.01.03 - Cemented, Non-Alloy | 12.01.03.03 - Totally Constrained | Revision, Hinged | WR151 | 6974 |  | Wright Medical Australia | Guardian Limb Salvage System | Resurfacing Femur with extensive distal femoral buildup | 2, 3, 4, Left & Right | 95686 | October 2016 |  | Changed Benefit.
12 - Knee | 12.01 - FEMORAL COMPONENT: TOTAL KNEE ARTHROPLASTY | 12.01.04 - Uncemented, Alloy | 12.01.04.01 - Minimally Stabilised |  | BI886 | 3422 |  | Zimmer Biomet Pty Ltd | Vanguard Total Knee System | Femoral Component, CR, uncemented, anatomic, CoCr, Ti | 55, 57.5, 60, 62.5, 65, 67.5, 70, 75, 80 Left and Right | 98449 | October 2016 |  | Changed Benefit.
12 - Knee | 12.01 - FEMORAL COMPONENT: TOTAL KNEE ARTHROPLASTY | 12.01.04 - Uncemented, Alloy | 12.01.04.01 - Minimally Stabilised |  | BV022 | 3422 |  | MICROPORT ORTHOPEDICS PTY LIMITED | Advance Medial Pivot Knee System | Uncemented, beaded, non HA, CoCr, usually used with a anterior lipped insert | 1, 2, 3, 4, 5, 6 | 236923 | October 2016 |  | Changed Benefit.
12 - Knee | 12.01 - FEMORAL COMPONENT: TOTAL KNEE ARTHROPLASTY | 12.01.04 - Uncemented, Alloy | 12.01.04.01 - Minimally Stabilised |  | BV042 | 3422 |  | MICROPORT ORTHOPEDICS PTY LIMITED | Evolution Medial Pivot Knee System | Uncemented, beaded, non HA, CoCr, usually used with a anterior lipped insert | 1, 2, 3, 4, 5, 6 | 290173 | August 2017 |  | New Listing
12 - Knee | 12.01 - FEMORAL COMPONENT: TOTAL KNEE ARTHROPLASTY | 12.01.04 - Uncemented, Alloy | 12.01.04.01 - Minimally Stabilised |  | DD018 | 3422 |  | DJO Australasia Pty Ltd | 3D Knee System Femoral Component | Femoral Component, uncemented, beaded, CoCr | Size 2 to 12 | 161909 | October 2016 |  | Changed Benefit.
12 - Knee | 12.01 - FEMORAL COMPONENT: TOTAL KNEE ARTHROPLASTY | 12.01.04 - Uncemented, Alloy | 12.01.04.01 - Minimally Stabilised |  | DP148 | 3422 |  | Johnson & Johnson Medical Pty Ltd | PFC Sigma Knee System femoral component | Femoral component, uncemented, CoCr, Beaded | Size 1-6 | 131657 | October 2016 |  | Changed Benefit.
12 - Knee | 12.01 - FEMORAL COMPONENT: TOTAL KNEE ARTHROPLASTY | 12.01.04 - Uncemented, Alloy | 12.01.04.01 - Minimally Stabilised |  | ER467 | 3422 |  | Emergo Asia Pacific Pty Ltd | Europ Standard Uncemented Condyle | Knee Uncemented Condyle | 1 to 6, right and left | 286031 | August 2017 |  | Duplicated from EU015
12 - Knee | 12.01 - FEMORAL COMPONENT: TOTAL KNEE ARTHROPLASTY | 12.01.04 - Uncemented, Alloy | 12.01.04.01 - Minimally Stabilised |  | EU015 | 3422 |  | Euros Orthopaedics Australia Pty Ltd | Europ Standard Uncemented Condyle | Knee Uncemented Condyle | 1 to 6, right and left | 171851 | October 2016 |  | Changed Benefit.
12 - Knee | 12.01 - FEMORAL COMPONENT: TOTAL KNEE ARTHROPLASTY | 12.01.04 - Uncemented, Alloy | 12.01.04.01 - Minimally Stabilised |  | GO007 | 3422 |  | Global Orthopaedic Technology | RBK Total Knee System Femoral Component | Femoral Component, uncemented, CoCr, Porous coated | 1-5 Left and Right | 278986 | October 2016 |  | Changed Benefit.
12 - Knee | 12.01 - FEMORAL COMPONENT: TOTAL KNEE ARTHROPLASTY | 12.01.04 - Uncemented, Alloy | 12.01.04.01 - Minimally Stabilised |  | GO195 | 3422 |  | Global Orthopaedic Technology | Apex Knee, Femoral Component Porous Coated | Femoral Component Porous Coated Size 1 to 6 left & Right. | Sizes 1-6, 2+, 3+, 4+, 5+ in Left & Right | 158606 | February 2017 |  | Changed Product Name, Description, Size.
12 - Knee | 12.01 - FEMORAL COMPONENT: TOTAL KNEE ARTHROPLASTY | 12.01.04 - Uncemented, Alloy | 12.01.04.01 - Minimally Stabilised |  | JJ606 | 3422 |  | Johnson & Johnson Medical Pty Ltd | PFC Sigma Knee System femoral component | Femoral component, uncemented, CoCr, beaded (Porocoat) | Size 1-6 | 97699 | October 2016 |  | Changed Benefit.
12 - Knee | 12.01 - FEMORAL COMPONENT: TOTAL KNEE ARTHROPLASTY | 12.01.04 - Uncemented, Alloy | 12.01.04.01 - Minimally Stabilised |  | MA457 | 3422 |  | Mathys Orthopaedics Pty Ltd | Balansys Femoral Component | Femur, CoCr with Ti vacuum plasma spray coating | XS TO F Left and Right | 206063 | October 2016 |  | Changed Benefit.
12 - Knee | 12.01 - FEMORAL COMPONENT: TOTAL KNEE ARTHROPLASTY | 12.01.04 - Uncemented, Alloy | 12.01.04.01 - Minimally Stabilised |  | MU038 | 3422 |  | Medacta Australia Pty Ltd | Evolis Knee System Femoral Component | Femoral component, uncemented, CoCr, titanium plasma spray | 1 - 6, left to right | 132459 | October 2016 |  | Changed Benefit.
12 - Knee | 12.01 - FEMORAL COMPONENT: TOTAL KNEE ARTHROPLASTY | 12.01.04 - Uncemented, Alloy | 12.01.04.01 - Minimally Stabilised |  | OO002 | 3422 |  | Oceania Orthopaedics | ACS Knee System - Femoral component porous coated | Porous coated resurfacing femoral component | Left/Right 1-6 | 265596 | October 2016 |  | Changed Benefit.
12 - Knee | 12.01 - FEMORAL COMPONENT: TOTAL KNEE ARTHROPLASTY | 12.01.04 - Uncemented, Alloy | 12.01.04.01 - Minimally Stabilised |  | SK387 | 3422 |  | Stryker Australia Pty Ltd | Triathlon Knee System Femoral Component | Minimally stabilised, uncemented, beaded, CoCr | 1 to 8 | 128031, 96839 | October 2016 |  | Changed Benefit.
12 - Knee | 12.01 - FEMORAL COMPONENT: TOTAL KNEE ARTHROPLASTY | 12.01.04 - Uncemented, Alloy | 12.01.04.01 - Minimally Stabilised |  | SN326 | 3422 |  | Smith & Nephew Pty Ltd | Genesis II Knee System Femoral Component | Femoral Component, CoCr, uncemented, beaded | Left/Right Size 1-8 | 242832 | October 2016 |  | Changed Benefit.
12 - Knee | 12.01 - FEMORAL COMPONENT: TOTAL KNEE ARTHROPLASTY | 12.01.04 - Uncemented, Alloy | 12.01.04.01 - Minimally Stabilised |  | ST033 | 3422 |  | Stryker Australia Pty Ltd | Scorpio Knee System Femoral Component | Minimally stabilised, uncemented, beaded, (microstructure), CoCr | 3,5,7,9,11,13 | 128031, 12875 | October 2016 |  | Changed Benefit.
12 - Knee | 12.01 - FEMORAL COMPONENT: TOTAL KNEE ARTHROPLASTY | 12.01.04 - Uncemented, Alloy | 12.01.04.01 - Minimally Stabilised |  | ZI558 | 3422 |  | Zimmer Biomet Pty Ltd | Natural Knee II Flex Femur CSTi | Femoral Component, uncemented, CoCr, with cancellous structure titanium ingrowth CSTi High Flex | Sizes 1 to 5 GSM Left & Right and Sizes 0 to 4 GSF Left and Right | 222231, 222232 | October 2016 |  | Changed Benefit.
12 - Knee | 12.01 - FEMORAL COMPONENT: TOTAL KNEE ARTHROPLASTY | 12.01.04 - Uncemented, Alloy | 12.01.04.01 - Minimally Stabilised |  | ZI591 | 3422 |  | Zimmer Biomet Pty Ltd | NexGen CR Flex Femoral Components - Uncemented | Cobalt Chrome, High Flex, Uncemented, Cruciate retaining | Sizes A to G, Left to Right, GSF C to G Left to Right | 211981, 214320, 95760 | October 2016 |  | Changed Benefit.
12 - Knee | 12.01 - FEMORAL COMPONENT: TOTAL KNEE ARTHROPLASTY | 12.01.04 - Uncemented, Alloy | 12.01.04.01 - Minimally Stabilised | Ceramic Surface, SCP | DY373 | 4024 |  | Johnson & Johnson Medical Pty Ltd | LCS Complete Knee System femoral component | Femoral component, uncemented, Porocoat, beaded Titanium with TiN surface treatment | Sizes small to large+ | 97699 | October 2016 |  | Changed Benefit.
12 - Knee | 12.01 - FEMORAL COMPONENT: TOTAL KNEE ARTHROPLASTY | 12.01.04 - Uncemented, Alloy | 12.01.04.01 - Minimally Stabilised | SCP | DP003 | 3885 |  | Johnson & Johnson Medical Pty Ltd | LCS Complete Knee System femoral component | Femoral component, uncemented, CoCr, beaded (Porocoat) | Sizes small to large+ | 131657 | October 2016 |  | Changed Benefit.
12 - Knee | 12.01 - FEMORAL COMPONENT: TOTAL KNEE ARTHROPLASTY | 12.01.04 - Uncemented, Alloy | 12.01.04.01 - Minimally Stabilised | SCP | ZI109 | 3885 |  | Zimmer Biomet Pty Ltd | NexGen Knee Femoral Component | Femoral Component, uncemented, CoCr plus titanium fibre metal mesh ingrowth | A - H (L&R) | 216884 | October 2016 |  | Changed Benefit.
12 - Knee | 12.01 - FEMORAL COMPONENT: TOTAL KNEE ARTHROPLASTY | 12.01.04 - Uncemented, Alloy | 12.01.04.02 - Posterior Stabilised |  | BI165 | 3515 |  | Zimmer Biomet Pty Ltd | AGC System femoral component | Femoral Component, uncemented, CoCr with titanium plasma sprayed surface (Porous plasma spray PPS) left and right sided (anatomic), posterior stabilised | 55-80mm | 131310 | October 2016 |  | Changed Benefit.
12 - Knee | 12.01 - FEMORAL COMPONENT: TOTAL KNEE ARTHROPLASTY | 12.01.04 - Uncemented, Alloy | 12.01.04.02 - Posterior Stabilised |  | BI951 | 3515 |  | Zimmer Biomet Pty Ltd | Vanguard Total Knee System | Femoral Component, Posterior Stabilised, anatomic, Plasma Porous Coated, CoCr & Ti alloy | 55-80 | 98449 | October 2016 |  | Changed Benefit.
12 - Knee | 12.01 - FEMORAL COMPONENT: TOTAL KNEE ARTHROPLASTY | 12.01.04 - Uncemented, Alloy | 12.01.04.02 - Posterior Stabilised |  | EX037 | 3515 |  | EXACTECH AUSTRALIA PTY LTD | Optetrak Hi Flex Femoral Component | Femoral Component, uncemented, CoCr beaded, high flex (Hi Flex), posterior stabilised | 1-6 | 159613 | October 2016 |  | Changed Benefit.
12 - Knee | 12.01 - FEMORAL COMPONENT: TOTAL KNEE ARTHROPLASTY | 12.01.04 - Uncemented, Alloy | 12.01.04.02 - Posterior Stabilised |  | MU039 | 3515 |  | Medacta Australia Pty Ltd | Evolis Knee System Femoral Component | Femoral component, uncemented, CoCr, titanium plasma spray, posterior stabilised | 1 - 6, left to right | 132459 | October 2016 |  | Changed Benefit.
12 - Knee | 12.01 - FEMORAL COMPONENT: TOTAL KNEE ARTHROPLASTY | 12.01.04 - Uncemented, Alloy | 12.01.04.02 - Posterior Stabilised |  | OO004 | 3515 |  | Oceania Orthopaedics | ACS Knee System - Posterior stabilised femoral component porous coated | Posterior stabilised, porous coated, femoral component for use in knee arthroplasty | Left/Right 1-6 | 265604 | October 2016 |  | Changed Benefit.
12 - Knee | 12.01 - FEMORAL COMPONENT: TOTAL KNEE ARTHROPLASTY | 12.01.04 - Uncemented, Alloy | 12.01.04.02 - Posterior Stabilised |  | SK386 | 3515 |  | Stryker Australia Pty Ltd | Triathlon Knee System Femoral Component | Posterior stabilised, uncemented, beaded, CoCr | Sizes 1 to 8 | 128031, 96838 | October 2016 |  | Changed Benefit.
12 - Knee | 12.01 - FEMORAL COMPONENT: TOTAL KNEE ARTHROPLASTY | 12.01.04 - Uncemented, Alloy | 12.01.04.02 - Posterior Stabilised |  | SN873 | 3515 |  | Smith & Nephew Pty Ltd | Genesis II Knee System Femoral Component | Femoral component, CoCr, cementless, beaded, posterior stabilised | Left / Right 1-8 | 242833 | October 2016 |  | Changed Benefit.
12 - Knee | 12.01 - FEMORAL COMPONENT: TOTAL KNEE ARTHROPLASTY | 12.01.04 - Uncemented, Alloy | 12.01.04.02 - Posterior Stabilised |  | SR007 | 3515 |  | Stryker Australia Pty Ltd | Scorpio Knee System Femoral Component | Posterior stabilised, CoCr, uncemented, beaded, (microstructured), with TiNi surface treatment (LFIT - Low friction ion treatment) | 3,5,7,9,11,13 | 12875, 146117 | October 2016 |  | Changed Benefit.
12 - Knee | 12.01 - FEMORAL COMPONENT: TOTAL KNEE ARTHROPLASTY | 12.01.04 - Uncemented, Alloy | 12.01.04.02 - Posterior Stabilised |  | ZI592 | 3515 |  | Zimmer Biomet Pty Ltd | NexGen LPS Flex Femoral Components - Uncemented | Cobalt Chrome, High Flex, Uncemented, Posterior stabilised | Sizes A to G, Left to Right, GSF C to G Left to Right | 217687, 226499 | October 2016 |  | Changed Benefit.
12 - Knee | 12.01 - FEMORAL COMPONENT: TOTAL KNEE ARTHROPLASTY | 12.01.04 - Uncemented, Alloy | 12.01.04.02 - Posterior Stabilised | SCP | ZI115 | 3978 |  | Zimmer Biomet Pty Ltd | NexGen Knee Femoral Component | Femoral Component, uncemented, CoCr plus titanium fibre metal mesh ingrowth, posterior stabilised | A - H (L&R) | 221601 | October 2016 |  | Changed Benefit.
12 - Knee | 12.01 - FEMORAL COMPONENT: TOTAL KNEE ARTHROPLASTY | 12.01.05 - Uncemented, Alloy, HA Coating | 12.01.05.01 - Minimally Stabilised |  | AE041 | 3792 |  | Allegra Orthopaedics Pty Ltd | Active Knee Femoral Component | Femoral Component, uncemented, distally beaded with HA | Sizes 00 -- 5 Left & Right | 164032 | October 2016 |  | Changed Benefit.
12 - Knee | 12.01 - FEMORAL COMPONENT: TOTAL KNEE ARTHROPLASTY | 12.01.05 - Uncemented, Alloy, HA Coating | 12.01.05.01 - Minimally Stabilised |  | BB232 | 3792 |  | B Braun Australia Pty Ltd | Emotion Total Knee System (TKS) Femoral Component | Femoral Component, uncemented, CoCr Titanium plasma spray (Plasmapore), HA coated | F1 - F8, Left and Right | 96481 | October 2016 |  | Changed Benefit.
12 - Knee | 12.01 - FEMORAL COMPONENT: TOTAL KNEE ARTHROPLASTY | 12.01.05 - Uncemented, Alloy, HA Coating | 12.01.05.01 - Minimally Stabilised |  | BI962 | 3792 |  | Zimmer Biomet Pty Ltd | Vanguard Total Knee System | Femoral Component, Cruciate Retaining, Anatomic, HA, Plasma Porous Coated, CoCr & Ti alloy | 55 - 80 | 131310 | October 2016 |  | Changed Benefit.
12 - Knee | 12.01 - FEMORAL COMPONENT: TOTAL KNEE ARTHROPLASTY | 12.01.05 - Uncemented, Alloy, HA Coating | 12.01.05.01 - Minimally Stabilised |  | LI064 | 3792 |  | Amplitude Australia | Score Knee System Femoral Component | Femoral Component, CoCr, uncemented, stippled surface, titanium plasma spray with HA, pegged | 7 Sizes | 210576 | October 2016 |  | Changed Benefit.
12 - Knee | 12.01 - FEMORAL COMPONENT: TOTAL KNEE ARTHROPLASTY | 12.01.05 - Uncemented, Alloy, HA Coating | 12.01.05.01 - Minimally Stabilised |  | MJ006 | 3792 |  | MatOrtho Australia Pty Ltd | MRK (Medial Rotation Knee) Total Knee System Femoral Component | Femoral Component, uncemented, CoCr with stippled surface titanium plasma spray HA coated | 0-5 Left and Right | 117768, 192370 | October 2016 |  | Changed Benefit.
12 - Knee | 12.01 - FEMORAL COMPONENT: TOTAL KNEE ARTHROPLASTY | 12.01.05 - Uncemented, Alloy, HA Coating | 12.01.05.01 - Minimally Stabilised |  | MJ007 | 3792 |  | MatOrtho Australia Pty Ltd | Saiph Knee System Femoral Component Cementless | CoCr Polished Cementless Femoral Component, Porous Titanium and HA | 1 - 8 Left & Right | 117768, 192370 | October 2016 |  | Changed Benefit.
12 - Knee | 12.01 - FEMORAL COMPONENT: TOTAL KNEE ARTHROPLASTY | 12.01.05 - Uncemented, Alloy, HA Coating | 12.01.05.01 - Minimally Stabilised |  | MU066 | 3792 |  | Medacta Australia Pty Ltd | GMK Uncemented Standard Femur | Uncemented standard femoral component with titanium porous covered by an hydroxyapatite coating | 0 to 7, left and right | 132459 | October 2016 |  | Changed Benefit.
12 - Knee | 12.01 - FEMORAL COMPONENT: TOTAL KNEE ARTHROPLASTY | 12.01.05 - Uncemented, Alloy, HA Coating | 12.01.05.01 - Minimally Stabilised |  | OH550 | 3792 |  | Orthotech Pty Ltd | Trekking Knee System - Femoral Component - CR | Femoral Component Uncemented - CR | Size: T1R - T5R Size: T1L - T5L Shape: Left and Right Width (mm) - Depth 53-73 Width (mm) - 59-79 | 287515 | August 2017 |  | Expanded from OH428
12 - Knee | 12.01 - FEMORAL COMPONENT: TOTAL KNEE ARTHROPLASTY | 12.01.05 - Uncemented, Alloy, HA Coating | 12.01.05.01 - Minimally Stabilised |  | OO003 | 3792 |  | Oceania Orthopaedics | ACS Knee System - Femoral component Ti/TCP coated | Tricalcium phosphate coated resurfacing femoral component for use in knee arthroplasty | Left/Right 1-6 | 265602 | October 2016 |  | Changed Benefit.
12 - Knee | 12.01 - FEMORAL COMPONENT: TOTAL KNEE ARTHROPLASTY | 12.01.05 - Uncemented, Alloy, HA Coating | 12.01.05.01 - Minimally Stabilised |  | SK325 | 3792 |  | Stryker Australia Pty Ltd | Triathlon Knee System Femoral Component | Minimally stabilised, CoCr, uncemented, beaded with PA (Hydroxyapatite) | Sizes 1 to 8 | 146118 | October 2016 |  | Changed Benefit.
12 - Knee | 12.01 - FEMORAL COMPONENT: TOTAL KNEE ARTHROPLASTY | 12.01.05 - Uncemented, Alloy, HA Coating | 12.01.05.01 - Minimally Stabilised |  | SK334 | 3792 |  | Stryker Australia Pty Ltd | Scorpio NRG Knee System Femoral Component | Minimally stabilised, uncemented, with Hydroxyapatite, CoCr | Sizes 3,4,5,6,7,9,11,13 | 153876 | October 2016 |  | Changed Benefit.
12 - Knee | 12.01 - FEMORAL COMPONENT: TOTAL KNEE ARTHROPLASTY | 12.01.05 - Uncemented, Alloy, HA Coating | 12.01.05.01 - Minimally Stabilised |  | SN910 | 3792 |  | Smith & Nephew Pty Ltd | Genesis II | CR HA Porous | 1-8 | 242854, 248574 | October 2016 |  | Changed Benefit.
12 - Knee | 12.01 - FEMORAL COMPONENT: TOTAL KNEE ARTHROPLASTY | 12.01.05 - Uncemented, Alloy, HA Coating | 12.01.05.01 - Minimally Stabilised |  | ST030 | 3792 |  | Stryker Australia Pty Ltd | Scorpio Knee System Femoral Component | Minimally stabilised, uncemented, beaded (microstructure) with PA, (Hydroxyapatite), CoCr, | 3,5,7,9,11,13 | 146116 | October 2016 |  | Changed Benefit.
12 - Knee | 12.01 - FEMORAL COMPONENT: TOTAL KNEE ARTHROPLASTY | 12.01.05 - Uncemented, Alloy, HA Coating | 12.01.05.01 - Minimally Stabilised |  | TZ012 | 3792 |  | The Trustee for Adler Ortho Unit Trust | Genus Knee System - Genus Cementless Femoral Component + HA | Cementless Femoral Component with HA coating | 1-7 right, 1-7 left | 232071 | August 2017 |  | Transferred from OO153
12 - Knee | 12.01 - FEMORAL COMPONENT: TOTAL KNEE ARTHROPLASTY | 12.01.05 - Uncemented, Alloy, HA Coating | 12.01.05.01 - Minimally Stabilised | SCP | ZI062 | 4255 |  | Zimmer Biomet Pty Ltd | NexGen Knee Femoral Component | Femoral Component, uncemented, high flex, CoCr plus titanium fibre metal mesh ingrowth and HA/TCP | Sizes A-G Left & Right | 214842 | February 2017 |  | Changed Suffix, Benefit.
12 - Knee | 12.01 - FEMORAL COMPONENT: TOTAL KNEE ARTHROPLASTY | 12.01.05 - Uncemented, Alloy, HA Coating | 12.01.05.01 - Minimally Stabilised | SCP | ZI110 | 4255 |  | Zimmer Biomet Pty Ltd | NexGen Knee Femoral Component | Femoral Component, uncemented, CoCr plus titanium fibre metal mesh ingrowth and HA/TCP, cruciate retaining | A - H (L&R) | 95760 | October 2016 |  | Changed Benefit.
12 - Knee | 12.01 - FEMORAL COMPONENT: TOTAL KNEE ARTHROPLASTY | 12.01.05 - Uncemented, Alloy, HA Coating | 12.01.05.02 - Posterior Stabilised |  | BI887 | 3885 |  | Zimmer Biomet Pty Ltd | ROCC Femoral Component | Femoral Component, uncemented, Titanium plasma sprayed surface (Porous plasma spray PPS) with HA | 1-8 | 104300 | October 2016 |  | Changed Benefit.
12 - Knee | 12.01 - FEMORAL COMPONENT: TOTAL KNEE ARTHROPLASTY | 12.01.05 - Uncemented, Alloy, HA Coating | 12.01.05.02 - Posterior Stabilised |  | MU078 | 3885 |  | Medacta Australia Pty Ltd | GMK Uncemented Posterior stabilised femur | Uncemented posterior stabilised femoral component with titanium porus coating covered by an hydroxyapatite coating | 0 to 7, left to right | 211441 | October 2016 |  | Changed Benefit.
12 - Knee | 12.01 - FEMORAL COMPONENT: TOTAL KNEE ARTHROPLASTY | 12.01.05 - Uncemented, Alloy, HA Coating | 12.01.05.02 - Posterior Stabilised |  | OH551 | 3885 |  | Orthotech Pty Ltd | Trekking Knee System - Femoral Component PS | Femoral Component PS | Shape: Left and Right Width (mm): Depth 53-73 Width (mm): 59-79 Size: T1L - T5L Size: T1R - T5R | 287514 | August 2017 |  | Expanded from OH428
12 - Knee | 12.01 - FEMORAL COMPONENT: TOTAL KNEE ARTHROPLASTY | 12.01.05 - Uncemented, Alloy, HA Coating | 12.01.05.02 - Posterior Stabilised |  | SN911 | 3885 |  | Smith & Nephew Pty Ltd | Genesis II | PS HA Porous | 1-8 | 247734 | October 2016 |  | Changed Benefit.
12 - Knee | 12.01 - FEMORAL COMPONENT: TOTAL KNEE ARTHROPLASTY | 12.01.05 - Uncemented, Alloy, HA Coating | 12.01.05.02 - Posterior Stabilised |  | SR004 | 3885 |  | Stryker Australia Pty Ltd | Scorpio NRG Knee System Femoral Component | Posterior stabilised, uncemented with Hydroxyapatite, CoCr, | Sizes 3,4,5,6,7,9,11,13 | 153875 | October 2016 |  | Changed Benefit.
12 - Knee | 12.01 - FEMORAL COMPONENT: TOTAL KNEE ARTHROPLASTY | 12.01.05 - Uncemented, Alloy, HA Coating | 12.01.05.02 - Posterior Stabilised |  | SR006 | 3885 |  | Stryker Australia Pty Ltd | Scorpio Knee System Femoral Component | Posterior stabilised, uncemented, beaded (microstructure) with PA (Hydroxyapatite), CoCr | 3,5,7,9,11,13 | 146117 | October 2016 |  | Changed Benefit.
12 - Knee | 12.01 - FEMORAL COMPONENT: TOTAL KNEE ARTHROPLASTY | 12.01.05 - Uncemented, Alloy, HA Coating | 12.01.05.02 - Posterior Stabilised |  | SR024 | 3885 |  | Stryker Australia Pty Ltd | Triathlon Knee System Femoral Component | Posterior stabilised, uncemented, beaded with PA (Hydroxyapatite), CoCr | Size 1 - 8 | 146119 | October 2016 |  | Changed Benefit.
12 - Knee | 12.02 - FEMORAL COMPONENT: UNI-COMPARTMENTAL KNEE ARTHROPLASTY | 12.02.01 - Cemented, Alloy |  |  | BI031 | 2128 |  | Zimmer Biomet Pty Ltd | Oxford Meniscal Knee System Uni Femoral Component | Uni Femoral Component, CoCr, Cemented (Phase III) | Small, Medium, Large, Extra Large. | 126863 | October 2016 |  | Changed Benefit.
12 - Knee | 12.02 - FEMORAL COMPONENT: UNI-COMPARTMENTAL KNEE ARTHROPLASTY | 12.02.01 - Cemented, Alloy |  |  | BI203 | 2128 |  | Zimmer Biomet Pty Ltd | Repicci II Unicondylar Knee System Uni femoral component | Uni Femoral Component, Cemented, CoCr | 35-60mm | 98385 | October 2016 |  | Changed Benefit.
12 - Knee | 12.02 - FEMORAL COMPONENT: UNI-COMPARTMENTAL KNEE ARTHROPLASTY | 12.02.01 - Cemented, Alloy |  |  | EX044 | 2128 |  | EXACTECH AUSTRALIA PTY LTD | Optetrak Uni Condylar Knee System Femoral Component | Uni Femoral Component, cemented, CoCr | 1-6 | 159613 | October 2016 |  | Changed Benefit.
12 - Knee | 12.02 - FEMORAL COMPONENT: UNI-COMPARTMENTAL KNEE ARTHROPLASTY | 12.02.01 - Cemented, Alloy |  |  | GO032 | 2128 |  | Global Orthopaedic Technology | Global re-surfacing uni-compartmental knee femoral component | Uni Femoral component, CoCr, cemented | Size 1-5 Right medial/left lateral; Size 1-5 Left medial/right lateral | 272791 | October 2016 |  | Changed Benefit.
12 - Knee | 12.02 - FEMORAL COMPONENT: UNI-COMPARTMENTAL KNEE ARTHROPLASTY | 12.02.01 - Cemented, Alloy |  |  | JJ781 | 2128 |  | Johnson & Johnson Medical Pty Ltd | Sigma HP Unicompartmental Knee - Unicondylar femoral component | Unicompartmental femoral component, cemented, CoCr | Size 1-6, LM/RL & RM/LL | 131657 | October 2016 |  | Changed Benefit.
12 - Knee | 12.02 - FEMORAL COMPONENT: UNI-COMPARTMENTAL KNEE ARTHROPLASTY | 12.02.01 - Cemented, Alloy |  |  | LO059 | 2128 |  | Link Orthopaedics Australia | LINK Endo-Model SLED Uni femoral componet | Uni Femoral Component, cemented, CoCr | Short, medium-short, medium & large | 140652, 51002 | October 2016 |  | Changed Benefit.
12 - Knee | 12.02 - FEMORAL COMPONENT: UNI-COMPARTMENTAL KNEE ARTHROPLASTY | 12.02.01 - Cemented, Alloy |  |  | MA451 | 2128 |  | Mathys Orthopaedics Pty Ltd | BalanSys UNI femoral component | Uni Femoral component, cemented CoCr | A, B,C,D,E | 212827 | October 2016 |  | Changed Benefit.
12 - Knee | 12.02 - FEMORAL COMPONENT: UNI-COMPARTMENTAL KNEE ARTHROPLASTY | 12.02.01 - Cemented, Alloy |  |  | MU060 | 2128 |  | Medacta Australia Pty Ltd | Unicompartmental femoral component | cemented unicompartmental femoral component | 1 to 4 | 132459 | October 2016 |  | Changed Benefit.
12 - Knee | 12.02 - FEMORAL COMPONENT: UNI-COMPARTMENTAL KNEE ARTHROPLASTY | 12.02.01 - Cemented, Alloy |  |  | OH395 | 2128 |  | Orthotech Pty Ltd | Freedom PKR / Active Unicompartmental Knee System Femoral Component | Uni Femoral component, cemented with hydroglaze (Electro-polished surface), CoCr | All sizes for Femoral Component | 129498 | October 2016 |  | Changed Benefit.
12 - Knee | 12.02 - FEMORAL COMPONENT: UNI-COMPARTMENTAL KNEE ARTHROPLASTY | 12.02.01 - Cemented, Alloy |  |  | SK585 | 2128 |  | Stryker Australia Pty Ltd | Restoris MCK Knee - Femeral Component | Femeral Component | LM/RL sizes 1 to 8 RM/LL sizes 1 to 8 | 196525 | October 2016 |  | Changed Benefit.
12 - Knee | 12.02 - FEMORAL COMPONENT: UNI-COMPARTMENTAL KNEE ARTHROPLASTY | 12.02.01 - Cemented, Alloy |  |  | SR083 | 2128 |  | Stryker Australia Pty Ltd | Triathlon PKR - Cemented Femoral Component | Triathlon PKR - Uni Femoral Component, CoCR, Cemented | 12 -Femurs in total: 1 through to 6, Left Media/Right lateral + 1 through to 6, Right Media/Left Lateral | 128030 | October 2016 |  | Changed Benefit.
12 - Knee | 12.02 - FEMORAL COMPONENT: UNI-COMPARTMENTAL KNEE ARTHROPLASTY | 12.02.01 - Cemented, Alloy |  |  | ZI401 | 2128 |  | Zimmer Biomet Pty Ltd | Allegretto Unicompartmental Knee Femoral Componen | Uni Femoral component, cemented, CoCr | Size 1 to 3, Size 1+ to 3+ | 215511 | October 2016 |  | Changed Benefit.
12 - Knee | 12.02 - FEMORAL COMPONENT: UNI-COMPARTMENTAL KNEE ARTHROPLASTY | 12.02.01 - Cemented, Alloy |  | Ceramic Surface | CR059 | 2266 |  | Corin Australia Pty Ltd | Uniglide Uni Knee System Uni Femoral Component | Uni Femoral Component, CoCr, cemented, with TiNi surface coating | 1-4 | 106748, 115743 | October 2016 |  | Changed Benefit.
12 - Knee | 12.02 - FEMORAL COMPONENT: UNI-COMPARTMENTAL KNEE ARTHROPLASTY | 12.02.01 - Cemented, Alloy | 12.02.01.01 - PMMA Coating |  | ZI494 | 2128 |  | Zimmer Biomet Pty Ltd | ZUK (Zimmer Uni-Compartmental High Flex Knee) Femoral Component | Femoral Component, cemented, CoCr, high flex | Sizes A to G | 220167 | October 2016 |  | Changed Benefit.
12 - Knee | 12.02 - FEMORAL COMPONENT: UNI-COMPARTMENTAL KNEE ARTHROPLASTY | 12.02.02 - Cemented, Non-Alloy |  | Ceramic Surface | SM156 | 2613 |  | Smith & Nephew Pty Ltd | Journey Uni Femur-Oxinium | Uni Femur - Oxinium - It is UniCondylar Femur | Size 1 to Size 7 Please refer to the pocket guide | 206258 | August 2017 |  | Changed Product Sub Group.
12 - Knee | 12.02 - FEMORAL COMPONENT: UNI-COMPARTMENTAL KNEE ARTHROPLASTY | 12.02.03 - Uncemented, Alloy | 12.02.03.01 - HA Coating |  | BI966 | 2312 |  | Zimmer Biomet Pty Ltd | Oxford Meniscal Knee System | Femoral Component, Porous HA Coated CoCr, Ti, HA | Small - Extra Large | 126863 | October 2016 |  | Changed Benefit.
12 - Knee | 12.02 - FEMORAL COMPONENT: UNI-COMPARTMENTAL KNEE ARTHROPLASTY | 12.02.03 - Uncemented, Alloy | 12.02.03.01 - HA Coating |  | ST655 | 2312 |  | Stryker Australia Pty Ltd | UNIX Unicompartmental Knee System Femoral Component | Uni Femoral component, uncemented with Hydroxyapatite, CoCr | 1, 2, 3, 4 | 128030, 64913 | October 2016 |  | Changed Benefit.
12 - Knee | 12.02 - FEMORAL COMPONENT: UNI-COMPARTMENTAL KNEE ARTHROPLASTY | 12.02.03 - Uncemented, Alloy | 12.02.03.01 - HA Coating | Ceramic Surface | CR058 | 2451 |  | Corin Australia Pty Ltd | Uniglide Uni Knee System Uni Femoral Component | Uni femoral component, CoCr, uncemented, Titanium plasma spray, with calcium phosphate (HA) ingrowth surface with TiNi articular surface coating | 1-4 | 106748, 115743 | October 2016 |  | Changed Benefit.
12 - Knee | 12.03 - TIBIAL TRAY COMPONENT - TOTAL KNEE ARTHROPLASTY | 12.03.01 - Cemented, All polyethylene |  |  | EX056 | 1156 |  | EXACTECH AUSTRALIA PTY LTD | Optetrak Net Compression Molded Cruciate Retaining All Polyethylene Tibial Component | The Exatctech Optetrak Comprehensive Knee System is a knee joint prosthesis intended for use in treating human knee joint diseases. It consists of femoral components, tibial components, patella components and a variety of optional augmentation blocks and stems. Twoic models are used to address specific indications and customer preferences: Cruciate Retaining (CR), Posterior Stabilised (PS), ptetrak tibial inserts are made of direct-compression molded UHMWPE | Size 1 - 9mm, 11mm, 13mm Size 2 - 9mm, 11mm, 13mm Size 3 - 9mm, 11mm, 13mm Size 4 - 9mm, 11mm, 13mm Size 5 - 9mm, 11mm, 13mm Size 6 - 11mm, 13mm | 159613 | October 2016 |  | Changed Benefit.
12 - Knee | 12.03 - TIBIAL TRAY COMPONENT - TOTAL KNEE ARTHROPLASTY | 12.03.01 - Cemented, All polyethylene |  |  | EX057 | 1156 |  | EXACTECH AUSTRALIA PTY LTD | Optetrak Net Compression Molded Posterior Stabilised All Polyethylene Tibial Component | The Exactech Optetrak Comprehensive Knee System is a knee joint prosthesis intended for use in treating human knee joint diseases. It consists of femoral components, tibial components, patella components and a variety of optional augmentation blocks and stems. Twoic models are used to address specific indications and customer preferences: Cruciate Retaining (CR), Posterior Stabilised (PS), ptetrak tibial inserts are made of direct-compression molded UHMWPE | Size 1 - 9mm, 11mm, 13mm Size 2 - 9mm, 11mm, 13mm Size 3 - 9mm, 11mm, 13mm Size 4 - 9mm, 11mm, 13mm Size 5 - 9mm, 11mm, 13mm Size 6 - 11mm, 13mm | 159613 | October 2016 |  | Changed Benefit.
12 - Knee | 12.03 - TIBIAL TRAY COMPONENT - TOTAL KNEE ARTHROPLASTY | 12.03.01 - Cemented, All polyethylene |  |  | JJ589 | 1156 |  | Johnson & Johnson Medical Pty Ltd | PFC Sigma Knee System tibial baseplate | All poly UHMWPE, Cemented, pegged | Sizes 1 - 6. 8-30mm | 97700 | October 2016 |  | Changed Benefit.
12 - Knee | 12.03 - TIBIAL TRAY COMPONENT - TOTAL KNEE ARTHROPLASTY | 12.03.01 - Cemented, All polyethylene |  |  | JJ590 | 1156 |  | Johnson & Johnson Medical Pty Ltd | PFC Sigma Knee System Tibial Baseplate | All poly UHMWPE, cemented, non pegged | Sizes 1 - 6. 8-30mm | 138289 | October 2016 |  | Changed Benefit.
12 - Knee | 12.03 - TIBIAL TRAY COMPONENT - TOTAL KNEE ARTHROPLASTY | 12.03.01 - Cemented, All polyethylene |  |  | ST647 | 1156 |  | Stryker Australia Pty Ltd | Scorpio Knee System Tibial Baseplate | Tibial baseplate, All UHMWPE, cemented | 3, 5, 7, 9, 11, 13 | 12875, 141151 | October 2016 |  | Changed Benefit.
12 - Knee | 12.03 - TIBIAL TRAY COMPONENT - TOTAL KNEE ARTHROPLASTY | 12.03.01 - Cemented, All polyethylene |  |  | ZI127 | 1156 |  | Zimmer Biomet Pty Ltd | NexGen Knee Tibial Baseplate | Baseplate All Poly, cemented, UHMWPE | 1 - 10 | 222316, 226648 | October 2016 |  | Changed Benefit.
12 - Knee | 12.03 - TIBIAL TRAY COMPONENT - TOTAL KNEE ARTHROPLASTY | 12.03.01 - Cemented, All polyethylene |  |  | SN869 | 1156 |  | Smith & Nephew Pty Ltd | Genesis II Knee System Tibial Baseplate | Tibial Baseplate, all poly, cemented | Left / Right 1 - 8 | 242033, 242853 | August 2017 |  | Changed Product Sub Group.
12 - Knee | 12.03 - TIBIAL TRAY COMPONENT - TOTAL KNEE ARTHROPLASTY | 12.03.02 - Cemented, Alloy |  |  | AE040 | 1989 |  | Allegra Orthopaedics Pty Ltd | Active Knee Tibial Baseplate | Tibial baseplate, Cemented, CoCr | Sizes 1-5 | 131434 | October 2016 |  | Changed Benefit.
12 - Knee | 12.03 - TIBIAL TRAY COMPONENT - TOTAL KNEE ARTHROPLASTY | 12.03.02 - Cemented, Alloy |  |  | BI182 | 1989 |  | Zimmer Biomet Pty Ltd | Biomet Universal Tibial Baseplate | Tibial baseplate, Cemented, one piece, Ti or CoCr | 59-91mm | 98451 | October 2016 |  | Changed Benefit.
12 - Knee | 12.03 - TIBIAL TRAY COMPONENT - TOTAL KNEE ARTHROPLASTY | 12.03.02 - Cemented, Alloy |  |  | CR243 | 1989 |  | Corin Australia Pty Ltd | HLS Kneetec - Fixed Tibial Tray | Fixed Tibial Tray for HLS Kneetec System, CoCr, Cemented | Sizes 1 to 8 | 206354 | February 2017 |  | Transferred from TO062
12 - Knee | 12.03 - TIBIAL TRAY COMPONENT - TOTAL KNEE ARTHROPLASTY | 12.03.02 - Cemented, Alloy |  |  | DD019 | 1989 |  | DJO Australasia Pty Ltd | 3D Knee System Tibial Baseplate | Tibial Baseplate, cemented, CoCr | Size 1 to 12 | 161909 | October 2016 |  | Changed Benefit.
12 - Knee | 12.03 - TIBIAL TRAY COMPONENT - TOTAL KNEE ARTHROPLASTY | 12.03.02 - Cemented, Alloy |  |  | ER468 | 1989 |  | Emergo Asia Pacific Pty Ltd | Europ Standard & Postero Cemented Monobloc Plate | Knee Cemented Monobloc plate | 1 to 6 | 286032 | August 2017 |  | Duplicated from EU016
12 - Knee | 12.03 - TIBIAL TRAY COMPONENT - TOTAL KNEE ARTHROPLASTY | 12.03.02 - Cemented, Alloy |  |  | EU016 | 1989 |  | Euros Orthopaedics Australia Pty Ltd | Europ Standard & Postero Cemented Monobloc Plate | Knee Cemented Monobloc plate | 1 to 6 | 171851 | October 2016 |  | Changed Benefit.
12 - Knee | 12.03 - TIBIAL TRAY COMPONENT - TOTAL KNEE ARTHROPLASTY | 12.03.02 - Cemented, Alloy |  |  | EX032 | 1989 |  | EXACTECH AUSTRALIA PTY LTD | Optetrak Total Knee System, Tibial Baseplate | Tibial Baseplate, titanium, fixed insert, cemented | Size 1-6 | 159613 | October 2016 |  | Changed Benefit.
12 - Knee | 12.03 - TIBIAL TRAY COMPONENT - TOTAL KNEE ARTHROPLASTY | 12.03.02 - Cemented, Alloy |  |  | EX036 | 1989 |  | EXACTECH AUSTRALIA PTY LTD | Optetrak Total Knee System, Tibial Baseplate | Tibial Baseplate, titanium, fixed insert (finned, trapezoid, offset with locking screw), cemented | Size 1-6 | 159613 | October 2016 |  | Changed Benefit.
12 - Knee | 12.03 - TIBIAL TRAY COMPONENT - TOTAL KNEE ARTHROPLASTY | 12.03.02 - Cemented, Alloy |  |  | GO194 | 1989 |  | Global Orthopaedic Technology | Apex Knee, Tibial Base Plate - Cemented | Tibial Baseplate, Cemented, Non-Porous, Size 1 - 7 Left & Right | Size 1 Left & Right, size 2 Left & Right, size 3 Left & Right, size 4 Left & Right, size 5 Left & Right, size 6 Left & Right, size 7 Left & Right. | 278528 | October 2016 |  | Changed Benefit.
12 - Knee | 12.03 - TIBIAL TRAY COMPONENT - TOTAL KNEE ARTHROPLASTY | 12.03.02 - Cemented, Alloy |  |  | JJ662 | 1989 |  | Johnson & Johnson Medical Pty Ltd | PFC Sigma Knee System Tibial Baseplate | Tibial baseplate, cemented, keeled, titanium, with capacity for stem attachment | Size 1-6 | 98092 | October 2016 |  | Changed Benefit.
12 - Knee | 12.03 - TIBIAL TRAY COMPONENT - TOTAL KNEE ARTHROPLASTY | 12.03.02 - Cemented, Alloy |  |  | JJ663 | 1989 |  | Johnson & Johnson Medical Pty Ltd | PFC Sigma Knee System Tibial Baseplate | Tibial baseplate, cemented, cruciform keeled, titanium | Size 1-6 | 98092 | October 2016 |  | Changed Benefit.
12 - Knee | 12.03 - TIBIAL TRAY COMPONENT - TOTAL KNEE ARTHROPLASTY | 12.03.02 - Cemented, Alloy |  |  | MA515 | 1989 |  | Mathys Orthopaedics Pty Ltd | Balansys Tibial Baseplate | Tibial Baseplate cemented, CoCr | 59mm to 85mm | 211082 | October 2016 |  | Changed Benefit.
12 - Knee | 12.03 - TIBIAL TRAY COMPONENT - TOTAL KNEE ARTHROPLASTY | 12.03.02 - Cemented, Alloy |  |  | MA518 | 1989 |  | Mathys Orthopaedics Pty Ltd | Balansys Tibial Baseplate | Tibial Baseplate cemented, CoCr, TiNbN coated | 59mm to 85mm | 211083 | October 2016 |  | Changed Benefit.
12 - Knee | 12.03 - TIBIAL TRAY COMPONENT - TOTAL KNEE ARTHROPLASTY | 12.03.02 - Cemented, Alloy |  |  | MJ008 | 1989 |  | MatOrtho Australia Pty Ltd | MRK (Medial Rotation Knee) Total Knee System Tibial Baseplate | Tibial Baseplate, cemented, Titanium for fixed insert | 1-5 | 117769, 192371 | October 2016 |  | Changed Benefit.
12 - Knee | 12.03 - TIBIAL TRAY COMPONENT - TOTAL KNEE ARTHROPLASTY | 12.03.02 - Cemented, Alloy |  |  | MJ009 | 1989 |  | MatOrtho Australia Pty Ltd | Saiph Knee System Tibial Component Cemented | CoCr Tibial Component, Cemented | A - F, Standard and Long Stem | 117769, 192371 | October 2016 |  | Changed Benefit.
12 - Knee | 12.03 - TIBIAL TRAY COMPONENT - TOTAL KNEE ARTHROPLASTY | 12.03.02 - Cemented, Alloy |  |  | MU114 | 1989 |  | Medacta Australia Pty Ltd | GMK Cemented FIXED Tibial Tray -TiNbN coated | Asymmetric polished cemented fixed tibial component, with TiNbN surface coating | 1 to 6, left to right | 254614 | October 2016 |  | Changed Benefit.
12 - Knee | 12.03 - TIBIAL TRAY COMPONENT - TOTAL KNEE ARTHROPLASTY | 12.03.02 - Cemented, Alloy |  |  | SF142 | 1989 |  | Signature Orthopaedics | Active Knee Tibial Baseplate | Tibial baseplate, Cemented, CoCr | Sizes 1-5 | 276957 | October 2016 |  | Changed Benefit.
12 - Knee | 12.03 - TIBIAL TRAY COMPONENT - TOTAL KNEE ARTHROPLASTY | 12.03.02 - Cemented, Alloy |  |  | SN848 | 1989 |  | Smith & Nephew Pty Ltd | Journey Knee System Tibial Baseplate | Tibial baseplate, cemented, Titanium, for fixed insert | Sizes 1-8, Left and Right | 114463 | October 2016 |  | Changed Benefit.
12 - Knee | 12.03 - TIBIAL TRAY COMPONENT - TOTAL KNEE ARTHROPLASTY | 12.03.02 - Cemented, Alloy |  |  | ST066 | 1989 |  | Stryker Australia Pty Ltd | Scorpio Knee System Tibial Baseplate | Tibial baseplate, cemented, CoCr | 3, 5, 7, 9, 11, 13 | 12875, 141151 | October 2016 |  | Changed Benefit.
12 - Knee | 12.03 - TIBIAL TRAY COMPONENT - TOTAL KNEE ARTHROPLASTY | 12.03.02 - Cemented, Alloy |  |  | TO034 | 1989 |  | Tornier Pty Ltd | HLS Noetos Tibial Baseplate, Fixed | Tibial Baseplate/Tray, Cemented, Fixed Bearing, CoCr | Size 1 to 6 | 209997 | October 2016 |  | Changed Benefit.
12 - Knee | 12.03 - TIBIAL TRAY COMPONENT - TOTAL KNEE ARTHROPLASTY | 12.03.02 - Cemented, Alloy |  |  | ZI595 | 1989 |  | Zimmer Biomet Pty Ltd | NexGen Knee Tibial Components Stemmed - Option | Option - Titanium | 1 to 10 | 217361 | October 2016 |  | Changed Benefit.
12 - Knee | 12.03 - TIBIAL TRAY COMPONENT - TOTAL KNEE ARTHROPLASTY | 12.03.02 - Cemented, Alloy |  | Revision | BB204 | 3376 |  | B Braun Australia Pty Ltd | Columbus Total Knee System (TKS) Tibial Baseplate | Tibial baseplate, cemented, CoCr for fixed insert | T1 to T5 | 96481 | October 2016 |  | Changed Benefit.
12 - Knee | 12.03 - TIBIAL TRAY COMPONENT - TOTAL KNEE ARTHROPLASTY | 12.03.02 - Cemented, Alloy |  | Revision | BI169 | 3376 |  | Zimmer Biomet Pty Ltd | Biomet Universal Tibial Baseplate | Tibial baseplate, Cemented, Titanium, which allows for attachmnet of a variety of different stems and for fixed inserts | 59-91mm | 98451 | October 2016 |  | Changed Benefit.
12 - Knee | 12.03 - TIBIAL TRAY COMPONENT - TOTAL KNEE ARTHROPLASTY | 12.03.02 - Cemented, Alloy |  | Revision | BI811 | 3376 |  | Zimmer Biomet Pty Ltd | Offset Tibial Tray System | Tibial baseplate, Cemented, Titanium, which allows for attachment of the offset adaptor | 59-91mm | 98451 | October 2016 |  | Changed Benefit.
12 - Knee | 12.03 - TIBIAL TRAY COMPONENT - TOTAL KNEE ARTHROPLASTY | 12.03.02 - Cemented, Alloy |  | Revision | CR235 | 3376 |  | Corin Australia Pty Ltd | HLS Noetos Revision Tibial Baseplate | Tibial Tray, CoCr, cemented, | 1 to 6 | 210881 | February 2017 |  | Transferred from TO026
12 - Knee | 12.03 - TIBIAL TRAY COMPONENT - TOTAL KNEE ARTHROPLASTY | 12.03.02 - Cemented, Alloy |  | Revision | DY467 | 3376 |  | Johnson & Johnson Medical Pty Ltd | PFC Sigma Knee System tibial baseplate | Tibial baseplate, cemented, keeled, Titanium, standard and offset keels with capacity for augment and stem attachment | Size 1-6 | 98092 | October 2016 |  | Changed Benefit.
12 - Knee | 12.03 - TIBIAL TRAY COMPONENT - TOTAL KNEE ARTHROPLASTY | 12.03.02 - Cemented, Alloy |  | Revision | GO256 | 3376 |  | Global Orthopaedic Technology | Apex Revision Knee System | A modular tibial baseplate | sizes 1-6 | 196653 | October 2016 |  | Changed Benefit.
12 - Knee | 12.03 - TIBIAL TRAY COMPONENT - TOTAL KNEE ARTHROPLASTY | 12.03.02 - Cemented, Alloy |  | Revision | JJ510 | 3376 |  | Johnson & Johnson Medical Pty Ltd | PFC Sigma Knee System tibial baseplate | Tibial baseplate, cemented, keeled, forged CoCr, polished tibial insert surface | Size 1-6 | 97700 | October 2016 |  | Changed Benefit.
12 - Knee | 12.03 - TIBIAL TRAY COMPONENT - TOTAL KNEE ARTHROPLASTY | 12.03.02 - Cemented, Alloy |  | Revision | MA509 | 3376 |  | Mathys Orthopaedics Pty Ltd | Balansys Revision Knee, Tibial Plateau | Revision Tibial Baseplate, modular | 64 to 85 | 209537 | October 2016 |  | Changed Benefit.
12 - Knee | 12.03 - TIBIAL TRAY COMPONENT - TOTAL KNEE ARTHROPLASTY | 12.03.02 - Cemented, Alloy |  | Revision | MU030 | 3376 |  | Medacta Australia Pty Ltd | Evolis Knee System Tibial baseplate | Tibial baseplate, cemented, titanium for fixed insert | 1 - 6 | 132459 | October 2016 |  | Changed Benefit.
12 - Knee | 12.03 - TIBIAL TRAY COMPONENT - TOTAL KNEE ARTHROPLASTY | 12.03.02 - Cemented, Alloy |  | Revision | SR034 | 3376 |  | Stryker Australia Pty Ltd | Triathlon TS Knee System Tibial Baseplate | Tibial baseplate, stemmed revision, cemented, CoCr | 1 to 8 | 12875, 141151 | October 2016 |  | Changed Benefit.
12 - Knee | 12.03 - TIBIAL TRAY COMPONENT - TOTAL KNEE ARTHROPLASTY | 12.03.02 - Cemented, Alloy |  | Revision | SR080 | 3376 |  | Stryker Australia Pty Ltd | Duracon Knee System Stemmed Revision Baseplate | Stemmed revision baseplate, CoCr, (Vitallium). Cemented, Fixed | XS1, XS2, S1, S2, M1, M2, L1, L2, Xl1, Xl2 | 128028 | October 2016 |  | Changed Benefit.
12 - Knee | 12.03 - TIBIAL TRAY COMPONENT - TOTAL KNEE ARTHROPLASTY | 12.03.02 - Cemented, Alloy |  | Revision | ST034 | 3376 |  | Stryker Australia Pty Ltd | Scorpio Knee System Tibial Baseplate | Tibial baseplate, cemented, ability to attach stems, CoCr | 3,5,7,9,11,13 | 12875, 141151 | October 2016 |  | Changed Benefit.
12 - Knee | 12.03 - TIBIAL TRAY COMPONENT - TOTAL KNEE ARTHROPLASTY | 12.03.02 - Cemented, Alloy |  | Revision | ZI126 | 3376 |  | Zimmer Biomet Pty Ltd | NexGen Knee Tibial Baseplate | Stemmed AP wedged tibial baseplate, cemented, for fixed insert, titanium, PMMA coated, with capacity for augment and stem attachment | 1 - 10 | 217359 | October 2016 |  | Changed Benefit.
12 - Knee | 12.03 - TIBIAL TRAY COMPONENT - TOTAL KNEE ARTHROPLASTY | 12.03.02 - Cemented, Alloy |  | Revision | ZI867 | 3376 |  | Zimmer Biomet Pty Ltd | NexGen Stemmed Tibial Component - cemented | Stemmed tibial baseplate, cemented,for fixed insert, titanium PMMA coated, with capacity for augment and stem attachment | 1-10 | 227159 | October 2016 |  | Changed Benefit.
12 - Knee | 12.03 - TIBIAL TRAY COMPONENT - TOTAL KNEE ARTHROPLASTY | 12.03.02 - Cemented, Alloy |  |  | BV002 | 1989 |  | MICROPORT ORTHOPEDICS PTY LIMITED | Evolution Medial Pivot Knee System | Tibial component, CoCr, cemented | 1, 1+, 2, 2+, 3, 3+, 4, 4+, 5, 5+, 6, 7, 8, 8+ | 234319 | February 2017 |  | Changed Product Sub Group.
12 - Knee | 12.03 - TIBIAL TRAY COMPONENT - TOTAL KNEE ARTHROPLASTY | 12.03.02 - Cemented, Alloy |  |  | BV018 | 1989 |  | MICROPORT ORTHOPEDICS PTY LIMITED | Advance Medial Pivot Knee System | Tibial component, CoCr, cemented | 1, 1+, 2, 2+, 3, 3+, 4, 4+, 5, 5+, 6, 7, 8, 8+ | 237079 | February 2017 |  | Changed Product Sub Group.
12 - Knee | 12.03 - TIBIAL TRAY COMPONENT - TOTAL KNEE ARTHROPLASTY | 12.03.02 - Cemented, Alloy |  |  | CR251 | 1989 |  | Corin Australia Pty Ltd | Unity Knee – Tibial Tray | Tibial Tray Cemented | Sizes 1 – 9 | 223558 | August 2017 |  | New Listing
12 - Knee | 12.03 - TIBIAL TRAY COMPONENT - TOTAL KNEE ARTHROPLASTY | 12.03.02 - Cemented, Alloy |  |  | JJ957 | 1989 |  | Johnson & Johnson Medical Pty Ltd | Attune Knee System | Fixed Bearing Cemented Tibial Tray | 1-10 | 220503 | February 2017 |  | Changed Product Sub Group.
12 - Knee | 12.03 - TIBIAL TRAY COMPONENT - TOTAL KNEE ARTHROPLASTY | 12.03.02 - Cemented, Alloy |  |  | MU137 | 1989 |  | Medacta Australia Pty Ltd | GMK Cemented fixed Tibia Tray | Asymmetric polished cemented fixed tibial component | 1 to 6, left to right | 210966 | February 2017 |  | Changed Product Sub Group.
12 - Knee | 12.03 - TIBIAL TRAY COMPONENT - TOTAL KNEE ARTHROPLASTY | 12.03.02 - Cemented, Alloy |  |  | OH425 | 1989 |  | Orthotech Pty Ltd | Trekking Knee System, Tibial Component | Tibial Component Cemented | Size: T1 - T5 Width (mm): Depth 42-57 Width (mm): 64 - 86 | 287520 | August 2017 |  | Changed Size, Product Sub Group.
12 - Knee | 12.03 - TIBIAL TRAY COMPONENT - TOTAL KNEE ARTHROPLASTY | 12.03.02 - Cemented, Alloy |  |  | SN858 | 1989 |  | Smith & Nephew Pty Ltd | Profix Knee System Tibial Baseplate | Tibial Baseplate, cemented, Titanium, grit blasted | 1 - 8 | 220596 | August 2017 |  | Changed Product Sub Group.
12 - Knee | 12.03 - TIBIAL TRAY COMPONENT - TOTAL KNEE ARTHROPLASTY | 12.03.02 - Cemented, Alloy |  |  | ZI935 | 1989 |  | Zimmer Biomet Pty Ltd | Persona Knee System | Persona Tibial Tray, Stemmed | 9 sizes, left and right | 261273 | February 2017 |  | Changed Product Sub Group.
12 - Knee | 12.03 - TIBIAL TRAY COMPONENT - TOTAL KNEE ARTHROPLASTY | 12.03.02 - Cemented, Alloy |  | Hinged | LO158 | 3839 |  | Link Orthopaedics Australia | Link Modular Knee ProsthesisSystem | Tibial Components | Extra Small - Extra Large | 221853, 225001, 225784, 226252 | February 2017 |  | Changed Product Name, Product Sub Group.
12 - Knee | 12.03 - TIBIAL TRAY COMPONENT - TOTAL KNEE ARTHROPLASTY | 12.03.02 - Cemented, Alloy |  | Revision | BV006 | 3376 |  | MICROPORT ORTHOPEDICS PTY LIMITED | Advance Medial Pivot Knee System | Revision tibial component, titanium, cemented with offset stem | 1, 1+, 2, 2+, 3, 3+, 4, 4+, 5, 5+ in Left & Right | 278300 | February 2017 |  | Changed Product Sub Group.
12 - Knee | 12.03 - TIBIAL TRAY COMPONENT - TOTAL KNEE ARTHROPLASTY | 12.03.02 - Cemented, Alloy |  | Revision | BV015 | 3376 |  | MICROPORT ORTHOPEDICS PTY LIMITED | Advance Medial Pivot Knee System | Revision tibial component, titanium, cemented | 0+, 1, 1+, 2, 2+, 3, 3+, 4, 4+, 5, 5+, 6 | 238912 | February 2017 |  | Changed Product Sub Group.
12 - Knee | 12.03 - TIBIAL TRAY COMPONENT - TOTAL KNEE ARTHROPLASTY | 12.03.02 - Cemented, Alloy |  | Revision | MN207 | 3376 |  | Johnson & Johnson Medical Pty Ltd | Attune Knee System | Revision fixed bearing tibial tray. | 1 to 10 | 289595 | August 2017 |  | New Listing
12 - Knee | 12.03 - TIBIAL TRAY COMPONENT - TOTAL KNEE ARTHROPLASTY | 12.03.02 - Cemented, Alloy |  | Revision | MU138 | 3376 |  | Medacta Australia Pty Ltd | GMK Revision Cemented fixed Tibia Tray | Asymmetric polished cemented fixed tibial component | 1 to 6, left to right | 210966 | February 2017 |  | Changed Product Sub Group.
12 - Knee | 12.03 - TIBIAL TRAY COMPONENT - TOTAL KNEE ARTHROPLASTY | 12.03.02 - Cemented, Alloy |  | Revision | OH417 | 3376 |  | Orthotech Pty Ltd | Trekking Knee System - TCK Tibial Component Revision | Revision Tibial Component | Size: T1-T5 Width (mm) Depth: 42 - 57 Width (mm) 64 - 86 | 287508 | August 2017 |  | Changed Product Name, Description, Size, Product Sub Group, Suffix, Benefit.
12 - Knee | 12.03 - TIBIAL TRAY COMPONENT - TOTAL KNEE ARTHROPLASTY | 12.03.02 - Cemented, Alloy |  | Revision | OO020 | 3376 |  | Oceania Orthopaedics | ACS Knee System-ACS Revision tibial component, cemented | Revision base plate, cemented, for use with augments and straight or offset stems | Left and Right, Sizes 2,3,3.5,4,5,6 | 265611 | February 2017 |  | Changed Size, Product Sub Group.
12 - Knee | 12.03 - TIBIAL TRAY COMPONENT - TOTAL KNEE ARTHROPLASTY | 12.03.02 - Cemented, Alloy |  | Revision | SN824 | 3376 |  | Smith & Nephew Pty Ltd | Legion Knee System Tibial Baseplate | Tibial baseplate, cemented, Titanium, for fixed insert, | 1-8 | 208089 | August 2017 |  | Changed Product Sub Group.
12 - Knee | 12.03 - TIBIAL TRAY COMPONENT - TOTAL KNEE ARTHROPLASTY | 12.03.02 - Cemented, Alloy |  | Revision, Hinged | HW141 | 3839 |  | Stryker Australia Pty Ltd | MRH (Modular Rotating Hinge) Tibial Baseplate | MRH Tibial baseplate, CoCr (Vitallium), fixed insert with central hole for hinged insertion, w/attachable stem | Small, Medium, Large | 141151, 16236 | February 2017 |  | Changed Product Name, Description, Product Sub Group, Suffix.
12 - Knee | 12.03 - TIBIAL TRAY COMPONENT - TOTAL KNEE ARTHROPLASTY | 12.03.02 - Cemented, Alloy |  | Revision, Hinged | MU100 | 3839 |  | Medacta Australia Pty Ltd | GMK Hinge fixed tibial tray | Tibial Component cemented CoCr | 1 to 6 Left and Right | 211409 | February 2017 |  | Changed Product Sub Group, Suffix.
12 - Knee | 12.03 - TIBIAL TRAY COMPONENT - TOTAL KNEE ARTHROPLASTY | 12.03.02 - Cemented, Alloy |  | SCP | SK327 | 2359 |  | Stryker Australia Pty Ltd | Triathlon Knee System Tibial Baseplate | Tibial baseplate, cemented, CoCr | Sizes 1 to 8 | 217832 | February 2017 |  | Changed Description, Product Sub Group, Suffix, Benefit.
12 - Knee | 12.03 - TIBIAL TRAY COMPONENT - TOTAL KNEE ARTHROPLASTY | 12.03.02 - Cemented, Alloy |  | SCP | SN857 | 2359 |  | Smith & Nephew Pty Ltd | Genesis II Knee System Tibial Baseplate | Tibial Baseplate, cemented, Titanium, grit blasted | 1 - 9 | 207027 | February 2017 |  | Changed Product Sub Group.
12 - Knee | 12.03 - TIBIAL TRAY COMPONENT - TOTAL KNEE ARTHROPLASTY | 12.03.02 - Cemented, Alloy |  | SCP | ZI413 | 2359 |  | Zimmer Biomet Pty Ltd | Natural Knee Tibial Baseplate | Tibial Baseplate, Cemented - Titanium for fixed inserts | Size 00 to 5 | 220170 | February 2017 |  | Changed Product Name, Description, Product Sub Group.
12 - Knee | 12.03 - TIBIAL TRAY COMPONENT - TOTAL KNEE ARTHROPLASTY | 12.03.02 - Cemented, Alloy | 12.03.02.01 - PMMA Coating | SCP | ZI122 | 2451 |  | Zimmer Biomet Pty Ltd | NexGen Tibial Baseplate | Pegged Tibial Baseplate, cemented, for fixed insert, titanium, PMMA coated | 1 - 10 | 217360 | October 2016 |  | Changed Benefit.
12 - Knee | 12.03 - TIBIAL TRAY COMPONENT - TOTAL KNEE ARTHROPLASTY | 12.03.02 - Cemented, Alloy | 12.03.02.01 - PMMA Coating | SCP | ZI866 | 2451 |  | Zimmer Biomet Pty Ltd | NexGen primary Tibial Component | Precoat-Titanium | 1-10 | 220079 | October 2016 |  | Changed Benefit.
12 - Knee | 12.03 - TIBIAL TRAY COMPONENT - TOTAL KNEE ARTHROPLASTY | 12.03.03 - Cemented, Alloy, Moulded Polyethylene |  |  | BI153 | 2914 |  | Zimmer Biomet Pty Ltd | AGC Knee System Tibial Baseplate | Tibial baseplate, CoCr, Moulded, V2 (version 2), UHMWPE, cemented | 63-91mm | 109966 | October 2016 |  | Changed Benefit.
12 - Knee | 12.03 - TIBIAL TRAY COMPONENT - TOTAL KNEE ARTHROPLASTY | 12.03.04 - Cemented, Alloy, for Mobile Insert |  |  | BI196 | 2220 |  | Zimmer Biomet Pty Ltd | Vanguard Rotating Platform Tibial Baseplate | Tibial Baseplate Chrome Cobalt | 63-87mm | 109966 | October 2016 |  | Changed Benefit.
12 - Knee | 12.03 - TIBIAL TRAY COMPONENT - TOTAL KNEE ARTHROPLASTY | 12.03.04 - Cemented, Alloy, for Mobile Insert |  |  | CR241 | 2220 |  | Corin Australia Pty Ltd | HLS Kneetec - Mobile Tibial Tray | Mobile Tibial Tray for HLS Kneetec System, CoCr, Cemented | Sizes 1 to 8 | 206357 | February 2017 |  | Transferred from TO061
12 - Knee | 12.03 - TIBIAL TRAY COMPONENT - TOTAL KNEE ARTHROPLASTY | 12.03.04 - Cemented, Alloy, for Mobile Insert |  |  | DP032 | 2220 |  | Johnson & Johnson Medical Pty Ltd | MBT Knee System tibial baseplate | Tibial baseplate, cemented, CoCr, for rotating platform, (keeled and non keeled) | Sizes 1 - 7 | 98092 | October 2016 |  | Changed Benefit.
12 - Knee | 12.03 - TIBIAL TRAY COMPONENT - TOTAL KNEE ARTHROPLASTY | 12.03.04 - Cemented, Alloy, for Mobile Insert |  |  | EX040 | 2220 |  | EXACTECH AUSTRALIA PTY LTD | Optetrak RBK (Rotating Bearing Knee) Tibial Baseplate | Tibial Baseplate, titanium with polished insert surface, cemented, for a mobile insert | 1-6 | 159613 | October 2016 |  | Changed Benefit.
12 - Knee | 12.03 - TIBIAL TRAY COMPONENT - TOTAL KNEE ARTHROPLASTY | 12.03.04 - Cemented, Alloy, for Mobile Insert |  |  | GO003 | 2220 |  | Global Orthopaedic Technology | RBK Total Knee System Tibial Baseplate | Tibial baseplate, grit blast, CoCr, cemented, for mobile bearing insert | 0 - 5 | 279029 | October 2016 |  | Changed Benefit.
12 - Knee | 12.03 - TIBIAL TRAY COMPONENT - TOTAL KNEE ARTHROPLASTY | 12.03.04 - Cemented, Alloy, for Mobile Insert |  |  | GO155 | 2220 |  | Global Orthopaedic Technology | RBK Universal Knee System Tibial Baseplate | Tibial Baseplate, short keel, cemented, CoCr, for mobile insert | 1 - 5 | 143925 | October 2016 |  | Changed Benefit.
12 - Knee | 12.03 - TIBIAL TRAY COMPONENT - TOTAL KNEE ARTHROPLASTY | 12.03.04 - Cemented, Alloy, for Mobile Insert |  |  | LO171 | 2220 |  | Link Orthopaedics Australia | Link Endo Model Rotational and Hinge Knee Prostheses | Tibial Components | Extra small - extra large | 157545 | October 2016 |  | Changed Benefit.
12 - Knee | 12.03 - TIBIAL TRAY COMPONENT - TOTAL KNEE ARTHROPLASTY | 12.03.04 - Cemented, Alloy, for Mobile Insert |  |  | MA312 | 2220 |  | Mathys Orthopaedics Pty Ltd | balanSys Tibial Baseplate | Tibial Baseplate for Mobile Bearing Insert, cemented, CoCr | 59mm to 85mm | 211085 | October 2016 |  | Changed Benefit.
12 - Knee | 12.03 - TIBIAL TRAY COMPONENT - TOTAL KNEE ARTHROPLASTY | 12.03.04 - Cemented, Alloy, for Mobile Insert |  |  | MU077 | 2220 |  | Medacta Australia Pty Ltd | GMK Mobile Cemented Tibia Tray | Asymmetric mobile cemented tibial component | 1 to 6, left to right | 210965 | October 2016 |  | Changed Benefit.
12 - Knee | 12.03 - TIBIAL TRAY COMPONENT - TOTAL KNEE ARTHROPLASTY | 12.03.04 - Cemented, Alloy, for Mobile Insert |  |  | MU115 | 2220 |  | Medacta Australia Pty Ltd | GMK Mobile Cemented Tibial Tray - TiNbN coated | Asymmetric mobile cemented tibial component, with TiNbN surface coating. | 1 to 6, left to right | 254615 | October 2016 |  | Changed Benefit.
12 - Knee | 12.03 - TIBIAL TRAY COMPONENT - TOTAL KNEE ARTHROPLASTY | 12.03.04 - Cemented, Alloy, for Mobile Insert |  |  | SR030 | 2220 |  | Stryker Australia Pty Ltd | Triathlon Knee System Tibial Baseplate | Mobile bearing, tibial baseplate, cemented, CoCr | 1 to 8 | 141151, 72106 | October 2016 |  | Changed Benefit.
12 - Knee | 12.03 - TIBIAL TRAY COMPONENT - TOTAL KNEE ARTHROPLASTY | 12.03.04 - Cemented, Alloy, for Mobile Insert |  |  | ST069 | 2220 |  | Stryker Australia Pty Ltd | Scorpio Knee System Tibial Baseplate | Mobile bearing tibial baseplate, cemented, CoCr | 3, 5, 7, 9, 11, 13 | 141151, 72106 | October 2016 |  | Changed Benefit.
12 - Knee | 12.03 - TIBIAL TRAY COMPONENT - TOTAL KNEE ARTHROPLASTY | 12.03.04 - Cemented, Alloy, for Mobile Insert |  | Revision | BB253 | 3608 |  | B Braun Australia Pty Ltd | Columbus Total Knee System (TKS) Tibial Baseplate | Tibial Baseplate, Cemented, CoCr for mobile insert, polished insert surface | T1- T5 | 96481 | October 2016 |  | Changed Benefit.
12 - Knee | 12.03 - TIBIAL TRAY COMPONENT - TOTAL KNEE ARTHROPLASTY | 12.03.04 - Cemented, Alloy, for Mobile Insert |  | Revision | GO115 | 3608 |  | Global Orthopaedic Technology | RBK Total Knee System Tibial Baseplate | Tibial Baseplate, for mobile insert, CrCo, cemented | Size 00 to 5 | 278989 | October 2016 |  | Changed Benefit.
12 - Knee | 12.03 - TIBIAL TRAY COMPONENT - TOTAL KNEE ARTHROPLASTY | 12.03.04 - Cemented, Alloy, for Mobile Insert |  | Revision | LI068 | 3608 |  | Amplitude Australia | Score Knee System Tibial Baseplate | Tibial Baseplate, Cemented, CoCr, polished insert surface for mobile insert | 7 Sizes | 210578 | October 2016 |  | Changed Benefit.
12 - Knee | 12.03 - TIBIAL TRAY COMPONENT - TOTAL KNEE ARTHROPLASTY | 12.03.04 - Cemented, Alloy, for Mobile Insert |  | Revision | OO019 | 3608 |  | Oceania Orthopaedics | ACS Knee System - ACS SC Revision Tibial component, Cemented | Revision MB base plate for use with augments and straight or offset stems | Sizes 2,3,4,5,6 | 265619 | October 2016 |  | Changed Benefit.
12 - Knee | 12.03 - TIBIAL TRAY COMPONENT - TOTAL KNEE ARTHROPLASTY | 12.03.04 - Cemented, Alloy, for Mobile Insert |  | Revision, Extra Thick | JJ634 | 6891 |  | Johnson & Johnson Medical Pty Ltd | LCS Complete Knee System - MBT Revision Thick Tray | Thick Tibial Tray | 1 to 6 | 98092 | October 2016 |  | Changed Benefit.
12 - Knee | 12.03 - TIBIAL TRAY COMPONENT - TOTAL KNEE ARTHROPLASTY | 12.03.04 - Cemented, Alloy, for Mobile Insert |  | Revision, Extra Thick | JJ804 | 6891 |  | Johnson & Johnson Medical Pty Ltd | MBT Revision Thick Tibial Tray | Tibial Tray | Size range 2 to 5. Tray Thickness of 25mm | 98092 | October 2016 |  | Changed Benefit.
12 - Knee | 12.03 - TIBIAL TRAY COMPONENT - TOTAL KNEE ARTHROPLASTY | 12.03.04 - Cemented, Alloy, for Mobile Insert |  | Revision, Hinged | BH122 | 4070 |  | Zimmer Biomet Pty Ltd | RHK Knee - Stemmed Tibial Tray | Tibial Component, stemmed tray | 63-71mm | 109969 | October 2016 |  | Changed Benefit.
12 - Knee | 12.03 - TIBIAL TRAY COMPONENT - TOTAL KNEE ARTHROPLASTY | 12.03.04 - Cemented, Alloy, for Mobile Insert |  | Revision, Hinged | BH123 | 4070 |  | Zimmer Biomet Pty Ltd | RHK Knee - Modular Tibial Tray | Tibial Component, modular tray | 63 to 71mm | 109969 | October 2016 |  | Changed Benefit.
12 - Knee | 12.03 - TIBIAL TRAY COMPONENT - TOTAL KNEE ARTHROPLASTY | 12.03.04 - Cemented, Alloy, for Mobile Insert |  | Revision, Hinged | DY151 | 4070 |  | Johnson & Johnson Medical Pty Ltd | MBT Knee System Revision Tibial base Plate | Tibial baseplate, cemented, CoCr, for rotating platform, also usable with specific hinged insert | Sizes 1-7 | 98092 | October 2016 |  | Changed Benefit.
12 - Knee | 12.03 - TIBIAL TRAY COMPONENT - TOTAL KNEE ARTHROPLASTY | 12.03.04 - Cemented, Alloy, for Mobile Insert |  | Revision, Hinged | SF136 | 4070 |  | Signature Orthopaedics | SHiVA Modular Knee Prosthesis - Tibial Tray | Tibial Tray | Size 2,3 and 4 | 192962 | October 2016 |  | Changed Benefit.
12 - Knee | 12.03 - TIBIAL TRAY COMPONENT - TOTAL KNEE ARTHROPLASTY | 12.03.04 - Cemented, Alloy, for Mobile Insert |  | Revision, Hinged | ZI308 | 4070 |  | Zimmer Biomet Pty Ltd | Nexgen Rotating Hinge Tibial Baseplate | Stemmed Tibial Baseplate with polished tibial insert surface, cemented, PMMA coated for Nexgen rotating hinged femoral component | 1-6 | 220389, 226691 | October 2016 |  | Changed Benefit.
12 - Knee | 12.03 - TIBIAL TRAY COMPONENT - TOTAL KNEE ARTHROPLASTY | 12.03.04 - Cemented, Alloy, for Mobile Insert |  |  | JJ958 | 2220 |  | Johnson & Johnson Medical Pty Ltd | Attune Knee System | Mobile Bearing Cemented Tibial Tray | 1-10 | 191589 | February 2017 |  | Changed Product Sub Group.
12 - Knee | 12.03 - TIBIAL TRAY COMPONENT - TOTAL KNEE ARTHROPLASTY | 12.03.04 - Cemented, Alloy, for Mobile Insert |  |  | MA544 | 2220 |  | Mathys Orthopaedics Pty Ltd | balanSys RP Tibial Plateau TiNbN | Tibial Baseplate for Mobile Bearing Insert, cemented, CoCr with TiNbN Coating | 59mm to 85mm | 211086 | February 2017 |  | Changed Product Sub Group.
12 - Knee | 12.03 - TIBIAL TRAY COMPONENT - TOTAL KNEE ARTHROPLASTY | 12.03.04 - Cemented, Alloy, for Mobile Insert |  |  | OH422 | 2220 |  | Orthotech Pty Ltd | Trekking Knee System, Tibial Component MB Cemented | Tibial Component MB Cemented | Size: T1 - T5 Width (mm): 64 - 86 Width (mm): Depth 42 - 57 | 287519 | August 2017 |  | Changed Product Name, Description, Size, Product Sub Group.
12 - Knee | 12.03 - TIBIAL TRAY COMPONENT - TOTAL KNEE ARTHROPLASTY | 12.03.04 - Cemented, Alloy, for Mobile Insert |  |  | OO179 | 2220 |  | Oceania Orthopaedics | ACS Mobile Tibial Component Cemented | Tibia Base Plate Cemented for use with a Mobile Bearing insert - TiN Coated | 2-7 | 265622, 265672 | August 2017 |  | Compressed from OO006, OO008
12 - Knee | 12.03 - TIBIAL TRAY COMPONENT - TOTAL KNEE ARTHROPLASTY | 12.03.04 - Cemented, Alloy, for Mobile Insert |  |  | SN369 | 2220 |  | Smith & Nephew Pty Ltd | Mobile Bearing Knee System Tibial Baseplate | Tibial baseplate, cemented, CoCr, polished insert surface, for mobile insert, | Left & Right, Size 1-8 | 242032 | February 2017 |  | Changed Product Name, Description, Product Sub Group.
12 - Knee | 12.03 - TIBIAL TRAY COMPONENT - TOTAL KNEE ARTHROPLASTY | 12.03.04 - Cemented, Alloy, for Mobile Insert |  |  | TZ011 | 2220 |  | The Trustee for Adler Ortho Unit Trust | Genus Knee System - Genus Cemented Tibial Tray | Cemented Mobile Bearing Tibial Tray | 1-7 | 232058 | August 2017 |  | Transferred from OO152
12 - Knee | 12.03 - TIBIAL TRAY COMPONENT - TOTAL KNEE ARTHROPLASTY | 12.03.04 - Cemented, Alloy, for Mobile Insert |  | Revision | BB201 | 3608 |  | B Braun Australia Pty Ltd | e.MOTION Total Knee | Tibial baseplate, cemented, CoCR with polished surface for mobile insert | T1-T8, left and right | 96481 | February 2017 |  | Changed Product Sub Group.
12 - Knee | 12.03 - TIBIAL TRAY COMPONENT - TOTAL KNEE ARTHROPLASTY | 12.03.04 - Cemented, Alloy, for Mobile Insert |  | Revision, Hinged | BB354 | 4070 |  | B Braun Australia Pty Ltd | EnduRo Rotating Hinge Knee Tibial Component | The EnduRo is a Rotating Hinge Knee prosthesis that enables the Orthopaedic Surgeon to treat complex revision knee arthoplasty as well as unstable knees | 1-3 | 96481 | February 2017 |  | Changed Product Sub Group.
12 - Knee | 12.03 - TIBIAL TRAY COMPONENT - TOTAL KNEE ARTHROPLASTY | 12.03.04 - Cemented, Alloy, for Mobile Insert |  | Revision, Hinged | OO157 | 4070 |  | Oceania Orthopaedics | MUTARS GenuX MK Tibial Component, cemented | MUTARS GenuX MK Tibial Component, cemented | 2-6 | 238837 | February 2017 |  | Changed Product Sub Group.
12 - Knee | 12.03 - TIBIAL TRAY COMPONENT - TOTAL KNEE ARTHROPLASTY | 12.03.04 - Cemented, Alloy, for Mobile Insert |  | Revision, Hinged | SM160 | 4070 |  | Smith & Nephew Pty Ltd | Legion Hinge Tibial Baseplate | A tibial baseplate used for the Legion Hinge system. | Size 2 to 7 Left, Right | 232074 | August 2017 |  | Changed Product Sub Group.
12 - Knee | 12.03 - TIBIAL TRAY COMPONENT - TOTAL KNEE ARTHROPLASTY | 12.03.04 - Cemented, Alloy, for Mobile Insert | 12.03.04.01 - PMMA Coating |  | ZI415 | 2312 |  | Zimmer Biomet Pty Ltd | Natural Knee | Primary Tibial Baseplate - Mobile Bearing Non Porous - CoCr alloy | Size 00 to 5 | 100318 | October 2016 |  | Changed Benefit.
12 - Knee | 12.03 - TIBIAL TRAY COMPONENT - TOTAL KNEE ARTHROPLASTY | 12.03.04 - Cemented, Alloy, for Mobile Insert | 12.03.04.01 - PMMA Coating | SCP | ZI862 | 2682 |  | Zimmer Biomet Pty Ltd | NexGen Legacy Knee Tibial Baseplate | Tibial baseplate, cemented, CoCr, with PMMA coating for legacy posterior stabilised mobile insert | 1 - 10 | 227154 | October 2016 |  | Changed Benefit.
12 - Knee | 12.03 - TIBIAL TRAY COMPONENT - TOTAL KNEE ARTHROPLASTY | 12.03.05 - Uncemented, Alloy |  |  | BI977 | 2128 |  | Zimmer Biomet Pty Ltd | Regenerex Tibial Tray | Tibial Baseplate, modular. Regenerex porous coat, Ti Alloy | 59, 63, 67, 71, 75, 79, 83 mm | 98451 | October 2016 |  | Changed Benefit.
12 - Knee | 12.03 - TIBIAL TRAY COMPONENT - TOTAL KNEE ARTHROPLASTY | 12.03.05 - Uncemented, Alloy |  |  | DD020 | 2128 |  | DJO Australasia Pty Ltd | 3D Knee System Tibial Baseplate | Tibial Baseplate, uncemented, beaded, CoCr and Titanium | Size 1 to 12 | 161909 | October 2016 |  | Changed Benefit.
12 - Knee | 12.03 - TIBIAL TRAY COMPONENT - TOTAL KNEE ARTHROPLASTY | 12.03.05 - Uncemented, Alloy |  |  | HW086 | 2128 |  | Stryker Australia Pty Ltd | Duracon Knee System Tibial Baseplate | Tibial baseplate, uncemented, beaded, CoCr (Vitallium) | Small, Medium, Large, Extra-Large | 141151 | October 2016 |  | Changed Benefit.
12 - Knee | 12.03 - TIBIAL TRAY COMPONENT - TOTAL KNEE ARTHROPLASTY | 12.03.05 - Uncemented, Alloy |  |  | SK388 | 2128 |  | Stryker Australia Pty Ltd | Triathlon Knee System Tibial Baseplate | Tibial baseplate, uncemented, beaded, CoCr | Sizes 1 to 8 | 141151, 96839 | October 2016 |  | Changed Benefit.
12 - Knee | 12.03 - TIBIAL TRAY COMPONENT - TOTAL KNEE ARTHROPLASTY | 12.03.05 - Uncemented, Alloy |  |  | ST029 | 2128 |  | Stryker Australia Pty Ltd | Scorpio Knee System Tibial Baseplate | Tibial baseplate, uncemented, beaded (microstructure), CoCr | 3,5,7,9,11,13 | 12875, 141151 | October 2016 |  | Changed Benefit.
12 - Knee | 12.03 - TIBIAL TRAY COMPONENT - TOTAL KNEE ARTHROPLASTY | 12.03.05 - Uncemented, Alloy |  |  | ZI412 | 2128 |  | Zimmer Biomet Pty Ltd | Natural Knee Tibial Baseplate CSTi | Tibial Baseplate, uncemented, Cancellous structure Titanium ingrowth surface for fixed inserts | Size 00 to 5 | 228018 | October 2016 |  | Changed Benefit.
12 - Knee | 12.03 - TIBIAL TRAY COMPONENT - TOTAL KNEE ARTHROPLASTY | 12.03.05 - Uncemented, Alloy |  |  | ZI569 | 2128 |  | Zimmer Biomet Pty Ltd | Nexgen Trabecular Metal Tibial Tray | Nexgen Trabecular Metal Tibial Tray | sizes 2, 3, 4, 5, 6, 7 & 8 | 231503 | October 2016 |  | Changed Benefit.
12 - Knee | 12.03 - TIBIAL TRAY COMPONENT - TOTAL KNEE ARTHROPLASTY | 12.03.05 - Uncemented, Alloy |  | Revision | MU040 | 3515 |  | Medacta Australia Pty Ltd | Evolis Knee System Tibial baseplate | Tibial baseplate, uncemented, titanium with titanium plasma spray, for fixed insert | 1 -6 | 132459 | October 2016 |  | Changed Benefit.
12 - Knee | 12.03 - TIBIAL TRAY COMPONENT - TOTAL KNEE ARTHROPLASTY | 12.03.05 - Uncemented, Alloy |  | Revision | SR081 | 3515 |  | Stryker Australia Pty Ltd | Duracon Knee System Stemmed Revision Baseplate | Stemmed revision baseplate, CoCr, (Vitallium), uncemented, beaded, with screw holes for screw fixation, fixed | S1, S2, M1, M2, L1, L2 XL1, XL2 | 128028 | October 2016 |  | Changed Benefit.
12 - Knee | 12.03 - TIBIAL TRAY COMPONENT - TOTAL KNEE ARTHROPLASTY | 12.03.05 - Uncemented, Alloy |  | Revision | BV023 | 3515 |  | MICROPORT ORTHOPEDICS PTY LIMITED | Advance Medial Pivot Knee System | Tibial component, beaded, titanium | 1, 1+, 2, 2+, 3, 3+, 4, 4+, 5, 5+, 6 | 278306 | February 2017 |  | Changed Product Sub Group.
12 - Knee | 12.03 - TIBIAL TRAY COMPONENT - TOTAL KNEE ARTHROPLASTY | 12.03.05 - Uncemented, Alloy |  | Revision | OO021 | 3515 |  | Oceania Orthopaedics | ACS Knee System-ACS Revision tibial component, cementless porous coated | Revision tibial component, cementless porous coated, for use with augments and straight or offset stems. | Left and Right, Sizes 2,3,3.5,4,5,6 | 265612 | February 2017 |  | Changed Size, Product Sub Group.
12 - Knee | 12.03 - TIBIAL TRAY COMPONENT - TOTAL KNEE ARTHROPLASTY | 12.03.05 - Uncemented, Alloy | 12.03.05.01 - HA Coating |  | AE099 | 2498 |  | Allegra Orthopaedics Pty Ltd | Active Knee Tibial Baseplate | Tibial Baseplate, HA, uncemented, beaded, stemmed , CoCr | Sizes 1 to 5 (A-Narrow & B-Wide) | 133900 | October 2016 |  | Changed Benefit.
12 - Knee | 12.03 - TIBIAL TRAY COMPONENT - TOTAL KNEE ARTHROPLASTY | 12.03.05 - Uncemented, Alloy | 12.03.05.01 - HA Coating |  | BI186 | 2498 |  | Zimmer Biomet Pty Ltd | Maxim Complete Knee System Tibial Baseplate | Tibial baseplate, uncemented, Titanium plasma sprayed surface (Porous plasma spray PPS) with HA | 59 - 91mm | 98451 | October 2016 |  | Changed Benefit.
12 - Knee | 12.03 - TIBIAL TRAY COMPONENT - TOTAL KNEE ARTHROPLASTY | 12.03.05 - Uncemented, Alloy | 12.03.05.01 - HA Coating |  | BI961 | 2498 |  | Zimmer Biomet Pty Ltd | Tibial Tray System | Tibial Tray System - Primary, one piece, highly polished, uncemented, HA, plasma porous coated | 59-91 | 138208 | October 2016 |  | Changed Benefit.
12 - Knee | 12.03 - TIBIAL TRAY COMPONENT - TOTAL KNEE ARTHROPLASTY | 12.03.05 - Uncemented, Alloy | 12.03.05.01 - HA Coating |  | GO193 | 2498 |  | Global Orthopaedic Technology | Apex Knee, Tibial Base Plate - Porous | Tibial Baseplate, Cementless | Size 1 Left & Right, Size 2 Left & Right, Size 3 Left & Right, Size 4 Left & Right, Size 5 Left & Right, Size 6 Left & Right | 158606 | February 2017 |  | Changed Product Name, Description, Size.
12 - Knee | 12.03 - TIBIAL TRAY COMPONENT - TOTAL KNEE ARTHROPLASTY | 12.03.05 - Uncemented, Alloy | 12.03.05.01 - HA Coating |  | MJ010 | 2498 |  | MatOrtho Australia Pty Ltd | MRK (Medial Rotation Knee) Total Knee System Tibial Baseplate | Tibial Baseplate, uncemented, Titanium with stippled surface titanium plasma spray HA coated | 1-5 | 117769, 192371 | October 2016 |  | Changed Benefit.
12 - Knee | 12.03 - TIBIAL TRAY COMPONENT - TOTAL KNEE ARTHROPLASTY | 12.03.05 - Uncemented, Alloy | 12.03.05.01 - HA Coating |  | MJ011 | 2498 |  | MatOrtho Australia Pty Ltd | Saiph Knee System Tibial Component Cementless | CoCr Tibial Component, Porous Titanium and HA | A - F, Standard an Long Stem | 117769, 192371 | October 2016 |  | Changed Benefit.
12 - Knee | 12.03 - TIBIAL TRAY COMPONENT - TOTAL KNEE ARTHROPLASTY | 12.03.05 - Uncemented, Alloy | 12.03.05.01 - HA Coating |  | MU067 | 2498 |  | Medacta Australia Pty Ltd | GMK Uncemented Fixed Tibia Tray | Asymmetric uncemented fixed tibial component | 1 to 6, left and right | 132459 | October 2016 |  | Changed Benefit.
12 - Knee | 12.03 - TIBIAL TRAY COMPONENT - TOTAL KNEE ARTHROPLASTY | 12.03.05 - Uncemented, Alloy | 12.03.05.01 - HA Coating |  | OH426 | 2498 |  | Orthotech Pty Ltd | Trekking Knee System, tibial component | Tibial component uncemented | 1 - 5 | 165471 | October 2016 |  | Changed Benefit.
12 - Knee | 12.03 - TIBIAL TRAY COMPONENT - TOTAL KNEE ARTHROPLASTY | 12.03.05 - Uncemented, Alloy | 12.03.05.01 - HA Coating |  | SF140 | 2498 |  | Signature Orthopaedics | Active Knee Tibial Baseplate | Tibial Baseplate, HA, uncemented, beaded, stemmed , CoCr | Sizes 1 to 5 (A-Narrow & B-Wide) | 276963 | October 2016 |  | Changed Benefit.
12 - Knee | 12.03 - TIBIAL TRAY COMPONENT - TOTAL KNEE ARTHROPLASTY | 12.03.05 - Uncemented, Alloy | 12.03.05.01 - HA Coating |  | SK326 | 2498 |  | Stryker Australia Pty Ltd | Triathlon Knee System Tibial Baseplate | Tibial baseplate, uncemented, beaded with PA (Hydroxyapatite), without screw holes, CoCr | Sizes 1 to 8 | 146115 | February 2017 |  | Changed Product Name, Description.
12 - Knee | 12.03 - TIBIAL TRAY COMPONENT - TOTAL KNEE ARTHROPLASTY | 12.03.05 - Uncemented, Alloy | 12.03.05.01 - HA Coating |  | SK433 | 2498 |  | Stryker Australia Pty Ltd | Triathlon Knee System Tibial Baseplate | Tibial baseplate, uncemented, beaded with PA (Hydroxyapatite), with screw holes, CoCr | 1-8 | 146115, 16236 | October 2016 |  | Changed Benefit.
12 - Knee | 12.03 - TIBIAL TRAY COMPONENT - TOTAL KNEE ARTHROPLASTY | 12.03.05 - Uncemented, Alloy | 12.03.05.01 - HA Coating |  | SN861 | 2498 |  | Smith & Nephew Pty Ltd | Genesis II Knee System Tibial Baseplate | Tibial baseplate, cementless, titanium, beaded, HA for fixed insert | Left / Right 1 - 8 | 242855 | October 2016 |  | Changed Benefit.
12 - Knee | 12.03 - TIBIAL TRAY COMPONENT - TOTAL KNEE ARTHROPLASTY | 12.03.05 - Uncemented, Alloy | 12.03.05.01 - HA Coating |  | ST031 | 2498 |  | Stryker Australia Pty Ltd | Scorpio Knee System Tibial Baseplate | Tibial baseplate, uncemented, beaded (microstructure) with PA (Hydroxyapatite), ability to add screws, CoCr | 3,5,7,9,11,13 | 146120 | October 2016 |  | Changed Benefit.
12 - Knee | 12.03 - TIBIAL TRAY COMPONENT - TOTAL KNEE ARTHROPLASTY | 12.03.05 - Uncemented, Alloy | 12.03.05.01 - HA Coating |  | ST648 | 2498 |  | Stryker Australia Pty Ltd | Scorpio Knee System & S7000 Tibial Baseplate | Tibial baseplate, uncemented, with Hydroxyapatite, CoCr | 3, 5, 7, 9, 11, 13 | 145648 | October 2016 |  | Changed Benefit.
12 - Knee | 12.03 - TIBIAL TRAY COMPONENT - TOTAL KNEE ARTHROPLASTY | 12.03.06 - Uncemented, Alloy, Moulded Polyethylene |  | SCP | ZI295 | 3422 |  | Zimmer Biomet Pty Ltd | NexGen Porous Tantalum Tibial Baseplate and Insert | One piece Trabecular Metal (Tantalum) Tibial Baseplate and Insert UHMWPE (minimal and posterior constrained) | Sizes 3 - 8, Height 10mm - 17mm | 226498, 228177 | February 2017 |  | Changed Product Sub Group.
12 - Knee | 12.03 - TIBIAL TRAY COMPONENT - TOTAL KNEE ARTHROPLASTY | 12.03.07 - Uncemented, Alloy, for Mobile Insert |  |  | DP031 | 2729 |  | Johnson & Johnson Medical Pty Ltd | MBT Knee System tibial baseplate | Tibial baseplate, uncemented, CoCr, beaded (Porocoat) for rotating platform, (keeled and non keeled) | Sizes 1 - 7 | 98092 | October 2016 |  | Changed Benefit.
12 - Knee | 12.03 - TIBIAL TRAY COMPONENT - TOTAL KNEE ARTHROPLASTY | 12.03.07 - Uncemented, Alloy, for Mobile Insert |  |  | DY377 | 2729 |  | Johnson & Johnson Medical Pty Ltd | MBT knee system tibial baseplate | Tibial baseplate, uncemented, Titanium, TiN, beaded (Porocoat) for rotating platform, (non keeled only) | Sizes 1 - 7 | 97700 | October 2016 |  | Changed Benefit.
12 - Knee | 12.03 - TIBIAL TRAY COMPONENT - TOTAL KNEE ARTHROPLASTY | 12.03.07 - Uncemented, Alloy, for Mobile Insert |  |  | GO004 | 2729 |  | Global Orthopaedic Technology | RBK Total Knee System Tibial Baseplate | Tibial baseplate, CoCr, beaded, uncemented, for mobile bearing insert | 1-5 | 143923, 75734 | October 2016 |  | Changed Benefit.
12 - Knee | 12.03 - TIBIAL TRAY COMPONENT - TOTAL KNEE ARTHROPLASTY | 12.03.07 - Uncemented, Alloy, for Mobile Insert |  |  | GO156 | 2729 |  | Global Orthopaedic Technology | RBK Universal Knee System Tibial Baseplate | Tibial Baseplate, short keel, uncemented, CoCr, beaded, for mobile insert | 1 - 5 | 143926 | October 2016 |  | Changed Benefit.
12 - Knee | 12.03 - TIBIAL TRAY COMPONENT - TOTAL KNEE ARTHROPLASTY | 12.03.07 - Uncemented, Alloy, for Mobile Insert |  |  | ZI414 | 2729 |  | Zimmer Biomet Pty Ltd | Natural Knee Tibial Baseplate CSTi | Tibial Baseplate, uncemented, with fixed long stems and capacity to attach augments, Cancellous structure Titanium ingrowth surface for mobile inserts | Size 00 to 5 | 221484, 221485 | October 2016 |  | Changed Benefit.
12 - Knee | 12.03 - TIBIAL TRAY COMPONENT - TOTAL KNEE ARTHROPLASTY | 12.03.07 - Uncemented, Alloy, for Mobile Insert |  |  | OO178 | 2729 |  | Oceania Orthopaedics | ACS Knee Porous Coated Tibia Component Cementless | Tibial base plate porous coated for use with mobile bearing insert - TiN Coated | 2-7 | 265617, 265623 | August 2017 |  | Compressed from OO005, OO009
12 - Knee | 12.03 - TIBIAL TRAY COMPONENT - TOTAL KNEE ARTHROPLASTY | 12.03.07 - Uncemented, Alloy, for Mobile Insert | 12.03.07.01 - HA Coating |  | BB233 | 3099 |  | B Braun Australia Pty Ltd | Emotion Total Knee System (TKS) Tibial Baseplate | Tibial baseplate, uncemented, CoCr, Titanium plasma spray (Plasmapore) with polished insert surface, HA coated for mobile insert | T1 - T8 | 96481 | February 2017 |  | Changed Product Name, Description.
12 - Knee | 12.03 - TIBIAL TRAY COMPONENT - TOTAL KNEE ARTHROPLASTY | 12.03.07 - Uncemented, Alloy, for Mobile Insert | 12.03.07.01 - HA Coating |  | BI900 | 3099 |  | Zimmer Biomet Pty Ltd | Vanguard Tibial Baseplate | Tibial Baseplate, uncemented, Titanium plasma sprayed surface (Porous plasma spray PPS) with HA for mobile insert | 59-91mm | 223411, 226056 | October 2016 |  | Changed Benefit.
12 - Knee | 12.03 - TIBIAL TRAY COMPONENT - TOTAL KNEE ARTHROPLASTY | 12.03.07 - Uncemented, Alloy, for Mobile Insert | 12.03.07.01 - HA Coating |  | DP035 | 3099 |  | Johnson & Johnson Medical Pty Ltd | MBT Knee System tibial baseplate | Tibial baseplate, uncemented, CoCr, HA (Duofix), beaded (Porocoat) for rotating platform, ( non keeled only) | Size 1-7 | 143525 | October 2016 |  | Changed Benefit.
12 - Knee | 12.03 - TIBIAL TRAY COMPONENT - TOTAL KNEE ARTHROPLASTY | 12.03.07 - Uncemented, Alloy, for Mobile Insert | 12.03.07.01 - HA Coating |  | GO005 | 3099 |  | Global Orthopaedic Technology | RBK Total Knee System Tibial Baseplate | Tibial baseplate, CoCr, uncemented, beaded, with Titanium plasma spray and HA for mobile bearing insert | 1-5 | 278988 | October 2016 |  | Changed Benefit.
12 - Knee | 12.03 - TIBIAL TRAY COMPONENT - TOTAL KNEE ARTHROPLASTY | 12.03.07 - Uncemented, Alloy, for Mobile Insert | 12.03.07.01 - HA Coating |  | GO157 | 3099 |  | Global Orthopaedic Technology | RBK Universal Knee System Tibial Baseplate | Tibial Baseplate, short keel, uncemented, CoCr, beaded, with titanium plasma spray and HA, for mobile insert | 1 -5 | 143926 | October 2016 |  | Changed Benefit.
12 - Knee | 12.03 - TIBIAL TRAY COMPONENT - TOTAL KNEE ARTHROPLASTY | 12.03.07 - Uncemented, Alloy, for Mobile Insert | 12.03.07.01 - HA Coating |  | MU076 | 3099 |  | Medacta Australia Pty Ltd | GMK Uncemented mobile Tibia Tray | Asymmetric uncemented mobile tibia with titanium porous coating by an hydroxyapatite coating | 1 to 6, left and right | 132459 | October 2016 |  | Changed Benefit.
12 - Knee | 12.03 - TIBIAL TRAY COMPONENT - TOTAL KNEE ARTHROPLASTY | 12.03.07 - Uncemented, Alloy, for Mobile Insert | 12.03.07.01 - HA Coating |  | OH421 | 3099 |  | Orthotech Pty Ltd | Trekking Knee System, Mobile Bearing Tibial Component | Mobile Bearing Tibial Component | Size: T1 - T5 Width (mm) Depth: 42-57 Width (mm): 64 - 86 | 287518 | August 2017 |  | Changed Product Name, Description, Size.
12 - Knee | 12.03 - TIBIAL TRAY COMPONENT - TOTAL KNEE ARTHROPLASTY | 12.03.07 - Uncemented, Alloy, for Mobile Insert | 12.03.07.01 - HA Coating |  | OO007 | 3099 |  | Oceania Orthopaedics | ACS Knee System - TCP coated tibial component | Tibial base plate, TCP coated for use with mobile bearing insert, TiN coated | Sizes 2-7 | 265621 | October 2016 |  | Changed Benefit.
12 - Knee | 12.03 - TIBIAL TRAY COMPONENT - TOTAL KNEE ARTHROPLASTY | 12.03.07 - Uncemented, Alloy, for Mobile Insert | 12.03.07.01 - HA Coating |  | ST067 | 3099 |  | Stryker Australia Pty Ltd | Scorpio Knee System Tibial Baseplate | Mobile bearing tibial baseplate, uncemented, beaded (microstructure) with PA (Hydroxyapatite), CoCr | 3, 5, 7, 9, 11, 13 | 166755 | October 2016 |  | Changed Benefit.
12 - Knee | 12.03 - TIBIAL TRAY COMPONENT - TOTAL KNEE ARTHROPLASTY | 12.03.07 - Uncemented, Alloy, for Mobile Insert | 12.03.07.01 - HA Coating |  | TZ010 | 3099 |  | The Trustee for Adler Ortho Unit Trust | Genus Knee System - Genus Cementless Tibial Tray + HA | Mobile Bearing Cementless Tibial Tray with HA coating | 1-7 | 232061 | August 2017 |  | Transferred from OO151
12 - Knee | 12.03 - TIBIAL TRAY COMPONENT - TOTAL KNEE ARTHROPLASTY | 12.03.07 - Uncemented, Alloy, for Mobile Insert | 12.03.07.01 - HA Coating | Revision | LI069 | 4486 |  | Amplitude Australia | Score Knee System Tibial Baseplate | Tibial baseplate, CoCr, uncemented, stippled surface, titanium plasma spray with HA | 7 Sizes | 135327 | October 2016 |  | Changed Benefit.
12 - Knee | 12.04 - TIBIAL TRAY COMPONENT: UNI-COMPARTMENTAL KNEE ARTHROPLASTY | 12.04.01 - Cemented, Alloy Polyethylene |  |  | BI202 | 1156 |  | Zimmer Biomet Pty Ltd | Repicci resurfacing Tibial Bearing | Uni tibial Component, all poly Cemented, UHMWPE | 20-42mm | 98385 | October 2016 |  | Changed Benefit.
12 - Knee | 12.04 - TIBIAL TRAY COMPONENT: UNI-COMPARTMENTAL KNEE ARTHROPLASTY | 12.04.01 - Cemented, Alloy Polyethylene |  |  | EX045 | 1156 |  | EXACTECH AUSTRALIA PTY LTD | Optetrak Uni Condylar Knee System Tibial Component | Uni Tibial, all poly, Cemented | 1-6 | 159613 | October 2016 |  | Changed Benefit.
12 - Knee | 12.04 - TIBIAL TRAY COMPONENT: UNI-COMPARTMENTAL KNEE ARTHROPLASTY | 12.04.01 - Cemented, Alloy Polyethylene |  |  | JJ778 | 1156 |  | Johnson & Johnson Medical Pty Ltd | Sigma HP Unicompartmental Knee - All poly tibial component | Unicompartmental all poly tibial component UHMWPE cemented | Size 1-6, 8-12mm LM/RL & RM/LL | 138289 | October 2016 |  | Changed Benefit.
12 - Knee | 12.04 - TIBIAL TRAY COMPONENT: UNI-COMPARTMENTAL KNEE ARTHROPLASTY | 12.04.01 - Cemented, Alloy Polyethylene |  |  | MU070 | 1156 |  | Medacta Australia Pty Ltd | GMK Unicompartmental Full - PE Tibia Component | cemented unicompartmental all polyethylene fixed component | 1 to 5, left and right, 8/9/10/11/12/14mm thicknesses | 132459 | October 2016 |  | Changed Benefit.
12 - Knee | 12.04 - TIBIAL TRAY COMPONENT: UNI-COMPARTMENTAL KNEE ARTHROPLASTY | 12.04.01 - Cemented, Alloy Polyethylene |  |  | OH396 | 1156 |  | Orthotech Pty Ltd | Freedom PKR / Active Unicompartmental Knee System Tibial Baseplate | Uni tibial baseplate, cemented, all UHMWPE | Sizes A to J | 129498 | October 2016 |  | Changed Benefit.
12 - Knee | 12.04 - TIBIAL TRAY COMPONENT: UNI-COMPARTMENTAL KNEE ARTHROPLASTY | 12.04.01 - Cemented, Alloy Polyethylene |  |  | ZI108 | 1156 |  | Zimmer Biomet Pty Ltd | Unicompartmental All-Poly Tibia | All Poly Uni Tibial Baseplate, UHMWPE | 1 to 6 | 230850 | October 2016 |  | Changed Benefit.
12 - Knee | 12.04 - TIBIAL TRAY COMPONENT: UNI-COMPARTMENTAL KNEE ARTHROPLASTY | 12.04.01 - Cemented, Alloy Polyethylene |  |  | CR091 | 1156 |  | Corin Australia Pty Ltd | Uniglide Uni Knee System Uni Tibial Component | All poly uni tibial component, cemented | Sizes 3, 5 & 7, thicknesses 7mm to 13mm | 216337 | February 2017 |  | Changed Product Name, Description, Product Sub Group.
12 - Knee | 12.04 - TIBIAL TRAY COMPONENT: UNI-COMPARTMENTAL KNEE ARTHROPLASTY | 12.04.01 - Cemented, Alloy Polyethylene |  |  | GO031 | 1156 |  | Global Orthopaedic Technology | Global re-surfacing uni-compartmental (GRU) knee tibial component | GRU Tibia. All poly, uni compartment, tibial component, UHMWPE | -2-5, 6.5-9.5mm regular | 272792 | February 2017 |  | Changed Product Sub Group.
12 - Knee | 12.04 - TIBIAL TRAY COMPONENT: UNI-COMPARTMENTAL KNEE ARTHROPLASTY | 12.04.01 - Cemented, Alloy Polyethylene |  |  | SN337 | 1156 |  | Smith & Nephew Pty Ltd | Genesis Uni Tibial Baseplate | Uni Tibial baseplate, all poly, cemented | Left & Right, X Small- Magnum Plus, 8mm-15mm | 208340 | August 2017 |  | Changed Product Sub Group.
12 - Knee | 12.04 - TIBIAL TRAY COMPONENT: UNI-COMPARTMENTAL KNEE ARTHROPLASTY | 12.04.02 - Cemented, Alloy |  |  | BI204 | 1434 |  | Zimmer Biomet Pty Ltd | Repicci II Unicondylar Knee System Uni Tibial baseplate | Uni Tibial baseplate, Cemented, Titanium, for fixed insert | Std, Large, Xlarge | 98385 | October 2016 |  | Changed Benefit.
12 - Knee | 12.04 - TIBIAL TRAY COMPONENT: UNI-COMPARTMENTAL KNEE ARTHROPLASTY | 12.04.02 - Cemented, Alloy |  |  | JJ780 | 1434 |  | Johnson & Johnson Medical Pty Ltd | Sigma HP Unicompartmental Knee - Fixed bearing tibial tray | Unicompartmental tibial base plate, cemented, CoCr for fixed bearing insert | Size 1-6, LM/RL & RM/LL | 98092 | October 2016 |  | Changed Benefit.
12 - Knee | 12.04 - TIBIAL TRAY COMPONENT: UNI-COMPARTMENTAL KNEE ARTHROPLASTY | 12.04.02 - Cemented, Alloy |  |  | MA452 | 1434 |  | Mathys Orthopaedics Pty Ltd | BalanSys UNI tibial baseplate | Uni tibial baseplate for fixed bearing insert, cemented, CoCr | 1,2,3,4,5 | 212824 | October 2016 |  | Changed Benefit.
12 - Knee | 12.04 - TIBIAL TRAY COMPONENT: UNI-COMPARTMENTAL KNEE ARTHROPLASTY | 12.04.02 - Cemented, Alloy |  |  | MU065 | 1434 |  | Medacta Australia Pty Ltd | GMK Unicompartmental fixed tibial baseplate | cemented unicompartmental fixed tibial component with peg and fixation keel | 1 to 5, left and right | 132459 | October 2016 |  | Changed Benefit.
12 - Knee | 12.04 - TIBIAL TRAY COMPONENT: UNI-COMPARTMENTAL KNEE ARTHROPLASTY | 12.04.02 - Cemented, Alloy |  |  | SK497 | 1434 |  | Stryker Australia Pty Ltd | Triathlon PKR - Cemented Tibial component | Uni tibial baseplate, cemented, CoCR | Size 1 to 6 | 128030 | October 2016 |  | Changed Benefit.
12 - Knee | 12.04 - TIBIAL TRAY COMPONENT: UNI-COMPARTMENTAL KNEE ARTHROPLASTY | 12.04.02 - Cemented, Alloy |  |  | SK586 | 1434 |  | Stryker Australia Pty Ltd | Restoris MCK Knee - Tibial Baseplate | Tibial Baseplate | LM/RL and RM/LL, sizes 1 to 8 | 196526 | October 2016 |  | Changed Benefit.
12 - Knee | 12.04 - TIBIAL TRAY COMPONENT: UNI-COMPARTMENTAL KNEE ARTHROPLASTY | 12.04.02 - Cemented, Alloy |  |  | ZI107 | 1434 |  | Zimmer Biomet Pty Ltd | Unicompartmental Tibial Plate | Uni 'Tibial baseplate, cemented, Titanium | 1 to 6 | 220169 | October 2016 |  | Changed Benefit.
12 - Knee | 12.04 - TIBIAL TRAY COMPONENT: UNI-COMPARTMENTAL KNEE ARTHROPLASTY | 12.04.02 - Cemented, Alloy |  |  | SL070 | 1434 |  | Smith & Nephew Pty Ltd | Journey Knee System Tibial Uni Baseplate | Uni Tibial Baseplate, Titanium, cemented, for fixed insert | 1-6 | 207003 | February 2017 |  | Changed Product Sub Group.
12 - Knee | 12.04 - TIBIAL TRAY COMPONENT: UNI-COMPARTMENTAL KNEE ARTHROPLASTY | 12.04.03 - Cemented, Alloy, Moulded Polyethylene |  |  | BI871 | 1850 |  | Zimmer Biomet Pty Ltd | Vanguard unicondylar Knee System | Tibial Component, CoCr UHMWPE | (A-E) x (5-8) | 98385 | October 2016 |  | Changed Benefit.
12 - Knee | 12.04 - TIBIAL TRAY COMPONENT: UNI-COMPARTMENTAL KNEE ARTHROPLASTY | 12.04.03 - Cemented, Alloy, Moulded Polyethylene |  |  | LO060 | 1850 |  | Link Orthopaedics Australia | LINK Endo-Model SLED Uni Tibial Tray | Uni tibial tray including UHMWPE insert, cemented, CoCr tray | 7mm-13mm in 45, 50, 55 diameter | 140653 | October 2016 |  | Changed Benefit.
12 - Knee | 12.04 - TIBIAL TRAY COMPONENT: UNI-COMPARTMENTAL KNEE ARTHROPLASTY | 12.04.03 - Cemented, Alloy, Moulded Polyethylene |  |  | ZI403 | 1850 |  | Zimmer Biomet Pty Ltd | Allegretto Unicompartmental Knee | Tibial Baseplate Monoblock - Ti alloy / PE | 7.5/38 to 15/48mm | 215940 | October 2016 |  | Changed Benefit.
12 - Knee | 12.04 - TIBIAL TRAY COMPONENT: UNI-COMPARTMENTAL KNEE ARTHROPLASTY | 12.04.04 - Cemented, Alloy, for Mobile Insert |  |  | BI033 | 1619 |  | Zimmer Biomet Pty Ltd | Oxford Meniscal Knee System Uni Tibial Baseplate | Uni Tibial Baseplate, cemented, polished insert surface, for mobile insert (Phase III) | (38-53mm) x sizes 26-34 | 126863 | October 2016 |  | Changed Benefit.
12 - Knee | 12.04 - TIBIAL TRAY COMPONENT: UNI-COMPARTMENTAL KNEE ARTHROPLASTY | 12.04.04 - Cemented, Alloy, for Mobile Insert |  |  | CR061 | 1619 |  | Corin Australia Pty Ltd | Uniglide Uni Knee System Uni Tibial Component | Uni tibial component, CoCr, with TiNi insert surface coating for mobile insert | Sizes 1 - 8 inclusive | 106748, 115743 | October 2016 |  | Changed Benefit.
12 - Knee | 12.04 - TIBIAL TRAY COMPONENT: UNI-COMPARTMENTAL KNEE ARTHROPLASTY | 12.04.04 - Cemented, Alloy, for Mobile Insert |  |  | MA477 | 1619 |  | Mathys Orthopaedics Pty Ltd | BalanSys UNI tibial baseplate | Uni Tibial baseplate for mobile insert, cemented, CoCr with convex surface | 1, 2, 3, 4, 5 | 212829 | October 2016 |  | Changed Benefit.
12 - Knee | 12.04 - TIBIAL TRAY COMPONENT: UNI-COMPARTMENTAL KNEE ARTHROPLASTY | 12.04.05 - Uncemented, Alloy | 12.04.05.01 - HA Coating |  | SK329 | 1665 |  | Stryker Australia Pty Ltd | UNIX Unicompartmental Knee System Tibial Baseplate | Uni tibial baseplate, uncemented with Hydroxyapatite, CoCr | Sizes 1 to 4 | 128030 | October 2016 |  | Changed Benefit.
12 - Knee | 12.04 - TIBIAL TRAY COMPONENT: UNI-COMPARTMENTAL KNEE ARTHROPLASTY | 12.04.06 - Uncemented, Alloy, for Mobile Insert | 12.04.06.01 - HA Coating |  | BI860 | 1850 |  | Zimmer Biomet Pty Ltd | Oxford Meniscal Knee System Uni Tibial Baseplate | Uni Tibial Baseplate, uncemented Titanium plasma sprayed surface (Porous plasma spray PPS) with HA (Phase III) | (38-53) x (26-34)mm | 126863 | October 2016 |  | Changed Benefit.
12 - Knee | 12.04 - TIBIAL TRAY COMPONENT: UNI-COMPARTMENTAL KNEE ARTHROPLASTY | 12.04.06 - Uncemented, Alloy, for Mobile Insert | 12.04.06.01 - HA Coating |  | CR057 | 1850 |  | Corin Australia Pty Ltd | Uniglide Uni Knee System Uni Tibial Component | Uni tibial component, CoCr, uncemented, Titanium plasma spray, with calcium phosphate (HA) ingrowth surface with TiNi insert surface coating for mobile insert | 1-8 | 106748, 115743 | October 2016 |  | Changed Benefit.
12 - Knee | 12.05 - TIBIAL INSERT: TOTAL KNEE ARTHROPLASTY | 12.05.01 - Minimally Stabilised |  |  | AE251 | 1054 |  | Allegra Orthopaedics Pty Ltd | Active Knee Tibial Insert | Tibial Insert, UHMWPE | Sizes 1 - 5 Thickness 6 - 17.5mm | 13390 | October 2016 |  | Changed Benefit.
12 - Knee | 12.05 - TIBIAL INSERT: TOTAL KNEE ARTHROPLASTY | 12.05.01 - Minimally Stabilised |  |  | BB198 | 1054 |  | B Braun Australia Pty Ltd | Emotion Total Knee System (TKS) Tibial Insert | Tibial Insert, UHMWPE, mobile | T1 to T8 Size: 10 to 24mm | 96482 | October 2016 |  | Changed Benefit.
12 - Knee | 12.05 - TIBIAL INSERT: TOTAL KNEE ARTHROPLASTY | 12.05.01 - Minimally Stabilised |  |  | BB207 | 1054 |  | B Braun Australia Pty Ltd | Columbus Total Knee System (TKS) Tibial Insert | Tibial Insert, UHMWPE, fixed | T1 - T5 | 96481 | October 2016 |  | Changed Benefit.
12 - Knee | 12.05 - TIBIAL INSERT: TOTAL KNEE ARTHROPLASTY | 12.05.01 - Minimally Stabilised |  |  | BB255 | 1054 |  | B Braun Australia Pty Ltd | Columbus Total Knee System (TKS) Tibial Insert | Tibial Insert, UHMWPE, Mobile | T1- T5 | 96481 | October 2016 |  | Changed Benefit.
12 - Knee | 12.05 - TIBIAL INSERT: TOTAL KNEE ARTHROPLASTY | 12.05.01 - Minimally Stabilised |  |  | BH124 | 1054 |  | Zimmer Biomet Pty Ltd | RHK Knee - Tibial Bearing | Tibial Insert, ArCom Bi-Helical Rotating Bearing | (63-71)mm x (12-20)mm | 109969 | October 2016 |  | Changed Benefit.
12 - Knee | 12.05 - TIBIAL INSERT: TOTAL KNEE ARTHROPLASTY | 12.05.01 - Minimally Stabilised |  |  | BI197 | 1054 |  | Zimmer Biomet Pty Ltd | Rotating Platform Knee System | Tibial Bearing, UHMWPE | 60-75mm | 109966 | October 2016 |  | Changed Benefit.
12 - Knee | 12.05 - TIBIAL INSERT: TOTAL KNEE ARTHROPLASTY | 12.05.01 - Minimally Stabilised |  |  | BI888 | 1054 |  | Zimmer Biomet Pty Ltd | Vanguard Total Knee System | Tibial Bearing, CR, curved or lipped, UHMWPE | 59, 63/67, 71/75, 79/83, 87/91 widths, 10, 12, 14, 16, 18, 20mm thicknesses | 98451 | October 2016 |  | Changed Benefit.
12 - Knee | 12.05 - TIBIAL INSERT: TOTAL KNEE ARTHROPLASTY | 12.05.01 - Minimally Stabilised |  |  | BI976 | 1054 |  | Zimmer Biomet Pty Ltd | Vanguard E-Poly CR Tibial bearing | Vitamin E infused Highly Cross linked Polyethylene /cruciate Retaining Tibial bearing. | 59 to 91 x (10 -18mm) | 98451 | October 2016 |  | Changed Benefit.
12 - Knee | 12.05 - TIBIAL INSERT: TOTAL KNEE ARTHROPLASTY | 12.05.01 - Minimally Stabilised |  |  | CR007 | 1054 |  | Corin Australia Pty Ltd | Rotaglide + Total Knee System, Tibial Insert | Tibial Insert, Mobile bearing, UHMWPE | 7mm - 17mm | 106748 | October 2016 |  | Changed Benefit.
12 - Knee | 12.05 - TIBIAL INSERT: TOTAL KNEE ARTHROPLASTY | 12.05.01 - Minimally Stabilised |  |  | CR008 | 1054 |  | Corin Australia Pty Ltd | Rotaglide + Total Knee System, Tibial Insert | Tibial Insert, fixed, UHMWPE | 9.5mm - 17mm | 106748 | October 2016 |  | Changed Benefit.
12 - Knee | 12.05 - TIBIAL INSERT: TOTAL KNEE ARTHROPLASTY | 12.05.01 - Minimally Stabilised |  |  | DD021 | 1054 |  | DJO Australasia Pty Ltd | 3D Knee System Tibial Insert | Tibial insert, UHMWPE, fixed with lateral pivot with locking screw | Size 1 to 12, 9mm to 19mm | 161909 | October 2016 |  | Changed Benefit.
12 - Knee | 12.05 - TIBIAL INSERT: TOTAL KNEE ARTHROPLASTY | 12.05.01 - Minimally Stabilised |  |  | DP026 | 1054 |  | Johnson & Johnson Medical Pty Ltd | LCS Complete Knee System rotating platform tibial Insert | Tibial insert, for rotating platform, UHMWPE | Sizes small to large+ | 138289 | October 2016 |  | Changed Benefit.
12 - Knee | 12.05 - TIBIAL INSERT: TOTAL KNEE ARTHROPLASTY | 12.05.01 - Minimally Stabilised |  |  | DP162 | 1054 |  | Johnson & Johnson Medical Pty Ltd | PFC Sigma Knee System tibial insert | Tibial insert for AMK Duofix tibial baseplate with locking post and clip, UHMWPE | Sizes 1 - 6. 8-30mm | 138289 | October 2016 |  | Changed Benefit.
12 - Knee | 12.05 - TIBIAL INSERT: TOTAL KNEE ARTHROPLASTY | 12.05.01 - Minimally Stabilised |  |  | DP166 | 1054 |  | Johnson & Johnson Medical Pty Ltd | PFC Sigma Knee System tibial insert | Tibial Insert, rotating platform UHMWPE | Sizes 1 - 6. 8-30mm | 137608, 138289 | October 2016 |  | Changed Benefit.
12 - Knee | 12.05 - TIBIAL INSERT: TOTAL KNEE ARTHROPLASTY | 12.05.01 - Minimally Stabilised |  |  | DP238 | 1054 |  | Johnson & Johnson Medical Pty Ltd | LCS Classic and Universal Knee System meniscal bearing tibial Insert | Tibial inserts, meniscal bearing medial and lateral (by 2 per procedure) | Sizes small to large+. 10-20mm | 136903, 138289 | October 2016 |  | Changed Benefit.
12 - Knee | 12.05 - TIBIAL INSERT: TOTAL KNEE ARTHROPLASTY | 12.05.01 - Minimally Stabilised |  |  | DY481 | 1054 |  | Johnson & Johnson Medical Pty Ltd | PFC Sigma Knee System tibial insert | Tibial insert, UHMWPE, standard and posterior lipped | Sizes 1 - 6. 8-30mm | 137608, 138289, 97698, 98088 | October 2016 |  | Changed Benefit.
12 - Knee | 12.05 - TIBIAL INSERT: TOTAL KNEE ARTHROPLASTY | 12.05.01 - Minimally Stabilised |  |  | ER466 | 1054 |  | Emergo Asia Pacific Pty Ltd | Europ standard Polyethylene (UHMW) insert | Knee insert | SMALL (thickness: 7,9,11,13,15mm) MEDIUM (thickness: 7,9,11,13,15mm) LARGE (thickness: 7,9,11,13,15mm) | 286032 | August 2017 |  | Duplicated from EU014
12 - Knee | 12.05 - TIBIAL INSERT: TOTAL KNEE ARTHROPLASTY | 12.05.01 - Minimally Stabilised |  |  | EU014 | 1054 |  | Euros Orthopaedics Australia Pty Ltd | Europ standard Polyethylene (UHMW) insert | Knee insert | SMALL (thickness: 7,9,11,13,15mm) MEDIUM (thickness: 7,9,11,13,15mm) LARGE (thickness: 7,9,11,13,15mm) | 171851 | October 2016 |  | Changed Benefit.
12 - Knee | 12.05 - TIBIAL INSERT: TOTAL KNEE ARTHROPLASTY | 12.05.01 - Minimally Stabilised |  |  | EX039 | 1054 |  | EXACTECH AUSTRALIA PTY LTD | Optetrak Total Knee System, Tibial Insert | Tibial Insert, UHMWPE, Fixed (Cruciate retained) | Size 1-6 | 159613 | October 2016 |  | Changed Benefit.
12 - Knee | 12.05 - TIBIAL INSERT: TOTAL KNEE ARTHROPLASTY | 12.05.01 - Minimally Stabilised |  |  | GO002 | 1054 |  | Global Orthopaedic Technology | RBK Total Knee System Tibial Insert | Tibial Insert, UHMWPE, mobile bearing | 1-5, 10-20mm | 279249, 279791 | October 2016 |  | Changed Benefit.
12 - Knee | 12.05 - TIBIAL INSERT: TOTAL KNEE ARTHROPLASTY | 12.05.01 - Minimally Stabilised |  |  | GO159 | 1054 |  | Global Orthopaedic Technology | RBK Universal Tibial Insert | Tibial Insert, UHMWPE, fixed, requiring fixation with separate bolt | Size 1- 5, 10mm - 20mm | 143926 | October 2016 |  | Changed Benefit.
12 - Knee | 12.05 - TIBIAL INSERT: TOTAL KNEE ARTHROPLASTY | 12.05.01 - Minimally Stabilised |  |  | GO160 | 1054 |  | Global Orthopaedic Technology | RBK Universal Tibial Insert | Tibial Insert, UHMWPE, mobile bearing, requiring fixation with separate bolt | 1-5, 10mm - 20mm | 143926 | October 2016 |  | Changed Benefit.
12 - Knee | 12.05 - TIBIAL INSERT: TOTAL KNEE ARTHROPLASTY | 12.05.01 - Minimally Stabilised |  |  | GO191 | 1054 |  | Global Orthopaedic Technology | Apex Knee, Tibial Insert | Tibial Insert, Standard, Ultra & Congruent, Size 1-7, 10mm to 20mm. | Size 1, 10mm to 20mm, size 2, 10mm to 20mm, size 3, 10mm to 20mm, size 4, 10mm to 20mm, size 5, 10mm to 20mm, size 6, 10mm to 20mm, size 7, 10mm to 20mm. | 271614, 278615 | October 2016 |  | Changed Benefit.
12 - Knee | 12.05 - TIBIAL INSERT: TOTAL KNEE ARTHROPLASTY | 12.05.01 - Minimally Stabilised |  |  | HW091 | 1054 |  | Stryker Australia Pty Ltd | Duracon Knee System Tibial Insert | Minimally stabilised, AP Lipped tibial insert, UHMWPE, (Duration) | Small, Medium, Large, Extra-Large in each thickness 9mm, 11mm, 13mm, 16mm, 19mm, 22mm, 25mm | 141151, 16234 | October 2016 |  | Changed Benefit.
12 - Knee | 12.05 - TIBIAL INSERT: TOTAL KNEE ARTHROPLASTY | 12.05.01 - Minimally Stabilised |  |  | HW102 | 1054 |  | Stryker Australia Pty Ltd | Duracon Knee System Tibial Insert | Minimally stabilised, tibial insert to match PCA femur with Duracon baseplate, UHMWPE (Duration) | Small, Medium, Large, Extra-Large in each thickness 9mm, 11mm, 13mm, 16mm, 19mm, 22mm, 25mm, 28mm, 31mm | 141151, 16234 | October 2016 |  | Changed Benefit.
12 - Knee | 12.05 - TIBIAL INSERT: TOTAL KNEE ARTHROPLASTY | 12.05.01 - Minimally Stabilised |  |  | HW160 | 1054 |  | Stryker Australia Pty Ltd | Kinemax Knee System Tibial Insert | Minimally stabilised, tibial insert, Low Stress, UHMWPE (Duration) | 8, 10, 12, 15, 18, 21, 25mm per size | 141151, 16236 | October 2016 |  | Changed Benefit.
12 - Knee | 12.05 - TIBIAL INSERT: TOTAL KNEE ARTHROPLASTY | 12.05.01 - Minimally Stabilised |  |  | HW162 | 1054 |  | Stryker Australia Pty Ltd | Interax Knee System Patella | Patella, resurfacing, all UHMWPE (Duration) | 8, 10, 12, 15, 18, 21mm per size | 128027 | October 2016 |  | Changed Benefit.
12 - Knee | 12.05 - TIBIAL INSERT: TOTAL KNEE ARTHROPLASTY | 12.05.01 - Minimally Stabilised |  |  | HW174 | 1054 |  | Stryker Australia Pty Ltd | Kinemax Knee System Tibial Insert | Minimally stabilised tibial insert, UHMWPE, (Duration) | 8, 10, 12, 15, 18, 21, 25mm per size | 141151, 16236 | October 2016 |  | Changed Benefit.
12 - Knee | 12.05 - TIBIAL INSERT: TOTAL KNEE ARTHROPLASTY | 12.05.01 - Minimally Stabilised |  |  | HW232 | 1054 |  | Stryker Australia Pty Ltd | HMRS (Howmedica Modular Replacement System) Rotating Hinge Tibial Insert | HMRS Rotating Hinge Tibial insert, UHMWPE (Duration), Fixed | 6, 10, 14mm | 141151, 16236 | October 2016 |  | Changed Benefit.
12 - Knee | 12.05 - TIBIAL INSERT: TOTAL KNEE ARTHROPLASTY | 12.05.01 - Minimally Stabilised |  |  | HW248 | 1054 |  | Stryker Australia Pty Ltd | MRH (Modular Rotating Hinge) & GMRS (Global Modular Replacement System) Tibial Inserts | MRH & GMRS Tibial insert, (Duration) UHMWPE, for MRH and GMRS Tibial baseplate, CoCr (Vitallium), Fixed with central hole for Hinge | xsmall - xlarge | 141151, 16234 | October 2016 |  | Changed Benefit.
12 - Knee | 12.05 - TIBIAL INSERT: TOTAL KNEE ARTHROPLASTY | 12.05.01 - Minimally Stabilised |  |  | JJ509 | 1054 |  | Johnson & Johnson Medical Pty Ltd | PFC Sigma Knee System tibial insert | Tibial insert, UHMWPE, moderately cross linked | Sizes 1 - 6. 8-30mm | 97700 | October 2016 |  | Changed Benefit.
12 - Knee | 12.05 - TIBIAL INSERT: TOTAL KNEE ARTHROPLASTY | 12.05.01 - Minimally Stabilised |  |  | JJ658 | 1054 |  | Johnson & Johnson Medical Pty Ltd | LCS Complete Knee System APG Tibial Insert | Tibial Insert, Mobile, UHMWPE, used with APG guide arm only | Sizes small to large+ | 136903, 138289 | October 2016 |  | Changed Benefit.
12 - Knee | 12.05 - TIBIAL INSERT: TOTAL KNEE ARTHROPLASTY | 12.05.01 - Minimally Stabilised |  |  | LI070 | 1054 |  | Amplitude Australia | Score Knee System Tibial Insert | Tibial Insert, mobile bearing, UHMWPE | 7 sizes, 5 thicknesses | 135327 | October 2016 |  | Changed Benefit.
12 - Knee | 12.05 - TIBIAL INSERT: TOTAL KNEE ARTHROPLASTY | 12.05.01 - Minimally Stabilised |  |  | LO155 | 1054 |  | Link Orthopaedics Australia | LINK Endo Model M Modular knee Prosthesis System | Insert | Extra Small - Extra Large | 157545 | October 2016 |  | Changed Benefit.
12 - Knee | 12.05 - TIBIAL INSERT: TOTAL KNEE ARTHROPLASTY | 12.05.01 - Minimally Stabilised |  |  | LO172 | 1054 |  | Link Orthopaedics Australia | Link Endo Model Rotational and Hinge Knee Prostheses | Plastic insert | Extra small - Extra large | 157545 | October 2016 |  | Changed Benefit.
12 - Knee | 12.05 - TIBIAL INSERT: TOTAL KNEE ARTHROPLASTY | 12.05.01 - Minimally Stabilised |  |  | MA311 | 1054 |  | Mathys Orthopaedics Pty Ltd | balanSys Tibial Mobile Insert | Tibial Insert, Mobile bearing, UHMWPE, | XS/8mm to F/20.5mm | 211084 | October 2016 |  | Changed Benefit.
12 - Knee | 12.05 - TIBIAL INSERT: TOTAL KNEE ARTHROPLASTY | 12.05.01 - Minimally Stabilised |  |  | MA516 | 1054 |  | Mathys Orthopaedics Pty Ltd | BalanSys Tibial Insert | Tibial Insert, ultra congruent and minimally stabilised, UHMWPE | 59/8mm to 85/20.5mm | 211081, 211087 | October 2016 |  | Changed Benefit.
12 - Knee | 12.05 - TIBIAL INSERT: TOTAL KNEE ARTHROPLASTY | 12.05.01 - Minimally Stabilised |  |  | MJ012 | 1054 |  | MatOrtho Australia Pty Ltd | MRK (Medial Rotation Knee) Total Knee System Tibial Insert | Tibial Insert, UHMWPE, Fixed | 1/2/3, 8-18mm thickness | 117769, 192415 | October 2016 |  | Changed Benefit.
12 - Knee | 12.05 - TIBIAL INSERT: TOTAL KNEE ARTHROPLASTY | 12.05.01 - Minimally Stabilised |  |  | MU034 | 1054 |  | Medacta Australia Pty Ltd | Evolis Knee System Tibial Insert | Tibial Insert, UHMWPE, fixed | 1 - 6, 9/11/13/16/19mm thickness | 132459 | October 2016 |  | Changed Benefit.
12 - Knee | 12.05 - TIBIAL INSERT: TOTAL KNEE ARTHROPLASTY | 12.05.01 - Minimally Stabilised |  |  | MU068 | 1054 |  | Medacta Australia Pty Ltd | GMK Standard mobile tibial insert | posterior cruciate retaining mobile polyethylene insert | size 1 to 7, 10/12/14/17/20mm thickness | 132459 | October 2016 |  | Changed Benefit.
12 - Knee | 12.05 - TIBIAL INSERT: TOTAL KNEE ARTHROPLASTY | 12.05.01 - Minimally Stabilised |  |  | MU074 | 1054 |  | Medacta Australia Pty Ltd | GMK ultracongruent Fixed tibial Insert | Ultracongruent fixed polyethylene insert | 1 to 6, left to right, 10/12/14/17/20mm thickness | 132459 | October 2016 |  | Changed Benefit.
12 - Knee | 12.05 - TIBIAL INSERT: TOTAL KNEE ARTHROPLASTY | 12.05.01 - Minimally Stabilised |  |  | MU092 | 1054 |  | Medacta Australia Pty Ltd | UC fixed insert for Evolis tibial revision | Polyethylene ultra-congruent fixed insert for Evolis tibial revision (using a GMK tibia) | Size 1 to 6, each one available in 5 thicknesses: 10, 12, 14, 17 20mm | 211448 | October 2016 |  | Changed Benefit.
12 - Knee | 12.05 - TIBIAL INSERT: TOTAL KNEE ARTHROPLASTY | 12.05.01 - Minimally Stabilised |  |  | SF143 | 1054 |  | Signature Orthopaedics | Active Knee Tibial Insert | Tibial Insert, UHMWPE | Sizes 1 - 5 Thickness 6 - 17.5mm | 276960, 276961, 276964 | October 2016 |  | Changed Benefit.
12 - Knee | 12.05 - TIBIAL INSERT: TOTAL KNEE ARTHROPLASTY | 12.05.01 - Minimally Stabilised |  |  | SK091 | 1054 |  | Stryker Australia Pty Ltd | Duracon Knee System CS Lipped Tibial Insert | Minimally stabilised, CS Lipped tibial insert, deep dish, UHMWPE, (Duration) | XS,S,M,L,XL Thickness 9,11,13,16,19,22,25mm | 141151, 16234 | October 2016 |  | Changed Benefit.
12 - Knee | 12.05 - TIBIAL INSERT: TOTAL KNEE ARTHROPLASTY | 12.05.01 - Minimally Stabilised |  |  | SK333 | 1054 |  | Stryker Australia Pty Ltd | Scorpio NRG Knee System Tibial Insert | Minimally stabilised tibial insert, UHMPWE (N2VAC) | Sizes 3,4,5,6,7,9,11,13, x (8/10/12/15/18/21/24mm thickness) | 12875, 141151 | October 2016 |  | Changed Benefit.
12 - Knee | 12.05 - TIBIAL INSERT: TOTAL KNEE ARTHROPLASTY | 12.05.01 - Minimally Stabilised |  |  | SK431 | 1054 |  | Stryker Australia Pty Ltd | Triathlon Knee System CS Lipped Insert | Minimally stabilised, CS Lipped tibial insert deep dish, UHMWPE (N2VAC) | Sizes 1-8 _small - large) size increments, 9mm, 11mm, 13mm, 16mm, 19mm, 22mm, 25mm | 128028 | October 2016 |  | Changed Benefit.
12 - Knee | 12.05 - TIBIAL INSERT: TOTAL KNEE ARTHROPLASTY | 12.05.01 - Minimally Stabilised |  |  | SK432 | 1054 |  | Stryker Australia Pty Ltd | Triathlon Knee System CS Lipped Tibial Insert | Minimally stabilised, CS Lipped tibial insert deep dish, UHMWPE, (X3) | Sizes 1-8 _small - large) size increments, 9mm, 11mm, 13mm, 16mm, 19mm, 22mm, 25mm | 128028 | October 2016 |  | Changed Benefit.
12 - Knee | 12.05 - TIBIAL INSERT: TOTAL KNEE ARTHROPLASTY | 12.05.01 - Minimally Stabilised |  |  | SR031 | 1054 |  | Stryker Australia Pty Ltd | Triathlon Knee System Tibial Insert | Minimally stabilised, mobile bearing tibial insert, UHMWPE (N2VAC) | 1 to 8, 9mm to 19mm | 141151, 72106 | October 2016 |  | Changed Benefit.
12 - Knee | 12.05 - TIBIAL INSERT: TOTAL KNEE ARTHROPLASTY | 12.05.01 - Minimally Stabilised |  |  | SR076 | 1054 |  | Stryker Australia Pty Ltd | Triathlon X3 CR Tibial Insert | Intended use as part of a total knee system in primary cemented and primary uncemented total knee arthroplasty. | Sizes 1-8 available in 9,11,13,16,19mm thicknesses | 128028, 139610, 139920 | October 2016 |  | Changed Benefit.
12 - Knee | 12.05 - TIBIAL INSERT: TOTAL KNEE ARTHROPLASTY | 12.05.01 - Minimally Stabilised |  |  | SR077 | 1054 |  | Stryker Australia Pty Ltd | Scorpio NRG X3 CR Tibial Insert | Intended use as part of a total knee system in primary cemented and primary uncemented total knee arthroplasty. | Sizes 3,5,7,9,11 in thicknesses: 8,10,12,15,18,21,24mm | 128028, 139610, 139920 | October 2016 |  | Changed Benefit.
12 - Knee | 12.05 - TIBIAL INSERT: TOTAL KNEE ARTHROPLASTY | 12.05.01 - Minimally Stabilised |  |  | SR079 | 1054 |  | Stryker Australia Pty Ltd | Triathlon X3 CS Lipped Tibial Insert | Intended use as part of a total knee system in primary cemented and primary uncemented total knee arthroplasty. | Sizes 1-8 available in 9,11,13,16,19,22 and 25mm thicknesses | 128028, 139610, 139920 | October 2016 |  | Changed Benefit.
12 - Knee | 12.05 - TIBIAL INSERT: TOTAL KNEE ARTHROPLASTY | 12.05.01 - Minimally Stabilised |  |  | ST032 | 1054 |  | Stryker Australia Pty Ltd | Scorpio Knee System Tibial Insert | Minimally stabilised, mobile bearing tibial insert, UHMWPE (N2VAC) | 8-24mm for all tibia sizes | 141151, 72106 | October 2016 |  | Changed Benefit.
12 - Knee | 12.05 - TIBIAL INSERT: TOTAL KNEE ARTHROPLASTY | 12.05.01 - Minimally Stabilised |  |  | ST608 | 1054 |  | Stryker Australia Pty Ltd | Scorpio Knee System Tibial Insert | Minimally stabilised tibial insert, UHMWPE (N2VAC) | 8-18mm in 2mm increments | 12875, 141151 | October 2016 |  | Changed Benefit.
12 - Knee | 12.05 - TIBIAL INSERT: TOTAL KNEE ARTHROPLASTY | 12.05.01 - Minimally Stabilised |  |  | ST912 | 1054 |  | Stryker Australia Pty Ltd | Duracon ISA Knee System Tibial Insert | Minimally stabilised, mobile bearing tibial insert, UHMWPE (Duration) | Small, medium, large, X-large - left, right | 141151, 72106 | October 2016 |  | Changed Benefit.
12 - Knee | 12.05 - TIBIAL INSERT: TOTAL KNEE ARTHROPLASTY | 12.05.01 - Minimally Stabilised |  |  | ZI077 | 1054 |  | Zimmer Biomet Pty Ltd | Miller Galante I Tibial Insert | Tibial Insert, UHMWPE, fixed | 8 - 22mm | 95761 | October 2016 |  | Changed Benefit.
12 - Knee | 12.05 - TIBIAL INSERT: TOTAL KNEE ARTHROPLASTY | 12.05.01 - Minimally Stabilised |  |  | ZI088 | 1054 |  | Zimmer Biomet Pty Ltd | Miller Galante II Tibial Insert | Tibial Insert, UHMWPE, fixed | 9 - 23mm | 95761 | October 2016 |  | Changed Benefit.
12 - Knee | 12.05 - TIBIAL INSERT: TOTAL KNEE ARTHROPLASTY | 12.05.01 - Minimally Stabilised |  |  | ZI135 | 1054 |  | Zimmer Biomet Pty Ltd | NexGen Tibial Insert | Ant. Constr. - UHMWPE | 9 - 23mm | 220921 | October 2016 |  | Changed Benefit.
12 - Knee | 12.05 - TIBIAL INSERT: TOTAL KNEE ARTHROPLASTY | 12.05.01 - Minimally Stabilised |  |  | ZI410 | 1054 |  | Zimmer Biomet Pty Ltd | Natural Knee Tibial Insert | Tibial Insert, UHMWPE, fixed | 00 to 5, 9 to 22mm | 220171 | October 2016 |  | Changed Benefit.
12 - Knee | 12.05 - TIBIAL INSERT: TOTAL KNEE ARTHROPLASTY | 12.05.01 - Minimally Stabilised |  |  | BV004 | 1054 |  | MICROPORT ORTHOPEDICS PTY LIMITED | Evolution Medial Pivot Knee System | Minimally stabilised, fixed, tibial insert, UHMWPE | 1, 1+, 2, 2+, 3, 3+, 4, 4+, 5, 5+, 6, 6+, 7, 7+, 8, in 10 - 24 mm thicknesses | 234318 | February 2017 |  | Changed Product Sub Group.
12 - Knee | 12.05 - TIBIAL INSERT: TOTAL KNEE ARTHROPLASTY | 12.05.01 - Minimally Stabilised |  |  | BV020 | 1054 |  | MICROPORT ORTHOPEDICS PTY LIMITED | Advance Medial Pivot Knee System | Minimally stabilised, fixed, tibial insert, UHMWPE | 1, 1+, 2, 2+, 3, 3+, 4, 4+, 5, 5+, 6, 6+, 7, 7+, 8, in 10 - 24 mm thicknesses | 278296, 278297 | February 2017 |  | Changed Product Sub Group.
12 - Knee | 12.05 - TIBIAL INSERT: TOTAL KNEE ARTHROPLASTY | 12.05.01 - Minimally Stabilised |  |  | CR250 | 1054 |  | Corin Australia Pty Ltd | Unity Knee - Cruciate Retaining Insert | Tibial Insert Cruciate Retaining | Size 1 – 9, Thickness 9-20MM | 223556 | August 2017 |  | New Listing
12 - Knee | 12.05 - TIBIAL INSERT: TOTAL KNEE ARTHROPLASTY | 12.05.01 - Minimally Stabilised |  |  | JJ955 | 1054 |  | Johnson & Johnson Medical Pty Ltd | Attune Knee System | Cruciate Retaining Insert | 1-10 | 220506 | February 2017 |  | Changed Product Sub Group.
12 - Knee | 12.05 - TIBIAL INSERT: TOTAL KNEE ARTHROPLASTY | 12.05.01 - Minimally Stabilised |  |  | MU071 | 1054 |  | Medacta Australia Pty Ltd | GMK Standard Fixed Tibial Insert | Fixed polyethylene insert | 1 to 6, left to right, 10/11/12/13/14/17/20mm thickness | 132459, 211413 | February 2017 |  | Changed Product Sub Group.
12 - Knee | 12.05 - TIBIAL INSERT: TOTAL KNEE ARTHROPLASTY | 12.05.01 - Minimally Stabilised |  |  | MU146 | 1054 |  | Medacta Australia Pty Ltd | GMK Sphere Flex Insert | Fixed polyethylene insert | 1 to 6, 10-11-12-13-14-17-20 mm Left & Right | 211413 | February 2017 |  | Changed Product Sub Group.
12 - Knee | 12.05 - TIBIAL INSERT: TOTAL KNEE ARTHROPLASTY | 12.05.01 - Minimally Stabilised |  |  | OH548 | 1054 |  | Orthotech Pty Ltd | Trekking Knee System - Tibial Insert - CR | Tibial Insert - CR | Size: T1 - T5 Thickness: -0 - +13 | 287503, 287505 | August 2017 |  | Expanded from OH424
12 - Knee | 12.05 - TIBIAL INSERT: TOTAL KNEE ARTHROPLASTY | 12.05.01 - Minimally Stabilised |  |  | OO103 | 1054 |  | Oceania Orthopaedics | ACS Knee Minimmaly Stabilised Tibial Insert | ACS PE Insert | 10, 12.5, 15, 17.5, 20mm | 265624, 265632, 265640, 265641, 265643 | August 2017 |  | Changed Product Sub Group.
12 - Knee | 12.05 - TIBIAL INSERT: TOTAL KNEE ARTHROPLASTY | 12.05.01 - Minimally Stabilised |  |  | SL002 | 1054 |  | Smith & Nephew Pty Ltd | Genesis II Knee System Tibial Insert | Tibial Insert, UHMWPE, fixed, without peg | 1-8; 9-25mm | 207043, 207045, 207346 | August 2017 |  | Changed Product Sub Group.
12 - Knee | 12.05 - TIBIAL INSERT: TOTAL KNEE ARTHROPLASTY | 12.05.01 - Minimally Stabilised |  |  | SL003 | 1054 |  | Smith & Nephew Pty Ltd | Profix Knee System Tibial Insert | Tibial Insert, UHMWPE, Fixed | Left / Right 1 - 8 | 224640, 224641 | August 2017 |  | Changed Product Sub Group.
12 - Knee | 12.05 - TIBIAL INSERT: TOTAL KNEE ARTHROPLASTY | 12.05.01 - Minimally Stabilised |  |  | SM174 | 1054 |  | Smith & Nephew Pty Ltd | Smith & Nephew CR XLPE Insert | Highly Cross-linked UHMWPE Cruciate Retaining Tibial Insert | 1-8, 9-25mm | 208014, 280112, 280113 | February 2017 |  | Changed Product Sub Group.
12 - Knee | 12.05 - TIBIAL INSERT: TOTAL KNEE ARTHROPLASTY | 12.05.01 - Minimally Stabilised |  |  | SN320 | 1054 |  | Smith & Nephew Pty Ltd | Genesis II Knee System Tibial Insert | Tibial Insert for mobile insert, UHMWPE | Left & Right, Size 1-8, 9-15mm | 242032 | August 2017 |  | Changed Size, Product Sub Group.
12 - Knee | 12.05 - TIBIAL INSERT: TOTAL KNEE ARTHROPLASTY | 12.05.01 - Minimally Stabilised |  |  | SR033 | 1054 |  | Stryker Australia Pty Ltd | Triathlon Knee System Tibial Insert | Minimally constrained, CS Lipped Tibial insert, deep dished (CS) UHMWPE, N2VAC, mobile bearing | 1 to 8, 9mm to 22mm | 141151, 72106 | February 2017 |  | Changed Product Name, Description, Product Sub Group.
12 - Knee | 12.05 - TIBIAL INSERT: TOTAL KNEE ARTHROPLASTY | 12.05.01 - Minimally Stabilised |  |  | TZ001 | 1054 |  | The Trustee for Adler Ortho Unit Trust | Genus Knee System - Genus PE Tibial Insert | Genus PE Insert | 1-7 in thickness; 10mm, 12mm, 14mm, 17mm, 20mm, 24mm | 232062, 232063, 232064 | August 2017 |  | Transferred from OO143
12 - Knee | 12.05 - TIBIAL INSERT: TOTAL KNEE ARTHROPLASTY | 12.05.01 - Minimally Stabilised |  |  | ZI134 | 1054 |  | Zimmer Biomet Pty Ltd | NexGen Tibial Insert | Tibial Insert, fixed, standard and anterior lipped, UHMWPE | 9 - 23 mm | 95761 | February 2017 |  | Changed Product Name, Description, Product Sub Group.
12 - Knee | 12.05 - TIBIAL INSERT: TOTAL KNEE ARTHROPLASTY | 12.05.01 - Minimally Stabilised |  |  | ZI917 | 1054 |  | Zimmer Biomet Pty Ltd | Natural Knee Flex Rotating Platform Articular Surface | Tibial insert, UHMWPE, mobile insert | 0 to 5, 9 to 22mm | 219733 | February 2017 |  | Changed Product Sub Group.
12 - Knee | 12.05 - TIBIAL INSERT: TOTAL KNEE ARTHROPLASTY | 12.05.01 - Minimally Stabilised |  |  | ZI962 | 1054 |  | Zimmer Biomet Pty Ltd | Persona Knee System | CR tibial insert | 10-18 mm | 261275, 261276 | February 2017 |  | New Listing
12 - Knee | 12.05 - TIBIAL INSERT: TOTAL KNEE ARTHROPLASTY | 12.05.01 - Minimally Stabilised |  | SCP | SK328 | 1424 |  | Stryker Australia Pty Ltd | Triathlon Knee System Tibial Insert | Minimally stabilised, tibial insert, UHMWPE, (N2VAC) | Sizes 1 to 8 (9/11/13/16/19/22/25mm thickness) | 218000 | February 2017 |  | Changed Product Sub Group, Suffix, Benefit.
12 - Knee | 12.05 - TIBIAL INSERT: TOTAL KNEE ARTHROPLASTY | 12.05.01 - Minimally Stabilised |  | SCP | ZI450 | 1424 |  | Zimmer Biomet Pty Ltd | Natural Knee Tibial Insert | Tibial Insert, UHMWPE, Highly crossed linked (Durasul PE), congruent and ultra congruent | 00 to 5, 9 to 22mm | 220172, 222216, 228017 | February 2017 |  | Changed Description, Product Sub Group.
12 - Knee | 12.05 - TIBIAL INSERT: TOTAL KNEE ARTHROPLASTY | 12.05.01 - Minimally Stabilised |  | SCP | ZI584 | 1424 |  | Zimmer Biomet Pty Ltd | NexGen Prolong Flex Articulating Surface | Highly Crosslinked - Ultra High Molecular Weight Polyethylene - Fixed Bearing - CR | Sizes 1 to 10, 9mm to 23mm |  | February 2017 |  | Changed Product Sub Group.
12 - Knee | 12.05 - TIBIAL INSERT: TOTAL KNEE ARTHROPLASTY | 12.05.02 - Posterior Stabilised |  |  | BB199 | 1110 |  | B Braun Australia Pty Ltd | Emotion Total Knee System (TKS) Tibial Insert | Tibial Insert, UHMWPE, mobile, posterior stabilised with peg | T1 to T8 Sizes: 10 to 24mm | 96482 | October 2016 |  | Changed Benefit.
12 - Knee | 12.05 - TIBIAL INSERT: TOTAL KNEE ARTHROPLASTY | 12.05.02 - Posterior Stabilised |  |  | BB209 | 1110 |  | B Braun Australia Pty Ltd | Columbus Total Knee System (TKS) Tibial Insert | Tibial Insert, UHMWPE, fixed, posterior stabilised with included screw for fixation to baseplate | T1 - T5 | 96481 | October 2016 |  | Changed Benefit.
12 - Knee | 12.05 - TIBIAL INSERT: TOTAL KNEE ARTHROPLASTY | 12.05.02 - Posterior Stabilised |  |  | BI885 | 1110 |  | Zimmer Biomet Pty Ltd | ROCC Tibial Insert | Tibial Insert, mobile bearing, rotating platform, UHMWPE | 1-6 (tray size), 10-20mm (bearing size) | 104298 | October 2016 |  | Changed Benefit.
12 - Knee | 12.05 - TIBIAL INSERT: TOTAL KNEE ARTHROPLASTY | 12.05.02 - Posterior Stabilised |  |  | BI975 | 1110 |  | Zimmer Biomet Pty Ltd | Vanguard E-Poly PS bearing | Vitamin E infusion Highly Cross linked Polythylene Posterior Stabilised Tibial Bearing | 59 - 91 x (10 - 18mm) | 98451 | October 2016 |  | Changed Benefit.
12 - Knee | 12.05 - TIBIAL INSERT: TOTAL KNEE ARTHROPLASTY | 12.05.02 - Posterior Stabilised |  |  | CR240 | 1110 |  | Corin Australia Pty Ltd | HLS Kneetec - Fixed Tibial Insert | Fixed Tibial part of the HLS Kneetec system, UHMWPE, posterior stabilised | 6 thicknesses: 9, 11, 13, 15, 18 and 21 mm. 7 sizes for each thickness: from 1 to 7/8 | 206359 | February 2017 |  | Transferred from TO064
12 - Knee | 12.05 - TIBIAL INSERT: TOTAL KNEE ARTHROPLASTY | 12.05.02 - Posterior Stabilised |  |  | CR244 | 1110 |  | Corin Australia Pty Ltd | HLS Kneetec - Mobile Tibial Insert | Mobile Tibial Insert for HLS Kneetec System, UHMWPE, posterior stabilised | 4 thicknesses: 9, 11, 13 and 15 mm. 7 sizes for each thickness: from 1 to 7/8 | 206358 | February 2017 |  | Transferred from TO063
12 - Knee | 12.05 - TIBIAL INSERT: TOTAL KNEE ARTHROPLASTY | 12.05.02 - Posterior Stabilised |  |  | DP270 | 1110 |  | Johnson & Johnson Medical Pty Ltd | SROM Noiles Knee System tibial insert | Tibial insert, UHMWPE, posterior stabilised, rotating platform | Xsm-lrg. 10-30mm | 138289 | October 2016 |  | Changed Benefit.
12 - Knee | 12.05 - TIBIAL INSERT: TOTAL KNEE ARTHROPLASTY | 12.05.02 - Posterior Stabilised |  |  | DY372 | 1110 |  | Johnson & Johnson Medical Pty Ltd | LCS Complete Knee System rotating platform tibial insert | Tibial insert, rotating platform with post, UHMWPE | Sizes small to large+. 10-30mm | 138289 | October 2016 |  | Changed Benefit.
12 - Knee | 12.05 - TIBIAL INSERT: TOTAL KNEE ARTHROPLASTY | 12.05.02 - Posterior Stabilised |  |  | DY405 | 1110 |  | Johnson & Johnson Medical Pty Ltd | PFC Sigma Knee System RPF tibial insert | Tibial insert, UHMWPE, rotating platform for high flex with post | Size 1 - 6. 10-30mm | 97698 | October 2016 |  | Changed Benefit.
12 - Knee | 12.05 - TIBIAL INSERT: TOTAL KNEE ARTHROPLASTY | 12.05.02 - Posterior Stabilised |  |  | DY457 | 1110 |  | Johnson & Johnson Medical Pty Ltd | PFC Sigma Knee System tibial insert | Tibial insert, posterior stabilised, rotating platform UHMWPE | Sizes 1 - 6. 8-30mm | 138289 | October 2016 |  | Changed Benefit.
12 - Knee | 12.05 - TIBIAL INSERT: TOTAL KNEE ARTHROPLASTY | 12.05.02 - Posterior Stabilised |  |  | EX041 | 1110 |  | EXACTECH AUSTRALIA PTY LTD | Optetrak Total Knee System, Tibial Insert | Tibial Insert, UHMWPE, Fixed (Posterior Stabilised) | Size 1-6 | 159613 | October 2016 |  | Changed Benefit.
12 - Knee | 12.05 - TIBIAL INSERT: TOTAL KNEE ARTHROPLASTY | 12.05.02 - Posterior Stabilised |  |  | EX042 | 1110 |  | EXACTECH AUSTRALIA PTY LTD | Optetrak Total Knee System, Tibial Insert | Tibial Insert, UHMWPE, Fixed (Hi Flex) | Size 1-6 | 159613 | October 2016 |  | Changed Benefit.
12 - Knee | 12.05 - TIBIAL INSERT: TOTAL KNEE ARTHROPLASTY | 12.05.02 - Posterior Stabilised |  |  | EX043 | 1110 |  | EXACTECH AUSTRALIA PTY LTD | Optetrak RBK (Rotating Bearing Knee) Total Knee System Tibial Insert | Tibial Insert, UHMWPE, mobile, posterior stabilised | 1-6 | 159613 | October 2016 |  | Changed Benefit.
12 - Knee | 12.05 - TIBIAL INSERT: TOTAL KNEE ARTHROPLASTY | 12.05.02 - Posterior Stabilised |  |  | GO257 | 1110 |  | Global Orthopaedic Technology | Apex Revision Knee Tibial Insert | Apex Revision Knee Tibial Insert | size 1 to 6mm x 10 to 28mm | 196653, 282757, 282762 | October 2016 |  | Changed Benefit.
12 - Knee | 12.05 - TIBIAL INSERT: TOTAL KNEE ARTHROPLASTY | 12.05.02 - Posterior Stabilised |  |  | HW092 | 1110 |  | Stryker Australia Pty Ltd | Duracon Knee System Tibial Insert | Posterior stabilised tibial insert, with reinforcing pin, UHMWPE, (Duration) | Small, Medium, Large, Extra-Large in each thickness 9mm, 11mm, 13mm, 16mm, 19mm, 22mm, 25mm | 141151, 16234 | October 2016 |  | Changed Benefit.
12 - Knee | 12.05 - TIBIAL INSERT: TOTAL KNEE ARTHROPLASTY | 12.05.02 - Posterior Stabilised |  |  | JJ508 | 1110 |  | Johnson & Johnson Medical Pty Ltd | PFC Sigma Knee System tibial insert | Tibial insert, UHMWPE, moderately cross linked, with peg | Sizes 1 - 6. 8-30mm | 97700 | October 2016 |  | Changed Benefit.
12 - Knee | 12.05 - TIBIAL INSERT: TOTAL KNEE ARTHROPLASTY | 12.05.02 - Posterior Stabilised |  |  | JJ665 | 1110 |  | Johnson & Johnson Medical Pty Ltd | PFC Sigma Knee System Tibial Insert | Tibial insert, posterior stabilised, UHMWPE, with post | Sizes 1-6. 8-30mm | 138289 | October 2016 |  | Changed Benefit.
12 - Knee | 12.05 - TIBIAL INSERT: TOTAL KNEE ARTHROPLASTY | 12.05.02 - Posterior Stabilised |  |  | LI071 | 1110 |  | Amplitude Australia | Score Knee System Tibial Insert | Tibial Insert, mobile bearing, posterior stabilised with reinforcement post | 20 sizes | 210526 | October 2016 |  | Changed Benefit.
12 - Knee | 12.05 - TIBIAL INSERT: TOTAL KNEE ARTHROPLASTY | 12.05.02 - Posterior Stabilised |  |  | MA489 | 1110 |  | Mathys Orthopaedics Pty Ltd | balanSys Tibial Insert | Tibial insert, posterior stabilised UHMWPE | 59/8mm to 85/23mm | 211054 | October 2016 |  | Changed Benefit.
12 - Knee | 12.05 - TIBIAL INSERT: TOTAL KNEE ARTHROPLASTY | 12.05.02 - Posterior Stabilised |  |  | MA510 | 1110 |  | Mathys Orthopaedics Pty Ltd | Balansys Revision Knee, Tibial Insert | Tibial insert, contrained, with stabilising screw for reinforcement | 64/10.5 to 85/23 | 210625 | October 2016 |  | Changed Benefit.
12 - Knee | 12.05 - TIBIAL INSERT: TOTAL KNEE ARTHROPLASTY | 12.05.02 - Posterior Stabilised |  |  | MJ013 | 1110 |  | MatOrtho Australia Pty Ltd | Saiph Knee System APS Tibial Insert | Compression Moulded Anterior Posterior Stablilised Tibial Bearing | A - F, Left & Right 10 - 20mm | 117769, 192415 | October 2016 |  | Changed Benefit.
12 - Knee | 12.05 - TIBIAL INSERT: TOTAL KNEE ARTHROPLASTY | 12.05.02 - Posterior Stabilised |  |  | MU032 | 1110 |  | Medacta Australia Pty Ltd | Evolis Knee System Tibial Insert | Tibial Insert, UHMWPE, fixed, posterior stabilised | 1 - 6, 9/11/13/16/19mm thickness | 132459 | October 2016 |  | Changed Benefit.
12 - Knee | 12.05 - TIBIAL INSERT: TOTAL KNEE ARTHROPLASTY | 12.05.02 - Posterior Stabilised |  |  | MU059 | 1110 |  | Medacta Australia Pty Ltd | GMK Posterior Stabilised fixed tibial insert | Posterior Stabilised fixed polyethylene insert | size 1 to 6, 10/12/14/17/20mm thickness | 140176 | October 2016 |  | Changed Benefit.
12 - Knee | 12.05 - TIBIAL INSERT: TOTAL KNEE ARTHROPLASTY | 12.05.02 - Posterior Stabilised |  |  | MU073 | 1110 |  | Medacta Australia Pty Ltd | GMK Ultracongruent Mobile Tibial Insert | Ultracongruent Mobile Polyethylene Insert | size 1 to 7, 10/12/14/17/20mm thickness | 132459 | October 2016 |  | Changed Benefit.
12 - Knee | 12.05 - TIBIAL INSERT: TOTAL KNEE ARTHROPLASTY | 12.05.02 - Posterior Stabilised |  |  | MU090 | 1110 |  | Medacta Australia Pty Ltd | PS fixed insert for Evolis tibial revision | Polyethylene posterior-stabilised fixed insert for Evolis tibial revision (using a GMK tibia) | Size 1 to 6, each one available in 5 thicknesses: 10, 12, 14, 17 20mm | 211449 | October 2016 |  | Changed Benefit.
12 - Knee | 12.05 - TIBIAL INSERT: TOTAL KNEE ARTHROPLASTY | 12.05.02 - Posterior Stabilised |  |  | MU091 | 1110 |  | Medacta Australia Pty Ltd | GMK Revision semi-constrained fixed tibial insert | Semi-constrained Posterior Stabilised fixed Tibial Insert | Size 1 to 6, each one available in 8 thicknesses: 10, 12, 14, 17, 20, 23, 26, 29mm | 211428 | October 2016 |  | Changed Benefit.
12 - Knee | 12.05 - TIBIAL INSERT: TOTAL KNEE ARTHROPLASTY | 12.05.02 - Posterior Stabilised |  |  | SR002 | 1110 |  | Stryker Australia Pty Ltd | Triathlon Knee System Tibial Insert | Posterior stabilised insert, UHMWPE,(N2VAC) | Sizes 1 to 8 (9/11/13/16/19/22/25mm thickness) | 141151, 16236 | October 2016 |  | Changed Benefit.
12 - Knee | 12.05 - TIBIAL INSERT: TOTAL KNEE ARTHROPLASTY | 12.05.02 - Posterior Stabilised |  |  | SR008 | 1110 |  | Stryker Australia Pty Ltd | Scorpio Knee System Tibial Insert | Posterior stabilised tibial insert, UHMWPE (N2VAC) | 8-18mm in 2mm increments | 12875, 141151 | October 2016 |  | Changed Benefit.
12 - Knee | 12.05 - TIBIAL INSERT: TOTAL KNEE ARTHROPLASTY | 12.05.02 - Posterior Stabilised |  |  | SR012 | 1110 |  | Stryker Australia Pty Ltd | Scorpio NRG Knee System Tibial Insert | Posterior stabilised tibial insert, UHMWPE, (N2VAC) | Sizes 3,4,5,6,7,9,11,13, x (8/10/12/15/18/21/24mm thickness) | 12875, 141151 | October 2016 |  | Changed Benefit.
12 - Knee | 12.05 - TIBIAL INSERT: TOTAL KNEE ARTHROPLASTY | 12.05.02 - Posterior Stabilised |  |  | SR013 | 1110 |  | Stryker Australia Pty Ltd | Scorpio Knee System Tibial Insert | Posterior stabilised mobile bearing insert, UHMWPE (N2VAC) | 10,12,15,18, 21mm thickness; sizews 3,5,7,9,11,13 | 141151, 72106 | October 2016 |  | Changed Benefit.
12 - Knee | 12.05 - TIBIAL INSERT: TOTAL KNEE ARTHROPLASTY | 12.05.02 - Posterior Stabilised |  |  | SR020 | 1110 |  | Stryker Australia Pty Ltd | S7000 Tibial Insert | Posterior stabilised tibial insert, UHMWPE, (N2VAC), used for series 7000 revisions | 3, 5, 7, 9, 11, 13 in 8, 10, 12, 15, 18, 21,24mm | 12875, 141151 | October 2016 |  | Changed Benefit.
12 - Knee | 12.05 - TIBIAL INSERT: TOTAL KNEE ARTHROPLASTY | 12.05.02 - Posterior Stabilised |  |  | SR032 | 1110 |  | Stryker Australia Pty Ltd | Triathlon Knee System Tibial Insert | Posterior stabilised mobile bearing insert, UHMWPE (N2VAC) | 1 to 8, 9mm to 22mm | 141151, 72106 | October 2016 |  | Changed Benefit.
12 - Knee | 12.05 - TIBIAL INSERT: TOTAL KNEE ARTHROPLASTY | 12.05.02 - Posterior Stabilised |  |  | SR074 | 1110 |  | Stryker Australia Pty Ltd | Triathlon X3 PS Tibial Insert | Intended use as part of a total knee system in primary cemented and primary uncemented total knee arthroplasty. Intended to be used in situation where the posterior cruciate ligament is absent, or cannot be preserved. | Sizes 1-8 available in 9,11,13,16,19,22 and 25mm thicknesses | 128028 | October 2016 |  | Changed Benefit.
12 - Knee | 12.05 - TIBIAL INSERT: TOTAL KNEE ARTHROPLASTY | 12.05.02 - Posterior Stabilised |  |  | SR078 | 1110 |  | Stryker Australia Pty Ltd | Scorpio NRG X3 PS tibial Insert | intended to be used in situations where the posterior cruciate ligament is absent, or cannot be preserved. | 3,5,7,9,11 in thickness: 8,10,12,15,18,21,24mm | 128028, 139610, 139920 | October 2016 |  | Changed Benefit.
12 - Knee | 12.05 - TIBIAL INSERT: TOTAL KNEE ARTHROPLASTY | 12.05.02 - Posterior Stabilised |  |  | ST925 | 1110 |  | Stryker Australia Pty Ltd | Scorpio Knee System SuperFlex Tibial Insert | Posterior stabilised tibial insert, SuperFlex, UHMWPE (N2VAC) | 3, 5, 7, 9 , 11, 13 in thickness 8, 10, 12, 15, 18, 21, 24mm | 141151, 72106 | October 2016 |  | Changed Benefit.
12 - Knee | 12.05 - TIBIAL INSERT: TOTAL KNEE ARTHROPLASTY | 12.05.02 - Posterior Stabilised |  |  | TO036 | 1110 |  | Tornier Pty Ltd | HLS Noetos Tibial insert, fixed | Tibial Insert, fixed, UHMWPE, posterior stabilised | 1 to 6, 9, 11 & 13mm | 209816 | October 2016 |  | Changed Benefit.
12 - Knee | 12.05 - TIBIAL INSERT: TOTAL KNEE ARTHROPLASTY | 12.05.02 - Posterior Stabilised |  |  | ZI057 | 1110 |  | Zimmer Biomet Pty Ltd | NexGen Flex Tibial Insert | Tibial Insert, fixed, posterior stabilised, high flex, UHMWPE | Sizes 9 - 23mm | 230874, 230875 | October 2016 |  | Changed Benefit.
12 - Knee | 12.05 - TIBIAL INSERT: TOTAL KNEE ARTHROPLASTY | 12.05.02 - Posterior Stabilised |  |  | ZI058 | 1110 |  | Zimmer Biomet Pty Ltd | NexGen LPS Tibial Insert | Tibial Insert, posterior stabilised, UHMWPE, mobile | Sizes 9 - 23mm | 222233, 222625, 230874 | October 2016 |  | Changed Benefit.
12 - Knee | 12.05 - TIBIAL INSERT: TOTAL KNEE ARTHROPLASTY | 12.05.02 - Posterior Stabilised |  |  | ZI586 | 1110 |  | Zimmer Biomet Pty Ltd | NexGen Prolong Flex Articulating Surface | Highly Crosslinked - Ultra high Molecular Weight Polyethylene - Fixed Bearing - LPS | Sizes 1 to 10, 9mm to 23mm | 222148, 230873 | October 2016 |  | Changed Benefit.
12 - Knee | 12.05 - TIBIAL INSERT: TOTAL KNEE ARTHROPLASTY | 12.05.02 - Posterior Stabilised |  |  | ZI587 | 1110 |  | Zimmer Biomet Pty Ltd | NexGen Prolong Flex Articulating Surface | Highly Crosslinked - Ultra high Molecular Weight Polyethylene - Mobile Bearing - LPS | Sizes 1 to 10, 9mm to 23mm | 222990, 223747 | October 2016 |  | Changed Benefit.
12 - Knee | 12.05 - TIBIAL INSERT: TOTAL KNEE ARTHROPLASTY | 12.05.02 - Posterior Stabilised |  |  | BV005 | 1110 |  | MICROPORT ORTHOPEDICS PTY LIMITED | Evolution Medial Pivot Knee System | Posterior stabilised, fixed tibial insert, UHMWPE | 1, 2, 3, 4, 5, 6, 7, 8, 10-24mm | 259432 | February 2017 |  | Changed Product Sub Group.
12 - Knee | 12.05 - TIBIAL INSERT: TOTAL KNEE ARTHROPLASTY | 12.05.02 - Posterior Stabilised |  |  | BV019 | 1110 |  | MICROPORT ORTHOPEDICS PTY LIMITED | Advance Medial Pivot Knee system | Posterior stabilised, fixed tibial insert, UHMWPE | 1, 2, 3, 4, 5, 6, 7, 8, 10-24mm | 238893 | February 2017 |  | Changed Product Sub Group.
12 - Knee | 12.05 - TIBIAL INSERT: TOTAL KNEE ARTHROPLASTY | 12.05.02 - Posterior Stabilised |  |  | GO117 | 1110 |  | Global Orthopaedic Technology | RBK Total Knee System Tibial Insert | Tibial Insert, UHMWPE, mobile bearing, posterior stabilised with peg, separate bolt fixation that passes down the peg | Size 0 to 5, 10mm to 20mm thick | 143925 | February 2017 |  | Changed Product Name, Description, Product Sub Group.
12 - Knee | 12.05 - TIBIAL INSERT: TOTAL KNEE ARTHROPLASTY | 12.05.02 - Posterior Stabilised |  |  | JJ956 | 1110 |  | Johnson & Johnson Medical Pty Ltd | Attune Knee System | Posterior Stabilised Insert | 1-10 | 213019, 220507 | February 2017 |  | Changed Product Sub Group.
12 - Knee | 12.05 - TIBIAL INSERT: TOTAL KNEE ARTHROPLASTY | 12.05.02 - Posterior Stabilised |  |  | OH420 | 1110 |  | Orthotech Pty Ltd | Trekking Knee System, Tibial Insert | Tibial Insert | Size: T1 - T5 Thickness: +0 - +7 | 287506 | August 2017 |  | Changed Product Name, Description, Size, Product Sub Group.
12 - Knee | 12.05 - TIBIAL INSERT: TOTAL KNEE ARTHROPLASTY | 12.05.02 - Posterior Stabilised |  |  | OH549 | 1110 |  | Orthotech Pty Ltd | Trekking Knee System, Tibial Insert - PS | Tibial Insert - PS | Size: T1 - T5 Thickness: +0 - +13 | 287504, 287509, 287510, 287511 | August 2017 |  | Expanded from OH424
12 - Knee | 12.05 - TIBIAL INSERT: TOTAL KNEE ARTHROPLASTY | 12.05.02 - Posterior Stabilised |  |  | OO104 | 1110 |  | Oceania Orthopaedics | ACS Knee - Posterior Stabilised Tibial Insert | ACS Posterior Stabilised Tibial PE Insert | 10, 12.5, 15, 17.5, 20mm | 265625, 265626, 265639, 265642 | August 2017 |  | Changed Product Sub Group.
12 - Knee | 12.05 - TIBIAL INSERT: TOTAL KNEE ARTHROPLASTY | 12.05.02 - Posterior Stabilised |  |  | SL005 | 1110 |  | Smith & Nephew Pty Ltd | Genesis II Knee System Tibial Insert | Tibial Insert, UHMWPE, Posterior Stabalised with peg, Fixed | SZ 1-8; 9-25mm | 207042, 207044 | August 2017 |  | Changed Product Sub Group.
12 - Knee | 12.05 - TIBIAL INSERT: TOTAL KNEE ARTHROPLASTY | 12.05.02 - Posterior Stabilised |  |  | SM175 | 1110 |  | Smith & Nephew Pty Ltd | Smith & Nephew PS XLPE Inserts | Highly Cross-linked UHMWPE Posterior Stabilized Tibial Insert | 1-8; 9-25mm | 208015, 280114 | February 2017 |  | Changed Product Sub Group.
12 - Knee | 12.05 - TIBIAL INSERT: TOTAL KNEE ARTHROPLASTY | 12.05.02 - Posterior Stabilised |  |  | SN780 | 1110 |  | Smith & Nephew Pty Ltd | Journey Knee System Tibial Insert | Tibial Insert, UHMWPE, Fixed posterior stabilised with peg | 8-30mm, 1-10 | 278110 | August 2017 |  | Changed Product Sub Group.
12 - Knee | 12.05 - TIBIAL INSERT: TOTAL KNEE ARTHROPLASTY | 12.05.02 - Posterior Stabilised |  |  | SN876 | 1110 |  | Smith & Nephew Pty Ltd | Profix Knee System Tibial Insert | Tibial Insert, UHMWPE, posterior stabilised with peg, fixed | 1-8 | 224649 | August 2017 |  | Changed Product Sub Group.
12 - Knee | 12.05 - TIBIAL INSERT: TOTAL KNEE ARTHROPLASTY | 12.05.02 - Posterior Stabilised |  |  | ST646 | 1110 |  | Stryker Australia Pty Ltd | S7000 Tibial Insert, series II | Tibial Insert posterior stabilised - PSII UHMWPE | 3, 5, 7, 9, 11, 13 in 8, 10, 12, 15, 18, 21,24mm | 12875, 141151 | February 2017 |  | Changed Product Name, Description, Product Sub Group.
12 - Knee | 12.05 - TIBIAL INSERT: TOTAL KNEE ARTHROPLASTY | 12.05.02 - Posterior Stabilised |  |  | ZI934 | 1110 |  | Zimmer Biomet Pty Ltd | Persona Knee System | Persona PS Articular Surface | 10-20 mm | 261277, 261280, 261281 | August 2017 |  | Changed Size.
12 - Knee | 12.05 - TIBIAL INSERT: TOTAL KNEE ARTHROPLASTY | 12.05.03 - Totally Constrained |  |  | BI904 | 1156 |  | Zimmer Biomet Pty Ltd | Vanguard Total Knee System | Tibial Bearing, PS, PS+. UHMWPE | (59 to 91)mm width x (10 to 24)mm thickness | 98451 | October 2016 |  | Changed Benefit.
12 - Knee | 12.05 - TIBIAL INSERT: TOTAL KNEE ARTHROPLASTY | 12.05.03 - Totally Constrained |  |  | BI939 | 1156 |  | Zimmer Biomet Pty Ltd | Vanguard SSK Knee System | Tibial Bearing Insert, PSC, UHMWPE | 59-75mm x (10-24mm) | 98451 | October 2016 |  | Changed Benefit.
12 - Knee | 12.05 - TIBIAL INSERT: TOTAL KNEE ARTHROPLASTY | 12.05.03 - Totally Constrained |  |  | DP257 | 1156 |  | Johnson & Johnson Medical Pty Ltd | SROM Noiles Knee System tibial insert | Tibial insert, rotating platform, hinged, with metal axis ring incorporated and polyethylene axis bearings | XXSml - Large | 138289, 97698, 98088 | October 2016 |  | Changed Benefit.
12 - Knee | 12.05 - TIBIAL INSERT: TOTAL KNEE ARTHROPLASTY | 12.05.03 - Totally Constrained |  |  | DY367 | 1156 |  | Johnson & Johnson Medical Pty Ltd | PFC Sigma TC3 Knee System Tibial Insert | Tibial Insert, totally constrained, mobile bearing, UHMWPE, with post | Size 1.5 to 5 thickness of 10mm to 30mm | 138289 | October 2016 |  | Changed Benefit.
12 - Knee | 12.05 - TIBIAL INSERT: TOTAL KNEE ARTHROPLASTY | 12.05.03 - Totally Constrained |  |  | EX028 | 1156 |  | EXACTECH AUSTRALIA PTY LTD | Optetrak Total Knee System Tibial Insert | Tibial Insert, UHMWPE, fixed and totally stabilised with peg and reinforced with screw/post fixation (Spine stiffening screw) | Size 1 - 6 | 159613 | October 2016 |  | Changed Benefit.
12 - Knee | 12.05 - TIBIAL INSERT: TOTAL KNEE ARTHROPLASTY | 12.05.03 - Totally Constrained |  |  | HW161 | 1156 |  | Stryker Australia Pty Ltd | Kinemax Knee System Tibial Insert | Totally constrained tibial insert, with metal post, UHMWPE (Duration) | 8, 10, 12, 15, 18, 21, 25mm per size | 141151, 16236 | October 2016 |  | Changed Benefit.
12 - Knee | 12.05 - TIBIAL INSERT: TOTAL KNEE ARTHROPLASTY | 12.05.03 - Totally Constrained |  |  | JJ532 | 1156 |  | Johnson & Johnson Medical Pty Ltd | LCS Complete Knee System tibial insert | Tibial insert, UHMWPE, rotating platform, totally constrained, with reinforcing post | Sizes small to large+. 10-30mm | 98088 | October 2016 |  | Changed Benefit.
12 - Knee | 12.05 - TIBIAL INSERT: TOTAL KNEE ARTHROPLASTY | 12.05.03 - Totally Constrained |  |  | JJ664 | 1156 |  | Johnson & Johnson Medical Pty Ltd | PFC Sigma Knee System TC3 Tibial Insert | Tibial insert, totally constrained, UHMWPE, with post | Sizes 1-6. 8-30mm | 138289 | October 2016 |  | Changed Benefit.
12 - Knee | 12.05 - TIBIAL INSERT: TOTAL KNEE ARTHROPLASTY | 12.05.03 - Totally Constrained |  |  | MU101 | 1156 |  | Medacta Australia Pty Ltd | GMK Hinge fixed tibial insert | Tibial Insert for GMK Hinge prosthesis, UHMWPE, fixed, includes hinge locking post | 1 to 6 10-26mm | 211410 | October 2016 |  | Changed Benefit.
12 - Knee | 12.05 - TIBIAL INSERT: TOTAL KNEE ARTHROPLASTY | 12.05.03 - Totally Constrained |  |  | OH415 | 1156 |  | Orthotech Pty Ltd | Samo TCK Revision Knee System | TCK poly insert | 1-5,6-19mm | 165471 | October 2016 |  | Changed Benefit.
12 - Knee | 12.05 - TIBIAL INSERT: TOTAL KNEE ARTHROPLASTY | 12.05.03 - Totally Constrained |  |  | SF135 | 1156 |  | Signature Orthopaedics | SHiVA Modular Knee Prosthesis - Rotating Bearing | Rotating Bearing | Sizes 2,3 and 4 x 10mm | 192962 | October 2016 |  | Changed Benefit.
12 - Knee | 12.05 - TIBIAL INSERT: TOTAL KNEE ARTHROPLASTY | 12.05.03 - Totally Constrained |  |  | SK410 | 1156 |  | Stryker Australia Pty Ltd | Scorpio Knee System Tibial Insert | Totally constrained tibial insert, with metal post, UHMWPE (N2VAC) | 3 - 11 mm 7F/5T, 5F/7T, 11F/9T, 9F/11T 10mm-24mm | 12875, 141151 | October 2016 |  | Changed Benefit.
12 - Knee | 12.05 - TIBIAL INSERT: TOTAL KNEE ARTHROPLASTY | 12.05.03 - Totally Constrained |  |  | SK438 | 1156 |  | Stryker Australia Pty Ltd | Triathlon TS Knee System Tibial Insert | Totally constrained, TS (Total Stabilizer) Insert, with metal post, UHMWPE (X3) | Tibial Insert Sizes: Left & right 9-31mm sizes 1-8 Reinforced Post Sizes 9-31mm | 128029 | October 2016 |  | Changed Benefit.
12 - Knee | 12.05 - TIBIAL INSERT: TOTAL KNEE ARTHROPLASTY | 12.05.03 - Totally Constrained |  |  | SK439 | 1156 |  | Stryker Australia Pty Ltd | Triathlon Knee System Tibial Insert | Totally constrained tibial insert, with metal post, +/- 2° int/ext rotation, UHMWPE (X3) | Tibial Insert Sizes: Left & right 9-31mm sizes 1-8 Reinforced Post Sizes 9-31mm | 128029 | October 2016 |  | Changed Benefit.
12 - Knee | 12.05 - TIBIAL INSERT: TOTAL KNEE ARTHROPLASTY | 12.05.03 - Totally Constrained |  |  | ST024 | 1156 |  | Stryker Australia Pty Ltd | Scorpio Knee System Tibial Insert | Totally constrained tibial insert, with metal post, UHMWPE (X3) | 8-24mm for all tibia sizes | 12875, 141151 | October 2016 |  | Changed Benefit.
12 - Knee | 12.05 - TIBIAL INSERT: TOTAL KNEE ARTHROPLASTY | 12.05.03 - Totally Constrained |  |  | ST601 | 1156 |  | Stryker Australia Pty Ltd | Duracon TS Knee System Tibial Insert | Totally constrained tibial insert, with metal post, UHMWPE (Duration) | Extra Small, Small, Medium, Medium Large, Large, Extra Large | 141151, 16234 | October 2016 |  | Changed Benefit.
12 - Knee | 12.05 - TIBIAL INSERT: TOTAL KNEE ARTHROPLASTY | 12.05.03 - Totally Constrained |  |  | BV010 | 1156 |  | MICROPORT ORTHOPEDICS PTY LIMITED | Advance Medial Pivot Knee System | totally constrained, UHMWPE, fixed tibial insert with reinforcing peg | 1, 2, 3, 4, 5, 6 in 10 - 30mm in 2mm increments | 238894 | February 2017 |  | Changed Product Sub Group.
12 - Knee | 12.05 - TIBIAL INSERT: TOTAL KNEE ARTHROPLASTY | 12.05.03 - Totally Constrained |  |  | OO158 | 1156 |  | Oceania Orthopaedics | MUTARS GenuX MB PE Insert | MUTARS GenuX MB PE Insert | 2-6 | 238794 | February 2017 |  | Changed Product Sub Group.
12 - Knee | 12.05 - TIBIAL INSERT: TOTAL KNEE ARTHROPLASTY | 12.05.03 - Totally Constrained |  |  | SM161 | 1156 |  | Smith & Nephew Pty Ltd | Legion Hinge Guided Motion Tibial Insert | This tibial insert is used for the construction of the Legion hinge. | Sizes 2-7 11,13,15,18,21mm | 232075 | August 2017 |  | Changed Product Sub Group.
12 - Knee | 12.05 - TIBIAL INSERT: TOTAL KNEE ARTHROPLASTY | 12.05.03 - Totally Constrained |  |  | SN863 | 1156 |  | Smith & Nephew Pty Ltd | Genesis II Knee System Tibial Insert | Tibial insert, UHMWPE, fixed, totally constrained | Left / Right 1 - 8 | 207342, 231595 | August 2017 |  | Changed Product Sub Group.
12 - Knee | 12.05 - TIBIAL INSERT: TOTAL KNEE ARTHROPLASTY | 12.05.03 - Totally Constrained |  |  | ZI137 | 1156 |  | Zimmer Biomet Pty Ltd | NexGen LCCK Tibial Insert | Tibial Insert, totally constrained, UHMWPE, fixed, with post | 10 - 35mm | 214760 | February 2017 |  | Changed Product Name, Product Sub Group, Benefit.
12 - Knee | 12.05 - TIBIAL INSERT: TOTAL KNEE ARTHROPLASTY | 12.05.03 - Totally Constrained |  |  | ZI307 | 1156 |  | Zimmer Biomet Pty Ltd | Nexgen Rotating Hinge Tibial Insert | Tibial insert for NexGen Rotating Hinge prosthesis, UHMWPE, mobile. Includes hinge locking post. | 12-26mm, sizes B-F | 220053 | February 2017 |  | Changed Product Name, Description, Product Sub Group.
12 - Knee | 12.05 - TIBIAL INSERT: TOTAL KNEE ARTHROPLASTY | 12.05.03 - Totally Constrained |  | Axle included | BB352 | 1830 |  | B Braun Australia Pty Ltd | EnduRo Rotating Hinge Knee Meniscal component includes Rotation Axle, PEEK bushing and Tibial locking nut | The EnduRo is a Rotating Hinge Knee prosthesis that enables the Orthopaedic Surgeon to treat complex revision knee arthoplasty as well as unstable knees | Meniscal Components to match Femoral component 1-3 10mm-24mm includes rotation axle, PEEK bushing and Tibial locking nut. | 96481 | February 2017 |  | Changed Product Sub Group.
12 - Knee | 12.06 - TIBIAL INSERT: UNI-COMPARTMENTAL ARTHROPLASTY | 12.06.01 - Tibial Insert: Uni-Compartmental Arthroplasty |  |  | BI205 | 731 |  | Zimmer Biomet Pty Ltd | Repicci II Unicondylar Knee System Uni tibial insert | Uni Tibial insert, fixed , UHMWPE | Std, Large, Xlarge | 98385 | October 2016 |  | Changed Benefit.
12 - Knee | 12.06 - TIBIAL INSERT: UNI-COMPARTMENTAL ARTHROPLASTY | 12.06.01 - Tibial Insert: Uni-Compartmental Arthroplasty |  |  | BI861 | 731 |  | Zimmer Biomet Pty Ltd | Oxford Meniscal Knee System Uni Tibial Insert | Uni Tibial Insert conforming surface, mobile bearing, UHMWPE (Phase III) | (Small - Extra Large) x (3-9) | 126863 | October 2016 |  | Changed Benefit.
12 - Knee | 12.06 - TIBIAL INSERT: UNI-COMPARTMENTAL ARTHROPLASTY | 12.06.01 - Tibial Insert: Uni-Compartmental Arthroplasty |  |  | CR060 | 731 |  | Corin Australia Pty Ltd | Uniglide Uni Knee System Uni Tibial Insert | Uni tibial insert, mobile bearing, UHMWPE | Height 4, 5, 6, 7, 8, 9, 10, 11, 12mm; Size 1-4 | 106748, 115743 | October 2016 |  | Changed Benefit.
12 - Knee | 12.06 - TIBIAL INSERT: UNI-COMPARTMENTAL ARTHROPLASTY | 12.06.01 - Tibial Insert: Uni-Compartmental Arthroplasty |  |  | JJ779 | 731 |  | Johnson & Johnson Medical Pty Ltd | Sigma HP Unicompartmental Knee - Fixed bearing insert | Unicompartmental tibial insert, fixed bearing UHMWPE | Size 1-6, 7-12mm LM/RL & RM/LL | 138289 | October 2016 |  | Changed Benefit.
12 - Knee | 12.06 - TIBIAL INSERT: UNI-COMPARTMENTAL ARTHROPLASTY | 12.06.01 - Tibial Insert: Uni-Compartmental Arthroplasty |  |  | MA454 | 731 |  | Mathys Orthopaedics Pty Ltd | BalanSys UNI tibial Insert | Uni tibial insert, UHMWPE, fixed | 5,6,7,9 | 212830 | October 2016 |  | Changed Benefit.
12 - Knee | 12.06 - TIBIAL INSERT: UNI-COMPARTMENTAL ARTHROPLASTY | 12.06.01 - Tibial Insert: Uni-Compartmental Arthroplasty |  |  | MA478 | 731 |  | Mathys Orthopaedics Pty Ltd | BalanSys UNI tibial Insert | Uni tibial insert, UHMWPE, mobile convex for the uni convex tibial baseplate | 5, 6, 7, 9 | 212828 | October 2016 |  | Changed Benefit.
12 - Knee | 12.06 - TIBIAL INSERT: UNI-COMPARTMENTAL ARTHROPLASTY | 12.06.01 - Tibial Insert: Uni-Compartmental Arthroplasty |  |  | MU062 | 731 |  | Medacta Australia Pty Ltd | GMK Unicompartmental fixed tibia insert | cemented unicompartmental polyethylene fixed tibial insert | 1 to 5, left and right, 8/9/10/11/12/14mm thiknesses | 132459 | October 2016 |  | Changed Benefit.
12 - Knee | 12.06 - TIBIAL INSERT: UNI-COMPARTMENTAL ARTHROPLASTY | 12.06.01 - Tibial Insert: Uni-Compartmental Arthroplasty |  |  | SK498 | 731 |  | Stryker Australia Pty Ltd | Triathlon PKR - X3 Polyethylene Tibial insert | Uni tibial insert, X3 polyethylene, fixed | Size 1 to 6, thicknesses from 8mm to 12mm | 128030 | October 2016 |  | Changed Benefit.
12 - Knee | 12.06 - TIBIAL INSERT: UNI-COMPARTMENTAL ARTHROPLASTY | 12.06.01 - Tibial Insert: Uni-Compartmental Arthroplasty |  |  | ST656 | 731 |  | Stryker Australia Pty Ltd | UNIX Unicompartmental Knee System Tibial Insert | Uni tibial insert, UHMWPE, Fixed | 1, 2, 3, 4 in 8, 10, 12, 15mm | 128030, 64913 | October 2016 |  | Changed Benefit.
12 - Knee | 12.06 - TIBIAL INSERT: UNI-COMPARTMENTAL ARTHROPLASTY | 12.06.01 - Tibial Insert: Uni-Compartmental Arthroplasty |  |  | ZI105 | 731 |  | Zimmer Biomet Pty Ltd | Unicompartmental Tibial Insert | Uni Tibial Insert, UHMWPE, fixed | 8 - 14 mm | 220168 | October 2016 |  | Changed Benefit.
12 - Knee | 12.06 - TIBIAL INSERT: UNI-COMPARTMENTAL ARTHROPLASTY | 12.06.01 - Tibial Insert: Uni-Compartmental Arthroplasty |  |  | SK587 | 731 |  | Stryker Australia Pty Ltd | Restoris MCK Knee - Tibial Onlay Insert | Tibial Onlay Insert | Tibial Onlay Insert come in sizes 1 to 8, each size with 8, 9, 10 and 12mm thickness options | 242174 | February 2017 |  | Changed Product Sub Group.
12 - Knee | 12.06 - TIBIAL INSERT: UNI-COMPARTMENTAL ARTHROPLASTY | 12.06.01 - Tibial Insert: Uni-Compartmental Arthroplasty |  |  | SN837 | 731 |  | Smith & Nephew Pty Ltd | Journey Knee System Uni Tibial Insert | Uni Tibial Insert, for fixed bearing, UHMWPE | 10-18mm | 207002 | August 2017 |  | Changed Product Sub Group.
12 - Knee | 12.07 - PATELLO FEMORAL REPLACEMENT - FEMORAL COMPONENT | 12.07.01 - Alloy |  |  | GO035 | 2544 |  | Global Orthopaedic Technology | RBK Total Knee System Patello Femoral (trochlear component) | Trochlear Component, cemented, CoCr | Size 00 to 5 | 278985 | October 2016 |  | Changed Benefit.
12 - Knee | 12.07 - PATELLO FEMORAL REPLACEMENT - FEMORAL COMPONENT | 12.07.01 - Alloy |  |  | JJ776 | 2544 |  | Johnson & Johnson Medical Pty Ltd | Sigma HP Trochlear Component | Femoral trochlear component, cemented, CoCr | Sizes 1-5, left and right | 108414 | October 2016 |  | Changed Benefit.
12 - Knee | 12.07 - PATELLO FEMORAL REPLACEMENT - FEMORAL COMPONENT | 12.07.01 - Alloy |  |  | ST600 | 2544 |  | Stryker Australia Pty Ltd | Avon Patello Femoral System Femoral Component | Trochlear component, CoCr (Vitallium), cemented | Extra Small, Small, Medium, Large | 139146, 16236 | October 2016 |  | Changed Benefit.
12 - Knee | 12.07 - PATELLO FEMORAL REPLACEMENT - FEMORAL COMPONENT | 12.07.01 - Alloy |  |  | ZI563 | 2544 |  | Zimmer Biomet Pty Ltd | Zimmer Gender Solutions Patellofemoral Joint System | Patellofemoral joint fem implant PMMA precoat | Sizes 1 - 5 - Left & Right | 212228 | October 2016 |  | Changed Benefit.
12 - Knee | 12.07 - PATELLO FEMORAL REPLACEMENT - FEMORAL COMPONENT | 12.07.02 - Non-Alloy |  | Ceramic Surface | SN834 | 2775 |  | Smith & Nephew Pty Ltd | Journey Knee System Patella Femoral Replacement Trochlear Component | Trochlear Component,cemented, Oxinium | Sm, Med Lg, XLg | 242492 | August 2017 |  | Changed Product Name, Description, Product Sub Group.
12 - Knee | 12.08 - PATELLAR COMPONENT | 12.08.01 - Cemented, All Polyethylene |  |  | AE050 | 555 |  | Allegra Orthopaedics Pty Ltd | Active Knee Patella | Patella, cemented, UHMWPE | Sizes 1 - 5 | 133900 | October 2016 |  | Changed Benefit.
12 - Knee | 12.08 - PATELLAR COMPONENT | 12.08.01 - Cemented, All Polyethylene |  |  | BB202 | 555 |  | B Braun Australia Pty Ltd | Emotion Total Knee System (TKS) Patellar Component | All poly patellar, UHMWPE cemented, 3 pegs, onlay | P1 to P6, 26 - 41 x 7 - 12mm | 96481 | October 2016 |  | Changed Benefit.
12 - Knee | 12.08 - PATELLAR COMPONENT | 12.08.01 - Cemented, All Polyethylene |  |  | BB208 | 555 |  | B Braun Australia Pty Ltd | Columbus Total Knee System (TKS) Patellar Component | All poly patellar, UHMWPE cemented, 3 pegs, onlay | P1 - P4 | 96481 | October 2016 |  | Changed Benefit.
12 - Knee | 12.08 - PATELLAR COMPONENT | 12.08.01 - Cemented, All Polyethylene |  |  | BI176 | 555 |  | Zimmer Biomet Pty Ltd | Biomet Universal Patellar component | All poly Patella, cemented, UHMWPE, domed | size 25 to 37mm | 121186 | October 2016 |  | Changed Benefit.
12 - Knee | 12.08 - PATELLAR COMPONENT | 12.08.01 - Cemented, All Polyethylene |  |  | CR231 | 555 |  | Corin Australia Pty Ltd | HLS Kneetec - Patella | Patellar implant of the HLS Kneetec system, UHMWPE, Cemented dome design and anchoring pegs | Extra-small, Small, Medium, Long | 206265 | February 2017 |  | Transferred from TO065
12 - Knee | 12.08 - PATELLAR COMPONENT | 12.08.01 - Cemented, All Polyethylene |  |  | CR248 | 555 |  | Corin Australia Pty Ltd | HLS Noetos System patella | Patella, cemented, UHMWPE | small, medium, large | 209775 | February 2017 |  | Transferred from TO009
12 - Knee | 12.08 - PATELLAR COMPONENT | 12.08.01 - Cemented, All Polyethylene |  |  | DD022 | 555 |  | DJO Australasia Pty Ltd | 3D Knee System Patellar component | All poly, cemented patella, 3 pegs | Size 26 to 38mm | 161909 | October 2016 |  | Changed Benefit.
12 - Knee | 12.08 - PATELLAR COMPONENT | 12.08.01 - Cemented, All Polyethylene |  |  | DP152 | 555 |  | Johnson & Johnson Medical Pty Ltd | PFC Sigma Knee System patella component | Cemented, all poly, oval dome, round dome and inset patella | 25-50mm | 108414, 138289 | October 2016 |  | Changed Benefit.
12 - Knee | 12.08 - PATELLAR COMPONENT | 12.08.01 - Cemented, All Polyethylene |  |  | DP264 | 555 |  | Johnson & Johnson Medical Pty Ltd | SROM Noiles Knee System patella | All poly, cemented patella | Sizes 25 - 38mm | 108414 | October 2016 |  | Changed Benefit.
12 - Knee | 12.08 - PATELLAR COMPONENT | 12.08.01 - Cemented, All Polyethylene |  |  | DP524 | 555 |  | Johnson & Johnson Medical Pty Ltd | LCS Complete Knee System patella component | All Poly patella, UHMWPE, cemented | Sizes small to large+ | 108414, 97697 | October 2016 |  | Changed Benefit.
12 - Knee | 12.08 - PATELLAR COMPONENT | 12.08.01 - Cemented, All Polyethylene |  |  | ER464 | 555 |  | Emergo Asia Pacific Pty Ltd | Europ standard & Postero cemented Patella | Europ Standard & Postero Cemented Patella | Diameters 25,29,32,35mm | 287819 | August 2017 |  | Duplicated from EU011
12 - Knee | 12.08 - PATELLAR COMPONENT | 12.08.01 - Cemented, All Polyethylene |  |  | EU011 | 555 |  | Euros Orthopaedics Australia Pty Ltd | Europ standard & Postero cemented Patella | Europ Standard & Postero Cemented Patella | Diameters 25,29,32,35mm | 171851 | October 2016 |  | Changed Benefit.
12 - Knee | 12.08 - PATELLAR COMPONENT | 12.08.01 - Cemented, All Polyethylene |  |  | EX038 | 555 |  | EXACTECH AUSTRALIA PTY LTD | Optetrak Total Knee System | Patellar | 26-41mm | 159613 | October 2016 |  | Changed Benefit.
12 - Knee | 12.08 - PATELLAR COMPONENT | 12.08.01 - Cemented, All Polyethylene |  |  | GO001 | 555 |  | Global Orthopaedic Technology | RBK Total Knee System Patella component | Patella component All poly, UHMWPE, cemented, 3 pegs | 24mm - 40mm | 279233 | October 2016 |  | Changed Benefit.
12 - Knee | 12.08 - PATELLAR COMPONENT | 12.08.01 - Cemented, All Polyethylene |  |  | HW105 | 555 |  | Stryker Australia Pty Ltd | Duracon Knee System Patella Component | Patella component, UHMWPE (Duration), cemented | Small, Medium, Large, Xlarge | 139146 | October 2016 |  | Changed Benefit.
12 - Knee | 12.08 - PATELLAR COMPONENT | 12.08.01 - Cemented, All Polyethylene |  |  | HW140 | 555 |  | Stryker Australia Pty Ltd | Kinemax Knee System Patella Component | Patella component Symmetric & Asymmetric, UHMWPE (Duration), cemented | Small, Medium, Large | 139146, 16236 | October 2016 |  | Changed Benefit.
12 - Knee | 12.08 - PATELLAR COMPONENT | 12.08.01 - Cemented, All Polyethylene |  |  | HW182 | 555 |  | Stryker Australia Pty Ltd | PCA Modular Knee System Patella Component | Patella component, UHMWPE, (Duration), cemented | Small, Medium, Large, Extra Large | 139146, 16234 | October 2016 |  | Changed Benefit.
12 - Knee | 12.08 - PATELLAR COMPONENT | 12.08.01 - Cemented, All Polyethylene |  |  | LI072 | 555 |  | Amplitude Australia | Score Knee System Patellar Component | All poly patella UHMWPE, cemented | 6 Diameters | 210604, 210794, 216375 | October 2016 |  | Changed Benefit.
12 - Knee | 12.08 - PATELLAR COMPONENT | 12.08.01 - Cemented, All Polyethylene |  |  | MA111 | 555 |  | Mathys Orthopaedics Pty Ltd | Balansys Patella Component | All Polyethylene, UHMWPE, cemented | Dia 25, 28, 31, 34, 37mm | 211143, 211442 | October 2016 |  | Changed Benefit.
12 - Knee | 12.08 - PATELLAR COMPONENT | 12.08.01 - Cemented, All Polyethylene |  |  | MJ014 | 555 |  | MatOrtho Australia Pty Ltd | MRK (Medial Rotation Knee) Total Knee System Patellar Component | All Poly Patellar, UHMWPE, 1 central peg, This is a uncemented poly button | 20-30mm | 117770, 192372 | October 2016 |  | Changed Benefit.
12 - Knee | 12.08 - PATELLAR COMPONENT | 12.08.01 - Cemented, All Polyethylene |  |  | MU031 | 555 |  | Medacta Australia Pty Ltd | Evolis Knee System Patella Component | All poly patella, cemented, UHMWPE | 20, 24,28, 30, 33, 36, 39mm diam | 132459 | October 2016 |  | Changed Benefit.
12 - Knee | 12.08 - PATELLAR COMPONENT | 12.08.01 - Cemented, All Polyethylene |  |  | MU061 | 555 |  | Medacta Australia Pty Ltd | GMK Inset Patella | Inset cemented polyethylene patella | sizes 1-2; 3-4; 5-6 (20/24/28/32mm diameter) | 132459 | October 2016 |  | Changed Benefit.
12 - Knee | 12.08 - PATELLAR COMPONENT | 12.08.01 - Cemented, All Polyethylene |  |  | MU072 | 555 |  | Medacta Australia Pty Ltd | GMK Resurfacing Patella | resurfacing three pegged cemented polyethylene patella | sizes 1, 2, 3, 4. | 132459 | October 2016 |  | Changed Benefit.
12 - Knee | 12.08 - PATELLAR COMPONENT | 12.08.01 - Cemented, All Polyethylene |  |  | OO012 | 555 |  | Oceania Orthopaedics | ACS Knee System - PE patella implant | ACS PE patella | 26mm, 29mm, 32mm, 35mm | 265637 | October 2016 |  | Changed Benefit.
12 - Knee | 12.08 - PATELLAR COMPONENT | 12.08.01 - Cemented, All Polyethylene |  |  | OO057 | 555 |  | Oceania Orthopaedics | MUTARS - Patella | Mutars PE Patella | Standard Large | 227773 | October 2016 |  | Changed Benefit.
12 - Knee | 12.08 - PATELLAR COMPONENT | 12.08.01 - Cemented, All Polyethylene |  |  | SF138 | 555 |  | Signature Orthopaedics | SHiVA Modular Knee Hinge Prosthesis - Patella Button | Patella Button | Sizes 2,3 and 4 | 192962 | October 2016 |  | Changed Benefit.
12 - Knee | 12.08 - PATELLAR COMPONENT | 12.08.01 - Cemented, All Polyethylene |  |  | SF145 | 555 |  | Signature Orthopaedics | Active Knee Patella | Patella, cemented, UHMWPE | Sizes 1 - 5 | 276965 | October 2016 |  | Changed Benefit.
12 - Knee | 12.08 - PATELLAR COMPONENT | 12.08.01 - Cemented, All Polyethylene |  |  | SK314 | 555 |  | Stryker Australia Pty Ltd | Avon Patello Femoral System Patella Component | Patella component, UHMWPE (Duration), Fixed, cemented | Small, Medium, Large | 139146, 16236 | October 2016 |  | Changed Benefit.
12 - Knee | 12.08 - PATELLAR COMPONENT | 12.08.01 - Cemented, All Polyethylene |  |  | SK323 | 555 |  | Stryker Australia Pty Ltd | Triathlon Knee System Patella Component | Patella Component, Cemented, Asymmetric & Symmetric, (X3) UHMWPE | Symmetric: 27mm x 8mm, 29mm x 8mm, 31mm x 9mm, 33mm x 9mm, 36mm x 10mm, 39mm x 11mm; Assymetric: 29mm x 9mm, 32mm x 10mm, 35mm x 10mm, 38mm x 11mm, 40mm x 11mm | 139146, 16236 | October 2016 |  | Changed Benefit.
12 - Knee | 12.08 - PATELLAR COMPONENT | 12.08.01 - Cemented, All Polyethylene |  |  | SK415 | 555 |  | Stryker Australia Pty Ltd | Scorpio Knee System Patella Component | Patella Component, Inset, Recessed, Medialized dome, Universal Dome, Concentric Dome, UHMWPE (X3), Fixed, Cemented | Concentric & Medialized Dome patella sizes: 5, 7, 9 & 11; Universal Dome patella sizes: 3, 5, 7, 9 & 11; Inset & Recessed patella sizes: 26, 28, 30 and 32mm | 12875, 139146 | October 2016 |  | Changed Benefit.
12 - Knee | 12.08 - PATELLAR COMPONENT | 12.08.01 - Cemented, All Polyethylene |  |  | SK419 | 555 |  | Stryker Australia Pty Ltd | Triathlon Knee System Patella Component | Patella Component, Cemented, Asymmetric, (X3) UHMWPE | 29 (X3)3 x 9mm, 32 x 36 x 10mm, 35 x 39 x 10mm, 38 x 42x 11mm, 40 x 44 x 11mm | 12875, 139146 | October 2016 |  | Changed Benefit.
12 - Knee | 12.08 - PATELLAR COMPONENT | 12.08.01 - Cemented, All Polyethylene |  |  | ST636 | 555 |  | Stryker Australia Pty Ltd | Scorpio Knee System & S7000 Knee System Patella Component | Patella component, Inlay, UHMWPE (N2VAC), cemented | 3, 5, 7, 9, 11, 13 | 12875, 139146 | October 2016 |  | Changed Benefit.
12 - Knee | 12.08 - PATELLAR COMPONENT | 12.08.01 - Cemented, All Polyethylene |  |  | ZI071 | 555 |  | Zimmer Biomet Pty Ltd | Insall-Burstein II Patella Component | All poly, cemented, patella, UHMWPE | 32 - 41mm | 95985 | October 2016 |  | Changed Benefit.
12 - Knee | 12.08 - PATELLAR COMPONENT | 12.08.01 - Cemented, All Polyethylene |  |  | ZI093 | 555 |  | Zimmer Biomet Pty Ltd | Miller Galante II Patella | All poly Patella, cemented, UHMWPE | 32 - 41mm | 95985 | October 2016 |  | Changed Benefit.
12 - Knee | 12.08 - PATELLAR COMPONENT | 12.08.01 - Cemented, All Polyethylene |  |  | ZI454 | 740 |  | Zimmer Biomet Pty Ltd | Natural Knee Patella CSTi | All Poly, Cemented, Patella | 0-3 | 228016 | October 2016 |  | Changed Benefit.
12 - Knee | 12.08 - PATELLAR COMPONENT | 12.08.01 - Cemented, All Polyethylene |  |  | BI899 | 555 |  | Zimmer Biomet Pty Ltd | ROCC Patellar Component | All poly Patella, cemented, UHMWPE, anatomically shaped | 1-8 | 226054 | February 2017 |  | Changed Product Name, Description, Product Sub Group.
12 - Knee | 12.08 - PATELLAR COMPONENT | 12.08.01 - Cemented, All Polyethylene |  |  | BV011 | 555 |  | MICROPORT ORTHOPEDICS PTY LIMITED | Advance Medial Pivot Knee System | All poly patella, recessed and onlay, single peg or tri-peg | 25, 28, 32, 35, 38, 41mm | 278302, 278303, 278304 | February 2017 |  | Changed Product Sub Group.
12 - Knee | 12.08 - PATELLAR COMPONENT | 12.08.01 - Cemented, All Polyethylene |  |  | CR252 | 555 |  | Corin Australia Pty Ltd | Unity Knee – Patella | Patella Cemented | Sizes 1 – 5 | 223558 | August 2017 |  | New Listing
12 - Knee | 12.08 - PATELLAR COMPONENT | 12.08.01 - Cemented, All Polyethylene |  |  | GO189 | 555 |  | Global Orthopaedic Technology | Apex Knee, All-Poly Patella | All-Poly Dome 3 Peg Patella | 26mm x 10mm & 8mm, 29mm x 10mm & 8mm, 32mm x 10mm & 8mm, 35mm x 10mm & 8mm, 38mm x 10mm & 8mm, 41mm x 10mm | 278529 | February 2017 |  | Changed Size, Product Sub Group.
12 - Knee | 12.08 - PATELLAR COMPONENT | 12.08.01 - Cemented, All Polyethylene |  |  | JJ959 | 555 |  | Johnson & Johnson Medical Pty Ltd | Attune Knee System | All Poly Cemented Patella | 29-41mm | 208794, 220505 | February 2017 |  | Changed Product Sub Group.
12 - Knee | 12.08 - PATELLAR COMPONENT | 12.08.01 - Cemented, All Polyethylene |  |  | LO042 | 555 |  | Link Orthopaedics Australia | LINK Knee Patella Component | Patella Component, UHMWPE, cemented | Diameter: 25, 28, 30, 31, 34, 35 and 40mm Height: 7, 8, 9 and 10mm | 223374, 231794 | February 2017 |  | Changed Product Sub Group.
12 - Knee | 12.08 - PATELLAR COMPONENT | 12.08.01 - Cemented, All Polyethylene |  |  | MJ015 | 555 |  | MatOrtho Australia Pty Ltd | Saiph Knee System Patella Component | Polyethylene Patella Component | Diameter 23mm - 42mm | 209578 | February 2017 |  | Changed Product Sub Group.
12 - Knee | 12.08 - PATELLAR COMPONENT | 12.08.01 - Cemented, All Polyethylene |  |  | OH423 | 555 |  | Orthotech Pty Ltd | Trekking Knee System, Patella Component | Patella Component | Size: 1, 2, 3 Diam (mm): 30, 35, 40 | 287502 | August 2017 |  | Changed Product Name, Description, Size, Product Sub Group.
12 - Knee | 12.08 - PATELLAR COMPONENT | 12.08.01 - Cemented, All Polyethylene |  |  | SN323 | 555 |  | Smith & Nephew Pty Ltd | Smith & Nephew Patella Component | Patella Component, cemented, UHMWPE, can be used for multiple systems (Genesis II, Journey, Legion) | 23-41mm | 206505, 220595, 242034, 278111 | February 2017 |  | Changed Product Sub Group.
12 - Knee | 12.08 - PATELLAR COMPONENT | 12.08.01 - Cemented, All Polyethylene |  |  | SN382 | 555 |  | Smith & Nephew Pty Ltd | Profix Knee System Patella Component | Patella Component, UHMWPE, Inset and Onlay, cemented | 23-35mm | 223619, 223620 | August 2017 |  | Changed Product Sub Group.
12 - Knee | 12.08 - PATELLAR COMPONENT | 12.08.01 - Cemented, All Polyethylene |  |  | TZ013 | 555 |  | The Trustee for Adler Ortho Unit Trust | Genus Knee System - Genus PE Patella | Polyethylene Patella | 20, 23, 26, 30, 33, 36mm | 232065 | August 2017 |  | Transferred from OO154
12 - Knee | 12.08 - PATELLAR COMPONENT | 12.08.01 - Cemented, All Polyethylene |  |  | ZI148 | 555 |  | Zimmer Biomet Pty Ltd | NexGen/Persona Patella | All poly, cemented, patella, UHMWPE | 26 - 41 | 198145 | February 2017 |  | Changed Product Sub Group.
12 - Knee | 12.08 - PATELLAR COMPONENT | 12.08.02 - Cemented, Polyethylene, Metal Backed | 12.08.02.01 - Mobile |  | DP523 | 1251 |  | Johnson & Johnson Medical Pty Ltd | LCS Complete Knee System patella component | Metal backed, CoCr, rotating, cemented | Sizes small to large+ | 108414, 97697 | October 2016 |  | Changed Benefit.
12 - Knee | 12.08 - PATELLAR COMPONENT | 12.08.02 - Cemented, Polyethylene, Metal Backed | 12.08.02.01 - Mobile |  | OO014 | 1251 |  | Oceania Orthopaedics | ACS Knee System - Cemented mobile bearing patella | ACS cemented mobile bearing patella | 2, 3, 4, 5, 6 | 265638 | October 2016 |  | Changed Benefit.
12 - Knee | 12.08 - PATELLAR COMPONENT | 12.08.03 - Uncemented, Polyethylene, Metal Backed | 12.08.03.01 - Mobile |  | DY502 | 1251 |  | Johnson & Johnson Medical Pty Ltd | LCS Complete Knee System patella component | Metal backed, CoCr, rotating, uncemented | Sizes small to large+ | 108414, 138093, 97697 | October 2016 |  | Changed Benefit.
12 - Knee | 12.08 - PATELLAR COMPONENT | 12.08.03 - Uncemented, Polyethylene, Metal Backed | 12.08.03.01 - Mobile |  | GO008 | 1251 |  | Global Orthopaedic Technology | RBK Total Knee System Patella component | Patella component, metal back, CoCr, mobile, titanium plasma sprayed with HA, uncemented | sizes 1 - 5 | 279029 | October 2016 |  | Changed Benefit.
12 - Knee | 12.08 - PATELLAR COMPONENT | 12.08.03 - Uncemented, Polyethylene, Metal Backed | 12.08.03.01 - Mobile |  | OO013 | 1251 |  | Oceania Orthopaedics | ACS Knee System - Cementless mobile bearing patella | ACS Cementless mobile bearing patella | 2, 3, 4, 5, 6 | 265636 | October 2016 |  | Changed Benefit.
12 - Knee | 12.08 - PATELLAR COMPONENT | 12.08.03 - Uncemented, Polyethylene, Metal Backed | 12.08.03.02 - Moulded |  | HW108 | 740 |  | Stryker Australia Pty Ltd | Scorpio Knee System Patella Component | Patella component, Metal backed, CoCr, uncemented, beaded, PA (Hydroxyapatite), Moulded UHMWPE (N2VAC), Fixed | Small, Medium, Large, Xlarge | 139146, 16236 | October 2016 |  | Changed Benefit.
12 - Knee | 12.08 - PATELLAR COMPONENT | 12.08.03 - Uncemented, Polyethylene, Metal Backed | 12.08.03.02 - Moulded |  | SM142 | 740 |  | Smith & Nephew Pty Ltd | TC (Tri Compartment) PLUS Knee System and VKS Patella Component | Patella Component, metal backed, uncemented,Titanium Plasma Spray (Vacuum spray and triple layer), moulded | 8-26mm - 12/35mm | 223621 | October 2016 |  | Changed Benefit.
12 - Knee | 12.08 - PATELLAR COMPONENT | 12.08.03 - Uncemented, Polyethylene, Metal Backed | 12.08.03.02 - Moulded |  | ST609 | 740 |  | Stryker Australia Pty Ltd | Scorpio Knee System Patella Component | Patella component, Metal backed, CoCr, uncemented, beaded, moulded polyethylene (N2VAC) | 26-32mm in 2mm increments 10mm thick | 128027, 12875 | October 2016 |  | Changed Benefit.
12 - Knee | 12.08 - PATELLAR COMPONENT | 12.08.03 - Uncemented, Polyethylene, Metal Backed | 12.08.03.02 - Moulded |  | ZI147 | 740 |  | Zimmer Biomet Pty Ltd | NexGen Patella Component | Metal backed, trabecular metal (Tantalum), patella component, with moulded UHMWPE, uncemented | 26 - 41 | 227807 | October 2016 |  | Changed Benefit.
12 - Knee | 12.08 - PATELLAR COMPONENT | 12.08.03 - Uncemented, Polyethylene, Metal Backed | 12.08.03.02 - Moulded |  | ZI431 | 740 |  | Zimmer Biomet Pty Ltd | Natural Knee Patella CSTi | Patella metal backed, with cancellous structure Titanium ingrowth | Size 0 to 3 | 95985 | October 2016 |  | Changed Benefit.
12 - Knee | 12.08 - PATELLAR COMPONENT | 12.08.03 - Uncemented, Polyethylene, Metal Backed | 12.08.03.02 - Moulded | Revision | ZI266 | 1110 |  | Zimmer Biomet Pty Ltd | NexGen Trabecular Metal Augmented Patella | Augmented trabecular metal combined with NexGen all poly patella component (2 piece) | Small, medium, large and x-large | 228294 | October 2016 |  | Changed Benefit.
12 - Knee | 12.08 - PATELLAR COMPONENT | 12.08.04 - Polyethylene Insert for Mobile Patella |  |  | JJ697 | 555 |  | Johnson & Johnson Medical Pty Ltd | LCS Total Knee System - Replacement Patella Polyethylene | Replacement UHMWPE insert for LCS mobile bearing patella | Small+ to Large+ | 108414 | October 2016 |  | Changed Benefit.
12 - Knee | 12.09 - TUMOUR PRODUCTS | 12.09.01 - Distal Femur | 12.09.01.01 - Condylar only (only when combined with a proximal tibial replacement) | Hinge included | CR198 | 4818 |  | Corin Australia Pty Ltd | METS Femoral Knee and Stem | CoCR-molybdenum hinged component with stem includes axle, bushes and circlip | Small and Std Left and Right | 146569 | October 2016 |  | Changed Benefit.
12 - Knee | 12.09 - TUMOUR PRODUCTS | 12.09.01 - Distal Femur | 12.09.01.02 - Condylar, including metaphyseal and/or diaphyseal |  | BI865 | 7407 |  | Zimmer Biomet Pty Ltd | Orthopaedic Salvage System | Femoral Component, Resurfacing or Segmental, CoCr,Ti | 30 - 70mm | 98449 | October 2016 |  | Changed Benefit.
12 - Knee | 12.09 - TUMOUR PRODUCTS | 12.09.01 - Distal Femur | 12.09.01.02 - Condylar, including metaphyseal and/or diaphyseal |  | CR183 | 7407 |  | Corin Australia Pty Ltd | METS Tibial Rotating Hinge Polyethylene | CoCr-Molybedenum tibial component | Stem length 105mm and 114mm | 146564 | October 2016 |  | Changed Benefit.
12 - Knee | 12.09 - TUMOUR PRODUCTS | 12.09.01 - Distal Femur | 12.09.01.02 - Condylar, including metaphyseal and/or diaphyseal |  | CR185 | 7407 |  | Corin Australia Pty Ltd | METS Tibial Rotating Hinge Metal Casing | Ti casing and CoCr-Mo tibial component | Stem lengths 140mm and 180mm | 146564 | October 2016 |  | Changed Benefit.
12 - Knee | 12.09 - TUMOUR PRODUCTS | 12.09.01 - Distal Femur | 12.09.01.02 - Condylar, including metaphyseal and/or diaphyseal |  | DY188 | 7407 |  | Johnson & Johnson Medical Pty Ltd | Limb Preservation System | Distal Femoral Replacement Component Left/Right | XX Small and X Small | 131657 | October 2016 |  | Changed Benefit.
12 - Knee | 12.09 - TUMOUR PRODUCTS | 12.09.01 - Distal Femur | 12.09.01.02 - Condylar, including metaphyseal and/or diaphyseal |  | HW194 | 7407 |  | Stryker Australia Pty Ltd | Howmedica Modular Resection System | Femoral Joint - Vitallium | One size only | 136586, 16236 | October 2016 |  | Changed Benefit.
12 - Knee | 12.09 - TUMOUR PRODUCTS | 12.09.01 - Distal Femur | 12.09.01.02 - Condylar, including metaphyseal and/or diaphyseal |  | HW227 | 7407 |  | Stryker Australia Pty Ltd | HMRS (Howmedica Modular Replacement System) Rotating Hinge Distal Femur Component | HMRS Rotating Hinge Distal Femur, CoCr (Vitallium) uncemented, porous coated, Fixed | 120, 140, 160mm | 142278, 16236 | October 2016 |  | Changed Benefit.
12 - Knee | 12.09 - TUMOUR PRODUCTS | 12.09.01 - Distal Femur | 12.09.01.02 - Condylar, including metaphyseal and/or diaphyseal |  | LO156 | 7407 |  | Link Orthopaedics Australia | Link Modular Knee Prosthesis System | Femoral Component | Extra Small - Extra Large | 222087, 225703, 225704, 226433 | October 2016 |  | Changed Benefit.
12 - Knee | 12.09 - TUMOUR PRODUCTS | 12.09.01 - Distal Femur | 12.09.01.02 - Condylar, including metaphyseal and/or diaphyseal |  | OO106 | 7407 |  | Oceania Orthopaedics | Mutars Distal Femur | Mutars Distal Femur | Left/Right 90mm -110mm | 225901, 227769, 284225, 284226, 284581 | October 2016 |  | Changed Benefit.
12 - Knee | 12.09 - TUMOUR PRODUCTS | 12.09.01 - Distal Femur | 12.09.01.02 - Condylar, including metaphyseal and/or diaphyseal |  | SK157 | 7407 |  | Stryker Australia Pty Ltd | GMRS (Global Modular Replacement System) Distal Femoral Component | GMRS Distal Femoral component, CoCr, uncemented, Fixed | Small Left 65mm, Small Left 75mm, Small Left 85mm, Small Left 95mm, Small Right 65mm, Small Right 75mm, Small Right 85mm, Small Right 95mm, Standard Left, Standard Right | 142278, 16236 | October 2016 |  | Changed Benefit.
12 - Knee | 12.09 - TUMOUR PRODUCTS | 12.09.01 - Distal Femur | 12.09.01.02 - Condylar, including metaphyseal and/or diaphyseal |  | WR158 | 7407 |  | Wright Medical Australia | Guardian Limb Salvage System | Special indication distal femur | Left & Right | 95686 | October 2016 |  | Changed Benefit.
12 - Knee | 12.09 - TUMOUR PRODUCTS | 12.09.01 - Distal Femur | 12.09.01.02 - Condylar, including metaphyseal and/or diaphyseal |  | ZI570 | 7407 |  | Zimmer Biomet Pty Ltd | Zimmer segmental system - distal femoral component | Distal femoral component | B & C, left and right | 228019 | October 2016 |  | Changed Benefit.
12 - Knee | 12.09 - TUMOUR PRODUCTS | 12.09.01 - Distal Femur | 12.09.01.02 - Condylar, including metaphyseal and/or diaphyseal | Complex | WR160 | 62530 |  | Wright Medical Australia | Limb Salvage System for the skeletally immature - Repiphysis | Repiphysis non invasive expandable custom designed prosthesis for proximal tibia, distal or total femur (all components delivered as one unit) | Custom Made | 95686 | October 2016 |  | Changed Benefit.
12 - Knee | 12.09 - TUMOUR PRODUCTS | 12.09.01 - Distal Femur | 12.09.01.02 - Condylar, including metaphyseal and/or diaphyseal | Hinge included | HW599 | 8081 |  | Stryker Australia Pty Ltd | METS Femoral Knee | CoCR-molybdenum hinged femoral component includes axle, bushes and circlip | Small left; small right; standard left; standard right | 269992 | August 2017 |  | Transferred from CR200
12 - Knee | 12.09 - TUMOUR PRODUCTS | 12.09.02 - Proximal Tibia | 12.09.02.01 - Condylar only (only when combined with a proximal tibial replacement) |  | BH134 | 7494 |  | Zimmer Biomet Pty Ltd | Orthopaedic Salvage System | Tibial Component, Resurfacing or Segmental, Non-Modular tray, CoCr, Ti | 63-83mm | 98451 | October 2016 |  | Changed Benefit.
12 - Knee | 12.09 - TUMOUR PRODUCTS | 12.09.02 - Proximal Tibia | 12.09.02.01 - Condylar only (only when combined with a proximal tibial replacement) |  | BH135 | 7494 |  | Zimmer Biomet Pty Ltd | Orthopaedic Salvage System | Tibial Component, Resurfacing or Segmental, Non-Modular tray, CoCr, Ti | 63-83mm | 98451 | October 2016 |  | Changed Benefit.
12 - Knee | 12.09 - TUMOUR PRODUCTS | 12.09.02 - Proximal Tibia | 12.09.02.01 - Condylar only (only when combined with a proximal tibial replacement) |  | HW196 | 7494 |  | Stryker Australia Pty Ltd | HMRS (Howmedica Modular Replacement System) Tibial Joint (Baseplate) | HMRS Tibial Joint (baseplate) - uncemented, CoCr (Vitallium), porous coated, w/medial & lateral flanges moulde agaibnst tibia w/bar bolt fixation, and metal cHydroxyapatitember for axis of hinge | 5553 | 142278, 16236 | October 2016 |  | Changed Benefit.
12 - Knee | 12.09 - TUMOUR PRODUCTS | 12.09.02 - Proximal Tibia | 12.09.02.01 - Condylar only (only when combined with a proximal tibial replacement) |  | HW234 | 7494 |  | Stryker Australia Pty Ltd | HMRS (Howmedica Modular Replacement System) Stemmed Tibial Baseplate | HMRS stemmed tibial baseplate, CoCr (Vitallium), uncemented, porous coated, w/large connecting stem attached for diaphyseal fixation, Fixed | One size only | 142278, 16236 | October 2016 |  | Changed Benefit.
12 - Knee | 12.09 - TUMOUR PRODUCTS | 12.09.02 - Proximal Tibia | 12.09.02.01 - Condylar only (only when combined with a proximal tibial replacement) |  | HW617 | 7494 |  | Stryker Australia Pty Ltd | METS Tibial Component Rotating Hinge | CoCr-Molybdenum with UHMWPE bumper pad | Small and standard | 278019 | August 2017 |  | Transferred from CR152
12 - Knee | 12.09 - TUMOUR PRODUCTS | 12.09.02 - Proximal Tibia | 12.09.02.01 - Condylar only (only when combined with a proximal tibial replacement) |  | OO109 | 7494 |  | Oceania Orthopaedics | Mutars – tibial plateau | Tibial plateau for hinged knee | X small, small, standard, large | 225903, 284585 | August 2017 |  | Changed Product Name.
12 - Knee | 12.09 - TUMOUR PRODUCTS | 12.09.02 - Proximal Tibia | 12.09.02.01 - Condylar only (only when combined with a proximal tibial replacement) |  | OO113 | 7494 |  | Oceania Orthopaedics | Mutars – Proximal Tibia | Mutars – Proximal Tibia | 100mm | 227164, 284586 | October 2016 |  | Changed Benefit.
12 - Knee | 12.09 - TUMOUR PRODUCTS | 12.09.02 - Proximal Tibia | 12.09.02.01 - Condylar only (only when combined with a proximal tibial replacement) |  | WR164 | 7494 |  | Wright Medical Australia | Guardian Limb Salvage System | Stemmed tibial tray | 1 - 5 | 95686 | October 2016 |  | Changed Benefit.
12 - Knee | 12.09 - TUMOUR PRODUCTS | 12.09.02 - Proximal Tibia | 12.09.02.02 - Condylar, including metaphyseal and/or diaphyseal |  | DY195 | 7431 |  | Johnson & Johnson Medical Pty Ltd | Limb Preservation System | Tibial Replacement Component | XX Small - Med | 98092 | October 2016 |  | Changed Benefit.
12 - Knee | 12.09 - TUMOUR PRODUCTS | 12.09.02 - Proximal Tibia | 12.09.02.02 - Condylar, including metaphyseal and/or diaphyseal |  | HW606 | 7431 |  | Stryker Australia Pty Ltd | METS Tibial Fixed Hinge | CoCr-Molybdenum | Stem lengths 140mm and 180mm | 278135 | August 2017 |  | Transferred from CR133
12 - Knee | 12.09 - TUMOUR PRODUCTS | 12.09.02 - Proximal Tibia | 12.09.02.02 - Condylar, including metaphyseal and/or diaphyseal |  | HW608 | 7431 |  | Stryker Australia Pty Ltd | METS Proximal Tibia Fixed Hinge | CoCr-Molybdenum proximal tibial component including bumper | Small and standard | 278015 | August 2017 |  | Transferred from CR137
12 - Knee | 12.09 - TUMOUR PRODUCTS | 12.09.02 - Proximal Tibia | 12.09.02.02 - Condylar, including metaphyseal and/or diaphyseal |  | HW609 | 7431 |  | Stryker Australia Pty Ltd | METS Proximal Tibia Fixed Hinge Coated | CoCr-Molybdenum with HA coated patella tendon reattachment mechanism and bumper | Small and standard | 278016 | August 2017 |  | Transferred from CR138
12 - Knee | 12.09 - TUMOUR PRODUCTS | 12.09.02 - Proximal Tibia | 12.09.02.02 - Condylar, including metaphyseal and/or diaphyseal |  | HW616 | 7431 |  | Stryker Australia Pty Ltd | METS Proximal Tibia Rotating Hinge | Titanium with UHMWPE bearing | Small and standard | 278017 | August 2017 |  | Transferred from CR151
12 - Knee | 12.09 - TUMOUR PRODUCTS | 12.09.02 - Proximal Tibia | 12.09.02.02 - Condylar, including metaphyseal and/or diaphyseal |  | HW630 | 7431 |  | Stryker Australia Pty Ltd | METS Proximal Tibia Rotating Hinge Coated | Titanium with UHMWPE bearing and HA coated patella tendon reattachment mechanism | Small and Std | 278018 | August 2017 |  | Transferred from CR197
12 - Knee | 12.09 - TUMOUR PRODUCTS | 12.09.02 - Proximal Tibia | 12.09.02.02 - Condylar, including metaphyseal and/or diaphyseal |  | LO160 | 7431 |  | Link Orthopaedics Australia | Link Modular Knee Prosthesis System | Tibial Components | Small, Medium and Large 60, 65 and 70mm | 225030 | October 2016 |  | Changed Benefit.
12 - Knee | 12.09 - TUMOUR PRODUCTS | 12.09.02 - Proximal Tibia | 12.09.02.02 - Condylar, including metaphyseal and/or diaphyseal |  | SK156 | 7431 |  | Stryker Australia Pty Ltd | GMRS (Global Modular Replacement System) Proximal Tibial Component | GMRS Proximal Tibial component, CoCr, uncemented, porous coated, 7 x tendon/suture holes for soft tissue re-attachment, Fixed | Small, Standard | 142278, 16236 | October 2016 |  | Changed Benefit.
12 - Knee | 12.09 - TUMOUR PRODUCTS | 12.09.02 - Proximal Tibia | 12.09.02.02 - Condylar, including metaphyseal and/or diaphyseal |  | WR152 | 7431 |  | Wright Medical Australia | Guardian Limb Salvage System | Proximal Tibial replacement | One Size Only | 95686 | October 2016 |  | Changed Benefit.
12 - Knee | 12.09 - TUMOUR PRODUCTS | 12.09.02 - Proximal Tibia | 12.09.02.02 - Condylar, including metaphyseal and/or diaphyseal |  | ZI740 | 7431 |  | Zimmer Biomet Pty Ltd | Zimmer Segmental System - Proximal TM Tibia | Zimmer Segmental System - Proximal TM Tibia | 1-3 | 229674 | October 2016 |  | Changed Benefit.
12 - Knee | 12.09 - TUMOUR PRODUCTS | 12.09.03 - Diaphyseal Extension Piece (Femoral or Tibial) |  |  | BI868 | 4079 |  | Zimmer Biomet Pty Ltd | Orthopaedic Salvage System | Diaphyseal Segment or Diaphyseal Coupler, Stacking Adapter and Locking Screws, Ti | Diaphyseal Segment 1-23cm, Diaphyseal coupler 10-30cm | 98449 | October 2016 |  | Changed Benefit.
12 - Knee | 12.09 - TUMOUR PRODUCTS | 12.09.03 - Diaphyseal Extension Piece (Femoral or Tibial) |  |  | HW615 | 4079 |  | Stryker Australia Pty Ltd | METS Tibial Shaft | Titanium shaft | 45-115mm | 246516 | August 2017 |  | Transferred from CR150
12 - Knee | 12.09 - TUMOUR PRODUCTS | 12.09.03 - Diaphyseal Extension Piece (Femoral or Tibial) |  |  | SK162 | 4079 |  | Stryker Australia Pty Ltd | GMRS (Global Modular Replacement System) Connection Piece | GMRS Connection Piece, uncemented Titanium, to replace varying lengths of diaphyseal bone loss | Left 80, 90mm; Right 80, 90mm | 142278, 16236 | October 2016 |  | Changed Benefit.
12 - Knee | 12.09 - TUMOUR PRODUCTS | 12.09.03 - Diaphyseal Extension Piece (Femoral or Tibial) |  |  | WR166 | 4079 |  | Wright Medical Australia | Guardian Limb Salvage System | Guardian mid section male/female taper | 40, 50, 60, 70, 90, 110, 140mm | 95686 | October 2016 |  | Changed Benefit.
12 - Knee | 12.09 - TUMOUR PRODUCTS | 12.09.03 - Diaphyseal Extension Piece (Femoral or Tibial) |  |  | ZI576 | 4079 |  | Zimmer Biomet Pty Ltd | Zimmer segmental system - segments - femoral/ tibial | fem/tib segment male-female | Male/female x 30 - 220mm. Male/Male x 80- 90mm. | 95760 | October 2016 |  | Changed Benefit.
12 - Knee | 12.09 - TUMOUR PRODUCTS | 12.09.03 - Diaphyseal Extension Piece (Femoral or Tibial) |  |  | CR225 | 4079 |  | Corin Australia Pty Ltd | METS Tibial Shaft - silver coated | Titanium shaft, silver coated | 45 - 115mm | 146569 | February 2017 |  | Changed Product Sub Group.
12 - Knee | 12.09 - TUMOUR PRODUCTS | 12.09.03 - Diaphyseal Extension Piece (Femoral or Tibial) |  |  | OO108 | 4079 |  | Oceania Orthopaedics | Mutars Tumour System | Mutars diaphyseal implant | 100mm length x 11-19mm | 221740, 284222 | August 2017 |  | Changed Size, Product Sub Group.
12 - Knee | 12.09 - TUMOUR PRODUCTS | 12.09.03 - Diaphyseal Extension Piece (Femoral or Tibial) |  |  | OO140 | 4079 |  | Oceania Orthopaedics | MUTARS intrameduallary connecting module | MUTARS intramedullary connecting module | 180-440mm Length | 244052, 244656 | February 2017 |  | Changed Product Sub Group.
12 - Knee | 12.09 - TUMOUR PRODUCTS | 12.09.03 - Diaphyseal Extension Piece (Femoral or Tibial) | 12.09.03.01 - Incorporating Bone Fixation |  | DY189 | 4233 |  | Johnson & Johnson Medical Pty Ltd | Limb Preservation System | LPS Diaphyseal Stem, Cemented, Bowed, with 2cm Beaded Collar | 11mm - 17mm diameter x 150 - 200mm length | 131657 | October 2016 |  | Changed Benefit.
12 - Knee | 12.09 - TUMOUR PRODUCTS | 12.09.03 - Diaphyseal Extension Piece (Femoral or Tibial) | 12.09.03.01 - Incorporating Bone Fixation |  | DY193 | 4233 |  | Johnson & Johnson Medical Pty Ltd | Limb Preservation System | LPS Diaphyseal Stem, Cemented, Straight, with 2cm Beaded Collar | 9mm - 17mm diameter, 100 - 125mm length | 131657 | October 2016 |  | Changed Benefit.
12 - Knee | 12.09 - TUMOUR PRODUCTS | 12.09.03 - Diaphyseal Extension Piece (Femoral or Tibial) | 12.09.03.01 - Incorporating Bone Fixation |  | SK161 | 4233 |  | Stryker Australia Pty Ltd | GMRS (Global Modular Replacement System) Extension Piece | GMRS Extension Piece, uncemented Titanium, connects to anchorage piece (optional) for increases diaphyseal replacement | 30, 40, 50, 60, 70, 80, 100, 120, 140, 160, 180, 200, 220mm | 142278, 16236 | October 2016 |  | Changed Benefit.
12 - Knee | 12.09 - TUMOUR PRODUCTS | 12.09.03 - Diaphyseal Extension Piece (Femoral or Tibial) | 12.09.03.01 - Incorporating Bone Fixation |  | WR150 | 4233 |  | Wright Medical Australia | Guardian Limb Salvage System | Guardian beaded extended collar Femoral Stem Straight/Tapered - Titanium | 10, 11, 12, 13, 14, 15, 16, 17mm x 152mm | 95686 | October 2016 |  | Changed Benefit.
12 - Knee | 12.09 - TUMOUR PRODUCTS | 12.09.04 - Bone Anchorage Piece | 12.09.04.01 - With Compression |  | BI963 | 9583 |  | Zimmer Biomet Pty Ltd | Compress Compliant Prestress System | Anchor Assembly: Plug, Transverse pin, spindle, nut, cap. | 10-24mm femoral canal diameter, | 177878 | October 2016 |  | Changed Benefit.
12 - Knee | 12.09 - TUMOUR PRODUCTS | 12.09.05 - Tibial Inserts |  |  | BH137 | 2128 |  | Zimmer Biomet Pty Ltd | Orthopaedic Salvage System | Tibial bearing Insert UHMWPE | 12-22mm Thick | 35667 | October 2016 |  | Changed Benefit.
12 - Knee | 12.09 - TUMOUR PRODUCTS | 12.09.05 - Tibial Inserts |  |  | HW251 | 2128 |  | Stryker Australia Pty Ltd | MRS (Modular Replacement System) Tibial Insert | Tibial insert UHMWPE (Duration) for MRS Metal Encapsulated Rotating Hinge Tibial component, Mobile. | Small and Medium in 11, 13, 16, 21mm | 141151, 16234 | October 2016 |  | Changed Benefit.
12 - Knee | 12.09 - TUMOUR PRODUCTS | 12.09.05 - Tibial Inserts |  |  | HW629 | 2128 |  | Stryker Australia Pty Ltd | METS Tibial Rotating Hinge Polyethylene | UHMWPE tibial bearing component | N/A | 278136 | August 2017 |  | Transferred from CR184
12 - Knee | 12.09 - TUMOUR PRODUCTS | 12.09.05 - Tibial Inserts |  |  | OO056 | 2128 |  | Oceania Orthopaedics | MUTARS - PE Inlay | MUTARS - PE Inlay | xsmall, Small, Standard, Large | 227770 | October 2016 |  | Changed Benefit.
12 - Knee | 12.09 - TUMOUR PRODUCTS | 12.09.05 - Tibial Inserts |  |  | WR155 | 2128 |  | Wright Medical Australia | Guardian Limb Salvage System | Duramer specialised Tibial insert, UHMWPE | 8, 10, 12, 16, 20mm | 95686 | October 2016 |  | Changed Benefit.
12 - Knee | 12.09 - TUMOUR PRODUCTS | 12.09.05 - Tibial Inserts |  |  | ZI566 | 2128 |  | Zimmer Biomet Pty Ltd | Zimmer segmental system - articulating surfaces | Segmental articulating surface | B, C, D, E & F - 12, 14, 17, 20, 23 & 26mm | 95761 | October 2016 |  | Changed Benefit.
12 - Knee | 12.09 - TUMOUR PRODUCTS | 12.09.06 - Augments |  |  | BI866 | 1977 |  | Zimmer Biomet Pty Ltd | Orthopaedic Salvage System | Femoral or Tibial Augment, Ti | Femoral Sleeve - One Size; OR Femoral Flange - One Size; OR Tibial Block Augment 10-20mm; OR Tibial Augment Sleeve - Small/Large | 98451 | October 2016 |  | Changed Benefit.
12 - Knee | 12.09 - TUMOUR PRODUCTS | 12.09.06 - Augments |  |  | HW607 | 1977 |  | Stryker Australia Pty Ltd | METS Tibial Plateau Plate | CoCr | Small and standard in 4 thicknesses | 246518 | August 2017 |  | Transferred from CR134
12 - Knee | 12.09 - TUMOUR PRODUCTS | 12.09.06 - Augments |  |  | HW618 | 1977 |  | Stryker Australia Pty Ltd | METS Femoral Plateau Plate | Titanium | Small & Standard, 4 thicknesses | 246518 | August 2017 |  | Transferred from CR153
12 - Knee | 12.09 - TUMOUR PRODUCTS | 12.09.06 - Augments |  |  | LO166 | 1977 |  | Link Orthopaedics Australia | Link Modular Knee ProsthesisSystem | Augments | X-Small, Small, Medium and Large | 224949, 245854 | February 2017 |  | Changed Product Name, Product Sub Group.
12 - Knee | 12.09 - TUMOUR PRODUCTS | 12.09.06 - Augments |  |  | OO111 | 1977 |  | Oceania Orthopaedics | Mutars – Genux Augments | Mutars – Genux Augments | Size, small, 3,4,5, 5mm, 10mm, 15mm, 20mm | 221737, 284269 | August 2017 |  | Changed Product Sub Group.
12 - Knee | 12.09 - TUMOUR PRODUCTS | 12.09.06 - Augments |  |  | OO112 | 1977 |  | Oceania Orthopaedics | Mutars – Metaphyseal component | Mutars – Genux metaphyseal tibial spacer | Right/Left 25mm, 35mm, 45mm, 50mm | 221737, 284267, 284269 | August 2017 |  | Changed Product Group, Product Sub Group, Benefit.
12 - Knee | 12.09 - TUMOUR PRODUCTS | 12.09.07 - Stems |  |  | BI864 | 2809 |  | Zimmer Biomet Pty Ltd | Orthopaedic Salvage System | Stem, Cemented or Porous, Ti | (9-19)mm diameter x (90-300)mm length | 98449 | October 2016 |  | Changed Benefit.
12 - Knee | 12.09 - TUMOUR PRODUCTS | 12.09.07 - Stems |  |  | CR149 | 2809 |  | Corin Australia Pty Ltd | METS Integral Shaft & Stem Coated | HA coated titanium collar, shaft and stem | Shaft Length 15-55mm, stem length 120mm | 146569 | October 2016 |  | Changed Benefit.
12 - Knee | 12.09 - TUMOUR PRODUCTS | 12.09.07 - Stems |  |  | CR199 | 2809 |  | Corin Australia Pty Ltd | METS Intergral Shaft and Stem | Titanium stem for use with tibial collar | Shaft 30-70mm, stem 120mm | 146569 | October 2016 |  | Changed Benefit.
12 - Knee | 12.09 - TUMOUR PRODUCTS | 12.09.07 - Stems |  |  | DY190 | 2809 |  | Johnson & Johnson Medical Pty Ltd | Limb Preservation System | LPS Diaphyseal Stem Fully Beaded, Bowed, with 2cm Beaded Collar | Porocoat 12.5mm - 18.5mm diameter x 150mm - 200mm length | 131657 | October 2016 |  | Changed Benefit.
12 - Knee | 12.09 - TUMOUR PRODUCTS | 12.09.07 - Stems |  |  | DY194 | 2809 |  | Johnson & Johnson Medical Pty Ltd | Limb Preservation System | LPS Diaphyseal Stem Fully Beaded, Straight, with 2cm Beaded Collar | Porocoat 10.5mm - 18.5mm diameter x 100mm - 125mm length | 131657 | October 2016 |  | Changed Benefit.
12 - Knee | 12.09 - TUMOUR PRODUCTS | 12.09.07 - Stems |  |  | HW247 | 2809 |  | Stryker Australia Pty Ltd | Howmedica Modular Resection System | Oncology Femoral Stem - Vitallium | 127mm and 203mm length 11, 13, 15, 17mm diameter | 142278, 16234 | October 2016 |  | Changed Benefit.
12 - Knee | 12.09 - TUMOUR PRODUCTS | 12.09.07 - Stems |  |  | HW250 | 2809 |  | Stryker Australia Pty Ltd | MRS (Modular Replacement System) Tibial Stem | MRS Tibial Stem - cemented, CoCr (Vitallium), Fixed | 127mm in 9, 11, 13mm diameter | 142278, 16234 | October 2016 |  | Changed Benefit.
12 - Knee | 12.09 - TUMOUR PRODUCTS | 12.09.07 - Stems |  |  | HW612 | 2809 |  | Stryker Australia Pty Ltd | METS Stem | Titanium, curved and straight | 6 diameters, 10-15mm | 279902 | August 2017 |  | Transferred from CR142
12 - Knee | 12.09 - TUMOUR PRODUCTS | 12.09.07 - Stems |  |  | HW613 | 2809 |  | Stryker Australia Pty Ltd | METS Tibial Stem | Titanium | 5 diameters 9-13mm | 276635 | August 2017 |  | Transferred from CR145
12 - Knee | 12.09 - TUMOUR PRODUCTS | 12.09.07 - Stems |  |  | SK166 | 2809 |  | Stryker Australia Pty Ltd | GMRS (Global Modular Replacement System) Long Bowed Stem | GMRS Long Bowed Stem,Titanium, with Ti plasma coating, uncemented, proximal 3cm Hydroxyapatite coated (Purefix) | 200mm stem length in 11, 12, 13, 14, 15, 16, 17, 18, 19mm | 152389 | October 2016 |  | Changed Benefit.
12 - Knee | 12.09 - TUMOUR PRODUCTS | 12.09.07 - Stems |  |  | SK167 | 2809 |  | Stryker Australia Pty Ltd | GMRS (Global Modular Replacement System) Short Bowed Pressfit Stem | GMRS Short Bowed Stem,Titanium, with Ti plasma coating, uncemented, proximal 3cm Hydroxyapatite coated (Purefix) | 150mm in: 11, 12, 13, 14, 15, 16, 17, 18, 19mm | 152389, 16234 | October 2016 |  | Changed Benefit.
12 - Knee | 12.09 - TUMOUR PRODUCTS | 12.09.07 - Stems |  |  | SK168 | 2809 |  | Stryker Australia Pty Ltd | GMRS (Global Modular Replacement System) Straight Fluted Stem | GMRS Straight Fluted Stem,Titanium, with Ti plasma coating, uncemented, proximal 3cm Hydroxyapatite coated (Purefix) | 125mm length in 8, 9, 10, 11, 12, 13, 14, 15, 16, 17, 18, 19mm | 152389, 16234 | October 2016 |  | Changed Benefit.
12 - Knee | 12.09 - TUMOUR PRODUCTS | 12.09.07 - Stems |  |  | SK330 | 2809 |  | Stryker Australia Pty Ltd | MRS (Modular Replacement System) Femoral Stems | MRS Femoral stems with female taper, Titanium, uncemented, | 11 x 127mm, 13 x 127mm, 15 x 127mm, 17 x 127mm | 142278, 16236 | October 2016 |  | Changed Benefit.
12 - Knee | 12.09 - TUMOUR PRODUCTS | 12.09.07 - Stems |  |  | WR153 | 2809 |  | Wright Medical Australia | Guardian Limb Slavage System | Guardian Femoral Stem Straight/Tapered - Titanium | 11, 13, 15, 17mm x 152mm | 95686 | October 2016 |  | Changed Benefit.
12 - Knee | 12.09 - TUMOUR PRODUCTS | 12.09.07 - Stems |  |  | WR163 | 2809 |  | Wright Medical Australia | Guardian Limb Salvage System | Guardian Femoral Stem Straight - without plasma collar Titanium | 9, 11, 13 x 120mm | 95686 | October 2016 |  | Changed Benefit.
12 - Knee | 12.09 - TUMOUR PRODUCTS | 12.09.07 - Stems |  |  | WR167 | 2809 |  | Wright Medical Australia | Guardian Limb Salvage System | Guardian femoral Stem Straight With Plasma Collar - Titanium | 9, 11, 13 x 120mm | 95686 | October 2016 |  | Changed Benefit.
12 - Knee | 12.09 - TUMOUR PRODUCTS | 12.09.07 - Stems |  |  | ZI574 | 2809 |  | Zimmer Biomet Pty Ltd | Zimmer segmental system - cemented stem | Segmental cemented stem | 9-19mm x 130mm; 190mm, 250mm | 223825 | October 2016 |  | Changed Benefit.
12 - Knee | 12.09 - TUMOUR PRODUCTS | 12.09.07 - Stems |  |  | LO167 | 2809 |  | Link Orthopaedics Australia | Link Modular Knee ProsthesisSystem | Stems | 100, 120, 130, 160, 200, 240, 280, 320 and 360 | 157545, 222182, 245852, 245853 | February 2017 |  | Changed Product Name, Product Sub Group.
12 - Knee | 12.09 - TUMOUR PRODUCTS | 12.09.07 - Stems |  |  | OO048 | 2809 |  | Oceania Orthopaedics | MUTARS Stems | MUTARS Stems | 120/130/160/200/240 lengths, 11/12/13/14/15/16/17/18/19/20/21/22/23 diameters | 236017, 244312, 244314, 244315, 245434, 245435 | August 2017 |  | Changed Size.
12 - Knee | 12.09 - TUMOUR PRODUCTS | 12.09.08 - Couplers or adaptors, incorporating stem extenders, sleeves and other couplings | 12.09.08.01 - Collar |  | BI964 | 4161 |  | Zimmer Biomet Pty Ltd | Compress Compliant Prestress System | Medullary Centering Sleeve | 13-25mm | 177878 | October 2016 |  | Changed Benefit.
12 - Knee | 12.09 - TUMOUR PRODUCTS | 12.09.08 - Couplers or adaptors, incorporating stem extenders, sleeves and other couplings | 12.09.08.01 - Collar |  | CR141 | 4161 |  | Corin Australia Pty Ltd | METS Smooth Collar | Titanium, uncoated, round or oval | 4 sizes round, 4 sizes oval | 146390 | October 2016 |  | Changed Benefit.
12 - Knee | 12.09 - TUMOUR PRODUCTS | 12.09.08 - Couplers or adaptors, incorporating stem extenders, sleeves and other couplings | 12.09.08.01 - Collar |  | CR226 | 4161 |  | Corin Australia Pty Ltd | METS Smooth Collar - silver coated | Titanium, uncoated, round or oval silver coated | 45 - 150mm | 146390 | October 2016 |  | Changed Benefit.
12 - Knee | 12.09 - TUMOUR PRODUCTS | 12.09.08 - Couplers or adaptors, incorporating stem extenders, sleeves and other couplings | 12.09.08.01 - Collar |  | HW611 | 4161 |  | Stryker Australia Pty Ltd | METS Stippled Collar | Titanium, HA coated, round or oval | 4 sizes round, 4 sizes oval | 246514, 246515 | August 2017 |  | Transferred from CR140
12 - Knee | 12.09 - TUMOUR PRODUCTS | 12.09.08 - Couplers or adaptors, incorporating stem extenders, sleeves and other couplings | 12.09.08.01 - Collar |  | HW614 | 4161 |  | Stryker Australia Pty Ltd | METS Tibial Collar Coated | Titanium collar with HA coating | 5 diameters 20-32mm | 278021 | August 2017 |  | Transferred from CR146
12 - Knee | 12.09 - TUMOUR PRODUCTS | 12.09.08 - Couplers or adaptors, incorporating stem extenders, sleeves and other couplings | 12.09.08.01 - Collar |  | LO164 | 4161 |  | Link Orthopaedics Australia | Link Modular Knee Prosthesis System | Collar Couplings | Terminal round: 14 and 16mm Oval Terminal: 26 x 34, 30 x 44, 34 x 48mm Support Ring: 10mm Coupling: Short and Long | 257497, 257500, 257612 | October 2016 |  | Changed Benefit.
12 - Knee | 12.09 - TUMOUR PRODUCTS | 12.09.08 - Couplers or adaptors, incorporating stem extenders, sleeves and other couplings | 12.09.08.01 - Collar |  | ZI572 | 4161 |  | Zimmer Biomet Pty Ltd | Zimmer segmental system - smooth stem collar | Segmental smooth stem collar | 12-16mm & 17-19mm | 95760 | October 2016 |  | Changed Benefit.
12 - Knee | 12.09 - TUMOUR PRODUCTS | 12.09.08 - Couplers or adaptors, incorporating stem extenders, sleeves and other couplings | 12.09.08.01 - Collar |  | ZI583 | 4161 |  | Zimmer Biomet Pty Ltd | Zimmer segmental system - TM stem collar | Segmental TM stem collar | 12-16mm, 25mm: 12-16mm, 30mm: 12-16mm, 35mm; 17-19mm, 30mm; 17-19mm, 35mm | 123926 | October 2016 |  | Changed Benefit.
12 - Knee | 12.09 - TUMOUR PRODUCTS | 12.09.08 - Couplers or adaptors, incorporating stem extenders, sleeves and other couplings | 12.09.08.02 - Adaptor |  | BI965 | 1572 |  | Zimmer Biomet Pty Ltd | Compress Compliant Prestress System | Femoral Adapter | OSS or Finn Adapter | 177878 | October 2016 |  | Changed Benefit.
12 - Knee | 12.09 - TUMOUR PRODUCTS | 12.09.08 - Couplers or adaptors, incorporating stem extenders, sleeves and other couplings | 12.09.08.02 - Adaptor |  | JJ826 | 1572 |  | Johnson & Johnson Medical Pty Ltd | Limb Preservation System - Sleeve Base | Modular revison diaphyseal sleeve base | Extra small - large | 181712 | October 2016 |  | Changed Benefit.
12 - Knee | 12.09 - TUMOUR PRODUCTS | 12.09.08 - Couplers or adaptors, incorporating stem extenders, sleeves and other couplings | 12.09.08.02 - Adaptor |  | JJ827 | 1572 |  | Johnson & Johnson Medical Pty Ltd | Limb Preservation System - Sleeve Adapter | Diaphyseal sleeve adapter | +0 to +10mm | 131657 | October 2016 |  | Changed Benefit.
12 - Knee | 12.09 - TUMOUR PRODUCTS | 12.09.08 - Couplers or adaptors, incorporating stem extenders, sleeves and other couplings | 12.09.08.02 - Adaptor |  | LO165 | 1572 |  | Link Orthopaedics Australia | LINK Endo Model M Modular Knee Prostheses System | Adaptor Coupling | Short, Long | 157545 | October 2016 |  | Changed Benefit.
12 - Knee | 12.09 - TUMOUR PRODUCTS | 12.09.08 - Couplers or adaptors, incorporating stem extenders, sleeves and other couplings | 12.09.08.02 - Adaptor |  | OO105 | 1572 |  | Oceania Orthopaedics | Mutars Diaphyseal connecting piece | Mutars Diaphyseal connecting piece | 100mm -120mm | 221740, 284221 | October 2016 |  | Changed Benefit.
12 - Knee | 12.09 - TUMOUR PRODUCTS | 12.09.08 - Couplers or adaptors, incorporating stem extenders, sleeves and other couplings | 12.09.08.02 - Adaptor |  | OO114 | 1572 |  | Oceania Orthopaedics | Mutars – reducer | Mutars – reducer | 20mm/30mm | 237292, 284271 | August 2017 |  | Changed Size.
12 - Knee | 12.09 - TUMOUR PRODUCTS | 12.09.08 - Couplers or adaptors, incorporating stem extenders, sleeves and other couplings | 12.09.08.02 - Adaptor |  | OO115 | 1572 |  | Oceania Orthopaedics | Mutars – Proximal tibia connecting piece | Mutars – Proximal tibia connecting piece | 105mm, 125mm | 244316, 284223 | October 2016 |  | Changed Benefit.
12 - Knee | 12.09 - TUMOUR PRODUCTS | 12.09.08 - Couplers or adaptors, incorporating stem extenders, sleeves and other couplings | 12.09.08.02 - Adaptor |  | OO141 | 1572 |  | Oceania Orthopaedics | MUTARS RS Hip System. MUTARS RS coupling device | RS coupling device | 30mm | 237292, 284583 | October 2016 |  | Changed Benefit.
12 - Knee | 12.09 - TUMOUR PRODUCTS | 12.09.08 - Couplers or adaptors, incorporating stem extenders, sleeves and other couplings | 12.09.08.02 - Adaptor |  | SK172 | 1572 |  | Stryker Australia Pty Ltd | Howmedica Modular Resection System | GMRS Adaptors Male/Female Taper, Titanium/Forged Cobalt Chrome | Male Taper; Female Taper | 142278, 16236 | October 2016 |  | Changed Benefit.
12 - Knee | 12.09 - TUMOUR PRODUCTS | 12.09.08 - Couplers or adaptors, incorporating stem extenders, sleeves and other couplings | 12.09.08.02 - Adaptor | Complex | DY217 | 6741 |  | Johnson & Johnson Medical Pty Ltd | Limb Preservation System | Intercalary Segment Component (Male/Female) | 55mm | 131657 | October 2016 |  | Changed Benefit.
12 - Knee | 12.09 - TUMOUR PRODUCTS | 12.09.08 - Couplers or adaptors, incorporating stem extenders, sleeves and other couplings | 12.09.08.02 - Adaptor | Complex | LO161 | 6741 |  | Link Orthopaedics Australia | Link Modular Knee Coupling | Coupling | One Size only | 245852 | October 2016 |  | Changed Benefit.
12 - Knee | 12.09 - TUMOUR PRODUCTS | 12.09.08 - Couplers or adaptors, incorporating stem extenders, sleeves and other couplings | 12.09.08.03 - Stem extender |  | DY191 | 4070 |  | Johnson & Johnson Medical Pty Ltd | Limb Preservation System | Total Femoral Segment Component (Male/Male) | 55 mm Length | 131657 | October 2016 |  | Changed Benefit.
12 - Knee | 12.09 - TUMOUR PRODUCTS | 12.09.08 - Couplers or adaptors, incorporating stem extenders, sleeves and other couplings | 12.09.08.03 - Stem extender |  | DY192 | 4070 |  | Johnson & Johnson Medical Pty Ltd | Limb Preservation System | Segmental Component (Male/Male) | 25 to 125mm Length | 131657 | October 2016 |  | Changed Benefit.
12 - Knee | 12.09 - TUMOUR PRODUCTS | 12.09.08 - Couplers or adaptors, incorporating stem extenders, sleeves and other couplings | 12.09.08.03 - Stem extender |  | LO162 | 4070 |  | Link Orthopaedics Australia | Link Modular Knee Prosthesis System | Stem extender, segment | 30mm - 250mm | 245852, 257612 | October 2016 |  | Changed Benefit.
12 - Knee | 12.09 - TUMOUR PRODUCTS | 12.09.08 - Couplers or adaptors, incorporating stem extenders, sleeves and other couplings | 12.09.08.03 - Stem extender |  | OO107 | 4070 |  | Oceania Orthopaedics | Mutars Diaphyseal extension piece | Mutars Diaphyseal extension piece | 30/100mm | 169769, 237292 | February 2017 |  | Changed Size.
12 - Knee | 12.09 - TUMOUR PRODUCTS | 12.09.08 - Couplers or adaptors, incorporating stem extenders, sleeves and other couplings | 12.09.08.03 - Stem extender |  | WR154 | 4070 |  | Wright Medical Australia | Guardian Limb Salvage System | Male-Male Mid-Section extender | 40, 50, 60, 70, 90, 110, 140mm | 95686 | October 2016 |  | Changed Benefit.
12 - Knee | 12.11 - KNEE ACCESSORIES | 12.11.01 - Augments |  |  | AE071 | 1187 |  | Allegra Orthopaedics Pty Ltd | Active Knee Posterior Block | Posterior Femoral Block | 1 - 5, 4 - 8mm | 164032 | October 2016 |  | Changed Benefit.
12 - Knee | 12.11 - KNEE ACCESSORIES | 12.11.01 - Augments |  |  | AE072 | 1187 |  | Allegra Orthopaedics Pty Ltd | Active Knee Femoral Distal Spacer | Femoral Distal Block | 1 - 5, 4 - 8mm | 164032 | October 2016 |  | Changed Benefit.
12 - Knee | 12.11 - KNEE ACCESSORIES | 12.11.01 - Augments |  |  | AE073 | 1187 |  | Allegra Orthopaedics Pty Ltd | Active Knee Femoral Augments | Combined Distal and Posterior Block, CoCr | 1-5, 4 - 8mm | 164032 | October 2016 |  | Changed Benefit.
12 - Knee | 12.11 - KNEE ACCESSORIES | 12.11.01 - Augments |  |  | AE074 | 1187 |  | Allegra Orthopaedics Pty Ltd | Active Knee Revision System - Tibial Half Block Spacer | Half Block Wedge | 1-5, 5 - 10 Deg | 133900 | October 2016 |  | Changed Benefit.
12 - Knee | 12.11 - KNEE ACCESSORIES | 12.11.01 - Augments |  |  | AE076 | 1187 |  | Allegra Orthopaedics Pty Ltd | Active Knee Tibial Full Block Wedge | Tibial full block of full wedge, CoCr | 1-5, 5 - 10 Deg | 133900 | October 2016 |  | Changed Benefit.
12 - Knee | 12.11 - KNEE ACCESSORIES | 12.11.01 - Augments |  |  | AE077 | 1187 |  | Allegra Orthopaedics Pty Ltd | Active Knee Half Block Wedge | Half Block or Half Wedge, CoCr | 1-5, 5 - 10 Deg | 133900 | October 2016 |  | Changed Benefit.
12 - Knee | 12.11 - KNEE ACCESSORIES | 12.11.01 - Augments |  |  | BB320 | 1187 |  | B Braun Australia Pty Ltd | Emotion Total Knee System Tibial and Femoral Augments | Medial/Lateral Tibial, Distal Femoral and Postero-Distal Augments | 4mm to 12mm | 96481 | October 2016 |  | Changed Benefit.
12 - Knee | 12.11 - KNEE ACCESSORIES | 12.11.01 - Augments |  |  | BH125 | 1187 |  | Zimmer Biomet Pty Ltd | RHK Knee - Augments | Augment, Femoral or Coned Tibial Augments | (63-79)mm x 20mm, small or std x (10-30)mm | 109969 | October 2016 |  | Changed Benefit.
12 - Knee | 12.11 - KNEE ACCESSORIES | 12.11.01 - Augments |  |  | BI183 | 1187 |  | Zimmer Biomet Pty Ltd | Maxim Complete Knee System Femoral and Tibial Augments | Tibial and femoral half wedges and half blocks, Titanium | 55-80mm | 98451 | October 2016 |  | Changed Benefit.
12 - Knee | 12.11 - KNEE ACCESSORIES | 12.11.01 - Augments |  |  | BI952 | 1187 |  | Zimmer Biomet Pty Ltd | Vanguard Total Knee System | Femoralor Tibial Augments, anatomic, distal or posterior, Ti alloy | 5-15mm x 55-80mm | 98449 | October 2016 |  | Changed Benefit.
12 - Knee | 12.11 - KNEE ACCESSORIES | 12.11.01 - Augments |  |  | CR255 | 1187 |  | Corin Australia Pty Ltd | HLS Noetos Revision Knee augments | Distal and Posterior Femoral and tibial Wedges and blocks, CoCr | 1 to 6 Thickness 4, 8 and 12 | 237173 | August 2017 |  | Transferred from TO022
12 - Knee | 12.11 - KNEE ACCESSORIES | 12.11.01 - Augments |  |  | DP161 | 1187 |  | Johnson & Johnson Medical Pty Ltd | PFC Sigma Knee System tibial augments | Tibial wedges (full and hemi) and hemi blocks, CoCr, with screw | Size 1-6 | 136903, 98092 | October 2016 |  | Changed Benefit.
12 - Knee | 12.11 - KNEE ACCESSORIES | 12.11.01 - Augments |  |  | DP269 | 1187 |  | Johnson & Johnson Medical Pty Ltd | SROM Noiles Knee System femoral augments | Distal or posterior and combined distal and posterior femoral augments | Sizes xxsmall - xlarge. 5-10mm | 131657 | October 2016 |  | Changed Benefit.
12 - Knee | 12.11 - KNEE ACCESSORIES | 12.11.01 - Augments |  |  | DY153 | 1187 |  | Johnson & Johnson Medical Pty Ltd | LCS Complete Knee System Augments | Femoral distal and posterior augments, CoCr, with screws | Sizes small to large+. 5-15mm | 131657 | October 2016 |  | Changed Benefit.
12 - Knee | 12.11 - KNEE ACCESSORIES | 12.11.01 - Augments |  |  | DY159 | 1187 |  | Johnson & Johnson Medical Pty Ltd | MBT Knee System tibial augments | Tibial blocks, with screws, CoCr | Sizes 1-7. 5-15mm | 98092 | October 2016 |  | Changed Benefit.
12 - Knee | 12.11 - KNEE ACCESSORIES | 12.11.01 - Augments |  |  | EX025 | 1187 |  | EXACTECH AUSTRALIA PTY LTD | Optetrak Total Knee System Tibial Augments | Tibial Augments for CCK femoral component, half and third blocks, titanium, screw fixation | Size 1 - 6 | 159613 | October 2016 |  | Changed Benefit.
12 - Knee | 12.11 - KNEE ACCESSORIES | 12.11.01 - Augments |  |  | EX026 | 1187 |  | EXACTECH AUSTRALIA PTY LTD | Optetrak Total Knee System Femoral Augments | Femoral Augments for CCK femoral component, distal and posterior blocks, titanium, screw fixation | Size 1-6 | 159613 | October 2016 |  | Changed Benefit.
12 - Knee | 12.11 - KNEE ACCESSORIES | 12.11.01 - Augments |  |  | GO118 | 1187 |  | Global Orthopaedic Technology | RBK Total Knee System Femoral Augments | Distal and posterior femoral blocks, titanium | 4mm and 10mm thick | 143626 | October 2016 |  | Changed Benefit.
12 - Knee | 12.11 - KNEE ACCESSORIES | 12.11.01 - Augments |  |  | HW099 | 1187 |  | Stryker Australia Pty Ltd | Duracon Knee System Tibial Augments | Tibial Augments Full wedge (angled) & Full block (flat), CoCr (Vitallium), cemented | Left & right, full & angled, 5mm & 10mm | 142278, 16234 | October 2016 |  | Changed Benefit.
12 - Knee | 12.11 - KNEE ACCESSORIES | 12.11.01 - Augments |  |  | HW153 | 1187 |  | Stryker Australia Pty Ltd | Kinemax Knee System & Modular Rotating Hinge Distal & Posterior Femoral Augments & Spacers | Distal & posterior femoral blocks & spacers, CoCr (Vitallium), cemented | Kinemax: Full, Distal & Posterior Augments: xs-xl; 5mm /10mm MRH Distal Femoral Augments xs-xl; 5mm / 10mm | 142278, 16236 | October 2016 |  | Changed Benefit.
12 - Knee | 12.11 - KNEE ACCESSORIES | 12.11.01 - Augments |  |  | HW168 | 1187 |  | Stryker Australia Pty Ltd | Kinemax Knee System Full Tibial Augment | Full Tibial Block, CoCr (Vitallium), cemented | xs-xl, 10mm thickness | 142278, 16236 | October 2016 |  | Changed Benefit.
12 - Knee | 12.11 - KNEE ACCESSORIES | 12.11.01 - Augments |  |  | HW169 | 1187 |  | Stryker Australia Pty Ltd | Kinemax Knee System Hemi Tibial Augment | Half block, CoCr (Vitallium), cemented | LM/RL & LL/RM xs-xl in 5 & 10mm thickness | 142278, 16236 | October 2016 |  | Changed Benefit.
12 - Knee | 12.11 - KNEE ACCESSORIES | 12.11.01 - Augments |  |  | LI065 | 1187 |  | Amplitude Australia | Score Knee System Tibial and Femoral Augments | Tibial and Femoral half blocks, CoCr, screw fixation used for femoral blocks, tibial blocks cemented | 31 sizes | 135327 | October 2016 |  | Changed Benefit.
12 - Knee | 12.11 - KNEE ACCESSORIES | 12.11.01 - Augments |  |  | MA508 | 1187 |  | Mathys Orthopaedics Pty Ltd | Balansys Revision Knee, Augments | Revision Femoral/Tibial Augments, complete with screws | 5 and 10mm | 257053 | October 2016 |  | Changed Benefit.
12 - Knee | 12.11 - KNEE ACCESSORIES | 12.11.01 - Augments |  |  | MU087 | 1187 |  | Medacta Australia Pty Ltd | GMK Revision femoral posterior wedge | Screwed femoral posterior augmentation | Size 1 to 6, each one available in 2 thicknesses: 5mm, 10mm | 254755 | October 2016 |  | Changed Benefit.
12 - Knee | 12.11 - KNEE ACCESSORIES | 12.11.01 - Augments |  |  | SF132 | 1187 |  | Signature Orthopaedics | SHiVA Modular Knee Hinge Prosthesis | SHiVA Modular Knee Hinge Prosthesis - Tibial Spacer | Size 2,3 and 4 x 5mm and 10mm thick | 192962 | October 2016 |  | Changed Benefit.
12 - Knee | 12.11 - KNEE ACCESSORIES | 12.11.01 - Augments |  |  | SK441 | 1187 |  | Stryker Australia Pty Ltd | Triathlon Knee System Femoral Augments | Femoral blocks distal & posterior, CoCr, mechanical attachment | Left & Right 5mm size 1-8 10mm size 1-8 15mm size 1-8 | 128029 | October 2016 |  | Changed Benefit.
12 - Knee | 12.11 - KNEE ACCESSORIES | 12.11.01 - Augments |  |  | SR036 | 1187 |  | Stryker Australia Pty Ltd | Triathlon Knee System Hemi Augments | Half (hemi) tibial blocks, CoCr, mechanical attachment | LM/RL & LL/RM, 1 to 8, 5mm and 10mm | 12875, 142278 | October 2016 |  | Changed Benefit.
12 - Knee | 12.11 - KNEE ACCESSORIES | 12.11.01 - Augments |  |  | ST018 | 1187 |  | Stryker Australia Pty Ltd | Scorpio Knee System Femoral & Tibial Augment | Femoral & tibial blocks distal, posterior and full, CoCr, cemented | 5mm & 10mm for all sizes of femur and tibia. 5 degrees for all tibia sizes | 12875, 142278 | October 2016 |  | Changed Benefit.
12 - Knee | 12.11 - KNEE ACCESSORIES | 12.11.01 - Augments |  |  | ST604 | 1187 |  | Stryker Australia Pty Ltd | Duracon Knee System Tibial Augments | Tibial Augments Half (hemi) wedge (angled) & Half (hemi) block (flat), CoCr (Vitallium), cemented | LM/RL & LL/RM in 5mm, 10mm thicknesses | 142278, 16234 | October 2016 |  | Changed Benefit.
12 - Knee | 12.11 - KNEE ACCESSORIES | 12.11.01 - Augments |  |  | TO027 | 1187 |  | Tornier Pty Ltd | HLS Noetos Revision Tibial Spacers | Tibial Spacer (including 2 screws) CoCr | 1 to 6 thickness 4, 8 and 12mm | 134053 | October 2016 |  | Changed Benefit.
12 - Knee | 12.11 - KNEE ACCESSORIES | 12.11.01 - Augments |  |  | ZI140 | 1187 |  | Zimmer Biomet Pty Ltd | NexGen Tibial Augments | Tibial Augments, wedges, hemi and one third and tibial blocks hemi, titanium | 1 - 10 | 95761 | October 2016 |  | Changed Benefit.
12 - Knee | 12.11 - KNEE ACCESSORIES | 12.11.01 - Augments |  |  | ZI143 | 1187 |  | Zimmer Biomet Pty Ltd | NexGen Knee Tibial Augments | NexGen Tibial Blocks - half and full, Titanium | 1 - 10 | 109936 | October 2016 |  | Changed Benefit.
12 - Knee | 12.11 - KNEE ACCESSORIES | 12.11.01 - Augments |  |  | ZI144 | 1187 |  | Zimmer Biomet Pty Ltd | NexGen Femoral Augments | Femoral blocks, posterior, distal and anterior, titanium | A - H | 95760 | October 2016 |  | Changed Benefit.
12 - Knee | 12.11 - KNEE ACCESSORIES | 12.11.01 - Augments |  |  | ZI145 | 1187 |  | Zimmer Biomet Pty Ltd | NexGen Femoral Augments | Femoral blocks, combined posterior distal block | A - H | 95760 | October 2016 |  | Changed Benefit.
12 - Knee | 12.11 - KNEE ACCESSORIES | 12.11.01 - Augments |  |  | BB355 | 1187 |  | B Braun Australia Pty Ltd | EnduRo Rotating Hinge Knee Tibial and Femoral Augments/Spacers | The EnduRo is a Rotating Hinge Knee prosthesis that enables the Orthopaedic Surgeon to treat complex revision knee arthoplasty as well as unstable knees | Tibial Spacer(augment) to match Tibial component 4, 8, 12 & 16mm Femoral Spacer distal (augment) to match femoral component 4, 8 & 12mm Femoral Spacer posterior/distal (augment) to match femoral component 4x4,4x8,4x12,8x4,8x8,8x12, 12x4, 12x8 and 12x12 | 247596 | February 2017 |  | Changed Product Sub Group.
12 - Knee | 12.11 - KNEE ACCESSORIES | 12.11.01 - Augments |  |  | BV007 | 1187 |  | MICROPORT ORTHOPEDICS PTY LIMITED | Advance Medial Pivot Knee System | Offset tibial block augments, screw fixation for use with offset stemmed tibial component | 1, 2/1, 3/2, 4/3, 5/4, 6/5, All in 5mm, 10mm, 15mm | 196520 | February 2017 |  | Changed Product Sub Group.
12 - Knee | 12.11 - KNEE ACCESSORIES | 12.11.01 - Augments |  |  | BV012 | 1187 |  | MICROPORT ORTHOPEDICS PTY LIMITED | Advance Medial Pivot Knee System | Femoral Augments titanium, separate distal and posterior with screw attachment | 1 - 5, 5mm thick, 10mm thick, posterior and distal | 196520 | February 2017 |  | Changed Product Sub Group.
12 - Knee | 12.11 - KNEE ACCESSORIES | 12.11.01 - Augments |  |  | BV014 | 1187 |  | MICROPORT ORTHOPEDICS PTY LIMITED | Advance Medial Pivot Knee System | Tibial augments, wedges and blocks, screw attachment | 15 degree, sizes 1, 2/1+, 3/2+, 4/3+, 5/4+, 6/5+, Blocks 5mm, 10mm, 15mm | 196520 | February 2017 |  | Changed Product Sub Group.
12 - Knee | 12.11 - KNEE ACCESSORIES | 12.11.01 - Augments |  |  | CR253 | 1187 |  | Corin Australia Pty Ltd | Unity Knee - Augments | Tibial Full and Half block Augments, Femoral distal and posterior augments | All components available in Size: 1-9; Thickness: 5 and 10mm Tibia: Full, LM-RL, RM-LL, | 274559 | August 2017 |  | New Listing
12 - Knee | 12.11 - KNEE ACCESSORIES | 12.11.01 - Augments |  |  | DP158 | 1187 |  | Johnson & Johnson Medical Pty Ltd | PFC Sigma Knee System femoral augments | Distal and posterior femoral augments, CoCr , with screws | Sizes 1 - 6. 4-16mm | 131657, 137608 | February 2017 |  | Changed Product Name, Description, Size, Product Sub Group.
12 - Knee | 12.11 - KNEE ACCESSORIES | 12.11.01 - Augments |  |  | GO116 | 1187 |  | Global Orthopaedic Technology | RBK Total Knee System Tibial Augments | Tibial hemi blocks and wedges, CoCr, Titanium | 5mm and 10mm thick | 246978 | February 2017 |  | Changed Product Sub Group.
12 - Knee | 12.11 - KNEE ACCESSORIES | 12.11.01 - Augments |  |  | GO260 | 1187 |  | Global Orthopaedic Technology | Apex Revision Knee | Apex Revision Knee Femoral and Tibial Augments | Femoral, Size 0-6+, 5mm/10mm/15mm Tibial, Size 0-6, 4mm | 252312 | February 2017 |  | Changed Product Sub Group.
12 - Knee | 12.11 - KNEE ACCESSORIES | 12.11.01 - Augments |  |  | LO180 | 1187 |  | Link Orthopaedics Australia | Endo-Model Rotational and Hinge Knee Prosthesis | Proximal Tibial Augment | (5-15) mm height, (X-Small, Small, Medium or Large) footprint UHMWPE | 245854 | February 2017 |  | New Listing
12 - Knee | 12.11 - KNEE ACCESSORIES | 12.11.01 - Augments |  |  | MU085 | 1187 |  | Medacta Australia Pty Ltd | GMK Revision femoral distal wedge | Screwed femoral distal augmentation | Size 1 to 6, each one available in 5 thicknesses: 4mm, 8mm, 12mm, 16 mm, 20 mm. | 254755 | February 2017 |  | Changed Size, Product Sub Group.
12 - Knee | 12.11 - KNEE ACCESSORIES | 12.11.01 - Augments |  |  | MU094 | 1187 |  | Medacta Australia Pty Ltd | GMK Revision tibial wedge | Cemented tibial baseplate augmentation | Size 0 to 6, each one available in 5 thicknesses: 5, 10, 15, 20 mm | 221737 | February 2017 |  | Changed Product Sub Group.
12 - Knee | 12.11 - KNEE ACCESSORIES | 12.11.01 - Augments |  |  | OH416 | 1187 |  | Orthotech Pty Ltd | Trekking Knee System - TCK Revision Tibial and Femoral Augments | TCK Revision Tibial and Femoral Augments (Knee Wedge) | Size: T1 - T5 Size: 5mm - 10mm | 283166 | August 2017 |  | Changed Product Name, Description, Size, Product Sub Group.
12 - Knee | 12.11 - KNEE ACCESSORIES | 12.11.01 - Augments |  |  | OO026 | 1187 |  | Oceania Orthopaedics | ACS Knee System-ACS spacer (tibial and femoral) | ACS tibial and femoral augments for use with mobile bearing and Revision FB tibial base plates | Left and Right, medial, lateral, posterior and distal. | 221737 | August 2017 |  | Changed Product Sub Group.
12 - Knee | 12.11 - KNEE ACCESSORIES | 12.11.01 - Augments |  |  | OO160 | 1187 |  | Oceania Orthopaedics | MUTARS GenuX MK Augments | MUTARS GenuX MK Augments | 1-6 Femoral distal, Femoral posterior and 2- 6 Tibial spacers. 5-20mm | 221737, 284264, 284265, 284266 | August 2017 |  | Changed Size, Product Sub Group.
12 - Knee | 12.11 - KNEE ACCESSORIES | 12.11.01 - Augments |  |  | SF133 | 1187 |  | Signature Orthopaedics | SHiVA Hinge Knee Revision System - Spacer | SHiVA Hinge Knee Revision Spacer including locking screws | Size 2 -4, Thickness 5 and 10 mm for Distal Femoral and Posterior Femoral Reference Size 2-5 , Thickness 5 and 10 mm for Tibial Reference | 192962 | February 2017 |  | Changed Product Sub Group.
12 - Knee | 12.11 - KNEE ACCESSORIES | 12.11.01 - Augments |  |  | SM153 | 1187 |  | Smith & Nephew Pty Ltd | Legion Hinge Femoral Wedge | A distal femoral Wedge for use with the Legion Hinge system. | Size 2 to 7 5,10,15,20mm | 238696 | August 2017 |  | Changed Product Sub Group.
12 - Knee | 12.11 - KNEE ACCESSORIES | 12.11.01 - Augments |  |  | SN330 | 1187 |  | Smith & Nephew Pty Ltd | Genesis II Knee System Tibial and Femoral Augments | Tibial Augments, half blocks and half wedges, (CoCr) and Femoral Augments, distal and posterior or distal and posterior combined | 1-8 | 238696 | August 2017 |  | Changed Description, Product Sub Group.
12 - Knee | 12.11 - KNEE ACCESSORIES | 12.11.01 - Augments |  |  | SN821 | 1187 |  | Smith & Nephew Pty Ltd | Legion Knee System Femoral Augement | Femoral Augment, posterior, distal and combined posterior and distal, Titanium, includes screws for fixation | 5-15mm | 238696 | August 2017 |  | Changed Product Sub Group.
12 - Knee | 12.11 - KNEE ACCESSORIES | 12.11.01 - Augments |  |  | SN822 | 1187 |  | Smith & Nephew Pty Ltd | Legion Knee System Tibial Augement | Tibial Augments, half blocks and half wedges, full blocks and full wedges, Titanium includes screws for fixation | 5-15mm | 238696 | August 2017 |  | Changed Product Sub Group.
12 - Knee | 12.11 - KNEE ACCESSORIES | 12.11.02 - Axles for hinged prostheses |  |  | HW201 | 673 |  | Stryker Australia Pty Ltd | HMRS (Howmedica Modular Replacement System) Fixed Hinged Knee Axle Pin | HMRS Fixed Hinged Knee Axle Pin, CrCo, (Vitallium), uncemented, Fixed | One size only | 142278, 16236 | October 2016 |  | Changed Benefit.
12 - Knee | 12.11 - KNEE ACCESSORIES | 12.11.02 - Axles for hinged prostheses |  |  | JJ705 | 673 |  | Johnson & Johnson Medical Pty Ltd | LPS & SROM Systems - Hinge Pin | Rotating Hinge Axle - uncemented, CoCr | xxsmall - medium | 143217 | October 2016 |  | Changed Benefit.
12 - Knee | 12.11 - KNEE ACCESSORIES | 12.11.02 - Axles for hinged prostheses |  |  | OO089 | 673 |  | Oceania Orthopaedics | MUTARS - Genux Locking screw for locking mechanism | Locking screw, axel, for Genux hinge locking mechanism | 1 Size | 250192 | October 2016 |  | Changed Benefit.
12 - Knee | 12.11 - KNEE ACCESSORIES | 12.11.02 - Axles for hinged prostheses |  |  | SN901 | 673 |  | Smith & Nephew Pty Ltd | Legion Hinge Axle | Is used to secure the Legion Hinge femoral component to baseplate. | Sizes 2-7 | 232073 | August 2017 |  | Changed Product Sub Group.
12 - Knee | 12.11 - KNEE ACCESSORIES | 12.11.03 - Bolts |  |  | DP155 | 282 |  | Johnson & Johnson Medical Pty Ltd | PFC Sigma Knee System femoral stem bolts | Bolts to connect femoral stem, straight and offset | Neutral +/- 2mm | 131657 | October 2016 |  | Changed Benefit.
12 - Knee | 12.11 - KNEE ACCESSORIES | 12.11.03 - Bolts |  |  | GO158 | 282 |  | Global Orthopaedic Technology | RBK Universal Knee System Insert Bolt | Insert bolt for RBK universal pegged and non pegged inserts | 10mm - 20mm | 143926 | October 2016 |  | Changed Benefit.
12 - Knee | 12.11 - KNEE ACCESSORIES | 12.11.03 - Bolts |  |  | GO190 | 282 |  | Global Orthopaedic Technology | Apex Knee, Locking Bolt | Tibial Insert Locking Bolt | One size | 158606 | October 2016 |  | Changed Benefit.
12 - Knee | 12.11 - KNEE ACCESSORIES | 12.11.03 - Bolts |  |  | OO090 | 282 |  | Oceania Orthopaedics | MUTARS - Genux Locking screws | Locking screws for augments | Various | 221737 | October 2016 |  | Changed Benefit.
12 - Knee | 12.11 - KNEE ACCESSORIES | 12.11.03 - Bolts |  |  | OO145 | 282 |  | Oceania Orthopaedics | MUTARS - KRI Screw M8 | KRI Screw M8 - Tumour System and Arthrodesis Interlocking System | 25mm - 50mm | 250193 | February 2017 |  | Changed Product Sub Group.
12 - Knee | 12.11 - KNEE ACCESSORIES | 12.11.04 - Connectors for hinged prostheses |  |  | BH136 | 3194 |  | Zimmer Biomet Pty Ltd | Orthopaedic Salvage System | Femoral/Tibial Interlocking devices:locking pin, femoral and tibial bushings, tibial bearing. Axle, reinforced Yoke, locking screws CoCr, Ti | One size only except srew - small or large, Tibial bearing 12-22mm | 35667 | October 2016 |  | Changed Benefit.
12 - Knee | 12.11 - KNEE ACCESSORIES | 12.11.04 - Connectors for hinged prostheses |  |  | DY196 | 3194 |  | Johnson & Johnson Medical Pty Ltd | Limb Preservation System | Tibial Hinge Insert | XX Small - Large, 12 - 31mm | 98092 | October 2016 |  | Changed Benefit.
12 - Knee | 12.11 - KNEE ACCESSORIES | 12.11.04 - Connectors for hinged prostheses |  |  | GO119 | 3194 |  | Global Orthopaedic Technology | RBK Total Knee System Rotating hinge bushing mechanism | Rotating Hinge Bushing Mechansim | Complete mechanism | 143926 | October 2016 |  | Changed Benefit.
12 - Knee | 12.11 - KNEE ACCESSORIES | 12.11.04 - Connectors for hinged prostheses |  |  | HW144 | 3194 |  | Stryker Australia Pty Ltd | KRH (Kinematic Rotating Hinge) Tibial Bearing Component | KRH Rotating Hinge Tibial bearing component, CoCr, Mobile | Small and Medium 11mm/15mm by 110mm/180mm | 141151, 16236 | October 2016 |  | Changed Benefit.
12 - Knee | 12.11 - KNEE ACCESSORIES | 12.11.04 - Connectors for hinged prostheses |  |  | HW145 | 3194 |  | Stryker Australia Pty Ltd | GMRS (Global Modular Replacement System) MRH (Modular Rotating Hinge) Kinematic Rotating Hinge (KRH) Femoral Bushings & Bumpers | GMRS, MRH, KRH Rotating Hinge Femoral Bushings & Bumpers UHMWPE, (Duration) | Small & standard | 142278, 16236 | October 2016 |  | Changed Benefit.
12 - Knee | 12.11 - KNEE ACCESSORIES | 12.11.04 - Connectors for hinged prostheses |  |  | HW229 | 3194 |  | Stryker Australia Pty Ltd | HMRS (Howmedica Modular Replacement System) Rotating Hinge Femoral Bushing | HMRS Rotating Hinge Femoral Bushing - UHMWPE, (Duration) | One size only | 142278, 16236 | October 2016 |  | Changed Benefit.
12 - Knee | 12.11 - KNEE ACCESSORIES | 12.11.04 - Connectors for hinged prostheses |  |  | HW230 | 3194 |  | Stryker Australia Pty Ltd | HMRS (Howmedica Modular Replacement System) & MRH (Modular Rotating Hinge) Rotating Hinge Bumper | HMRS & MRH Rotating Hinge Bumper - (Duration) UHMWPE | HMRS: 0°, 3°, 5° MRH: 0°, 3° | 142278, 16236 | October 2016 |  | Changed Benefit.
12 - Knee | 12.11 - KNEE ACCESSORIES | 12.11.04 - Connectors for hinged prostheses |  |  | HW231 | 3194 |  | Stryker Australia Pty Ltd | GMRS (Global Modular Replacement System) & MRH (Modular Rotating Hinge) Tibial Rotating Component | GMRS & MRH Tibial Rotating Hinge component (not baseplate) separated from femoral component by bumper and rotates on top of tibial insert , Fixed | GMRS-small MRH/crossover MRH - xs-xl & l-xl | 142278, 16236 | October 2016 |  | Changed Benefit.
12 - Knee | 12.11 - KNEE ACCESSORIES | 12.11.04 - Connectors for hinged prostheses |  |  | LO174 | 3194 |  | Link Orthopaedics Australia | Link Endo Rotational and Hinge Knee Prostheses | Hinge Component | Extra small - Extra large | 157545 | October 2016 |  | Changed Benefit.
12 - Knee | 12.11 - KNEE ACCESSORIES | 12.11.04 - Connectors for hinged prostheses |  |  | SK331 | 3194 |  | Stryker Australia Pty Ltd | MRH (Modular Rotating Hinge) Rotating Hinge Assembly Pack | MRH Assembly pack consists of: Tibial sleeve, Bumper insert & Femoral Bushing components UHMWPE (Duration) | 1 Tibial Sleeve, 1 Bumper Insert, 2 Femoral Bushing Components | 142278, 16236 | October 2016 |  | Changed Benefit.
12 - Knee | 12.11 - KNEE ACCESSORIES | 12.11.04 - Connectors for hinged prostheses |  |  | WR149 | 3194 |  | Wright Medical Australia | Guardian Limb Salvage System | Tibial Hinge Assembly with polyethylene bearing, with/ without rotational stop pin - CoCR | One Size only | 95686 | October 2016 |  | Changed Benefit.
12 - Knee | 12.11 - KNEE ACCESSORIES | 12.11.04 - Connectors for hinged prostheses |  |  | WR157 | 3194 |  | Wright Medical Australia | Guardian Limb Salvage System | Quick Snap Axial Pin, CoCr, Titanium | 1, 2, 3, 4 | 95686 | October 2016 |  | Changed Benefit.
12 - Knee | 12.11 - KNEE ACCESSORIES | 12.11.04 - Connectors for hinged prostheses |  |  | ZI309 | 3194 |  | Zimmer Biomet Pty Ltd | Nexgen Rotating Hinge Replacement | Rotating hinge replacement which includes metal rotating hinge plus Polyethylene bushing and fixation pin | B-F | 109936 | October 2016 |  | Changed Benefit.
12 - Knee | 12.11 - KNEE ACCESSORIES | 12.11.04 - Connectors for hinged prostheses |  |  | ZI571 | 3194 |  | Zimmer Biomet Pty Ltd | Zimmer segmental system - segmental poly insert | Segmental poly insert | B & C | 95760 | October 2016 |  | Changed Benefit.
12 - Knee | 12.11 - KNEE ACCESSORIES | 12.11.04 - Connectors for hinged prostheses |  |  | ZI573 | 3194 |  | Zimmer Biomet Pty Ltd | Zimmer segmental system - hinge servicing kit | Segmental femoral hinge servicing kit | B & C | 95760 | October 2016 |  | Changed Benefit.
12 - Knee | 12.11 - KNEE ACCESSORIES | 12.11.04 - Connectors for hinged prostheses |  |  | HW228 | 3194 |  | Stryker Australia Pty Ltd | HMRS (Howmedica Modular Replacement System) Rotating Hinge Axle | HMRS Rotating Hinge Axle - uncemented, CoCr (Vitallium) | One size only | 142278 | February 2017 |  | Changed Product Name, Description, Product Sub Group.
12 - Knee | 12.11 - KNEE ACCESSORIES | 12.11.04 - Connectors for hinged prostheses |  |  | LO163 | 3194 |  | Link Orthopaedics Australia | Link Modular Knee ProsthesisSystem | Hinge components | Small, Medium, Large | 223279, 226253 | February 2017 |  | Changed Product Name, Product Sub Group.
12 - Knee | 12.11 - KNEE ACCESSORIES | 12.11.04 - Connectors for hinged prostheses |  |  | OO098 | 3194 |  | Oceania Orthopaedics | MUTARS Genux Hinge locking mechanism | Connecting piece; connecting distal femoral and proximal tibial replacement. | Genux Hinge Component | 234172 | August 2017 |  | Changed Product Sub Group.
12 - Knee | 12.11 - KNEE ACCESSORIES | 12.11.04 - Connectors for hinged prostheses |  |  | OO156 | 3194 |  | Oceania Orthopaedics | MUTARS GenuX MK Coupling | MUTARS GenuX MK Coupling | 1 | 244653 | February 2017 |  | Changed Product Sub Group.
12 - Knee | 12.11 - KNEE ACCESSORIES | 12.11.04 - Connectors for hinged prostheses |  |  | SM154 | 3194 |  | Smith & Nephew Pty Ltd | Legion Hinge Sleeve and Bolt | Is used to secure the Legion Hinge femoral component to the hinge mechanism attached to the baseplate. | Sizes 2-7 | 232076 | August 2017 |  | Changed Product Sub Group.
12 - Knee | 12.11 - KNEE ACCESSORIES | 12.11.05 - Conversion modules |  |  | HW085 | 1096 |  | Stryker Australia Pty Ltd | Duracon Knee System Modular Stabilizer Box | Modular Stabilizer Box, CoCr (Vitallium) | Small, Medium, Medium-Large, Large, Extra-Large | 142278, 16234 | October 2016 |  | Changed Benefit.
12 - Knee | 12.11 - KNEE ACCESSORIES | 12.11.06 - End caps |  |  | BB210 | 671 |  | B Braun Australia Pty Ltd | Columbus Total Knee System (TKS) Tibial Stems | Tibial Stem (cap), cemented or uncemented, short (mini) (obturator stem) CoCr, usually required when stem not used | Small & Large D: 12mm & D: 14mm | 96481 | October 2016 |  | Changed Benefit.
12 - Knee | 12.11 - KNEE ACCESSORIES | 12.11.06 - End caps |  |  | BB241 | 671 |  | B Braun Australia Pty Ltd | Emotion Total Knee System (TKS) Tibial Stem | Tibial Stem (cap), cemented or uncemented, short (mini) (obturator stem) CoCr, usually required when stem not used | 12mm, 14mm & 16mm in cemented and uncemented | 96481 | October 2016 |  | Changed Benefit.
12 - Knee | 12.11 - KNEE ACCESSORIES | 12.11.06 - End caps |  |  | BV037 | 671 |  | MICROPORT ORTHOPEDICS PTY LIMITED | Advance Medial Pivot Stem Cap | Modular Tibial Base Stem Cap | N/A | 196521 | October 2016 |  | Changed Benefit.
12 - Knee | 12.11 - KNEE ACCESSORIES | 12.11.06 - End caps |  |  | GO284 | 671 |  | Global Orthopaedic Technology | Apex Revision Knee Modular Tibia Cup | Modular Tibia Cup | Only One size | 276775 | February 2017 |  | Changed Product Sub Group.
12 - Knee | 12.11 - KNEE ACCESSORIES | 12.11.06 - End caps |  |  | OO110 | 671 |  | Oceania Orthopaedics | Mutars – end piece | Mutars – end piece | 1 size | 221738, 284235 | August 2017 |  | Changed Product Sub Group.
12 - Knee | 12.11 - KNEE ACCESSORIES | 12.11.07 - Offset couplers/adaptors |  |  | BI956 | 1249 |  | Zimmer Biomet Pty Ltd | Offset Tibial Tray System | Offset Adapter for connection to tibial stems and baseplate, titanium | 0mm, 2.5mm, 5mm, 7.5mm Offset | 98451 | October 2016 |  | Changed Benefit.
12 - Knee | 12.11 - KNEE ACCESSORIES | 12.11.07 - Offset couplers/adaptors |  |  | JJ654 | 1249 |  | Johnson & Johnson Medical Pty Ltd | PFC Sigma - Femoral Adaptor | Offset Adaptor | 5 and 7 degree | 131657 | October 2016 |  | Changed Benefit.
12 - Knee | 12.11 - KNEE ACCESSORIES | 12.11.07 - Offset couplers/adaptors |  |  | LI067 | 1249 |  | Amplitude Australia | Score Knee System Offset Connector | Connector for stems to alter stem offset morse taper but also including screw for additional fixation, titanium | 2mm, 4mm, 6mm | 135327 | October 2016 |  | Changed Benefit.
12 - Knee | 12.11 - KNEE ACCESSORIES | 12.11.07 - Offset couplers/adaptors |  |  | MU088 | 1249 |  | Medacta Australia Pty Ltd | GMK Revision offset adaptor | Offset adaptor for tibial and femoral revision extension stem | 3mm and 5mm offset | 211488 | October 2016 |  | Changed Benefit.
12 - Knee | 12.11 - KNEE ACCESSORIES | 12.11.07 - Offset couplers/adaptors |  |  | OO027 | 1249 |  | Oceania Orthopaedics | ACS Knee System - ACS double taper adapter | ACS offset adapters for use with ACS FB, MB tibial and femoral components and stems | 0, +2mm, +4mm, +6mm. | 265635, 265644 | October 2016 |  | Changed Benefit.
12 - Knee | 12.11 - KNEE ACCESSORIES | 12.11.07 - Offset couplers/adaptors |  |  | OO093 | 1249 |  | Oceania Orthopaedics | MUTARS - Genux offset adapter | Offset Adapter | 0, 2.5mm, 5mm, 7.5mm | 250452 | October 2016 |  | Changed Benefit.
12 - Knee | 12.11 - KNEE ACCESSORIES | 12.11.07 - Offset couplers/adaptors |  |  | SK435 | 1249 |  | Stryker Australia Pty Ltd | Triathlon Knee System Tibial / Femoral Offset Adaptor | Tibial & femral offset adaptor, CoCr | 2,4,6,8mm | 128029 | October 2016 |  | Changed Benefit.
12 - Knee | 12.11 - KNEE ACCESSORIES | 12.11.07 - Offset couplers/adaptors |  |  | OH414 | 1249 |  | Orthotech Pty Ltd | Trekking Knee System - TCK Femoral and Tibial Offsets | TCK Femoral, Tibial Offset Adaptors | Size (mm): 2, 4, 6 Offsets: Straight, Posterior, Lateral, Medial | 287512, 287513 | August 2017 |  | Changed Product Name, Description, Size, Product Sub Group.
12 - Knee | 12.11 - KNEE ACCESSORIES | 12.11.07 - Offset couplers/adaptors |  |  | OO162 | 1249 |  | Oceania Orthopaedics | MUTARS GenuX MK Offset Adapter | MUTARS GenuX MK Offset Adapter | Offset adapter 0mm, +2mm, +4mm, +6mm | 245856 | February 2017 |  | Changed Product Sub Group.
12 - Knee | 12.11 - KNEE ACCESSORIES | 12.11.07 - Offset couplers/adaptors |  |  | SN885 | 1249 |  | Smith & Nephew Pty Ltd | Genesis II/Legion Knee System Offset Couplers | Offset Coupler, titanium | 2-6 | 246212 | February 2017 |  | Changed Product Sub Group.
12 - Knee | 12.11 - KNEE ACCESSORIES | 12.11.07 - Offset couplers/adaptors |  |  | ST603 | 1249 |  | Stryker Australia Pty Ltd | Duracon Knee System Tibial / Femoral Offset Adaptor | Tibial / Femoral Offset Adaptor, CoCr, (Vitallium) | 2mm, 4mm, 6mm, 8mm | 142278 | February 2017 |  | Changed Product Name, Description, Size, Product Sub Group.
12 - Knee | 12.11 - KNEE ACCESSORIES | 12.11.08 - Pegs, lugs, etc |  |  | BI173 | 130 |  | Zimmer Biomet Pty Ltd | Maxim Complete Knee System Tibial Locking Bar | Insert locking pin, Titanium | One size only | 98451 | October 2016 |  | Changed Benefit.
12 - Knee | 12.11 - KNEE ACCESSORIES | 12.11.08 - Pegs, lugs, etc |  |  | DP255 | 130 |  | Johnson & Johnson Medical Pty Ltd | SROM Noiles Knee System bumper and hinge bearing replacements | Replacements for UHMWPE axis bearings and bumpers, for hinged prosthesis | Sizes xxsmall - medium. | 131657, 132151, 97698, 97981, 98088, 98092 | October 2016 |  | Changed Benefit.
12 - Knee | 12.11 - KNEE ACCESSORIES | 12.11.08 - Pegs, lugs, etc |  |  | GO262 | 130 |  | Global Orthopaedic Technology | Apex Revision Knee - Tibial Insert Locking Peg/Bolt | Tibial Insert Locking Peg/Bolt | 10; 11; 12; 14; 16; 18; 20; 24 and 28mm | 276775 | October 2016 |  | Changed Benefit.
12 - Knee | 12.11 - KNEE ACCESSORIES | 12.11.08 - Pegs, lugs, etc |  |  | HW167 | 130 |  | Stryker Australia Pty Ltd | Kinemax Knee System Tibial Fixation Peg | Tibial Fixation Peg, CoCr (Vitallium), | 20mm | 141151, 16236 | October 2016 |  | Changed Benefit.
12 - Knee | 12.11 - KNEE ACCESSORIES | 12.11.08 - Pegs, lugs, etc |  |  | JJ659 | 130 |  | Johnson & Johnson Medical Pty Ltd | LCS Complete Knee System APG arm | APG arm for use with APG mobile tibial insert only | Sizes small to large+ | 136903, 138289 | October 2016 |  | Changed Benefit.
12 - Knee | 12.11 - KNEE ACCESSORIES | 12.11.08 - Pegs, lugs, etc |  |  | LO043 | 130 |  | Link Orthopaedics Australia | LINK Endo Model Rotational and Hinge Knee Prosthesis System | Full tibial blocks made of UHMWPE | Small, Medium, Large | 140652, 51002 | October 2016 |  | Changed Benefit.
12 - Knee | 12.11 - KNEE ACCESSORIES | 12.11.08 - Pegs, lugs, etc |  |  | LO159 | 130 |  | Link Orthopaedics Australia | LINK Endo Model M Modular Knee Prostheses System | Centering Stars | Small, medium, large | 157545 | October 2016 |  | Changed Benefit.
12 - Knee | 12.11 - KNEE ACCESSORIES | 12.11.08 - Pegs, lugs, etc |  |  | ZI406 | 130 |  | Zimmer Biomet Pty Ltd | Natural Knee Tibial Augment Fixation | Tibial Augment Fixation peg and screws | One size only | 109936 | October 2016 |  | Changed Benefit.
12 - Knee | 12.11 - KNEE ACCESSORIES | 12.11.08 - Pegs, lugs, etc |  |  | ZI741 | 130 |  | Zimmer Biomet Pty Ltd | Zimmer Segmental System - TM Tibia Washer Kit | Zimmer Segmental System - TM Tibia Washer Kit | one size only | 95761 | October 2016 |  | Changed Benefit.
12 - Knee | 12.11 - KNEE ACCESSORIES | 12.11.08 - Pegs, lugs, etc |  |  | SN318 | 130 |  | Smith & Nephew Pty Ltd | Genesis II | Lugs | Various sizes | 230143 | February 2017 |  | Changed Product Sub Group.
12 - Knee | 12.11 - KNEE ACCESSORIES | 12.11.08 - Pegs, lugs, etc |  |  | SN342 | 130 |  | Smith & Nephew Pty Ltd | Genesis | Custom Flex Lock Peg | Left & right | 230143 | August 2017 |  | Changed Product Sub Group.
12 - Knee | 12.11 - KNEE ACCESSORIES | 12.11.09 - Screws |  |  | EU012 | 130 |  | Euros Orthopaedics Australia Pty Ltd | Europ knee cancellous screw | Knee cancellous screws | diameter: 6.5mm lengths 25,30,35,40,45,50mm | 171851 | October 2016 |  | Changed Benefit.
12 - Knee | 12.11 - KNEE ACCESSORIES | 12.11.09 - Screws |  |  | EX030 | 130 |  | EXACTECH AUSTRALIA PTY LTD | Optetrak Total Knee System Tibial Stem Extension Screw | Tibial Stem Screw for Tibial stem fixation | One size only | 159613 | October 2016 |  | Changed Benefit.
12 - Knee | 12.11 - KNEE ACCESSORIES | 12.11.09 - Screws |  |  | GO120 | 130 |  | Global Orthopaedic Technology | RBK Total Knee System | Screw, Ti | 5mm to 5.7mm x 5mm to 17.5mm long | 246508, 246509, 246510 | October 2016 |  | Changed Benefit.
12 - Knee | 12.11 - KNEE ACCESSORIES | 12.11.09 - Screws |  |  | GO192 | 130 |  | Global Orthopaedic Technology | Apex Knee, Bone Screw | 6.5mm Bone Screw | 20mm, 25mm, 30mm, 35mm, 40mm, 45mm, 50mm, 55mm, 60mm, 65mm & 70mm. | 242554 | October 2016 |  | Changed Benefit.
12 - Knee | 12.11 - KNEE ACCESSORIES | 12.11.09 - Screws |  |  | GO259 | 130 |  | Global Orthopaedic Technology | Apex Revision Knee - Femoral and Tibial Augment Locking Screw/Bolt | Femoral and Tibial Locking Screw/Bolt | Femoral Augment Locking Screw/Bolt - one size only Tibial Augment Locking Screw/Bolt - 4mm, 8mm, 12mm | 252312 | October 2016 |  | Changed Benefit.
12 - Knee | 12.11 - KNEE ACCESSORIES | 12.11.09 - Screws |  |  | HW084 | 130 |  | Stryker Australia Pty Ltd | Duracon Knee System Augment Locking Screw | Augment Locking Screw, CoCr (Vitallium) | 5mm, 10mm | 142278 | October 2016 |  | Changed Benefit.
12 - Knee | 12.11 - KNEE ACCESSORIES | 12.11.09 - Screws |  |  | HW097 | 130 |  | Stryker Australia Pty Ltd | Duracon Knee System Tibial Baseplate Screw | Tibial baseplate screw, CoCr (Vitallium) | 6.2mm diameter in 15mm, 20mm, 25mm, 30mm, 35mm, 40mm, 50mm, 55mm, 60mm lengths | 141151, 16234 | October 2016 |  | Changed Benefit.
12 - Knee | 12.11 - KNEE ACCESSORIES | 12.11.09 - Screws |  |  | HW195 | 130 |  | Stryker Australia Pty Ltd | HMRS (Howmedica Modular Replacement System) Plug screw Axis | HMRS Plug Screw Axis, UHMWPE, (Duration) for fixation of HMRS Axis within HMRS bearing component of HMRS Distal Femur / Proximal Tibia and HMRS Femoral / Tibial Joint. | One size only | 142278, 16236 | October 2016 |  | Changed Benefit.
12 - Knee | 12.11 - KNEE ACCESSORIES | 12.11.09 - Screws |  |  | MU036 | 130 |  | Medacta Australia Pty Ltd | Evolis Knee System Fixation Screw | Tibial screw for baseplate fixation to bone, titanium, optional | 20/25/30/35/40/45mm (6.5mm diameter) | 132459 | October 2016 |  | Changed Benefit.
12 - Knee | 12.11 - KNEE ACCESSORIES | 12.11.09 - Screws |  |  | OO029 | 130 |  | Oceania Orthopaedics | ACS Knee System - ACS Screws | Screw for spacers and augments | 2 sizes | 221737 | October 2016 |  | Changed Benefit.
12 - Knee | 12.11 - KNEE ACCESSORIES | 12.11.09 - Screws |  |  | ZI089 | 130 |  | Zimmer Biomet Pty Ltd | Miller Galante II | Bone Screw - Ti | 20 - 80mm | 112735 | October 2016 |  | Changed Benefit.
12 - Knee | 12.11 - KNEE ACCESSORIES | 12.11.09 - Screws |  |  | BV017 | 130 |  | MICROPORT ORTHOPEDICS PTY LIMITED | Cancellous Bone Screw | Option bone screw for tibial component | 6.5mm x 1.5 - 6cm in 0.5cm increments long | 247558 | February 2017 |  | Changed Product Sub Group.
12 - Knee | 12.11 - KNEE ACCESSORIES | 12.11.09 - Screws |  |  | HW192 | 130 |  | Stryker Australia Pty Ltd | HMRS (Howmedica Modular Replacement System) Hex Head Cortical Bone Screw, Self Tapping | HMRS Hex Head Cortical Bone Screw, Self Tapping, CoCr (Vitallium) for prosthesis fixation | 16-30mm in 2mm increments and 35-70mm in 5m increments | 142278 | February 2017 |  | Changed Product Name, Description, Product Sub Group.
12 - Knee | 12.11 - KNEE ACCESSORIES | 12.11.09 - Screws |  |  | SN329 | 130 |  | Smith & Nephew Pty Ltd | Genesis II | Tibial screws | 15-50mm | 230143 | August 2017 |  | Changed Product Name, Description, Product Sub Group.
12 - Knee | 12.11 - KNEE ACCESSORIES | 12.11.09 - Screws |  |  | SN393 | 130 |  | Smith & Nephew Pty Ltd | Profix Knee System Tibial Screws | Tibial Screws, Titanium for fixation of baseplate to bone (optional) | 15-50mm | 230143 | August 2017 |  | Changed Product Sub Group.
12 - Knee | 12.11 - KNEE ACCESSORIES | 12.11.10 - Stems - straight or offset |  |  | BB242 | 1164 |  | B Braun Australia Pty Ltd | Columbus Total Knee System (TKS) Tibial Stem | Tibial Stem, cemented or uncemented, CoCr | 12mm & 14mm, in uncemented, 12mm & 14mm in cemented. | 96481 | October 2016 |  | Changed Benefit.
12 - Knee | 12.11 - KNEE ACCESSORIES | 12.11.10 - Stems - straight or offset |  |  | BI171 | 1164 |  | Zimmer Biomet Pty Ltd | Maxim Complete Knee System Femoral and Tibial Stems | Femoral and Tibial Stems, Titanium, curved and straight, cemented | 40mm 80mm | 98451 | October 2016 |  | Changed Benefit.
12 - Knee | 12.11 - KNEE ACCESSORIES | 12.11.10 - Stems - straight or offset |  |  | BI184 | 1164 |  | Zimmer Biomet Pty Ltd | Biomet Universal Tibial and femoral stems | Tibial and Femoral Stems, Titanium, curved and straight, cemented | 55-80mm | 98451 | October 2016 |  | Changed Benefit.
12 - Knee | 12.11 - KNEE ACCESSORIES | 12.11.10 - Stems - straight or offset |  |  | BI978 | 1164 |  | Zimmer Biomet Pty Ltd | Regenerex Tibial Tray | Stem, PressFit, Ti Alloy | 40, 80mm | 98451 | October 2016 |  | Changed Benefit.
12 - Knee | 12.11 - KNEE ACCESSORIES | 12.11.10 - Stems - straight or offset |  |  | CR247 | 1164 |  | Corin Australia Pty Ltd | HLS Noetos Revision Stems | Femoral and Tibial extension stems CoCr | 1 to 6 Length 75 and 150mm | 242576 | February 2017 |  | Transferred from TO028
12 - Knee | 12.11 - KNEE ACCESSORIES | 12.11.10 - Stems - straight or offset |  |  | CR256 | 1164 |  | Corin Australia Pty Ltd | HLS KneeTec Extension Stem | Extension Stem for use with HLS KneeTec Tibial Tray | 10mm, 14mm |  | August 2017 |  | Transferred from TO158
12 - Knee | 12.11 - KNEE ACCESSORIES | 12.11.10 - Stems - straight or offset |  |  | EX027 | 1164 |  | EXACTECH AUSTRALIA PTY LTD | Optetrak Total Knee System Femoral and Tibial Stems | Femoral and Tibial Stems for Optetrak Knee System, titanium, cemented or uncemented, femoral stem requires stem extension adapter on every occasion, tibial stem requires screw fixation | Size 1 - 6 | 159613 | October 2016 |  | Changed Benefit.
12 - Knee | 12.11 - KNEE ACCESSORIES | 12.11.10 - Stems - straight or offset |  |  | GO114 | 1164 |  | Global Orthopaedic Technology | RBK Total Knee System Stems | Tibial and Femoral Stems, cemented, Titanium including locking bolt | 10mm to 24mm thick x 80mm to 170mm long | 278990 | October 2016 |  | Changed Benefit.
12 - Knee | 12.11 - KNEE ACCESSORIES | 12.11.10 - Stems - straight or offset |  |  | HW098 | 1164 |  | Stryker Australia Pty Ltd | Duracon Knee System Stems | TS (Total Stabilizer) Stems, CoCr (Vitallium), uncemented | 40mm, 80mm, 155mm lengths | 142278, 16234 | October 2016 |  | Changed Benefit.
12 - Knee | 12.11 - KNEE ACCESSORIES | 12.11.10 - Stems - straight or offset |  |  | HW171 | 1164 |  | Stryker Australia Pty Ltd | Duracon Knee System / Kinemax Knee System stem | Stem, femoral & tbial, CoCr, (Vitallium), cemented | 40mm, 80mm, 155mm for each size | 142278, 16236 | October 2016 |  | Changed Benefit.
12 - Knee | 12.11 - KNEE ACCESSORIES | 12.11.10 - Stems - straight or offset |  |  | JJ655 | 1164 |  | Johnson & Johnson Medical Pty Ltd | PFC Knee System - Universal Slotted Stem | Tibial/Femoral Stem-Titanium | Lengths 75, 115, 150mm; widths 10 to 24mm | 98092 | October 2016 |  | Changed Benefit.
12 - Knee | 12.11 - KNEE ACCESSORIES | 12.11.10 - Stems - straight or offset |  |  | LO173 | 1164 |  | Link Orthopaedics Australia | Link Endo Model Rotational and Hinge Knee Prostheses | Stems | Extra small - Extra large | 157545 | October 2016 |  | Changed Benefit.
12 - Knee | 12.11 - KNEE ACCESSORIES | 12.11.10 - Stems - straight or offset |  |  | MA507 | 1164 |  | Mathys Orthopaedics Pty Ltd | Balansys Revision Knee, Stems | Ti uncemented Stem, straight and offset, complete with locking screw | 80 to 200mm, straight and offset 4mm | 257054 | October 2016 |  | Changed Benefit.
12 - Knee | 12.11 - KNEE ACCESSORIES | 12.11.10 - Stems - straight or offset |  |  | MU035 | 1164 |  | Medacta Australia Pty Ltd | Evolis Knee System Tibial Stem | Tibial stems, titanium, cemented | 30/60mm length (12mm diameter) | 132459 | October 2016 |  | Changed Benefit.
12 - Knee | 12.11 - KNEE ACCESSORIES | 12.11.10 - Stems - straight or offset |  |  | MU082 | 1164 |  | Medacta Australia Pty Ltd | GMK Revision cemented extension stem | Cemented tibia and femur extension stem | Diameters 11, 13 and 16mm, available in 2 or 3 lengths (65, 105, 150mm) | 254754 | October 2016 |  | Changed Benefit.
12 - Knee | 12.11 - KNEE ACCESSORIES | 12.11.10 - Stems - straight or offset |  |  | MU086 | 1164 |  | Medacta Australia Pty Ltd | GMK Revision uncemented extension stem | Uncemented tibia and femur extension stem | Multiple diameters (10, 11, 12, 13, 14, 15, 16, 18, 19, 20, 22mm) each one available in 3 lengths (65, 105, 150mm) | 254754 | October 2016 |  | Changed Benefit.
12 - Knee | 12.11 - KNEE ACCESSORIES | 12.11.10 - Stems - straight or offset |  |  | SK434 | 1164 |  | Stryker Australia Pty Ltd | Triathlon Knee System TS Titanium stem | Stem, Titanium, uncemented | 10-25 (100mm) 10-25 (150mm) | 128029 | October 2016 |  | Changed Benefit.
12 - Knee | 12.11 - KNEE ACCESSORIES | 12.11.10 - Stems - straight or offset |  |  | SR035 | 1164 |  | Stryker Australia Pty Ltd | Triathlon Knee System TS stem | Tibial stem, Titanium, cemented | 9x50mm, 9x100mm, 9x150mm, 12x50mm, 12x100mm, 12x150mm, 15x50mm, 15x100mm, 15x150mm | 12875, 141151 | October 2016 |  | Changed Benefit.
12 - Knee | 12.11 - KNEE ACCESSORIES | 12.11.10 - Stems - straight or offset |  |  | SR037 | 1164 |  | Stryker Australia Pty Ltd | Triathlon Knee System Femoral Distal Fixation Peg | Modular Femoral Distal Fixation Peg CoCr | one size | 139145 | October 2016 |  | Changed Benefit.
12 - Knee | 12.11 - KNEE ACCESSORIES | 12.11.10 - Stems - straight or offset |  |  | ST606 | 1164 |  | Stryker Australia Pty Ltd | Duracon Knee System Tibial & Femoral stem | Stem, femoral & tibial, titanium, cemented | 10mm-19mm, 21mm, 23mm in 80mm and 155mm lengths | 142278, 16234 | October 2016 |  | Changed Benefit.
12 - Knee | 12.11 - KNEE ACCESSORIES | 12.11.10 - Stems - straight or offset |  |  | WR196 | 1164 |  | Wright Medical Australia | Advantim Total Knee System | Tibial Primary Smooth/Finned Titanium CoCr long stem. This stem is required for primary prosthesis. | 6" Length in Small-Xlarge | 154706 | October 2016 |  | Changed Benefit.
12 - Knee | 12.11 - KNEE ACCESSORIES | 12.11.10 - Stems - straight or offset |  |  | ZI146 | 1164 |  | Zimmer Biomet Pty Ltd | NexGen Femoral and Tibial Stems | Femoral and Tibial Stems, straight and offset, cemented | Length - 35 - 155mm, Diameters - 10 - 24 mm | 95761 | October 2016 |  | Changed Benefit.
12 - Knee | 12.11 - KNEE ACCESSORIES | 12.11.10 - Stems - straight or offset |  |  | BB200 | 1164 |  | B Braun Australia Pty Ltd | Emotion Total Knee System (TKS) Tibial and Femoral Stems | Tibial and femoral stems, CoCr, cemented or uncemented | Short, D: 10mm to 20mm , Medium, D: 10mm to 20mm, Long, D: 10mm to 20mm | 96481 | February 2017 |  | Changed Product Sub Group.
12 - Knee | 12.11 - KNEE ACCESSORIES | 12.11.10 - Stems - straight or offset |  |  | BB353 | 1164 |  | B Braun Australia Pty Ltd | EnduRo Rotating Hinge Knee Tibial and Femoral Extension Stems cementless and cemented | The EnduRo is a Rotating Hinge Knee prosthesis that enables the Orthopaedic Surgeon to treat complex revision knee arthoplasty as well as unstable knees | Length Tibial: 52,92&172mm Length Femoral: 77,117,157&177mm - Tibial Cemented: x 12,15,18mm - Tibial Cementless: x 11-20cm - Femoral Cemented: x 12,15,18mm - Femoral Cementless: x 13-20mm | 96481 | February 2017 |  | Changed Size, Product Sub Group.
12 - Knee | 12.11 - KNEE ACCESSORIES | 12.11.10 - Stems - straight or offset |  |  | BV013 | 1164 |  | MICROPORT ORTHOPEDICS PTY LIMITED | Advance Medial Pivot Knee System | Uncemented stems, femoral and tibial | 11-22mm, 100-140mm lengths | 196521 | February 2017 |  | Changed Product Sub Group.
12 - Knee | 12.11 - KNEE ACCESSORIES | 12.11.10 - Stems - straight or offset |  |  | BV016 | 1164 |  | MICROPORT ORTHOPEDICS PTY LIMITED | Advance Medial Pivot Knee System | Cemented stems, femoral and tibial | 10, 12,14, 16, 18 x 65mm, 15 x 30mm | 196521 | February 2017 |  | Changed Product Sub Group.
12 - Knee | 12.11 - KNEE ACCESSORIES | 12.11.10 - Stems - straight or offset |  |  | DP143 | 1164 |  | Johnson & Johnson Medical Pty Ltd | PFC Sigma Knee System tibial stems | Tibial stems cemented and fluted uncemented, titanium | Sizes 30-150mm | 238732 | February 2017 |  | Changed Product Name, Description, Size, Product Sub Group.
12 - Knee | 12.11 - KNEE ACCESSORIES | 12.11.10 - Stems - straight or offset |  |  | GO283 | 1164 |  | Global Orthopaedic Technology | Apex Revision Knee Stems | Apex Revision Knee Femoral and Tibial Stems | Modular Stem - 9-25mm x 75-150mm Offset - 9-25mm x 75-15mm x 2-4mm Angled Stem - 9-25mm x 75x150mm Modular Tibial Keels 1-16 | 276775 | February 2017 |  | Changed Product Sub Group.
12 - Knee | 12.11 - KNEE ACCESSORIES | 12.11.10 - Stems - straight or offset |  |  | LI066 | 1164 |  | Amplitude Australia | Score Knee System Femoral and Tibial Stems | Femoral and Tibial Stems, Titanium, cemented | 7 diameters (10-22), 4 lengths (75-200mm) | 210605 | February 2017 |  | Changed Product Sub Group.
12 - Knee | 12.11 - KNEE ACCESSORIES | 12.11.10 - Stems - straight or offset |  |  | MN208 | 1164 |  | Johnson & Johnson Medical Pty Ltd | Attune Knee System | Revision Stems | 14mm | 288501 | August 2017 |  | New Listing
12 - Knee | 12.11 - KNEE ACCESSORIES | 12.11.10 - Stems - straight or offset |  |  | MU069 | 1164 |  | Medacta Australia Pty Ltd | GMK Tibial Extension Stem | Tibial Baseplate extension stem | diameter 11mm, length 65mm & 30mm | 241989 | February 2017 |  | Changed Product Sub Group.
12 - Knee | 12.11 - KNEE ACCESSORIES | 12.11.10 - Stems - straight or offset |  |  | OH418 | 1164 |  | Orthotech Pty Ltd | Trekking Knee System - TCK Femoral and Tibial Stems | TCK Femoral and Tibial Stems | Size (mm): 10 - 23 Size (mm): 40 - 120 | 283167 | August 2017 |  | Changed Product Name, Description, Size, Product Sub Group.
12 - Knee | 12.11 - KNEE ACCESSORIES | 12.11.10 - Stems - straight or offset |  |  | OO094 | 1164 |  | Oceania Orthopaedics | MUTARS - Genux stems | Genux cemented. Press fit stems | 130-240mm length, 11, 12, 13, 14, 15, 16, 17, 18, 19, 20mm wide | 241989 | February 2017 |  | Changed Product Sub Group.
12 - Knee | 12.11 - KNEE ACCESSORIES | 12.11.10 - Stems - straight or offset |  |  | OO122 | 1164 |  | Oceania Orthopaedics | ACS Knee system, ACS stems, straight and offset | ACS tibial and femoral stems | 12/14/16/18/20/22mm dia stems, 25/50/75/100/150/200mm length | 241989, 265633, 265634 | August 2017 |  | Changed Size, Product Sub Group.
12 - Knee | 12.11 - KNEE ACCESSORIES | 12.11.10 - Stems - straight or offset |  |  | OO161 | 1164 |  | Oceania Orthopaedics | MUTARS GenuX MK Stems | MUTARS GenuX MK Stems | 11/12/13/14/15/16/17/18/19/20/22/24/26/28mm dia. 125/150/200/250 length | 241989 | February 2017 |  | Changed Product Sub Group.
12 - Knee | 12.11 - KNEE ACCESSORIES | 12.11.10 - Stems - straight or offset |  |  | SF137 | 1164 |  | Signature Orthopaedics | SHiVA Hinge Knee Revision System - Stems | Knee revision Extension Stem | Straight 10 - 18mm Diameter; 50 to 150mm Length Offset 10 - 16 mm Diameter; 75mm Length | 192962 | February 2017 |  | Changed Product Sub Group.
12 - Knee | 12.11 - KNEE ACCESSORIES | 12.11.10 - Stems - straight or offset |  |  | SN316 | 1164 |  | Smith & Nephew Pty Ltd | Genesis II Knee System Tibial and Femoral Stems | Tibial and Femoral Stems, titanium, cemented or press fit | 10-24x100mm, 10-20 x 150mm 10-16x 200mm | 246212 | August 2017 |  | Changed Description, Product Sub Group.
12 - Knee | 12.11 - KNEE ACCESSORIES | 12.11.10 - Stems - straight or offset |  |  | SN319 | 1164 |  | Smith & Nephew Pty Ltd | Genesis II | Metaphyseal Stem | 1-8 | 246212 | August 2017 |  | Changed Product Name, Product Sub Group.
12 - Knee | 12.11 - KNEE ACCESSORIES | 12.11.10 - Stems - straight or offset |  |  | SN347 | 1164 |  | Smith & Nephew Pty Ltd | Genesis | I/M Peg: Femoral and Tibial: Titanium | 10-16mm Diameter x 40-200mm Length | 230143 | August 2017 |  | Changed Product Sub Group.
12 - Knee | 12.11 - KNEE ACCESSORIES | 12.11.10 - Stems - straight or offset |  |  | SN377 | 1164 |  | Smith & Nephew Pty Ltd | Profix | Metaphyseal Tibial Stem | 14-20mm | 246212 | August 2017 |  | Changed Product Sub Group.
12 - Knee | 12.11 - KNEE ACCESSORIES | 12.11.10 - Stems - straight or offset |  |  | SN823 | 1164 |  | Smith & Nephew Pty Ltd | Legion Knee System Femoral and Tibial Stems | Femoral and Tibial stems, Titanium, Cemented or press fit | 120-280mm | 246212 | February 2017 |  | Changed Product Sub Group.
12 - Knee | 12.11 - KNEE ACCESSORIES | 12.11.10 - Stems - straight or offset |  |  | ZI936 | 1164 |  | Zimmer Biomet Pty Ltd | Persona Knee System | Stem Extension | 14mm x 30mm | 250072 | February 2017 |  | Changed Product Sub Group.
12 - Knee | 12.11 - KNEE ACCESSORIES | 12.11.11 - Stem Extenders, Sleeves and other couplings |  |  | BB319 | 722 |  | B Braun Australia Pty Ltd | Emotion Total Knee System Femoral Stem Extension | Revision nut for Femur Extension Stem | One size only | 96481 | October 2016 |  | Changed Benefit.
12 - Knee | 12.11 - KNEE ACCESSORIES | 12.11.11 - Stem Extenders, Sleeves and other couplings |  |  | CR237 | 722 |  | Corin Australia Pty Ltd | HLS Noetos Revision Stem Extender, Sleeve and other Couplings | Stem Adaptor (Femoral Sledge) CoCr | 5, 7 and 9 degrees | 210883 | February 2017 |  | Transferred from TO024
12 - Knee | 12.11 - KNEE ACCESSORIES | 12.11.11 - Stem Extenders, Sleeves and other couplings |  |  | CR239 | 722 |  | Corin Australia Pty Ltd | HLS Hoetos Revision Knee | Sleeve stem adaptor (flange piece) CoCr | 5, 7 and 9 degrees, right and left | 210879 | February 2017 |  | Transferred from TO025
12 - Knee | 12.11 - KNEE ACCESSORIES | 12.11.11 - Stem Extenders, Sleeves and other couplings |  |  | EX029 | 722 |  | EXACTECH AUSTRALIA PTY LTD | Opetrak Total Knee System Femoral Stem Extension Adpater | Femoral Stem Extension Adapter that provides for set changes in angulation of stem needs to be used on every occasion | One size only | 159613 | October 2016 |  | Changed Benefit.
12 - Knee | 12.11 - KNEE ACCESSORIES | 12.11.11 - Stem Extenders, Sleeves and other couplings |  |  | HW233 | 722 |  | Stryker Australia Pty Ltd | KRH (Kinemax Knee System Rotating Hinge) & MRH (Modular Rotating Hinge) Rotating Hinge Sleeve | KRH & MRH Rotating Hinge Tibial Sleeve, UHMWPE, (Duration) houses Rotating Hinge Tibial Rotating component sHydroxyapatiteft | One size only | 142278, 16236 | October 2016 |  | Changed Benefit.
12 - Knee | 12.11 - KNEE ACCESSORIES | 12.11.11 - Stem Extenders, Sleeves and other couplings |  |  | SK442 | 722 |  | Stryker Australia Pty Ltd | Triathlon Knee System Stem Extender | Stem extender, cemented, CoCr | 25mm & 50mm | 128029 | October 2016 |  | Changed Benefit.
12 - Knee | 12.11 - KNEE ACCESSORIES | 12.11.11 - Stem Extenders, Sleeves and other couplings |  | Metaphyseal | BH063 | 2498 |  | Zimmer Biomet Pty Ltd | Regenerex Sleeve Augment | Augment, cone or finned sleeve, SSK/OSS Systems, Ti | (25mm to 40mm, Type A or B) x Extra small/Large | 98451 | October 2016 |  | Changed Benefit.
12 - Knee | 12.11 - KNEE ACCESSORIES | 12.11.11 - Stem Extenders, Sleeves and other couplings |  | Metaphyseal | DY156 | 2498 |  | Johnson & Johnson Medical Pty Ltd | LCS, PFC and SROM Knee Systems, femoral metaphyseal sleeve | Universal femoral metaphyseal sleeve, Porocoat, smaller size cemented, larger sizes uncemented, titanium | 20 - 46mm | 131657 | October 2016 |  | Changed Benefit.
12 - Knee | 12.11 - KNEE ACCESSORIES | 12.11.11 - Stem Extenders, Sleeves and other couplings |  | Metaphyseal | DY157 | 2498 |  | Johnson & Johnson Medical Pty Ltd | MBT Knee Systems tibial metaphyseal sleeve | Universal tibial metaphyseal sleeve, Porocoat, smaller size cemented or uncemented, larger sizes uncemented, titanium | 29 - 61mm | 98092 | October 2016 |  | Changed Benefit.
12 - Knee | 12.11 - KNEE ACCESSORIES | 12.11.11 - Stem Extenders, Sleeves and other couplings |  | Metaphyseal | JJ706 | 2498 |  | Johnson & Johnson Medical Pty Ltd | LCS, PFC & SROM Knee System - Universal Fully Porous Femoral Metaphyseal Sleeve | Universal Fully Beaded (Porocoat) Femoral Metaphyseal Titanium Sleeve | 31-46mm | 131657 | October 2016 |  | Changed Benefit.
12 - Knee | 12.11 - KNEE ACCESSORIES | 12.11.11 - Stem Extenders, Sleeves and other couplings |  | Metaphyseal | ZI485 | 2498 |  | Zimmer Biomet Pty Ltd | Trabecular Metal Tibial Cone | Trabecular Metal Tibial void filling cone for proximal metaphyseal bone surrounding stem, full or stepped | 31-67mm | 95761 | October 2016 |  | Changed Benefit.
12 - Knee | 12.11 - KNEE ACCESSORIES | 12.11.11 - Stem Extenders, Sleeves and other couplings |  | Metaphyseal | ZI516 | 2498 |  | Zimmer Biomet Pty Ltd | Trabecular Metal Femoral Cone | Trabecular Metal femoral void filling cone for distal metaphyseal bone surrounding stem | Small, Medium, Large | 95760 | October 2016 |  | Changed Benefit.
12 - Knee | 12.11 - KNEE ACCESSORIES | 12.11.11 - Stem Extenders, Sleeves and other couplings |  |  | BB351 | 722 |  | B Braun Australia Pty Ltd | Enduro Rotating Hinge Knee Femoral Stem locking nut neutral | The EnduRo is a Rotating Hinge Knee prosthesis that enables the Orthopaedic Surgeon to treat complex revision knee arthroplasty as well as unstable knees. | 1 size neutral (for all femoral stems) | 96481 | February 2017 |  | Changed Product Sub Group.
12 - Knee | 12.11 - KNEE ACCESSORIES | 12.11.11 - Stem Extenders, Sleeves and other couplings |  |  | CR254 | 722 |  | Corin Australia Pty Ltd | Unity Knee – Stem Extenders | Tibial Stem extenders and offset couplings -cemented | 3mm, 6mm Diameter Ø10-18 Length 60 and 100mm Offset and straight | 274747 | August 2017 |  | New Listing
12 - Knee | 12.11 - KNEE ACCESSORIES | 12.11.11 - Stem Extenders, Sleeves and other couplings |  | Metaphyseal | HW574 | 2498 |  | Stryker Australia Pty Ltd | Triathlon Tritanium Femoral Cone Augments | 3D printed Tritanium Cone Augments intended for filling bone voids in metaphyseal region of bone. CPTi porous foam for biological fixation or cement interdigitation, for use with Triathlon TS cemented or uncemented stems | Femoral Cone Augments, 6 sizes, L & R (Size 1-2, Size 3, 4, 5, 6 and Size 7-8) | 262263 | February 2017 |  | Changed Product Sub Group.
12 - Knee | 12.11 - KNEE ACCESSORIES | 12.11.11 - Stem Extenders, Sleeves and other couplings |  | Metaphyseal | HW575 | 2498 |  | Stryker Australia Pty Ltd | Triathlon Tritanium Symmetric Tibial Cone Augments | 3D printed Tritanium Cone Augments intended for filling bone voids in metaphyseal region of bone. CPTi porous foam for biological fixation or cement interdigitation, for use with Triathlon TS cemented or uncemented stems | Symmetric Tibial Cone Augments, 5 sizes (A – E) | 262263 | February 2017 |  | Changed Product Sub Group.
12 - Knee | 12.11 - KNEE ACCESSORIES | 12.11.11 - Stem Extenders, Sleeves and other couplings |  | Metaphyseal | HW576 | 2498 |  | Stryker Australia Pty Ltd | Triathlon Tritanium Asymmetric Tibial Cone Augments | 3D printed Tritanium Cone Augments intended for filling bone voids in metaphyseal region of bone. CPTi porous foam for biological fixation or cement interdigitation, for use with Triathlon TS cemented or uncemented stems. | Asymmetric Tibial Cone Augments, 4 sizes, LM/RL & RM/LL, (B-E). | 262263 | February 2017 |  | Changed Product Sub Group.
12 - Knee | 12.11 - KNEE ACCESSORIES | 12.11.11 - Stem Extenders, Sleeves and other couplings |  | Metaphyseal | MU152 | 2498 |  | Medacta Australia Pty Ltd | 3D Metal Tibial Cone | Tibial Cone | Centred cones, sizes from XS to L, Height 20-25 mm Eccentric cones, sizes from S to L, Height 20-25 mm | 254755 | August 2017 |  | New Listing
12 - Knee | 12.11 - KNEE ACCESSORIES | 12.11.11 - Stem Extenders, Sleeves and other couplings |  | Metaphyseal | OO174 | 2498 |  | Oceania Orthopaedics | EPORE Cones/Components | Femoral/Tibial metaphyseal Cones and Components, 3D Printed titanium | Sizes 2-6 for Femur and Tibia, Left and Right | 221737 | August 2017 |  | Changed Product Name, Description, Size.
12 - Knee | 12.11 - KNEE ACCESSORIES | 12.11.11 - Stem Extenders, Sleeves and other couplings |  | Metaphyseal | SL073 | 2498 |  | Smith & Nephew Pty Ltd | Legion Tibial Cone | Tibial cone augment intended to fill cavitary bone defects in the proximal tibial metaphyseal bone. | Short-long, 18-30 mm | 238696 | August 2017 |  | New Listing
12 - Knee | 12.11 - KNEE ACCESSORIES | 12.11.11 - Stem Extenders, Sleeves and other couplings |  | Metaphyseal | SL074 | 2498 |  | Smith & Nephew Pty Ltd | Legion Femoral Cone | Femoral cone augment intended to fill cavitary bone defects in the femoral metaphyseal bone | left/right, 18-30mm | 238696 | August 2017 |  | New Listing
12 - Knee | 12.11 - KNEE ACCESSORIES | 12.11.12 - Temporary Spacers |  |  | ER297 | 1923 |  | Emergo Asia Pacific Pty Ltd | Spacer-K | Temporary implantable device for the treatment of infected total knee replacement, Composition - stainless steel core surrounded by PMMA impregnated with Gentamicin | Small, Medium, Large | 155141 | October 2016 |  | Changed Benefit.
13 - Spinal | 13.01 - Bone Screws | 13.01.01 - Pedicle, Monoaxial |  |  | DE356 | 930 |  | Device Technologies Australia Pty Ltd | EasySpine - Standard Pedicle Screws | The standard Pedicle screws allow for 20 degrees of angular variation between the screw axis and the rod in the axial plane; EasySPine is a spinal fusion system. | Diametres 4.25 to 7mm; lengths 30 to 50mm | 188177 | February 2012 |  | New Listing
13 - Spinal | 13.01 - Bone Screws | 13.01.01 - Pedicle, Monoaxial |  |  | DE380 | 930 |  | Device Technologies Australia Pty Ltd | SpineTune TL - Monoaxial Screws | These components are monoaxial pedicle screws | Diameters 4.5mm to 9.5mm in steps of 0.5mm Lengths 30mm to 100mm in steps of 5mm | 188177 | August 2012 |  | New Listing
13 - Spinal | 13.01 - Bone Screws | 13.01.01 - Pedicle, Monoaxial |  |  | HW385 | 930 |  | Stryker Australia Pty Ltd | Xia Spine System | Monoaxial Screw | Dia 4.5 - 8.5mm Length 25 - 60mm | 139620, 49029 | February 2012 |  | Changed Product Group, Product Sub Group, Benefit.
13 - Spinal | 13.01 - Bone Screws | 13.01.01 - Pedicle, Monoaxial |  |  | JJ936 | 930 |  | Johnson & Johnson Medical Pty Ltd | Expedium Spine System | Monoaxial Screw | 4 - 10mm Diameter | 97391 | August 2013 |  | Compressed from DY441, JJ645
13 - Spinal | 13.01 - Bone Screws | 13.01.01 - Pedicle, Monoaxial |  |  | JJ941 | 930 |  | Johnson & Johnson Medical Pty Ltd | Moss Miami Spinal System | Monoaxial Screw | 5-8mm Diameter | 128257, 145290 | August 2013 |  | Compressed from DP306, DP407, DP847
13 - Spinal | 13.01 - Bone Screws | 13.01.01 - Pedicle, Monoaxial |  |  | MC402 | 930 |  | Medtronic Australasia Pty Ltd | CD Horizon | Pedicle Screws | Diameter 4.5 - 7.5mm Length 25 - 80mm | 169514 | February 2012 |  | Changed Product Group, Product Sub Group, Benefit.
13 - Spinal | 13.01 - Bone Screws | 13.01.01 - Pedicle, Monoaxial |  |  | MC503 | 930 |  | Medtronic Australasia Pty Ltd | CD Horizon | Fixed Angle Screw | 25 - 90mm | 169514 | February 2012 |  | Changed Product Group, Product Sub Group, Benefit.
13 - Spinal | 13.01 - Bone Screws | 13.01.01 - Pedicle, Monoaxial |  |  | MC967 | 930 |  | Medtronic Australasia Pty Ltd | CD HORIZON Spinal System - Fixed Angle Screw | CD HORIZON SOLERA Fixed Angle Screw | Diameter: 4.0mm - 10.5mm Length: 15mm - 110mm | 169514 | February 2012 |  | Changed Product Group, Product Sub Group, Benefit.
13 - Spinal | 13.01 - Bone Screws | 13.01.01 - Pedicle, Monoaxial |  |  | NV001 | 930 |  | Nuvasive Australia and NZ Pty Ltd | SpheRx | Cannulated Fixed Axis Screw | 4.5 - 8.5mm diameter 25 - 65mm length | 132466 | February 2012 |  | Changed Product Group, Product Sub Group, Benefit.
13 - Spinal | 13.01 - Bone Screws | 13.01.01 - Pedicle, Monoaxial |  |  | NV051 | 930 |  | Nuvasive Australia and NZ Pty Ltd | SpheRx II Anterior (Fixed Screw) | Fixed screw | 5.5/6.5/7.5mm x (45-55mm) | 132466 | February 2012 |  | Changed Description, Product Group, Product Sub Group, Benefit.
13 - Spinal | 13.01 - Bone Screws | 13.01.01 - Pedicle, Monoaxial |  |  | NV056 | 930 |  | Nuvasive Australia and NZ Pty Ltd | Armada (Fixed Screw) | Fixed screw | 4.0/4.5/5.0/5.5/6.5/7.5 x 25-55mm | 132466 | February 2012 |  | Changed Description, Product Group, Product Sub Group, Benefit.
13 - Spinal | 13.01 - Bone Screws | 13.01.01 - Pedicle, Monoaxial |  |  | OF005 | 930 |  | Orthofix Australia Pty Limited | Firebird mono axial screws | Firebird mono axial pedicle screws in various diameters and lengths. Titanium. | 4.0, 4.5, 5.5, 6.5, 7.5. 8.5; 25mm-100mm in 5mm increments | 195012 | August 2014 |  | Transferred from AE141
13 - Spinal | 13.01 - Bone Screws | 13.01.01 - Pedicle, Monoaxial |  |  | OH357 | 930 |  | Orthotech Pty Ltd | Novel/Zenius Mono screw | Mono axial pedicle screw | 4.0-8.5 | 148858 | August 2012 |  | Changed Product Name.
13 - Spinal | 13.01 - Bone Screws | 13.01.01 - Pedicle, Monoaxial |  |  | PZ012 | 930 |  | Prism Surgical Designs Pty Ltd | Centaur Monoaxial Screw | Monoaxial screw | Diameter 4mm-10mm, lengths 20mm-110mm | 217033 | February 2014 |  | Duplicated from SF009
13 - Spinal | 13.01 - Bone Screws | 13.01.01 - Pedicle, Monoaxial |  |  | SX032 | 930 |  | Scientx Australia | Isobar TTL Monoaxial Screw | In Module Monoaxial Pedicle Screw | Diameter 4.5mm; 5.5mm; 6.2mm; 7mm - Length 25mm; 30mm; 35mm; 40mm; 45mm; 50mm; 55mm | 119276 | February 2012 |  | Changed Product Group, Product Sub Group, Benefit.
13 - Spinal | 13.01 - Bone Screws | 13.01.01 - Pedicle, Monoaxial |  |  | SX046 | 930 |  | Scientx Australia | Zodiac Spinal Fixation System - monoaxial screw, open | Open monoaxial screw | Diameter: 4.0mm, 4.5mm, 5.5mm, 6.5mm, 7.5mm, 8.5mm. Length: 20mm, 25mm, 30mm, 35mm, 40mm, 45mm, 50mm, 55mm, 60mm, 70mm, 75mm, 80mm. | 178208 | February 2012 |  | Changed Product Group, Product Sub Group, Benefit.
13 - Spinal | 13.01 - Bone Screws | 13.01.01 - Pedicle, Monoaxial |  |  | SX047 | 930 |  | Scientx Australia | Zodiac Spinal Fixation System - monoaxial screw, closed | Closed monoaxial screw | Diameter: 7.5mm, 8.5mm. Length: 25mm, 30mm, 35mm, 40mm, 45mm, 50mm, 55mm, 60mm, 70mm, 75mm, 80mm. | 178208 | February 2012 |  | Changed Product Group, Product Sub Group, Benefit.
13 - Spinal | 13.01 - Bone Screws | 13.01.01 - Pedicle, Monoaxial |  |  | SY597 | 930 |  | Johnson & Johnson Medical Pty Ltd | Universal Spine System | Pedicle screw | 25mm - 140mm | 133401 | February 2012 |  | Compressed from SY175, SY192
13 - Spinal | 13.01 - Bone Screws | 13.01.01 - Pedicle, Monoaxial |  |  | SY707 | 930 |  | Johnson & Johnson Medical Pty Ltd | Spinal Fixation System | Matrix Preassembled Monoaxial Pedicle Screw | 4.00mm - 9.00mm; 20mm - 100mm Length | 133401 | August 2012 |  | Expanded from SY567
13 - Spinal | 13.01 - Bone Screws | 13.01.01 - Pedicle, Monoaxial |  |  | TV015 | 930 |  | The Trustee for Range Orthopaedics Trust | Malibu Spinal System Monoaxial Screw | Monoaxial Bone Screw | 4.5mm x 25mm - 9.5mm x 80mm | 275794 | August 2017 |  | Transferred from PJ006
13 - Spinal | 13.01 - Bone Screws | 13.01.01 - Pedicle, Monoaxial |  |  | ZI513 | 930 |  | Zimmer Biomet Pty Ltd | Optima Spinal System - Monoaxial Pedicle Screw System | Monoaxial Pedicle screw system | Dia 4-8mm, length 20-60mm | 121585 | February 2012 |  | Changed Product Group, Product Sub Group, Benefit.
13 - Spinal | 13.01 - Bone Screws | 13.01.01 - Pedicle, Monoaxial |  | Cannulated | JJ820 | 960 |  | Johnson & Johnson Medical Pty Ltd | Viper Spinal System - monoaxial screw | Monoaxial screw | 30 - 80mm | 145290 | February 2012 |  | Changed Product Group, Product Sub Group, Suffix, Benefit.
13 - Spinal | 13.01 - Bone Screws | 13.01.01 - Pedicle, Monoaxial |  | Cannulated | OH355 | 960 |  | Orthotech Pty Ltd | Novel/Zenius Cannulated Mono screw | Monoaxial cannulated pedicle screw | 5.5-8.5 | 148858 | August 2012 |  | Changed Product Name, Description.
13 - Spinal | 13.01 - Bone Screws | 13.01.01 - Pedicle, Monoaxial |  | Cannulated | OH410 | 960 |  | Orthotech Pty Ltd | Ulrich Spine System cannulated monoaxial screws | Cannulated monoaxial screw | 4.5-10mm x 25-60mm | 130920 | February 2012 |  | New Listing
13 - Spinal | 13.01 - Bone Screws | 13.01.01 - Pedicle, Monoaxial |  | Cannulated | SY708 | 960 |  | Johnson & Johnson Medical Pty Ltd | Spinal Fixation System | Matrix Preassembled Monoaxial Pedicle Screw, Cannulated | 5.00mm - 8.00mm; 20mm - 65mm Length | 133401 | August 2012 |  | Expanded from SY567
13 - Spinal | 13.01 - Bone Screws | 13.01.01 - Pedicle, Monoaxial |  | Cannulated | ZI725 | 960 |  | Zimmer Biomet Pty Ltd | DTL Pedicle Screw | HA coated, Monaxial | D: 5.2mm, 6.00mm, 6.4mm, 7.2mm, 8.00mm. L: 35mm - 55mm | 125944 | February 2012 |  | Changed Product Group, Product Sub Group, Suffix, Benefit.
13 - Spinal | 13.01 - Bone Screws | 13.01.01 - Pedicle, Monoaxial |  | Closed | MC823 | 930 |  | Medtronic Australasia Pty Ltd | CD Horizon | Legacy Fixed Iliac Screw | 5.5mm to 8.5mm Diameter | 169514 | February 2012 |  | Changed Product Group, Product Sub Group, Suffix, Benefit.
13 - Spinal | 13.01 - Bone Screws | 13.01.01 - Pedicle, Monoaxial |  | Complex | MC636 | 1037 |  | Medtronic Australasia Pty Ltd | CD Horizon | Eclipse Dual Head Screws | 20-60mm | 169514 | February 2012 |  | Changed Product Group, Product Sub Group, Suffix, Benefit.
13 - Spinal | 13.01 - Bone Screws | 13.01.01 - Pedicle, Monoaxial |  | With Cap/Cover Plate | OH354 | 990 |  | Orthotech Pty Ltd | Novel/Zenius Reduction Mono screw | Monoaxial Reduction pedicle screw | 5.5-8.5 | 148858 | August 2012 |  | Changed Product Name, Description.
13 - Spinal | 13.01 - Bone Screws | 13.01.01 - Pedicle, Monoaxial |  | With Cap/Cover Plate | SX001 | 990 |  | Scientx Australia | Isobar TTL | Monoaxial Screw | D: 4.5 - 8mm, L: 25 - 50mm | 119276 | February 2012 |  | Changed Product Group, Product Sub Group, Suffix, Benefit.
13 - Spinal | 13.01 - Bone Screws | 13.01.01 - Pedicle, Monoaxial |  |  | BB373 | 930 |  | B Braun Australia Pty Ltd | Aesculap Spinal System | Monoaxial Screw - titanium alloy | All Sizes | 134538 | August 2017 |  | Compressed from BB226, BB227
13 - Spinal | 13.01 - Bone Screws | 13.01.01 - Pedicle, Monoaxial |  |  | BH070 | 930 |  | Zimmer Biomet Pty Ltd | Synergy/Polaris Spinal System | Open/Closed Screws | 4.0 to 8.0mm dia. | 146992 | February 2017 |  | Changed Size, Product Sub Group.
13 - Spinal | 13.01 - Bone Screws | 13.01.01 - Pedicle, Monoaxial |  |  | DU017 | 930 |  | SPINEART AUSTRALIA PTY. LTD. | Romeo 2 Posterior Thoraco-lumbar Fixation System - Monoxial Screw | Monomial pedicle screw | Diameter: 4mm, 5mm, 6mm, 7mm, 8mm Length: 25m, 30mm, 35mm, 40mm, 45mm, 50mm, 55mm, 60mm, 70mm, 80mm | 166153 | February 2017 |  | New Listing
13 - Spinal | 13.01 - Bone Screws | 13.01.01 - Pedicle, Monoaxial |  |  | ER222 | 930 |  | Emergo Asia Pacific Pty Ltd | SIGNUS Diplomat Pedicle Screw System - Monoaxial Screw | SIGNUS Diplomat Pedicle Screw System - Monoaxial Screw | dia (5.5-9.5 mm) xlength (30-70 mm) | 216751 | August 2015 |  | New Listing
13 - Spinal | 13.01 - Bone Screws | 13.01.01 - Pedicle, Monoaxial |  |  | ER231 | 930 |  | Emergo Asia Pacific Pty Ltd | Spineway Mont Blanc Pedicle Screw System-Pedicle Screw, Monoaxial | Spineway Mont Blanc Pedicle Screw System-Pedicle Screw, Monoaxial | dia (4-7 mm) x length (25-55 mm) | 235417, 235418 | August 2015 |  | New Listing
13 - Spinal | 13.01 - Bone Screws | 13.01.01 - Pedicle, Monoaxial |  |  | ER250 | 930 |  | Emergo Asia Pacific Pty Ltd | Amendia Savannah T Pedicle Screw System-Pedicle Screw, Monoaxial | Pedicle Screw System-Pedicle Screw, Monoaxial | dia (5.5-7.5 mm) x length (40-65 mm) | 234195 | August 2015 |  | New Listing
13 - Spinal | 13.01 - Bone Screws | 13.01.01 - Pedicle, Monoaxial |  |  | ER331 | 930 |  | Emergo Asia Pacific Pty Ltd | Ulrich Pedicle Screw System-Pedicle Screw, monoaxial | Ulrich Pedicle Screw System (uCentum,flamenco)-Pedicle Screw, monoaxial, standard or long arm | dia (4.5-10 mm) x length (25-60 mm) | 279706 | February 2017 |  | New Listing
13 - Spinal | 13.01 - Bone Screws | 13.01.01 - Pedicle, Monoaxial |  |  | ER359 | 930 |  | Emergo Asia Pacific Pty Ltd | Amendia ISSYS LP Spinal Fixation System-Pedicle Screw, Monoaxial | Amendia ISSYS LP Spinal Fixation System-Pedicle Screw, Monoaxial | dia (4.5-10 mm) x length (25-100 mm) | 281992 | February 2017 |  | New Listing
13 - Spinal | 13.01 - Bone Screws | 13.01.01 - Pedicle, Monoaxial |  |  | ER445 | 930 |  | Emergo Asia Pacific Pty Ltd | LnK Spinal Fixation System-Pedicle Screw, monoaxial | LnK Spinal Fixation System-Pedicle Screw, monoaxial;self tapping and non self tapping; standard and reduction; accommodates rods 5.0, 5.5, 6.0 and 6.35 mm dia. | dia (4.0-8.5mm) x length (20-150mm) | 286123 | August 2017 |  | New Listing
13 - Spinal | 13.01 - Bone Screws | 13.01.01 - Pedicle, Monoaxial |  |  | EV004 | 930 |  | Evolution Surgical | Katana Monoaxial Screw | The Katana Pedicle Screw System is intended to provide immobilization and stabilisation of spinal segments in skeletally mature patients, as an adjunct to fusion in the thoracic, lumbar and sacral spine. | 4.5-7.5mm diameter, 30-55mm length | 236041 | August 2017 |  | Changed Size.
13 - Spinal | 13.01 - Bone Screws | 13.01.01 - Pedicle, Monoaxial |  |  | LB083 | 930 |  | Globus Medical Australia | REVERE Monoaxial Screw | Monoaxial Screw | 4.0mm x 20-35mm in 5mm increments 4.5mm x 20-45mm in 5mm increments 5.0mm x 25-55mm in 5mm increments 5.5mm x 20 -50mm in 5mm increments 5.5 x 27mm in 5mm increments and 25mm-6mm increments in 5mm increments 6.5mm x 25-65mm in 5mm increments 6.5mm x 27mm -55mm in 5mm increments and 25mm - 65mm in 5mm increments 8.5mm x 25mm-65mm in 5mm increments 9.0mm x 25- 25mm-120mm in 5mm increments 10.0mm x 25mm-120mm in 5mm increments | 190039 | February 2016 |  | Changed Size.
13 - Spinal | 13.01 - Bone Screws | 13.01.01 - Pedicle, Monoaxial |  |  | LB084 | 930 |  | Globus Medical Australia | REVERE TRANSITION HA Coated Monoaxial Screw | Monoaxial Screw HA Coated | 6.5mm - 8.5mm x 35mm - 65mm | 190039 | February 2014 |  | Expanded from LB022
13 - Spinal | 13.01 - Bone Screws | 13.01.01 - Pedicle, Monoaxial |  |  | LB089 | 930 |  | Globus Medical Australia | CREO Stabilization System Preassembled Monoaxial Screw | The CREO Stabilization System implants are non-cervical spinal fixation devices intended for posterior pedicle screw fixation, posterior hook fixation or anterolateral fixation. | 4.75 and 5.5 4.0mm diameter to 8.5mm diameter 20mm to 90mm length | 190039 | August 2014 |  | New Listing
13 - Spinal | 13.01 - Bone Screws | 13.01.01 - Pedicle, Monoaxial |  |  | LH450 | 930 |  | Lifehealthcare Pty Ltd | DSS Pedicle Screw | The DSS Pedicle Screw is a mono-axial pedicle screw designed for implantation in the posterior thoracolumbar spine for skeletally mature patients | 5.0mm diameter x 30, 35, 40, 45, 50, 55, 60mm length 6.0mm diameter x 30, 35, 40, 45, 50, 55, 60mm length 7.0mm diameter x 30, 35, 40, 45, 50, 55, 60mm length 8.0mm diameter x 30, 35, 40, 45, 50, 55, 60mm length | 151022 | August 2015 |  | Changed Description, Product Sub Group.
13 - Spinal | 13.01 - Bone Screws | 13.01.01 - Pedicle, Monoaxial |  |  | LH519 | 930 |  | Lifehealthcare Pty Ltd | DSS Spinal System | Monoaxial Pedicle Screw - cannulated | 5-9mm Diam x 30-60mm length | 186733 | August 2014 |  | New Listing
13 - Spinal | 13.01 - Bone Screws | 13.01.01 - Pedicle, Monoaxial |  |  | MU126 | 930 |  | Medacta Australia Pty Ltd | M.U.S.T Monoaxial Pedicle Screws | Monoaxial Screws | 4.5 - 8mm; Length 25-90 mm. | 196964 | February 2014 |  | New Listing
13 - Spinal | 13.01 - Bone Screws | 13.01.01 - Pedicle, Monoaxial |  |  | NV112 | 930 |  | Nuvasive Australia and NZ Pty Ltd | Reline (Monoaxial Screw) | Fixed Screw | 4.0mm-12.5mm in diameter; 15-120mm in length | 209199 | August 2017 |  | Changed Size.
13 - Spinal | 13.01 - Bone Screws | 13.01.01 - Pedicle, Monoaxial |  |  | NV121 | 930 |  | Nuvasive Australia and NZ Pty Ltd | Precept (Fixed Screw) | Fixed Screw | 4.5-12.5mm diameter; 25-120mm length | 209199 | August 2014 |  | New Listing
13 - Spinal | 13.01 - Bone Screws | 13.01.01 - Pedicle, Monoaxial |  |  | PB008 | 930 |  | Australian Pacific Medical Pty Ltd | DPS Spine System - Monoaxial Pedicle Screw | Mono-axial pedicle screws | Diameter 4/5/6/7mm; Length 25 - 55mm. | 214788 | August 2014 |  | New Listing
13 - Spinal | 13.01 - Bone Screws | 13.01.01 - Pedicle, Monoaxial |  |  | RI013 | 930 |  | RTI Surgical Australia Pty Ltd | Streamline TL- Fixed Pedicle Screws | Fixed Pedicle Screws in various diameters and lengths (Titanium Alloy) | 4.5mm diameter x 20mm to 45mm in 5mm increments; 5.5,6.5 & 7.5mm diameters x 30mm to 60mm in 5mm increments | 233599 | August 2015 |  | New Listing
13 - Spinal | 13.01 - Bone Screws | 13.01.01 - Pedicle, Monoaxial |  |  | SQ103 | 930 |  | Surgical Specialties | RESPONSE Spine System – Uniaxial Screw | Pedicle Uniaxial Screw | 4-7mm diameter, 20mm-100mm | 233454 | August 2016 |  | Changed Size.
13 - Spinal | 13.01 - Bone Screws | 13.01.01 - Pedicle, Monoaxial |  |  | SV019 | 930 |  | Signature Spine and Joint Pty Ltd | AnyPlus Pedicle Screw System - Monoaxial Screws | The screws are not cannulated and are part of the AnyPlus Pedicle Screw System. A posterior pedicle screw fixation system intended to provide immobilization and stabilization of spinal vertebrae in the thoracic, lumbar and sacral regions. | Diameters 4.5mm to 8.5mm with length from 25mm to 70mm | 205570 | February 2014 |  | New Listing
13 - Spinal | 13.01 - Bone Screws | 13.01.01 - Pedicle, Monoaxial |  |  | SX100 | 930 |  | Scientx Australia | Arsenal Deformity Spinal Fixation System - Arsenal monoaxial screw | Monoaxial screws, fixed screws and iliac bolts | Monoxial screws: 4mm - 7mm diameter; 20mm - 130mm length Fixed screws: 4mm - 10.5mm diameter; 20mm - 130mm length Bolts: 6.5mm - 10.5mm diameter; 20mm - 130mm length; 0º, 5º, 10º, 15º, 20º, 25º and 30º | 178654 | August 2016 |  | New Listing
13 - Spinal | 13.01 - Bone Screws | 13.01.01 - Pedicle, Monoaxial |  |  | ZI881 | 930 |  | Zimmer Biomet Pty Ltd | APEX Spine System - Monoaxial Pedicle Screws | Monoaxial pedicle Screws Titanium | 4.75mm x 25mm - 85mm in 5mm increments; 5.5mm x 25mm - 85mm in 5mm increments; 6.25mm x 25mm - 85mm in 5mm increments; 7.0mm x 25mm - 100mm; 7.75mm x 25mm - 100mm; 8.5mm x 40mm - 100mm | 216458 | February 2014 |  | New Listing
13 - Spinal | 13.01 - Bone Screws | 13.01.01 - Pedicle, Monoaxial |  | Cannulated | BB367 | 960 |  | B Braun Australia Pty Ltd | Aesculap Spinal System | Monoaxial Cannulated Screw | All sizes | 134538 | August 2017 |  | New Listing
13 - Spinal | 13.01 - Bone Screws | 13.01.01 - Pedicle, Monoaxial |  | Cannulated | ER247 | 960 |  | Emergo Asia Pacific Pty Ltd | Amendia Savannah-T Pedicle Screw System-Pedicle Screw, Monoaxial, Cannulated | Savannah-T Pedicle Screw System-Pedicle Screw, Monoaxial, Cannulated | dia (6.5-8.5mm) x length (30-65mm) | 234195 | August 2015 |  | New Listing
13 - Spinal | 13.01 - Bone Screws | 13.01.01 - Pedicle, Monoaxial |  | Cannulated | ER330 | 960 |  | Emergo Asia Pacific Pty Ltd | Ulrich Pedicle Screw System-Pedicle Screw, monoaxial, cannulated | Ulrich Pedicle Screw System (cosmicMIA, uCentum)-Pedicle Screw, monoaxial, cannulated, with or without HA coating or fenestrations | dia (4.5-10 mm) x length (25-60 mm) | 279706 | February 2017 |  | New Listing
13 - Spinal | 13.01 - Bone Screws | 13.01.01 - Pedicle, Monoaxial |  | Cannulated | HW581 | 960 |  | Stryker Australia Pty Ltd | ES2 Augmentable Monoaxial Screw | Fenestrated Cannulated Monoaxial Screw | Dia 5.5mm to 7.5mm, length 30mm to 90mm | 279143 | February 2017 |  | New Listing
13 - Spinal | 13.01 - Bone Screws | 13.01.01 - Pedicle, Monoaxial |  | Cannulated | MU125 | 960 |  | Medacta Australia Pty Ltd | M.U.S.T Monoaxial Pedicle Screws Cannulated | Monoaxial screws cannulated | 5 - 7 mm: Length 30- 60 mm | 196964 | February 2017 |  | Changed Size.
13 - Spinal | 13.01 - Bone Screws | 13.01.01 - Pedicle, Monoaxial |  | Cannulated | NV151 | 960 |  | Nuvasive Australia and NZ Pty Ltd | Reline (Cannulated Monoaxial Screw) | Cannulated Fixed Pedicle Screw | 4.5-12.5mm diameter; 25-120mm length | 209199 | August 2017 |  | New Listing
13 - Spinal | 13.01 - Bone Screws | 13.01.01 - Pedicle, Monoaxial |  | Closed | ER239 | 930 |  | Emergo Asia Pacific Pty Ltd | Spineway Mont Blanc Pedicle Screw System-Pedicle Screw, Monoaxial (closed) | Spineway Mont Blanc Pedicle Screw System-Pedicle Screw, Monoaxial (closed) | dia (3.5-4.0 mm) x length (20-35 mm) | 235417, 235418 | August 2016 |  | Changed Product Name, Description, Size.
13 - Spinal | 13.01 - Bone Screws | 13.01.01 - Pedicle, Monoaxial |  | Integrated Locking Mechanism | ER202 | 1100 |  | Emergo Asia Pacific Pty Ltd | Mesa Monoaxial Screw | Monoaxial screw, rotating head | Diameter: 4.5mm - 8.5mm, Length: 25mm - 55mm | 154442 | August 2015 |  | Changed Suffix, Benefit.
13 - Spinal | 13.01 - Bone Screws | 13.01.02 - Pedicle, Polyaxial |  |  | BB224 | 1330 |  | B Braun Australia Pty Ltd | S4 Spinal System | Polyaxial Screw - titanium various sizes | All sizes | 134538 | February 2012 |  | Changed Product Group, Product Sub Group, Benefit.
13 - Spinal | 13.01 - Bone Screws | 13.01.02 - Pedicle, Polyaxial |  |  | DE353 | 1330 |  | Device Technologies Australia Pty Ltd | EasySpine - Alpha Pedicle Screws | Side-entry pedicle screws for EasySpine system allowing +/- degrees of angular variation in the axial and sagital plane | Diameters 4.25 to 8mm; lengths 30mm to 70mm | 188177 | February 2012 |  | New Listing
13 - Spinal | 13.01 - Bone Screws | 13.01.02 - Pedicle, Polyaxial |  |  | DE354 | 1330 |  | Device Technologies Australia Pty Ltd | EasySpine - LP Multiaxial Pedicle Screws | Pedicle screws with 10mm of offset and allow 70 degrees of head motion and +/-20 degrees of screw motion in a 360 degrees arc. | Packs of 1 only: 5, 6 and 7mm; lengths 30mm to 55mm. | 188177 | February 2012 |  | New Listing
13 - Spinal | 13.01 - Bone Screws | 13.01.02 - Pedicle, Polyaxial |  |  | DE381 | 1330 |  | Device Technologies Australia Pty Ltd | SpineTune TL - Polyaxial Screws | These components are Polyaxial Screws that insert into the pedicles of the spine. The polyaxial heads allow a rod to connect to the screw in at angles varying up to +/- 30 degrees from neutral alignment (60 degree range) | Length 30mm to 100mm in steps of 5mm Diameter 4.5mm to 8.5mm in steps of 0.5mm | 188177 | August 2012 |  | New Listing
13 - Spinal | 13.01 - Bone Screws | 13.01.02 - Pedicle, Polyaxial |  |  | HW384 | 1330 |  | Stryker Australia Pty Ltd | Xia Spine System | Polyaxial Screw | Dia: 4mm - 10.5mm Length: 20mm - 100mm | 139620 | February 2012 |  | Changed Product Group, Product Sub Group, Benefit.
13 - Spinal | 13.01 - Bone Screws | 13.01.02 - Pedicle, Polyaxial |  |  | JJ593 | 1330 |  | Johnson & Johnson Medical Pty Ltd | Mountaineer OCT Spinal System | CT Minipolyaxial Screw - Favoured Angle and Medial/Lateral | 3.5-4.35mm x 10 - 50mm | 128257 | February 2012 |  | Changed Product Group, Product Sub Group, Benefit.
13 - Spinal | 13.01 - Bone Screws | 13.01.02 - Pedicle, Polyaxial |  |  | JJ937 | 1330 |  | Johnson & Johnson Medical Pty Ltd | Summit Spinal system | Polyaxial Screws | 3.5 to 4mm | 92307 | August 2013 |  | Compressed from DY339, DY442
13 - Spinal | 13.01 - Bone Screws | 13.01.02 - Pedicle, Polyaxial |  |  | JJ940 | 1330 |  | Johnson & Johnson Medical Pty Ltd | Moss Miami Spinal System | Polyaxial Screw | 4.35 to 8mm diameter | 128257, 97391 | August 2013 |  | Compressed from DP307, DP408, DP848
13 - Spinal | 13.01 - Bone Screws | 13.01.02 - Pedicle, Polyaxial |  |  | KH033 | 1330 |  | KH NXGEN (AUS) Pty Limited | G5 Polyaxial Pedicle Screw | Polyaxial Pedicle Screw, Titanium Alloy | Diameter: 4.0 -7.5 Length: 25 -55mm | 187961 | February 2013 |  | New Listing
13 - Spinal | 13.01 - Bone Screws | 13.01.02 - Pedicle, Polyaxial |  |  | LB043 | 1330 |  | Globus Medical Australia | ELLIPSE Stabilization System, Polyaxial Screw | Polyaxial Bone Screw | 3.5mm - 4.5mm diameter 8mm x 50mm length | 190061 | February 2012 |  | New Listing
13 - Spinal | 13.01 - Bone Screws | 13.01.02 - Pedicle, Polyaxial |  |  | MC501 | 1330 |  | Medtronic Australasia Pty Ltd | CD Horizon | Multi-Axial screw (Stainless Steel) | 25 - 80mm | 169514 | February 2012 |  | Changed Product Group, Product Sub Group, Benefit.
13 - Spinal | 13.01 - Bone Screws | 13.01.02 - Pedicle, Polyaxial |  |  | MC545 | 1330 |  | Medtronic Australasia Pty Ltd | Vertex Spinal System | Screws | Diameter 3.5 - 4.5mm Length 6 - 52mm | 169514 | February 2012 |  | Changed Product Group, Product Sub Group, Benefit.
13 - Spinal | 13.01 - Bone Screws | 13.01.02 - Pedicle, Polyaxial |  |  | MC749 | 1330 |  | Medtronic Australasia Pty Ltd | Legacy HA Coated Screw | Hydroxyapatite coated pedicle screw | 4.5mm - 8.5mm | 169514 | February 2012 |  | Changed Product Group, Product Sub Group, Suffix, Benefit.
13 - Spinal | 13.01 - Bone Screws | 13.01.02 - Pedicle, Polyaxial |  |  | NK006 | 1330 |  | National Surgical Pty Ltd | Fortex Pedicle Screw system - Pedicle Screw | Polyaxial pedicle screw | 4.75, 5.5, 6.5, 7.5, 8.25mm diameter. 30, 35, 40, 45, 50, 55mm lengths | 159605, 160750, 170220 | August 2012 |  | Transferred from AX084
13 - Spinal | 13.01 - Bone Screws | 13.01.02 - Pedicle, Polyaxial |  |  | NK016 | 1330 |  | National Surgical Pty Ltd | X90 Pedicle Screw | Capless, Polyaxial pedicle screw | Diameter 4.75 - 8.25mm Length 30 -55mm | 159605 | February 2013 |  | New Listing
13 - Spinal | 13.01 - Bone Screws | 13.01.02 - Pedicle, Polyaxial |  |  | NV057 | 1330 |  | Nuvasive Australia and NZ Pty Ltd | Armada (Reduction Screw) | Reduction Screw | 4.5-8.5mm x 20-120mm | 132466 | February 2012 |  | Changed Description, Product Group, Product Sub Group, Benefit.
13 - Spinal | 13.01 - Bone Screws | 13.01.02 - Pedicle, Polyaxial |  |  | NV062 | 1330 |  | Nuvasive Australia and NZ Pty Ltd | SpheRx II Anterior (Polyaxial Screw) | Polyaxial screw | 5.5/6.5/7.5mm x (25-50mm) | 132466 | February 2012 |  | Changed Description, Product Group, Product Sub Group, Benefit.
13 - Spinal | 13.01 - Bone Screws | 13.01.02 - Pedicle, Polyaxial |  |  | NV067 | 1330 |  | Nuvasive Australia and NZ Pty Ltd | Armada (Polyaxial Screws) | Polyaxial screw | Polyaxial Screw 4.5-10.0mm x 25-120mm lliac Screw 6.5/7.5/8.5/9.5mm (60/70/80/90/100mm) Provisional locking screw size ranges from 4.0mmx25-45mm, 4.5mmx25-45mm, 5.0mmx25-50mm, 5.5mmx25-55mm, 6.5mmx30-55mm Uniplanar Screw 5.0/5.5/6.5mm x 25/30/35/40/45/5 | 132466 | February 2012 |  | Changed Description, Size, Product Group, Product Sub Group, Suffix, Benefit.
13 - Spinal | 13.01 - Bone Screws | 13.01.02 - Pedicle, Polyaxial |  |  | OF006 | 1330 |  | Orthofix Australia Pty Limited | Firebird multi axial screws | Firebird multiaxial pedicle screws in various diameters and lengths. Titanium. | 4.0, 4.5, 5.5, 6.5, 7.5, 8.5; 25mm-100mm in 5mm increments | 195012 | August 2014 |  | Transferred from AE146
13 - Spinal | 13.01 - Bone Screws | 13.01.02 - Pedicle, Polyaxial |  |  | OF007 | 1330 |  | Orthofix Australia Pty Limited | Spinal Fixation System | Multi screw - Titanium | 5.5 x 35mm up to 55mm in 5mm increments; 6.5 x 35mm up to 60mm in 5mm increments; 7.5 x 35mm up to 60mm in 5mm increments | 195012 | August 2014 |  | Transferred from AE160
13 - Spinal | 13.01 - Bone Screws | 13.01.02 - Pedicle, Polyaxial |  |  | OF008 | 1330 |  | Orthofix Australia Pty Limited | Blackstone - Posterior Cervical System | Mini-Multi-Axial Screw | 3.5-4mmx10-30mm (2mm increments) | 195012 | August 2014 |  | Transferred from AE178
13 - Spinal | 13.01 - Bone Screws | 13.01.02 - Pedicle, Polyaxial |  |  | OH353 | 1330 |  | Orthotech Pty Ltd | Novel/Zenius Reduction Poly Screw | Polyaxial Reduction pedicle screw | 5.5-8.5 | 148858 | August 2012 |  | Changed Product Name, Description.
13 - Spinal | 13.01 - Bone Screws | 13.01.02 - Pedicle, Polyaxial |  |  | OH358 | 1330 |  | Orthotech Pty Ltd | Novel/Zenius Poly screw | Poly axial pedicle screw | 4.0-8.5 | 148858 | August 2012 |  | Changed Product Name.
13 - Spinal | 13.01 - Bone Screws | 13.01.02 - Pedicle, Polyaxial |  |  | SK225 | 1330 |  | Stryker Australia Pty Ltd | Oasys-Occipito Cervico Thoracic System | Multiaxial Screw | 3.5mm x 10mm - 40mm 4.0mm x 10mm - 50mm 4.5mm x 20mm - 52mm | 139921, 94635 | February 2012 |  | Changed Size, Product Group, Product Sub Group, Benefit.
13 - Spinal | 13.01 - Bone Screws | 13.01.02 - Pedicle, Polyaxial |  |  | SX002 | 1330 |  | Scientx Australia | Isobar TTL | Polyaxial Screw | D: 4.5 - 8mm, L: 30 - 55mm | 119276 | February 2012 |  | Changed Product Group, Product Sub Group, Suffix, Benefit.
13 - Spinal | 13.01 - Bone Screws | 13.01.02 - Pedicle, Polyaxial |  |  | SX031 | 1330 |  | Scientx Australia | Isobar TTL Polyaxial Screw | In Module Polyaxial Pedicle Screw | Diameter 4.5mm; 5.5mm; 6.2mm; 7mm - Length 25mm; 30mm; 35mm; 40mm; 45mm; 50mm; 55mm | 119276 | February 2012 |  | Changed Product Group, Product Sub Group, Benefit.
13 - Spinal | 13.01 - Bone Screws | 13.01.02 - Pedicle, Polyaxial |  |  | SX044 | 1330 |  | Scientx Australia | Zodiac Spinal Fixation System - polyaxial screw, non-cannulated | Non-cannulated polyaxial screw, including uniplanar, high top and sacral | Diameter: 4.0mm, 4.5mm, 5.0mm, 5.5mm, 6.5mm, 7.5mm, 8.5mm. Length: 20mm, 25mm, 30mm, 35mm, 40mm, 45mm, 50mm, 55mm, 60mm, 65mm, 70mm, 75mm, 80mm, 85mm, 90mm, 95mm, 100mm. | 178208 | February 2012 |  | Changed Product Group, Product Sub Group, Benefit.
13 - Spinal | 13.01 - Bone Screws | 13.01.02 - Pedicle, Polyaxial |  |  | SX063 | 1330 |  | Scientx Australia | Solanas Posterior Cervico-thoracic Fixation System - Poly-axial Screw | Poly-axial Screw | Thread diameter: 3.5mm, 4.0mm, 4.35mm; Thread length: 8 to 60mm by increments or 2 or 4mm | 182735 | February 2012 |  | New Listing
13 - Spinal | 13.01 - Bone Screws | 13.01.02 - Pedicle, Polyaxial |  |  | SY007 | 1330 |  | Johnson & Johnson Medical Pty Ltd | Click'X Spinal Fixation System | Pedicle Screw: Preassembled | Length 25-80mm | 133401 | February 2012 |  | Changed Product Group, Product Sub Group, Benefit.
13 - Spinal | 13.01 - Bone Screws | 13.01.02 - Pedicle, Polyaxial |  |  | SY289 | 1330 |  | Johnson & Johnson Medical Pty Ltd | USS llio-Sacral Fixation system | Polyaxial screw | 20mm to 140mm | 133401 | February 2012 |  | Changed Product Group, Product Sub Group, Benefit.
13 - Spinal | 13.01 - Bone Screws | 13.01.02 - Pedicle, Polyaxial |  |  | SY309 | 1330 |  | Johnson & Johnson Medical Pty Ltd | Axon Spinal System | Variable axis screw | 3.0mm - 4.5mm diameter, 4mm to 60mm length | 133401 | February 2012 |  | Changed Product Group, Product Sub Group, Benefit.
13 - Spinal | 13.01 - Bone Screws | 13.01.02 - Pedicle, Polyaxial |  |  | SY337 | 1330 |  | Johnson & Johnson Medical Pty Ltd | Universal Spinal System (USS) | Polyaxial Pedicle Screw, titanium | 4.0mm to 9.00mm | 133401 | February 2012 |  | Changed Product Group, Product Sub Group, Benefit.
13 - Spinal | 13.01 - Bone Screws | 13.01.02 - Pedicle, Polyaxial |  |  | SY441 | 1330 |  | Johnson & Johnson Medical Pty Ltd | Synapse | Posterior Cervical Polyaxial Screw System | 3.5mm-4.5mm Diameter; 8mm-50mm Length | 133401 | February 2012 |  | Changed Product Group, Product Sub Group, Benefit.
13 - Spinal | 13.01 - Bone Screws | 13.01.02 - Pedicle, Polyaxial |  |  | SY447 | 1330 |  | Johnson & Johnson Medical Pty Ltd | Spinal Fixation System | Universal Reduction Screw | 4.0mm - 9.0mm Diameter; 20mm-100mm Length | 133401 | February 2012 |  | Changed Product Group, Product Sub Group, Benefit.
13 - Spinal | 13.01 - Bone Screws | 13.01.02 - Pedicle, Polyaxial |  |  | SY566 | 1330 |  | Johnson & Johnson Medical Pty Ltd | Spinal Fixation System | Matrix Reduction Screw | 4.0mm - 8.00mm; 20mm - 65mm Length | 133401 | February 2012 |  | Changed Product Group, Product Sub Group, Benefit.
13 - Spinal | 13.01 - Bone Screws | 13.01.02 - Pedicle, Polyaxial |  |  | SY705 | 1330 |  | Johnson & Johnson Medical Pty Ltd | Spinal Fixation System | Matrix Preassembled Polyaxial Pedicle Screw | 4.00mm - 9.00mm; 20mm - 100mm Length | 13330 | August 2012 |  | Expanded from SY565
13 - Spinal | 13.01 - Bone Screws | 13.01.02 - Pedicle, Polyaxial |  |  | TV014 | 1330 |  | The Trustee for Range Orthopaedics Trust | Malibu Spinal System Polyaxial Screw | Polyaxial screw | 4.5mm x 20mm - 8.5mm x 110mm in 5mm increments |  | August 2017 |  | Transferred from PJ017
13 - Spinal | 13.01 - Bone Screws | 13.01.02 - Pedicle, Polyaxial |  |  | ZI475 | 1330 |  | Zimmer Biomet Pty Ltd | Silhouette Spinal System Implants | Polyaxial Screw Assembly with Tabs | 5.5 x 25mm to 8.5 x 60mm | 111775 | February 2012 |  | Changed Product Group, Product Sub Group, Benefit.
13 - Spinal | 13.01 - Bone Screws | 13.01.02 - Pedicle, Polyaxial |  |  | ZI514 | 1330 |  | Zimmer Biomet Pty Ltd | Optima Spinal System - Polyaxial Pedicle Screw System | Polyaxial Pedicle Screw System | Diameter 4-8mm, length 20-60mm | 121585 | February 2012 |  | Changed Size, Product Group, Product Sub Group, Benefit.
13 - Spinal | 13.01 - Bone Screws | 13.01.02 - Pedicle, Polyaxial |  |  | ZI616 | 1330 |  | Zimmer Biomet Pty Ltd | SEQUOIA PEDICLE SCREW SYSTEM | Polyaxial Screw | 4.5mm - 8.5mm dia, 25mm-60mm length | 157925 | February 2012 |  | Changed Product Group, Product Sub Group, Benefit.
13 - Spinal | 13.01 - Bone Screws | 13.01.02 - Pedicle, Polyaxial |  |  | ZI660 | 1330 |  | Zimmer Biomet Pty Ltd | Nex-Link | Spinal Fixation System, Polyaxial Screws | 3.5mmx10mm - 4.00mmx22mm; 4.5 x 20-40mm(5mm increments); 5.5mm x 20-45mm (5mm increments) | 157925 | February 2012 |  | Changed Product Group, Product Sub Group, Benefit.
13 - Spinal | 13.01 - Bone Screws | 13.01.02 - Pedicle, Polyaxial |  | cannulated | DE382 | 1390 |  | Device Technologies Australia Pty Ltd | SpineTune Tl - Cannulated Polyaxial Screws | These products are cannulated Polyaxial Screws that insert into the pedicles of the spine. The polyaxial heads allow a rod to connect to the screw in at angles varying up to +/-30 degrees from neutral alignment (60 degree range) and the cannulation allows the screws to be placed into minimally-invasive incisions along a guide wire. | Length 30mm to 100mm in steps of 5mm Diameter 5.5mm to 8.5mm in steps of 0.5mm | 188177 | August 2012 |  | New Listing
13 - Spinal | 13.01 - Bone Screws | 13.01.02 - Pedicle, Polyaxial |  | Cannulated | ER025 | 1390 |  | Emergo Asia Pacific Pty Ltd | Denali cannulated polyaxial screw | Cannulated polyaxial pedicle screw | Diameter: 5.5mm, 6.5mm and 7.5mm Length: 35 to 55mm | 154442 | February 2012 |  | Changed Product Group, Product Sub Group, Suffix, Benefit.
13 - Spinal | 13.01 - Bone Screws | 13.01.02 - Pedicle, Polyaxial |  | cannulated | HW484 | 1390 |  | Stryker Australia Pty Ltd | ES2 Spinal System, Screw | Polyaxial cannulated screw with integrated blades | Diam 4.5mm to 8.5mm, Length 25mm to 90mm | 179471 | February 2013 |  | New Listing
13 - Spinal | 13.01 - Bone Screws | 13.01.02 - Pedicle, Polyaxial |  | Cannulated | HW521 | 1390 |  | Stryker Australia Pty Ltd | Mantis Augmentable Screw | Augmentable Pedicle Screw | 5.5-8.5mm diameter, 40-65mm Length | 179471 | August 2013 |  | New Listing
13 - Spinal | 13.01 - Bone Screws | 13.01.02 - Pedicle, Polyaxial |  | Cannulated | LB018 | 1390 |  | Globus Medical Australia | REVOLVE Stabilization System Poliaxial Screw | Polyaxial, cannulated pedicale screw | 5.5mm - 8.5mm diameter 30mm - 90mm length | 190043 | February 2012 |  | New Listing
13 - Spinal | 13.01 - Bone Screws | 13.01.02 - Pedicle, Polyaxial |  | Cannulated | MC439 | 1390 |  | Medtronic Australasia Pty Ltd | CD Horizon | Cannulated Pedicle Screw | 20mm - 80mm | 169514 | February 2012 |  | Changed Product Group, Product Sub Group, Suffix, Benefit.
13 - Spinal | 13.01 - Bone Screws | 13.01.02 - Pedicle, Polyaxial |  | Cannulated | MC586 | 1390 |  | Medtronic Australasia Pty Ltd | CD Horizon Sextant Percutaneous Cannulated Multi Axial Screw | Cannulated titanium percutaneous multi axial screw | Dia 3.5 to 9.5mm, Length 15 to 65mm | 169514 | February 2012 |  | Changed Product Group, Product Sub Group, Suffix, Benefit.
13 - Spinal | 13.01 - Bone Screws | 13.01.02 - Pedicle, Polyaxial |  | Cannulated | MC736 | 1390 |  | Medtronic Australasia Pty Ltd | Vertex Max Cannulated Screw | Posterior cannulated cervical screw | Diameter 3.5 - 4.5mm Length 20 - 60mm | 169514 | February 2012 |  | Changed Product Group, Product Sub Group, Suffix, Benefit.
13 - Spinal | 13.01 - Bone Screws | 13.01.02 - Pedicle, Polyaxial |  | Cannulated | NV019 | 1390 |  | Nuvasive Australia and NZ Pty Ltd | System: SphRX Component: Cannulated Polyaxial Screw | Cannulated Polyaxial Screw, Fixation Bone Screws | 45-7.5mm Diameter; 25-80mm Length | 132466 | February 2012 |  | Changed Product Group, Product Sub Group, Suffix, Benefit.
13 - Spinal | 13.01 - Bone Screws | 13.01.02 - Pedicle, Polyaxial |  | Cannulated | NV087 | 1390 |  | Nuvasive Australia and NZ Pty Ltd | Precept (Polyaxial Screw) | Polyaxial Screw | 4.5 x 25-45mm, 5.5-8.5 x 30-100mm | 132466 | August 2012 |  | New Listing
13 - Spinal | 13.01 - Bone Screws | 13.01.02 - Pedicle, Polyaxial |  | cannulated | NV089 | 1390 |  | Nuvasive Australia and NZ Pty Ltd | Armada (Fenestrated Screw) | Fenestrated Screw | 5.5 - 8.5 x 30-65mm | 132466 | February 2013 |  | New Listing
13 - Spinal | 13.01 - Bone Screws | 13.01.02 - Pedicle, Polyaxial |  | Cannulated | OF009 | 1390 |  | Orthofix Australia Pty Limited | Firebird cannulated multi axial screws | cannulated multiaxial pedicle screws in various diameters and lengths. Titanium. | 4.0, 4.5, 5.5, 6.5, 7..5, 8.5; 25-100mm in 5mm increments | 195012 | August 2014 |  | Transferred from AE143
13 - Spinal | 13.01 - Bone Screws | 13.01.02 - Pedicle, Polyaxial |  | Cannulated | OH356 | 1390 |  | Orthotech Pty Ltd | Novel/Zenius Cannulated poly screw | Poly axial cannulated pedicle screw | 5.5-8.5 | 148858 | August 2012 |  | Changed Product Name, Size.
13 - Spinal | 13.01 - Bone Screws | 13.01.02 - Pedicle, Polyaxial |  | Cannulated | SR042 | 1390 |  | Stryker Australia Pty Ltd | MANTIS | Screw, Cannulated, Multiaxial, Ti | 4.5mm - 7.5mm x 25mm - 60mm | 94635 | February 2012 |  | Changed Product Group, Product Sub Group, Suffix, Benefit.
13 - Spinal | 13.01 - Bone Screws | 13.01.02 - Pedicle, Polyaxial |  | Cannulated | SX045 | 1390 |  | Scientx Australia | Zodiac Spinal Fixation System - polyaxial screw, cannulated | Cannulated polyaxial screw, including high top and sacral | Diameter: 4.5mm, 5.5mm, 6.5mm, 7.5mm. Length: 30mm, 35mm, 40mm, 45mm, 50mm, 55mm, 60mm. | 178208 | February 2012 |  | Changed Product Group, Product Sub Group, Suffix, Benefit.
13 - Spinal | 13.01 - Bone Screws | 13.01.02 - Pedicle, Polyaxial |  | Cannulated | SX050 | 1390 |  | Scientx Australia | Illico MIS Posterior Fixation System - screw | Cannulated polyaxial screw, including sacral and high top | Diameter: 4.5mm, 5.5mm, 6.5mm, 7.5mm. Length: 30mm, 35mm, 40mm, 45mm, 50mm, 55mm, 60mm. | 178208 | February 2012 |  | Changed Product Group, Product Sub Group, Suffix, Benefit.
13 - Spinal | 13.01 - Bone Screws | 13.01.02 - Pedicle, Polyaxial |  | Cannulated | SY336 | 1390 |  | Johnson & Johnson Medical Pty Ltd | Click'x Spinal System | Cannulated Screws | 4.0mm to 9.0mm | 133401 | February 2012 |  | Changed Product Group, Product Sub Group, Suffix, Benefit.
13 - Spinal | 13.01 - Bone Screws | 13.01.02 - Pedicle, Polyaxial |  | cannulated | SY706 | 1390 |  | Johnson & Johnson Medical Pty Ltd | Spinal Fixation System | Matrix Preassembled Pedicle Screw, Cannulated | 5.00mm - 9.00mm; 20mm - 65mm Length | 133401 | August 2012 |  | Expanded from SY565
13 - Spinal | 13.01 - Bone Screws | 13.01.02 - Pedicle, Polyaxial |  | Cannulated | ZI681 | 1390 |  | Zimmer Biomet Pty Ltd | Pathfinder | Minimally invasive pedicle fixation system | Cannulated Polyaxial Screws 4.5mm, 5.5mm, 6.5, 7.5mm | 157925 | February 2013 |  | Changed Size.
13 - Spinal | 13.01 - Bone Screws | 13.01.02 - Pedicle, Polyaxial |  | Complex | JJ738 | 1330 |  | Johnson & Johnson Medical Pty Ltd | Expedium Spine System | DI Favoured Angle Reduction Tab Polyaxial Screw | 4.35-10mm Diameter 20 - 100mm Length | 97391 | February 2012 |  | Changed Product Group, Product Sub Group, Suffix, Benefit.
13 - Spinal | 13.01 - Bone Screws | 13.01.02 - Pedicle, Polyaxial |  | Shank | BB011 | 665 |  | B Braun Australia Pty Ltd | Spine System Evolution | Screw | Dia 5 - 8mm, length 30 - 55mm | 134538 | February 2012 |  | Changed Product Group, Product Sub Group, Suffix, Benefit.
13 - Spinal | 13.01 - Bone Screws | 13.01.02 - Pedicle, Polyaxial |  | Shank | BH079 | 665 |  | Zimmer Biomet Pty Ltd | Synergy/Polaris Spinal System | Variable Locking Screws | 4.75-8.5mm | 146992 | February 2012 |  | Changed Product Group, Product Sub Group, Suffix, Benefit.
13 - Spinal | 13.01 - Bone Screws | 13.01.02 - Pedicle, Polyaxial |  | shank | MC458 | 665 |  | Medtronic Australasia Pty Ltd | TSRH 3D | Screw | 4.5 -8.5mm diameter | 169514 | February 2012 |  | Changed Product Group, Product Sub Group, Suffix, Benefit.
13 - Spinal | 13.01 - Bone Screws | 13.01.02 - Pedicle, Polyaxial |  | shank | MC459 | 665 |  | Medtronic Australasia Pty Ltd | TSRH 3D | Extended Post Screw | 30 - 60mm | 169514 | February 2012 |  | Changed Product Group, Product Sub Group, Suffix, Benefit.
13 - Spinal | 13.01 - Bone Screws | 13.01.02 - Pedicle, Polyaxial |  | Shank | NV048 | 665 |  | Nuvasive Australia and NZ Pty Ltd | SpheRx PPS (Screw Shank) | Screw shank | 4.5/5.5/6.5/7.5/8.5mm x (25-50mm) | 132466 | February 2012 |  | Changed Description, Product Group, Product Sub Group, Suffix, Benefit.
13 - Spinal | 13.01 - Bone Screws | 13.01.02 - Pedicle, Polyaxial |  | Shank | NV084 | 665 |  | Nuvasive Australia and NZ Pty Ltd | Precept (Screw Shank) | Screw shank | 4.8-8.5mm x (25-50mm) | 132466 | August 2012 |  | New Listing
13 - Spinal | 13.01 - Bone Screws | 13.01.02 - Pedicle, Polyaxial |  | Shank | SY598 | 665 |  | Johnson & Johnson Medical Pty Ltd | Spinal Fixation System | Pedicle: Screw, Head | 4mm - 9mm D | 133401 | February 2012 |  | Compressed from SY179, SY379
13 - Spinal | 13.01 - Bone Screws | 13.01.02 - Pedicle, Polyaxial |  |  | BF006 | 1330 |  | Matrix Medical Innovations | Smartloc Spinal Fixation System/ Polyaxial Pedicle Screw & Reduction Screw | Polyaxial Pedicle Screw and Reduction Screw | Length 30mm – 55mm; Diameter 4.5mm, 5.5mm, 6.0mm, 6.5mm, 7.0mm, 7.5mm, 8.0mm | 150778 | August 2015 |  | Changed Product Name, Size, Product Sub Group, Benefit.
13 - Spinal | 13.01 - Bone Screws | 13.01.02 - Pedicle, Polyaxial |  |  | BH116 | 1330 |  | Zimmer Biomet Pty Ltd | Polaris Spine System | Polaris, Polyaxial screw, Titanium | 4.0-8.5mm dia | 168658 | February 2017 |  | Changed Size, Product Sub Group.
13 - Spinal | 13.01 - Bone Screws | 13.01.02 - Pedicle, Polyaxial |  |  | CR207 | 1330 |  | Corin Australia Pty Ltd | 3 Lock - Dual Lead Multiaxial Screw | Polyaxial screws for posterior lumbar stabilisation | Diameter: 4.5, 5.5, 6.0, 7.0, 8.0mm Length: 35-60mm, (5mm increments) | 215670 | February 2014 |  | New Listing
13 - Spinal | 13.01 - Bone Screws | 13.01.02 - Pedicle, Polyaxial |  |  | DU001 | 1330 |  | SPINEART AUSTRALIA PTY. LTD. | Perla Posterior Cervico-Thoracic Fixation System - Polyaxial Screw | Polyaxial lateral mass screws: polyaxial screws, smooth shank screws, preferred angle screws | Diameter: 3.5mm, 4.0mm Length (polyaxial and preferred angle): 8mm, 10mm, 12mm, 14mm, 16mm, 18mm, 20mm, 24mm, 28mm, 32mm, 36mm, 40mm, 44mm, 48mm, 52mm Length (smooth shank): 18mm, 20mm, 22mm, 24mm, 26mm, 28mm, 30mm, 32mm, 34mm, 36mm | 198720 | February 2017 |  | New Listing
13 - Spinal | 13.01 - Bone Screws | 13.01.02 - Pedicle, Polyaxial |  |  | DU018 | 1330 |  | SPINEART AUSTRALIA PTY. LTD. | Romeo 2 Posterior Thoraco-lumbar Fixation System - Polyaxial Screw, Reduction Screw, 25D Screw | Polyaxial screw, polyaxial reduction screw | Diameter: 4mm, 5mm, 6mm, 7mm, 8mm Length: 25mm, 30mm, 35mm, 40mm, 45mm, 50mm, 55mm, 60mm, 70mm, 80mm, 90mm | 166153 | February 2017 |  | New Listing
13 - Spinal | 13.01 - Bone Screws | 13.01.02 - Pedicle, Polyaxial |  |  | ER014 | 1330 |  | Emergo Asia Pacific Pty Ltd | Denali Spinal System / Polyaxial Pedicle Screw | Polyaxial Pedicle Screw | Diameter: 3.5 - 8.5mm, Length: 10 - 100mm | 154443 | February 2015 |  | Changed Size, Product Sub Group, Benefit.
13 - Spinal | 13.01 - Bone Screws | 13.01.02 - Pedicle, Polyaxial |  |  | ER049 | 1330 |  | Emergo Asia Pacific Pty Ltd | Everest Spinal System -Pedicle Screw | Polyaxial Pedicle Screw, Ti | Diameter: 4.5mm-10.5mm, Length: 25mm - 110mm (open or closed) | 193653 | August 2017 |  | Changed Size.
13 - Spinal | 13.01 - Bone Screws | 13.01.02 - Pedicle, Polyaxial |  |  | ER143 | 1330 |  | Emergo Asia Pacific Pty Ltd | Signus Pedicle Screw System-Pedicle Screw Polyaxial | Signus Pedicle Screw | 4.5 - 7.5mm x 30 - 70mm | 216751 | August 2014 |  | Changed Product Name, Description, Benefit.
13 - Spinal | 13.01 - Bone Screws | 13.01.02 - Pedicle, Polyaxial |  |  | ER248 | 1330 |  | Emergo Asia Pacific Pty Ltd | Amendia Savannah-T Pedicle Screw System-Polyaxial Pedicle Screw | Savannah-T Pedicle Screw System-Polyaxial Pedicle Screw-Low, Medium, Hip Top with standard and Grip Quick Threads | dia (5.5-7.5 mm) x length (30-65 mm) | 234195 | August 2015 |  | New Listing
13 - Spinal | 13.01 - Bone Screws | 13.01.02 - Pedicle, Polyaxial |  |  | ER293 | 1330 |  | Emergo Asia Pacific Pty Ltd | Spineway Mont Blanc Pedicle Screw System-Pedicle Screw, Polyaxial | Spineway Mont Blanc Pedicle Screw System-Pedicle Screw, Polyaxial | dia (4-8 mm) x length (25-110 mm) | 235417, 235418 | August 2016 |  | Expanded from ER230
13 - Spinal | 13.01 - Bone Screws | 13.01.02 - Pedicle, Polyaxial |  |  | ER310 | 1330 |  | Emergo Asia Pacific Pty Ltd | Ulrich posterior OCT System (neon3)-Pedicle Screws | Ulrich posterior OCT System (neon3)-Pedicle Screws, non-cannulated, lateral mass screws | dia (3.5-4 mm) x length (10-28 mm) | 279706 | February 2017 |  | New Listing
13 - Spinal | 13.01 - Bone Screws | 13.01.02 - Pedicle, Polyaxial |  |  | ER333 | 1330 |  | Emergo Asia Pacific Pty Ltd | Ulrich Pedicle Screw System-Pedicle Screw, Polyaxial | Ulrich Pedicle Screw System (uCentum, flamenco)-Pedicle Screw, Polyaxial, standard or long arm | dia (4.5-10 mm) x length (25-60 mm) | 279706 | February 2017 |  | New Listing
13 - Spinal | 13.01 - Bone Screws | 13.01.02 - Pedicle, Polyaxial |  |  | ER360 | 1330 |  | Emergo Asia Pacific Pty Ltd | Amendia ISSYS LP Spinal Fixation System-Pedicle Screw, Polyaxial | Amendia ISSYS LP Spinal Fixation System-Pedicle Screw, Polyaxial | dia (4.5-8.5 mm) x length (25-100 mm) | 281992 | February 2017 |  | New Listing
13 - Spinal | 13.01 - Bone Screws | 13.01.02 - Pedicle, Polyaxial |  |  | ER435 | 1330 |  | Emergo Asia Pacific Pty Ltd | LnK Posterior Cervical Fixation System-Polyaxial Screw | LnK Posterior Cervical Fixation System-Polyaxial Screw, standard, semi-reduction and reduction | Dia (3.5-4.0 mm) x length (8-50 mm) | 286122 | August 2017 |  | New Listing
13 - Spinal | 13.01 - Bone Screws | 13.01.02 - Pedicle, Polyaxial |  |  | ER446 | 1330 |  | Emergo Asia Pacific Pty Ltd | LnK Spinal Fixation System-Pedicle Screw, polyaxial | LnK Spinal Fixation System-Pedicle Screw; polyaxial; self tapping or non self tapping; standard or reduction; accommodates rods of 5.0, 5.5, 6.0 and 6.35mm in diameter | dia (4.0-8.5mm) x length (20-150mm) | 286123 | August 2017 |  | New Listing
13 - Spinal | 13.01 - Bone Screws | 13.01.02 - Pedicle, Polyaxial |  |  | EU001 | 1330 |  | Euros Orthopaedics Australia Pty Ltd | e.Spine PEDICULAR SCREW | spine Pedicular Screw for sacral-thoraco-lumbar osteosynthesis | Pedicle or Reduction pedicle; Diameter 4.35 Length 25 to 55 mm, Diameter 5 Length 25 to 60 mm, Diameter 6 Length 25 to 65 mm, Diameter 6.5 Length 25 to 70 mm, Diameter 7 Length 30 to 80 mm. | 171952 | February 2016 |  | Changed Size.
13 - Spinal | 13.01 - Bone Screws | 13.01.02 - Pedicle, Polyaxial |  |  | EY001 | 1330 |  | E4 SURGICAL PTY LTD | Reform Polyaxial Screw | Polyaxial Screw | Diameter 4.5mm to 10.5mm Length 25mm to 120mm | 287905 | August 2017 |  | New Listing
13 - Spinal | 13.01 - Bone Screws | 13.01.02 - Pedicle, Polyaxial |  |  | EY009 | 1330 |  | E4 SURGICAL PTY LTD | Reform POCT Polyaxial Screw | Polyaxial Screw | Length 8mm to 50mm | 287906 | August 2017 |  | New Listing
13 - Spinal | 13.01 - Bone Screws | 13.01.02 - Pedicle, Polyaxial |  |  | HC008 | 1330 |  | Health Care Surgical Pty Ltd | S14 Biospine Screw | Polyaxial Screw | 3.5-7mm, 25-50mm | 166115 | August 2014 |  | Changed Product Sub Group.
13 - Spinal | 13.01 - Bone Screws | 13.01.02 - Pedicle, Polyaxial |  |  | HC016 | 1330 |  | Health Care Surgical Pty Ltd | KM POLYAXIAL | Polyaxial Screw | W:3.5-7.5mm L:10-55mm | 201492 | February 2014 |  | New Listing
13 - Spinal | 13.01 - Bone Screws | 13.01.02 - Pedicle, Polyaxial |  |  | HW593 | 1330 |  | Stryker Australia Pty Ltd | Xia 4.5 CT Polyaxial Screw | Cortical Thread Polyaxial Screw | Dia 4mm to 6.5mm, length 20mm to 45mm | 279160 | August 2017 |  | New Listing
13 - Spinal | 13.01 - Bone Screws | 13.01.02 - Pedicle, Polyaxial |  |  | IB005 | 1330 |  | Implament | Vertefix II Poly-Axial Screw | Multi/ Poly-Axial Pedicle Screw | Diameters: 5.5, 6.5, 7.5mm length: 35, 40, 45, 50mm | 188902 | February 2014 |  | New Listing
13 - Spinal | 13.01 - Bone Screws | 13.01.02 - Pedicle, Polyaxial |  |  | JJ944 | 1330 |  | Johnson & Johnson Medical Pty Ltd | Expedium Spine System | Polyaxial screws | 4.35 - 12mm diameter | 145290, 97391 | August 2015 |  | Changed Size, Product Sub Group.
13 - Spinal | 13.01 - Bone Screws | 13.01.02 - Pedicle, Polyaxial |  |  | LB079 | 1330 |  | Globus Medical Australia | REVERE Polyaxial Screw | Polyaxial screw | 5.5 Titanium, Alloy and Stainless Steel- 4.0-8.5mm x 20mm to 90mm in 5mm increments 5.5 Reduction screws - 5.5mm-7.5mm x 30mm-90mm in 5mm increments 6.35 Titanium Alloy and Stainless Steel - 5.5mm - 90mm x 25mm to 120mm in 5mm increments 5.5 Dual Diameter Screw Titanium Alloy and Stainless Steel - 5.5mm, 6.0mm 7.0mm, 7.5mm x 30mm to 100mm in 5mm increments 6.35 Dual Diameter Screws Titanium Alloy and Stainless Steel - 5.5mm, 6.0mm, 7.0mm, 7.5mm x 30mm to 65mm in 5mm increments 4.0-8.0mm diameter 20-90mm length 4.5 - 6.5mm diameter uniplanar fracture reduction screws, 25-55mm in 5mm increments | 190039 | February 2017 |  | Changed Size.
13 - Spinal | 13.01 - Bone Screws | 13.01.02 - Pedicle, Polyaxial |  |  | LB080 | 1330 |  | Globus Medical Australia | REVERE TRANSITION HA coated Pedicle Screw | Polyaxial Screw HA Coated, Dual Outer Diameter, Prefered Angle | 5.5mm-8.5mm x 35mm - 100mm | 196585 | February 2014 |  | Expanded from LB063
13 - Spinal | 13.01 - Bone Screws | 13.01.02 - Pedicle, Polyaxial |  |  | LB090 | 1330 |  | Globus Medical Australia | CREO Stabilization System Preassembled Polyaxial Screw | The CREO Stabilization System implants are non-cervical spinal fixation devices intended for posterior pedicle screw fixation, posterior hook fixation or anterolateral fixation. | 4.0mm diameter to 10.5mm diameter 20mm to 120mm length | 190039 | August 2017 |  | Changed Size.
13 - Spinal | 13.01 - Bone Screws | 13.01.02 - Pedicle, Polyaxial |  |  | LB130 | 1330 |  | Globus Medical Australia | CREO MCS - Polyaxial Screw | Pre-assembled dual outer diameter polyaxial screw | Diameter: 5.0- 6.5 mm, Length 20-45mm | 190039 | February 2016 |  | New Listing
13 - Spinal | 13.01 - Bone Screws | 13.01.02 - Pedicle, Polyaxial |  |  | LB146 | 1330 |  | Globus Medical Australia | CAPITOL Polyaxial Screw | Self-tapping polyaxial screw | 3.5 - 4.0mm diameter, 8-26mm length | 190061 | February 2017 |  | New Listing
13 - Spinal | 13.01 - Bone Screws | 13.01.02 - Pedicle, Polyaxial |  |  | LB153 | 1330 |  | Globus Medical Australia | QUARTEX Polyaxial Screws | Polyaxial screws | 3.5-5.5mm diameter 8-50mm length | 190061 | August 2017 |  | New Listing
13 - Spinal | 13.01 - Bone Screws | 13.01.02 - Pedicle, Polyaxial |  |  | MC675 | 1330 |  | Medtronic Australasia Pty Ltd | CD Horizon | Legacy Screw | Diameter 3.5 - 10.5mm | 169514 | August 2017 |  | Changed Size, Product Sub Group.
13 - Spinal | 13.01 - Bone Screws | 13.01.02 - Pedicle, Polyaxial |  |  | MC822 | 1330 |  | Medtronic Australasia Pty Ltd | CD Horizon | Legacy Multiaxial Iliac Screw | Dia 5.5 to 10.5mm | 169514 | August 2017 |  | Changed Size, Product Sub Group.
13 - Spinal | 13.01 - Bone Screws | 13.01.02 - Pedicle, Polyaxial |  |  | MC969 | 1330 |  | Medtronic Australasia Pty Ltd | CD HORIZON Spinal System - Multi-Axial Screw | CD HORIZON SOLERA Multi-Axial Screw, HA coated Multi-Axial Screw | Diameter: 4.0mm - 10.5mm | 169514 | August 2017 |  | Changed Description, Size, Product Sub Group.
13 - Spinal | 13.01 - Bone Screws | 13.01.02 - Pedicle, Polyaxial |  |  | MU109 | 1330 |  | Medacta Australia Pty Ltd | M.U.S.T. Polyaxial Pedicle Screws | Polyaxial Screws | 4.0 -10mm; length 20 -100mm | 196964 | August 2017 |  | Changed Size.
13 - Spinal | 13.01 - Bone Screws | 13.01.02 - Pedicle, Polyaxial |  |  | MU148 | 1330 |  | Medacta Australia Pty Ltd | M.U.S.T. Fenestrated Polyaxial Pedicle Screw | Fenestrated Polyaxial Pedicle Screw | Diameter 5-10mm, Length 30-90mm | 196964 | February 2016 |  | New Listing
13 - Spinal | 13.01 - Bone Screws | 13.01.02 - Pedicle, Polyaxial |  |  | MU153 | 1330 |  | Medacta Australia Pty Ltd | MUST MINI Polyaxial Screws | Polyaxial Screw | Diameter from 3.5 to 4.5 Lenght from 10 to 50 mm | 291175 | August 2017 |  | New Listing
13 - Spinal | 13.01 - Bone Screws | 13.01.02 - Pedicle, Polyaxial |  |  | NK034 | 1330 |  | National Surgical Pty Ltd | Certex Spinal Implant System Screw | Screws | Diameter 3.5mm - 4.5mm Length 10mm – 42mm | 229876 | August 2015 |  | New Listing
13 - Spinal | 13.01 - Bone Screws | 13.01.02 - Pedicle, Polyaxial |  |  | NV024 | 1330 |  | Nuvasive Australia and NZ Pty Ltd | VuePoint screw (multi axial) | Screw (mulit-axial) | 3.5-4.5mm diameter, 10-40mm length | 209198 | August 2017 |  | Changed Size, Product Sub Group.
13 - Spinal | 13.01 - Bone Screws | 13.01.02 - Pedicle, Polyaxial |  |  | NV115 | 1330 |  | Nuvasive Australia and NZ Pty Ltd | Reline (Polyaxial Screw) | Polyaxial Screw | 4.0-12.5mm diameter, 15-120mm length | 209199 | August 2017 |  | Changed Size.
13 - Spinal | 13.01 - Bone Screws | 13.01.02 - Pedicle, Polyaxial |  |  | NV117 | 1330 |  | Nuvasive Australia and NZ Pty Ltd | Reline (Reduction Screw) | Reduction Screw | 4.0-12.5mm in diameter; 15-120mm in length | 209199 | August 2017 |  | Changed Size.
13 - Spinal | 13.01 - Bone Screws | 13.01.02 - Pedicle, Polyaxial |  |  | NV119 | 1330 |  | Nuvasive Australia and NZ Pty Ltd | Precept (MP Polyaxial Screw) | Polyaxial Screw | 4.5-7.5mm diameter; 25-60mm length | 209199 | August 2014 |  | New Listing
13 - Spinal | 13.01 - Bone Screws | 13.01.02 - Pedicle, Polyaxial |  |  | OF059 | 1330 |  | Orthofix Australia Pty Limited | Centurion Multi-Axial Screws | Multi-Axial and Smooth Shank Multi-Axial Screws | 3.5mm Diameter – 10mm - 52mm in 2mm increments 4.0mm Diameter – 10mm - 52mm in 2mm increments 4.5mm Diameter – 10mm – 50mm in 5mm increments 5.0mm Diameter – 10mm – 50mm in 5mm increments | 195012 | August 2016 |  | New Listing
13 - Spinal | 13.01 - Bone Screws | 13.01.02 - Pedicle, Polyaxial |  |  | PB009 | 1330 |  | Australian Pacific Medical Pty Ltd | DPS Spine System - Polyaxial Pedicle Screw | Polyaxial pedicle screws | Diameter 4/5/6/7mm; Length 25 - 55mm | 214788 | August 2014 |  | New Listing
13 - Spinal | 13.01 - Bone Screws | 13.01.02 - Pedicle, Polyaxial |  |  | PZ013 | 1330 |  | Prism Surgical Designs Pty Ltd | Centaur Screw System | Polyaxial Screw | 4mm-13mm | 217033 | February 2015 |  | Changed Size.
13 - Spinal | 13.01 - Bone Screws | 13.01.02 - Pedicle, Polyaxial |  |  | PZ035 | 1330 |  | Prism Surgical Designs Pty Ltd | Corvus Spinal System | Polyaxial Screws | 10-34mm | 217033 | August 2014 |  | New Listing
13 - Spinal | 13.01 - Bone Screws | 13.01.02 - Pedicle, Polyaxial |  |  | PZ054 | 1330 |  | Prism Surgical Designs Pty Ltd | Centaur Screw System | Polyaxial Screw HA Coated | 4mm - 10mm | 217033 | February 2016 |  | Transferred from SF081
13 - Spinal | 13.01 - Bone Screws | 13.01.02 - Pedicle, Polyaxial |  |  | RI016 | 1330 |  | RTI Surgical Australia Pty Ltd | Streamline TL- Polyaxial Pedicle Screws | Polyaxial Pedicle Screws and Reduction Screws in various diameters and lengths (Titanium Alloy) | 4.5 x 20mm to 45mm in 5mm increments; 5.5 x 20mm to 60mm in 5mm increments; 6.5 x 20mm to 100mm in 5mm increments; 7.5 x 30mm to 100mm in 5mm increments; 8.5 x 35mm to 100mm in 5mm increments; 9.5 x 35 to 60mm in 5mm increments and 9.5 x 70mm to 100mm in 10mm increments; 10.5 & 11.5 x 35mm to 55mm in 5mm increments. Reduction: 5.5 & 6.5 & 7.5 x 30mm to 60mm in 5mm increments | 233599 | August 2015 |  | New Listing
13 - Spinal | 13.01 - Bone Screws | 13.01.02 - Pedicle, Polyaxial |  |  | SF112 | 1330 |  | Signature Orthopaedics | Freedom Polyaxial Screws | Polyaxial reduction screws with standard and extended tabs | Diameter 4.5 to 9.5mm, lengths from 25 to 60mm | 203838 | February 2016 |  | New Listing
13 - Spinal | 13.01 - Bone Screws | 13.01.02 - Pedicle, Polyaxial |  |  | SQ100 | 1330 |  | Surgical Specialties | RESPONSE Spine System – Polyaxial Screw | Pedicle Polyaxial Screw | 4-9mm diameter, 20mm-110mm | 233454 | August 2016 |  | Changed Size.
13 - Spinal | 13.01 - Bone Screws | 13.01.02 - Pedicle, Polyaxial |  |  | SV017 | 1330 |  | Signature Spine and Joint Pty Ltd | Sky Spinal Fixation System-Polyaxial Screw | The Poly axial screw is part of the Sky Spinal Fixation System, indicated for intrumentation of the occipital, posterior cervical and upper thoracic spine. | 3.5 x 8mm to 4.0 x 40mm | 205570 | February 2014 |  | New Listing
13 - Spinal | 13.01 - Bone Screws | 13.01.02 - Pedicle, Polyaxial |  |  | SV025 | 1330 |  | Signature Spine and Joint Pty Ltd | AnyPlus Pedicle Screw System-Polyaxial Screws | The screws are not cannulated and are part of the AnyPlus Pedicle Screw Systems. A posterior pedicle screw fixation system intended to provide immobilization and stabilization of spinal vertebrae in the thoracic, lumbar and sacral regions. | Diameters 4.5mm to 7.5mm with length from 25mm to 70mm | 205570 | February 2014 |  | New Listing
13 - Spinal | 13.01 - Bone Screws | 13.01.02 - Pedicle, Polyaxial |  |  | SV046 | 1330 |  | Signature Spine and Joint Pty Ltd | Santis Non cannulated Polyaxial Screws | Non Cannulated-Including Standard/ Reduction / Triple Thread Cortical | Non-cannulated- Diameter 5.5mm /Length 30mm-55mm; Diameter 6.5mm/ Length 35mm-60mm; Diameter 7.5mm /Length 35-60mm Non cannulated Reduction – Diameter 5.5mm/ Length 30mm-55mm/ Diameter 6.5mm/ Length 35mm-60mm; Diameter 7.5mm/ Length 35mm-60mm Non cannulated/ Triple Thread Cortical –Diameter-4mm /Length 20mm-30mm; Diameter 4.5mm/Length 20mm-30mm; Diameter 5.5mm/Length 25mm-40mm; Diameter 6.5mm/ Length 25-50mm | 226443 | February 2015 |  | New Listing
13 - Spinal | 13.01 - Bone Screws | 13.01.02 - Pedicle, Polyaxial |  |  | SX097 | 1330 |  | Scientx Australia | Arsenal polyaxial screw | Polyaxial pedicle screw | Diameter: 4.0mm, 4.5mm, 5.0mm, 5.5mm, 6.0mm, 6.5mm, 7.0mm, 7.2mm, 7.5mm, 8.0mm, 8.5mm, 9.0mm, 9.5mm, 10.0mm, 10.5mm Length: 20mm - 130mm (5mm increments) | 178654 | February 2016 |  | New Listing
13 - Spinal | 13.01 - Bone Screws | 13.01.02 - Pedicle, Polyaxial |  |  | SX099 | 1330 |  | Scientx Australia | Arsenal Cortical Bone Fixation (CBx) System | Polyaxial screw | Cortical screws - Diameter: 4.0mm - 7.5mm; Length: 15mm - 60mm. Cortico-Cancellous screws - Diameter: 4.0mm - 10.5mm; Length 15mm - 60mm. | 178654 | August 2016 |  | New Listing
13 - Spinal | 13.01 - Bone Screws | 13.01.02 - Pedicle, Polyaxial |  |  | SX101 | 1330 |  | Scientx Australia | Arsenal Deformity Spinal Fixation System - Arsenal polyaxial screw | Polyaxial and uniplanar screws | Polyaxial: 6.5mm - 10.5mm diameter; 20mm - 130mm length Uniplanar: 4.0mm - 7.5mm diameter; 20mm - 130mm length | 178654 | August 2016 |  | New Listing
13 - Spinal | 13.01 - Bone Screws | 13.01.02 - Pedicle, Polyaxial |  |  | TV011 | 1330 |  | The Trustee for Range Orthopaedics Trust | Malibu Spinal System Polyaxial Reduction Screw | Malibu Spinal System Polyaxial or Uni Planar Reduction Screw | 4.5mm x 25mm - 40mm in 5mm increments 5.5mm x 25mm - 50mm in 5mm increments 6.5mm x 35mm - 55mm in 5mm increments 7.5mm x 35mm - 55mm in 5mm increments | 275780 | August 2017 |  | Transferred from PJ011
13 - Spinal | 13.01 - Bone Screws | 13.01.02 - Pedicle, Polyaxial |  |  | UL007 | 1330 |  | Kynesis Pty Ltd | Precision Polyaxial Screws | Polyaxial reduction screws with standard and extended tabs | Diameter 4.5 to 9.5mm, lengths from 25 to 60mm | 229115 | February 2015 |  | New Listing
13 - Spinal | 13.01 - Bone Screws | 13.01.02 - Pedicle, Polyaxial |  |  | ZI882 | 1330 |  | Zimmer Biomet Pty Ltd | APEX Spine System - Polyaxial Pedicle Screws | Polyaxial Pedicle Screws Titanium | 4.75mm x 25mm - 85mm in 5 mm increments; 5.5mm x 25mm - 85mm in 5mm increments; 6.25mm x 25mm - 85mm in 5mm increments; 7.0mm x 25mm 0 100mm; 7.75mm xx25mm - 100mm;8.5mm x 40mm - 100mm | 216458 | February 2014 |  | New Listing
13 - Spinal | 13.01 - Bone Screws | 13.01.02 - Pedicle, Polyaxial |  |  | ZI905 | 1330 |  | Zimmer Biomet Pty Ltd | Virage Pedicle Polyaxial Screws | Pedicle polyaxial screws | 3.5mm-5.0mm x 10-45mm | 111775 | August 2015 |  | New Listing
13 - Spinal | 13.01 - Bone Screws | 13.01.02 - Pedicle, Polyaxial |  | Cannulated | BB364 | 1390 |  | B Braun Australia Pty Ltd | Aesculap Spinal System | Polyaxial Cannulated Screw | All Sizes | 134538 | August 2017 |  | New Listing
13 - Spinal | 13.01 - Bone Screws | 13.01.02 - Pedicle, Polyaxial |  | Cannulated | DU026 | 1390 |  | SPINEART AUSTRALIA PTY. LTD. | Romeo 2 MIS Posterior Thoraco-lumbar Fixation System - Cannulated Polyaxial Screw | Cannulated polyaxial pedicle screw, perforated cannulated polyaxial pedicle screw | Cannulated Screw - Diameter: 5mm, 6mm, 7mm Length: 30mm, 35mm, 40mm, 45mm, 50mm, 55mm, 60mm Perforated Cannulated Screw - Diameter: 5mm, 5.5mm, 6mm, 7mm, 8mm Length: 35mm, 40mm, 45mm, 50mm, 55mm, 60mm | 166153 | February 2017 |  | New Listing
13 - Spinal | 13.01 - Bone Screws | 13.01.02 - Pedicle, Polyaxial |  | Cannulated | DY556 | 1390 |  | Johnson & Johnson Medical Pty Ltd | Expedium Spine System | Polyaxial Screws | 4.35 - 12mm diameter | 145290 | August 2015 |  | Changed Description, Size, Benefit.
13 - Spinal | 13.01 - Bone Screws | 13.01.02 - Pedicle, Polyaxial |  | Cannulated | ER144 | 1390 |  | Emergo Asia Pacific Pty Ltd | Signus Pedicle Screw System-Pedicle Screw Polyaxial Cannulated | Signus Pedicle Screw System-Pedicle Screw Polyaxial Cannulated | 4.5 - 7.5mm x 30 - 70mm | 216751 | February 2014 |  | New Listing
13 - Spinal | 13.01 - Bone Screws | 13.01.02 - Pedicle, Polyaxial |  | Cannulated | ER214 | 1390 |  | Emergo Asia Pacific Pty Ltd | Everest Spinal System -Cannulated Screw | Polyaxial Screw, Cannulated | (4.5 -10.5)mm diam x (20-110)mm | 193653 | August 2017 |  | Changed Product Name, Size.
13 - Spinal | 13.01 - Bone Screws | 13.01.02 - Pedicle, Polyaxial |  | Cannulated | ER215 | 1390 |  | Emergo Asia Pacific Pty Ltd | Everest Spinal System-Fenestrated Screw | Polyaxial Screw, Fenestrated | (4.5 -9.5)mm diam x (20-110)mm | 193653 | August 2017 |  | Changed Product Name, Size.
13 - Spinal | 13.01 - Bone Screws | 13.01.02 - Pedicle, Polyaxial |  | Cannulated | ER249 | 1390 |  | Emergo Asia Pacific Pty Ltd | Amendia Savannah-T Pedicle Screw System-Polyaxial Pedicle Screw-Cannulated | Pedicle Screw System-Polyaxial Pedicle Screw-Cannulated, Low, Mid, High Top standard and Grip Quick Threads | dia (5.5-7.5 mm) x length (30-65 mm) | 234195 | August 2015 |  | New Listing
13 - Spinal | 13.01 - Bone Screws | 13.01.02 - Pedicle, Polyaxial |  | Cannulated | ER288 | 1390 |  | Emergo Asia Pacific Pty Ltd | Premia Spine Versalink Fixation System-Polyaxial Pedicle Screw | Premia Spine Versalink Fixation System-Cannulated Polyaxial Pedicle Screw | dia (5.5-8.5)mm x length (25-60)mm | 267145 | August 2016 |  | New Listing
13 - Spinal | 13.01 - Bone Screws | 13.01.02 - Pedicle, Polyaxial |  | Cannulated | ER292 | 1390 |  | Emergo Asia Pacific Pty Ltd | Spineway Mont Blanc Pedicle Screw System-Pedicle Screw, Polyaxial, MIS, Cannulated | Spineway Mont Blanc Pedicle Screw System-Pedicle Screw, Polyaxial, MIS, Cannulated | dia (4.5-8.0 mm) x length (25-60 mm) | 235417, 235418 | August 2016 |  | Expanded from ER230
13 - Spinal | 13.01 - Bone Screws | 13.01.02 - Pedicle, Polyaxial |  | Cannulated | ER311 | 1390 |  | Emergo Asia Pacific Pty Ltd | Ulrich posterior OCT System (neon3)-Pedicle Screws, cannulated | Ulrich posterior OCT System (neon3)-Pedicle Screws, cannulated | dia (4-5.5 mm) x length (20-55 mm) | 279706 | February 2017 |  | New Listing
13 - Spinal | 13.01 - Bone Screws | 13.01.02 - Pedicle, Polyaxial |  | Cannulated | ER332 | 1390 |  | Emergo Asia Pacific Pty Ltd | Ulrich Pedicle Screw System-Pedicle Screw, polyaxial, cannulated | Ulrich Pedicle Screw System (uCentum)-Pedicle Screw, polyaxial, cannulated, with or without fenestrations | dia (4.5-10 mm) x length (25-60 mm) | 279706 | February 2017 |  | New Listing
13 - Spinal | 13.01 - Bone Screws | 13.01.02 - Pedicle, Polyaxial |  | Cannulated | ER368 | 1390 |  | Emergo Asia Pacific Pty Ltd | Amendia Securis Screw System-Pedicle Screw | Amendia Securis Screw System-Pedicle Screw (Polyaxial, cannulated) | dia (5.5-8.5 mm) x length (30-80 mm) | 281992 | February 2017 |  | New Listing
13 - Spinal | 13.01 - Bone Screws | 13.01.02 - Pedicle, Polyaxial |  | Cannulated | ER406 | 1390 |  | Emergo Asia Pacific Pty Ltd | LnK MIS Spinal System-Pedicle Screw | LnK MIS Spinal System-Pedicle screw, polyaxial,cannulated,self-tapping, double Thread, with sleeve | dia (5.5-7.5mm) x length (30-60 mm); sleeve length (47-127 mm) | 286124 | August 2017 |  | New Listing
13 - Spinal | 13.01 - Bone Screws | 13.01.02 - Pedicle, Polyaxial |  | Cannulated | EV006 | 1390 |  | Evolution Surgical | Katana Polyaxial Screw | The Katana Pedicle Screw System is intended to provide immobilization and stabilisation of spinal segments in skeletally mature patients, as an adjunct to fusion in the thoracic, lumbar and sacral spine. | 4.5 – 9.5mm diameter, 30-100mm length | 236041 | August 2017 |  | Changed Size.
13 - Spinal | 13.01 - Bone Screws | 13.01.02 - Pedicle, Polyaxial |  | Cannulated | HC026 | 1390 |  | Health Care Surgical Pty Ltd | G2S Cannulated Polyaxial Screw | Cannulated Polyaxial screw | W:5.5-7.5mm | 274075 | February 2017 |  | New Listing
13 - Spinal | 13.01 - Bone Screws | 13.01.02 - Pedicle, Polyaxial |  | Cannulated | HW580 | 1390 |  | Stryker Australia Pty Ltd | ES2 Augmentable Polyaxial Screw | Fenestrated Cannulated Polyaxial Screw | Dia 5.5mm to 8.5mm, length 30mm to 90mm | 279143 | February 2017 |  | New Listing
13 - Spinal | 13.01 - Bone Screws | 13.01.02 - Pedicle, Polyaxial |  | Cannulated | HW594 | 1390 |  | Stryker Australia Pty Ltd | Xia 4.5 CT Cannulated Polyaxial Screw | Cannulated Cortical Thread Polyaxial Screw | Dia 4.5mm to 6.5mm, length 20mm to 45mm | 279160 | August 2017 |  | New Listing
13 - Spinal | 13.01 - Bone Screws | 13.01.02 - Pedicle, Polyaxial |  | Cannulated | LB060 | 1390 |  | Globus Medical Australia | REVLOK Fenestrated Screw System Screw | Fenestrated Screw | 5.5mm x 30mm - 8.5mm x 90mm | 196054 | August 2016 |  | Changed Product Sub Group, Suffix.
13 - Spinal | 13.01 - Bone Screws | 13.01.02 - Pedicle, Polyaxial |  | Cannulated | LB081 | 1390 |  | Globus Medical Australia | REVERE Cannulated Polyaxial Screw | Cannulated Polyaxial Screw | 5.5mm x 25 - 8.5 x 65mm | 190039 | February 2014 |  | Expanded from LB064
13 - Spinal | 13.01 - Bone Screws | 13.01.02 - Pedicle, Polyaxial |  | Cannulated | LB082 | 1390 |  | Globus Medical Australia | REVERE TRANSITION HA Coated Cannulated Polyaxial Screw | Polyaxial Screw HA Coated, Cannulated | 6.5mm - 8.5mm x 35mm - 6mm | 196585 | February 2014 |  | Expanded from LB064
13 - Spinal | 13.01 - Bone Screws | 13.01.02 - Pedicle, Polyaxial |  | Cannulated | LH484 | 1390 |  | Lifehealthcare Pty Ltd | DSS HP Spinal System - Pedicle Screw | Cannulated Pedicle Screw, Titanium | (5 - 10)mm diam x (30 - 110(mm length | 186733 | August 2014 |  | Changed Description, Size, Product Sub Group, Benefit.
13 - Spinal | 13.01 - Bone Screws | 13.01.02 - Pedicle, Polyaxial |  | Cannulated | MC968 | 1390 |  | Medtronic Australasia Pty Ltd | CD HORIZON Spinal System - Cannulated Multi-Axial Screw | CD HORIZON Cannulated Multi-Axial Screw | Diameter: 4.5mm - 12.5mm Length: 15mm - 140mm | 169514 | February 2017 |  | Changed Description, Size, Product Sub Group.
13 - Spinal | 13.01 - Bone Screws | 13.01.02 - Pedicle, Polyaxial |  | Cannulated | MI036 | 1390 |  | Medtronic Australasia Pty Ltd | CD HORIZON Fenestrated Screw | Fenestrated multi-axial screw | Diameter:4.5 - 10.5mm, Length: 30 - 80mm | 187126 | August 2016 |  | Changed Size, Product Sub Group.
13 - Spinal | 13.01 - Bone Screws | 13.01.02 - Pedicle, Polyaxial |  | Cannulated | MN198 | 1390 |  | Johnson & Johnson Medical Pty Ltd | Viper Spine System | Polyaxial, uniplanar cannulated screws | 4.35 to 10mm diameter | 145290, 178040 | August 2016 |  | Compressed from JJ835, JJ836
13 - Spinal | 13.01 - Bone Screws | 13.01.02 - Pedicle, Polyaxial |  | Cannulated | MU106 | 1390 |  | Medacta Australia Pty Ltd | M.U.S.T Polyaxial Pedicle Screws Cannulated | Polyaxial Cannulated Screws | 4.5-7mm; Length 25 -90mm | 196964 | August 2017 |  | Changed Size.
13 - Spinal | 13.01 - Bone Screws | 13.01.02 - Pedicle, Polyaxial |  | Cannulated | MU147 | 1390 |  | Medacta Australia Pty Ltd | M.U.S.T. Fenestrated Polyaxial Cannulated Pedicle Screw | Fenestrated Polyaxial Cannulated Pedicle Screw | Diameter 5-10mm, Length 30-90mm | 196964 | February 2016 |  | New Listing
13 - Spinal | 13.01 - Bone Screws | 13.01.02 - Pedicle, Polyaxial |  | Cannulated | MU154 | 1390 |  | Medacta Australia Pty Ltd | MUST MINI Cannulated Polyaxial Screw | Cannulated Polyaxial Screw | Diameter: 4 - 4.5 Lenght: 10 - 50 mm | 291175 | August 2017 |  | New Listing
13 - Spinal | 13.01 - Bone Screws | 13.01.02 - Pedicle, Polyaxial |  | Cannulated | NV122 | 1390 |  | Nuvasive Australia and NZ Pty Ltd | Precept (Reduction Screw) | Reduction Screw | 4.5-7.5mm diameter; 25-60mm length | 209199 | February 2015 |  | Changed Suffix, Benefit.
13 - Spinal | 13.01 - Bone Screws | 13.01.02 - Pedicle, Polyaxial |  | Cannulated | NV123 | 1390 |  | Nuvasive Australia and NZ Pty Ltd | Precept (Fenestrated Screw) | Fenestrated Screw | 4.5-12.5mm diameter; 25-120mm length | 209199 | August 2014 |  | New Listing
13 - Spinal | 13.01 - Bone Screws | 13.01.02 - Pedicle, Polyaxial |  | Cannulated | NV133 | 1390 |  | Nuvasive Australia and NZ Pty Ltd | Reline System (cannulated polyaxial screw) | When used as a pedicle screw fixation system, the NuVasive Reline System is intended to provide immobilization and stabilization of spinal segments in skeletally mature patients as an adjunct to fusion in the treatment of the following acute and chronic instabilities or deformities of the posterior thoracic, lumbar, and sacral spine: 1. Degenerative disc disease (as defined by back pain of discogenic origin with degeneration of the disc confirmed by patient history and radiographic studies) 2. Degenerative spondylolisthesis with objective evidence of neurologic impairment 3. Fracture 4. Dislocation 5. Scoliosis 6. Kyphosis 7. Spinal tumor and/or 8. Failed previous fusion (pseudoarthrosis) The NuVasive GSB Global Spinal Balance System is also indicated for the treatment of severe spondylolisthesis (Grades 3 and 4) of the L5-S1 vertebral joint in skeletally mature patients receiving fusion by autogenous bone graft, having the device fixed or attached to the lumbar and sacral spine (L3 to sacrum), with removal of the implants after attainment of a solid fusion. | 4.5-8.5mm diameter, 25-100mm length | 209199 | August 2017 |  | Changed Size.
13 - Spinal | 13.01 - Bone Screws | 13.01.02 - Pedicle, Polyaxial |  | Cannulated | NV134 | 1390 |  | Nuvasive Australia and NZ Pty Ltd | Reline System (cannulated polyaxial reduction screw) | When used as a pedicle screw fixation system, the NuVasive Reline System is intended to provide immobilization and stabilization of spinal segments in skeletally mature patients as an adjunct to fusion in the treatment of the following acute and chronic instabilities or deformities of the posterior thoracic, lumbar, and sacral spine: 1. Degenerative disc disease (as defined by back pain of discogenic orig in with degeneration of the disc confi rmed by patient history and radiographic studies) 2. Degenerative spondylolisthesis with objective evidence of neurologic impairment 3. Fracture 4. Dislocation 5. Scoliosis 6. Kyphosis 7. Spinal tumor and/or 8. Failed previous fusion (pseudoarthrosis) The NuVasive GSB Global Spinal Balance System is also indicated for the treatment of severe spondylolisthesis (Grades 3 and 4) of the L5-S1 vertebral joint in skeletally mature patients receiving fusion by autogenous bone graft, having the device fixed or attached to the lumbar and sacral spine (L3 to sacrum), with removal of the implants after attainment of a solid fusion. | 4.5-8.5mm diameter, 30-55mm length | 209199 | February 2016 |  | New Listing
13 - Spinal | 13.01 - Bone Screws | 13.01.02 - Pedicle, Polyaxial |  | Cannulated | NV146 | 1390 |  | Nuvasive Australia and NZ Pty Ltd | Reline (Fenestrated screw) | Pedicle Screw | 4.5-12.5mm diameter; 25-120mm length | 209199 | February 2017 |  | New Listing
13 - Spinal | 13.01 - Bone Screws | 13.01.02 - Pedicle, Polyaxial |  | Cannulated | NV148 | 1390 |  | Nuvasive Australia and NZ Pty Ltd | Reline (Cannulated Fenestrated screw) | Pedicle Screw | 4.5-12.5mm diameter; 25-120mm length | 209199 | August 2017 |  | New Listing
13 - Spinal | 13.01 - Bone Screws | 13.01.02 - Pedicle, Polyaxial |  | Cannulated | OH409 | 1390 |  | Orthotech Pty Ltd | Ulrich Spine System Cannulated Polyaxial screws | Polyaxial Screws | 3.5-10mm x 10-140mm | 130920 | August 2016 |  | Changed Description, Size, Product Sub Group.
13 - Spinal | 13.01 - Bone Screws | 13.01.02 - Pedicle, Polyaxial |  | Cannulated | PZ049 | 1390 |  | Prism Surgical Designs Pty Ltd | Centaur Screw System | Cannulated Polyaxial Screw | 4mm - 10mm | 217033 | February 2015 |  | Duplicated from SF070
13 - Spinal | 13.01 - Bone Screws | 13.01.02 - Pedicle, Polyaxial |  | Cannulated | RI009 | 1390 |  | RTI Surgical Australia Pty Ltd | Streamline MIS- Percutaneous Cannulated Polyaxial Screw | Cannulated Polyaxial Percutaneous Pedicle Screws in various diameters and lengths (Titanium Alloy) | 4.5 x 20mm to 45mm in 5mm increments; 5.5 x 30mm to 60mm in 5mm increments; 6.5 x 30mm to 100mm in 5mm increments; 7.5 x 30mm to 100mm in 5mm increments; 8.5 x 30mm to 100mm in 5mm increments; 9.5 x 40 to 60mm in 5mm increments and 9.5 x 70mm to 100mm in 10mm increments; | 233599 | August 2015 |  | New Listing
13 - Spinal | 13.01 - Bone Screws | 13.01.02 - Pedicle, Polyaxial |  | Cannulated | SF113 | 1390 |  | Signature Orthopaedics | Freedom Cannulated Pedicle Screws | Polyaxial Cannulated Pedicle Screws | Diameter 5.5 to 7.5mm, lengths from 35 to 55mm | 203838 | February 2016 |  | New Listing
13 - Spinal | 13.01 - Bone Screws | 13.01.02 - Pedicle, Polyaxial |  | Cannulated | SQ125 | 1390 |  | Surgical Specialties | NEO Pedicle Screw System - Polyaxial Screw | Titanium Alloy | Diameter: 5.0mm - 7.0mm Length: 35mm - 55mm | 289017 | August 2017 |  | New Listing
13 - Spinal | 13.01 - Bone Screws | 13.01.02 - Pedicle, Polyaxial |  | Cannulated | SV018 | 1390 |  | Signature Spine and Joint Pty Ltd | MIS Percutaneous Pedicle Screw System-Screws | The MIS Screw System-Screw is part of the MIS Percutaneous Pedicle Screw System, intended to provide immobilization and stabilization of spinal vertebrae in the thoracic, lumbar and sacral regions. The poly axial capability provides 20 degrees of freedom in any direction. | 5.0x2.5mm to 8.5 X100 mm and 10.6 x4.7 for the Set Screw | 205570 | February 2014 |  | New Listing
13 - Spinal | 13.01 - Bone Screws | 13.01.02 - Pedicle, Polyaxial |  | Cannulated | SV045 | 1390 |  | Signature Spine and Joint Pty Ltd | Santis Cannulated Polyaxial Screws | Cannulated-Including Standard/ Reduction/ Extra Long Reduction | Cannulated-Diameter 5.5mm/Length 30mm-55mm; Diameter 6.5mm/Length 35-55mm; Diameter 7.5mm/Length 35mm-60mm Cannulated Reduction- Diameter 5.5mm/ Length 30-55mm; Diameter 6.5mm/ Length 35-60mm; Diameter 7.5mm/ Length 35-60mm Cannulated Extra Long Reduction-Diameter-5.5mm/ Length 30mm-55mm; Diameter 6.5mm/ Length 35mm-60mm; Diameter 7.5mm/ Length 35mm-60mm | 226443 | February 2015 |  | New Listing
13 - Spinal | 13.01 - Bone Screws | 13.01.02 - Pedicle, Polyaxial |  | Cannulated | SV070 | 1390 |  | Signature Spine and Joint Pty Ltd | STERISPINE™ sterile Multiaxial Pedicle Screws | Cannulated: Fenestrated/ Multi Axial Cannulated Extended Head/ Extended Head Max and Auto Adjust screw | Cannulated, Multi Axial Cannulated Extended Head, Extended Head Max and Auto Adjust 4.5mm x 25; 30; 35 mm 5.5mm x 25; 30; 35; 40; 45; 50; 55; 60 mm 6.5mm x 25; 30; 35; 40; 45; 50; 55; 60 mm 7.5mm x 25; 30; 35; 40; 45; 50; 55; 60 mm Fenestrated 4.5mm x 30;35;40 mm 5.5mm x 30; 35; 40; 45; 50; 55; 60 mm 6.5mm x 30; 35; 40; 45; 50; 55; 60 mm 7.5mm x 30; 35; 40; 45; 50; 55; 60 mm Fenestrated Extended Head Max 4.5mm x30; 35; 40 mm 5.5mm x 30; 35; 40; 45; 50; 55; 60 mm 6.5mm x 25; 30; 35; 40; 45; 50; 55; 60 mm 7.5mm x 25; 30; 35; 40; 45; 50; 55; 60 mm | 273286 | August 2017 |  | New Listing
13 - Spinal | 13.01 - Bone Screws | 13.01.02 - Pedicle, Polyaxial |  | Cannulated | SX089 | 1390 |  | Scientx Australia | OsseoScrew Spinal Fixation System | Expandable cannulated titanium pedicle bone screw | Length: 40, 45, 50 and 55cm; Diameter: 6.5 and 7.5mm | 178149 | February 2015 |  | New Listing
13 - Spinal | 13.01 - Bone Screws | 13.01.02 - Pedicle, Polyaxial |  | Cannulated | UL008 | 1390 |  | Kynesis Pty Ltd | Precision Cannulated Pedicle Screws | Polyaxial Cannulated Pedicle Screws | Diameter 5.5 to 7.5mm, lengths from 35 to 55mm | 229115 | February 2015 |  | New Listing
13 - Spinal | 13.01 - Bone Screws | 13.01.02 - Pedicle, Polyaxial |  | Complex | SV068 | 1330 |  | Signature Spine and Joint Pty Ltd | STERISPINE™ sterile Multiaxial non cannulated Pedicle Screw | Non Cannulated pedicle screws | Multiaxial screws Diameter: 5.5-7.5 mm Length: 25-60 mm | 273286 | August 2017 |  | New Listing
13 - Spinal | 13.01 - Bone Screws | 13.01.02 - Pedicle, Polyaxial |  | Integrated Locking Mechanism | ER017 | 1500 |  | Emergo Asia Pacific Pty Ltd | Mesa Spinal System / Polyaxial Pedicle Screw | Polyaxial Pedicle Screw, Titanium | (3.5 - 12.5)mm diam, lengths (10-110)mm | 154442 | February 2017 |  | Changed Size.
13 - Spinal | 13.01 - Bone Screws | 13.01.02 - Pedicle, Polyaxial |  | Integrated Locking Mechanism, Cannulated | ER212 | 1560 |  | Emergo Asia Pacific Pty Ltd | Mesa Polyaxial Cannulated Screw | Cannulated Pedicle Screw, polyaxial | Diameter: 5.5-6.5mm Length: 30-45mm | 154442 | August 2015 |  | Changed Suffix, Benefit.
13 - Spinal | 13.01 - Bone Screws | 13.01.02 - Pedicle, Polyaxial |  | Shank | ER221 | 665 |  | Emergo Asia Pacific Pty Ltd | SIGNUS Diplomat Pedicle Screw System-Polyaxial Screw-Shank | SIGNUS Diplomat Pedicle Screw System-Polyaxial Screw-Shank | dia (5.5-9.5 mm) xlength (30-100 mm) | 216751 | August 2015 |  | New Listing
13 - Spinal | 13.01 - Bone Screws | 13.01.02 - Pedicle, Polyaxial |  | Shank | EY008 | 665 |  | E4 SURGICAL PTY LTD | Reform Modular Polyaxial Screws | Module Polyaxial Screws | Diameter 4.5mm to 10.5mm Length 25mm to 120mm | 287905 | August 2017 |  | New Listing
13 - Spinal | 13.01 - Bone Screws | 13.01.02 - Pedicle, Polyaxial |  | Shank | LB069 | 665 |  | Globus Medical Australia | BEACON™ Stabilization System Posted Screw | Posted Screw and Reduction Screw | 4.5mm - 9.5mm diameter 25mm - 90mm length | 219169 | February 2014 |  | New Listing
13 - Spinal | 13.01 - Bone Screws | 13.01.02 - Pedicle, Polyaxial |  | Shank | LB100 | 665 |  | Globus Medical Australia | CREO AMP™ Modular Screw Shaft | Modular screw shaft | 4.0mm - 10.5mm x 20mm - 120mm | 190039 | August 2014 |  | New Listing
13 - Spinal | 13.01 - Bone Screws | 13.01.02 - Pedicle, Polyaxial |  | Shank | LB122 | 665 |  | Globus Medical Australia | CREO MIS Posterior Stabilization System - Bone Screws | Cannulated self-tapping polyaxial screws - Shank | Diameter 4.5-8.5mm, Length 25-120mm | 190039 | February 2016 |  | New Listing
13 - Spinal | 13.01 - Bone Screws | 13.01.02 - Pedicle, Polyaxial |  | Shank | LB129 | 665 |  | Globus Medical Australia | CREO MCS - Screw Post | Double threaded, dual outer diameter screw post | Diameter 5.0-7.5mm, Length 20-45mm | 190039 | February 2016 |  | New Listing
13 - Spinal | 13.01 - Bone Screws | 13.01.02 - Pedicle, Polyaxial |  | Shank | NV120 | 665 |  | Nuvasive Australia and NZ Pty Ltd | Precept (MP Screw Shank) | Screw Shank | 4.5-7.5mm diameter; 25-60mm length | 209199 | August 2014 |  | New Listing
13 - Spinal | 13.01 - Bone Screws | 13.01.02 - Pedicle, Polyaxial |  | Shank | NV139 | 665 |  | Nuvasive Australia and NZ Pty Ltd | Reline (Mod Shank) Cannulated | Screw Shank | 4.5-10.5mm x 25-90mm | 209199 | February 2017 |  | Changed Size.
13 - Spinal | 13.01 - Bone Screws | 13.01.02 - Pedicle, Polyaxial |  | Shank | NV142 | 665 |  | Nuvasive Australia and NZ Pty Ltd | Reline (Mod Shank) | Screw Shank | 4.0-10.5mm x 25-90mm | 209199 | February 2017 |  | Changed Size.
13 - Spinal | 13.01 - Bone Screws | 13.01.02 - Pedicle, Polyaxial |  | Shank | OF076 | 665 |  | Orthofix Australia Pty Limited | Firebird Modular Screws | Modular pedicle screws - shank | Diameter - 4mm -11.5mm Length - 25mm - 110mm | 195012 | August 2017 |  | Compressed from OF010, OF023
13 - Spinal | 13.01 - Bone Screws | 13.01.02 - Pedicle, Polyaxial |  | Shank | OH484 | 665 |  | Orthotech Pty Ltd | Olerud PF Spinal System | Pedicle screws | 5/6/7mm x 45-80mm | 218298 | August 2014 |  | New Listing
13 - Spinal | 13.01 - Bone Screws | 13.01.03 - Standard |  |  | BH108 | 200 |  | Zimmer Biomet Pty Ltd | Anterior Cervical Plate System | Titanium Cancellous Bone Screw | 4 - 20mm | 168658 | February 2012 |  | Changed Product Group, Product Sub Group, Benefit.
13 - Spinal | 13.01 - Bone Screws | 13.01.03 - Standard |  |  | DE387 | 200 |  | Device Technologies Australia Pty Ltd | C-Plate - Fixed and Variable Screws | C-Plate Anterior Cervical Plates are inserted via an anterior approach to the cervical spine, in order to fix one or two levels of vertebrae together. Such fixation is performed to cause bony fusion between the levels and is done in order to address pain, instability, and/or a range of other indications. The C-Plate system consists of low-profile (1.6mm thick) pre-contoured plates of varying sizes and a full range of screws. The plates themselves contain an innovative screw-loking mechanism utlising an elastic locking ring which allows the surgeon choice between semi-fixed or variable-angle self-tapping screws. | Diameters: 3.5mm and 4.0mm, with lengths ranging from 10mm to 20mm in 1 mm increments | 188177 | August 2012 |  | New Listing
13 - Spinal | 13.01 - Bone Screws | 13.01.03 - Standard |  |  | DU029 | 200 |  | SPINEART AUSTRALIA PTY. LTD. | Tryptik Anterior Cervical Plate bone screw | Tryptik Anterior Cervical Plate bone screws are designed to have a low profile and lock into the plate on insertion to prevent back out. The screw is made o Titanium | The produc is available in 2 diameters, namely 3.8 and 4.5mm. The 3.8mm screw is available in 4 lenghts: 12, 14, 16 and 18mm while the 4.5mm screw is available in 3 lenghts, 14, 16 and 18mm | 166154 | February 2017 |  | Duplicated from SV006
13 - Spinal | 13.01 - Bone Screws | 13.01.03 - Standard |  |  | DY110 | 200 |  | Johnson & Johnson Medical Pty Ltd | Carbon Fibre Cages | Stackable Cage Titanium Interface Screws | M4 / M5 | 128255, 128257, 98094 | February 2012 |  | Changed Product Group, Product Sub Group, Benefit.
13 - Spinal | 13.01 - Bone Screws | 13.01.03 - Standard |  |  | DY333 | 200 |  | Johnson & Johnson Medical Pty Ltd | Summit Cervical Rod System | Occipital Bone Screw | 4.5 - 5.25 Dia x 6 -16mm length | 92307 | February 2012 |  | Changed Product Group, Product Sub Group, Benefit.
13 - Spinal | 13.01 - Bone Screws | 13.01.03 - Standard |  |  | DY338 | 200 |  | Johnson & Johnson Medical Pty Ltd | Summit Cervical Rod System | Cortical, Cancellous and Rescue Screws | 3.5-4.5mm x 12-48mm | 92307 | February 2012 |  | Changed Product Group, Product Sub Group, Benefit.
13 - Spinal | 13.01 - Bone Screws | 13.01.03 - Standard |  |  | DY478 | 200 |  | Johnson & Johnson Medical Pty Ltd | Uniplate ACP System | Rescue Screw | 12-18mm | 128257 | February 2012 |  | Changed Product Group, Product Sub Group, Benefit.
13 - Spinal | 13.01 - Bone Screws | 13.01.03 - Standard |  |  | DY479 | 200 |  | Johnson & Johnson Medical Pty Ltd | Uniplate ACP System | Primary Screw | 12-18mm | 128257 | February 2012 |  | Changed Product Group, Product Sub Group, Benefit.
13 - Spinal | 13.01 - Bone Screws | 13.01.03 - Standard |  |  | HW393 | 200 |  | Stryker Australia Pty Ltd | Xia Spine System | Bone Screw | One size only | 139620, 49029 | February 2012 |  | Changed Product Group, Product Sub Group, Benefit.
13 - Spinal | 13.01 - Bone Screws | 13.01.03 - Standard |  |  | HW409 | 200 |  | Stryker Australia Pty Ltd | Aviator Anterior Cervical Plating System - Screw | Anterior Cervical Plate System - Screw | 4 - 4.35mm diameter, 10 - 18mm length | 94635 | February 2012 |  | Changed Product Group, Product Sub Group, Benefit.
13 - Spinal | 13.01 - Bone Screws | 13.01.03 - Standard |  |  | HW513 | 200 |  | Stryker Australia Pty Ltd | Anchor-L Lumbar cage System, Bone Screw | Bone Screw | Dia 5mm- 6mm, Length 20mm- 30mm | 205486 | August 2013 |  | New Listing
13 - Spinal | 13.01 - Bone Screws | 13.01.03 - Standard |  |  | HW519 | 200 |  | Stryker Australia Pty Ltd | AVS Anchor C Cervical Cage System | Screw for use with Anchor C Cervical Cage | Diameter 3.5-4mm Length 8-14mm | 189613 | August 2013 |  | New Listing
13 - Spinal | 13.01 - Bone Screws | 13.01.03 - Standard |  |  | JJ512 | 200 |  | Johnson & Johnson Medical Pty Ltd | Skyline Cervical Plate System | Skyline anterior cervical screw, titanium | Self drilling 3.8mm, 10-18mm | 145290 | February 2012 |  | Changed Product Group, Product Sub Group, Benefit.
13 - Spinal | 13.01 - Bone Screws | 13.01.03 - Standard |  |  | JJ513 | 200 |  | Johnson & Johnson Medical Pty Ltd | Skyline Cervical Plate System | Skyline anterior cervical screw. Titanium | Self tapping 3.8mm, 10-26mm | 145290 | February 2012 |  | Changed Product Group, Product Sub Group, Benefit.
13 - Spinal | 13.01 - Bone Screws | 13.01.03 - Standard |  |  | JJ514 | 200 |  | Johnson & Johnson Medical Pty Ltd | Skyline Cervical Plate System | Skyline anterior cervical screw. Titanium | Self Tapping 4.3mm, 10-18mm | 145290 | February 2012 |  | Changed Product Group, Product Sub Group, Benefit.
13 - Spinal | 13.01 - Bone Screws | 13.01.03 - Standard |  |  | JJ519 | 200 |  | Johnson & Johnson Medical Pty Ltd | AEGIS ALP | AEGIS ALP Bone Screws, Titanium | 24-36mm | 128257 | February 2012 |  | Changed Product Group, Product Sub Group, Benefit.
13 - Spinal | 13.01 - Bone Screws | 13.01.03 - Standard |  |  | JJ603 | 200 |  | Johnson & Johnson Medical Pty Ltd | McGuire Bone Screw | Cancellous Bone Screw | 3.5mm x 8 - 60mm | 128257 | February 2012 |  | Changed Product Group, Product Sub Group, Suffix, Benefit.
13 - Spinal | 13.01 - Bone Screws | 13.01.03 - Standard |  |  | JJ690 | 200 |  | Johnson & Johnson Medical Pty Ltd | Mountaineer OCT Spinal System - OC screw | Occipital - titanium bone screw | 4.5 - 5.25 x 6 - 16 | 145290 | February 2012 |  | Changed Product Group, Product Sub Group, Benefit.
13 - Spinal | 13.01 - Bone Screws | 13.01.03 - Standard |  |  | LB010 | 200 |  | Globus Medical Australia | TRUSS® Thoracolumbar Variable Angle Screws | Variable Angle screw | 5.5m and 6.5mm diameter x 22mm - 57mm length | 190063 | February 2012 |  | New Listing
13 - Spinal | 13.01 - Bone Screws | 13.01.03 - Standard |  |  | LB011 | 200 |  | Globus Medical Australia | TRUSS® Thoracolumbar Fixed Angle Screws | Fixed Angle screw | 5.5m and 6.5mm diameter x 22mm - 57mm length | 190063 | February 2012 |  | New Listing
13 - Spinal | 13.01 - Bone Screws | 13.01.03 - Standard |  |  | LB013 | 200 |  | Globus Medical Australia | CITADEL® Anterior Variable Angled Bone Screws | Variable Angle screw | 22m - 57mm length | 190969 | February 2012 |  | New Listing
13 - Spinal | 13.01 - Bone Screws | 13.01.03 - Standard |  |  | LB014 | 200 |  | Globus Medical Australia | CITADEL® Anterior Fixed Angles Bone Screws | Fixed Angle screw | 22mm - 57mm length | 190969 | February 2012 |  | New Listing
13 - Spinal | 13.01 - Bone Screws | 13.01.03 - Standard |  |  | LB016 | 200 |  | Globus Medical Australia | VIP Anterior Cervical Fixed Angle Screws | Anterior Cervical Fixed Angle Bone Screws | 4.6mm - 5.1mm Diameter, 12mm - 20mm length | 190972 | February 2012 |  | New Listing
13 - Spinal | 13.01 - Bone Screws | 13.01.03 - Standard |  |  | LB017 | 200 |  | Globus Medical Australia | VIP Anterior Cervical Variable Angle Screws | Anterior Cervical Variable Bone Screws | 4.6mm - 5.1mm Diameter, 12mm - 20mm length | 190972 | February 2012 |  | New Listing
13 - Spinal | 13.01 - Bone Screws | 13.01.03 - Standard |  |  | LB033 | 200 |  | Globus Medical Australia | REVERE Bone Screw, Anterior Plate | Bone Screw | 5.5mm - 7.5mm Diameter x 25mm - 50mm Length | 190039 | February 2012 |  | New Listing
13 - Spinal | 13.01 - Bone Screws | 13.01.03 - Standard |  |  | LB036 | 200 |  | Globus Medical Australia | Coalition Variable Angled Screw | Bone screw Variable angle | 3.6mm and 4.2mm diameter, 12mm - 20mm length | 190040 | February 2012 |  | New Listing
13 - Spinal | 13.01 - Bone Screws | 13.01.03 - Standard |  |  | LB037 | 200 |  | Globus Medical Australia | Coalition Fixed Angled Screw | Bone screw, Fixed Angle | 3.6mm and 4.2mm diameter, 12mm - 20 mm length | 190040 | February 2012 |  | New Listing
13 - Spinal | 13.01 - Bone Screws | 13.01.03 - Standard |  |  | LB041 | 200 |  | Globus Medical Australia | XTEND Variable Angled Screws | Variable Angled Bone Screws | 4.2, 4.6 and 5.1mm diameter x 10mm - 20mm length | 190070 | February 2012 |  | New Listing
13 - Spinal | 13.01 - Bone Screws | 13.01.03 - Standard |  |  | LB042 | 200 |  | Globus Medical Australia | XTEND Fixed Angled Screws | Fixed Angled Bone Screws | 4.2, 4.6 and 5.1mm diameter x 10mm - 20mm length | 190070 | February 2012 |  | New Listing
13 - Spinal | 13.01 - Bone Screws | 13.01.03 - Standard |  |  | LB052 | 200 |  | Globus Medical Australia | ELLIPSE® Stabilization System Occipital Screw | Bone Screw | 4.0mm to 4.5mm Diameter x 6mm - 16mm Length | 190061 | February 2012 |  | New Listing
13 - Spinal | 13.01 - Bone Screws | 13.01.03 - Standard |  |  | LB054 | 200 |  | Globus Medical Australia | CORRIDOR Fixation System Screw Non Cannulated Screws | Bone Screws | 3.5mm - 4.5mm diameter, 30mm - 60mm Length | 190041 | February 2012 |  | New Listing
13 - Spinal | 13.01 - Bone Screws | 13.01.03 - Standard |  |  | LH325 | 200 |  | Lifehealthcare Pty Ltd | Lumbar Screw | ECF in PEEK optima | 32, 36, 40, 44, 48, 52, 56, 60, 65mm | 129774 | February 2012 |  | Changed Product Group, Product Sub Group, Benefit.
13 - Spinal | 13.01 - Bone Screws | 13.01.03 - Standard |  |  | MC296 | 200 |  | Medtronic Australasia Pty Ltd | Vertex Spinal System | Occipital Screws | 3.0 - 5.0 mm diameter, 4 - 30 mm length | 169514 | February 2012 |  | Changed Product Group, Product Sub Group, Benefit.
13 - Spinal | 13.01 - Bone Screws | 13.01.03 - Standard |  |  | MC310 | 200 |  | Medtronic Australasia Pty Ltd | Centerpiece | TiMesh LP | Screw | 169514 | February 2012 |  | Changed Product Group, Product Sub Group, Benefit.
13 - Spinal | 13.01 - Bone Screws | 13.01.03 - Standard |  |  | MC482 | 200 |  | Medtronic Australasia Pty Ltd | Axis Cervical Plating System | Screw: Cancellous | 6 - 24mm | 169514 | February 2012 |  | Changed Product Group, Product Sub Group, Benefit.
13 - Spinal | 13.01 - Bone Screws | 13.01.03 - Standard |  |  | MC613 | 200 |  | Medtronic Australasia Pty Ltd | Vantage | Vantage Plates and Screws; ATL Screw | 6.5 x 30-55mm | 169514 | February 2012 |  | Changed Product Group, Product Sub Group, Benefit.
13 - Spinal | 13.01 - Bone Screws | 13.01.03 - Standard |  |  | MC656 | 200 |  | Medtronic Australasia Pty Ltd | Pyramid | Pyramid Bone Screws | 6.5mm Diameter, 20 -60mm length in 5mm increments | 169514 | February 2012 |  | Changed Product Group, Product Sub Group, Benefit.
13 - Spinal | 13.01 - Bone Screws | 13.01.03 - Standard |  |  | MC988 | 200 |  | Medtronic Australasia Pty Ltd | Sovereign Spinal System - Screws | Sovereign Spinal System - Screws | 20 - 35mm | 126313 | February 2012 |  | Changed Product Group, Product Sub Group, Benefit.
13 - Spinal | 13.01 - Bone Screws | 13.01.03 - Standard |  |  | MI057 | 200 |  | Medtronic Australasia Pty Ltd | Atlantis Anterior Cervical Plate System - Bone Screw | Screws - Self-Tapping / Self-Drilling and Fixed / Variable Angle | Diameter: 4.0mm - 4.5mm; Length 11mm - 17mm | 169514 | August 2012 |  | New Listing
13 - Spinal | 13.01 - Bone Screws | 13.01.03 - Standard |  |  | NK007 | 200 |  | National Surgical Pty Ltd | Spider Cervical Plating System - Spider Screw | Titanium, Self Tapping and Self Drilling | 4.0 - 4.25mm, lengths 12-16mm | 159605, 160750, 170220 | August 2012 |  | Transferred from AX060
13 - Spinal | 13.01 - Bone Screws | 13.01.03 - Standard |  |  | NV007 | 200 |  | Nuvasive Australia and NZ Pty Ltd | Gradient Cervical Plates | Bone Screw | 4.0 - 4.7mm diameter 10 - 20mm length | 132466 | February 2012 |  | Changed Product Group, Product Sub Group, Suffix, Benefit.
13 - Spinal | 13.01 - Bone Screws | 13.01.03 - Standard |  |  | NV031 | 200 |  | Nuvasive Australia and NZ Pty Ltd | Traverse Bolt | The Traverse system, of which the Traverse bolt is a component, is indicated for use as an adjunct to fusion via a lateral or anterolateral surgical approach, above the bifurcation of the great vessels, in the treatment of thoracic and thoracolumbar (T1-L | 6.5mm x (25/30/35/40/45/50/55/60/65mm) 7.5mm x (25/30/35/40/45/50/55/60/65mm) | 132467 | February 2012 |  | Changed Product Group, Product Sub Group, Suffix, Benefit.
13 - Spinal | 13.01 - Bone Screws | 13.01.03 - Standard |  |  | NV034 | 200 |  | Nuvasive Australia and NZ Pty Ltd | Traverse Bone Screw | The Traverse system, of which the Traverse bone screw is a component, is indicated for use as an adjunct to fusion via a lateral or anterolateral surgical approach, above the bifurcation of the great vessels, in the treatment of thoracic and thoracolumbar | 5.5mm x (25/30/35/40/45/50/55/60/65mm) 6.5mm x (25/30/35/40/45/50/55/60/65mm) | 132467 | February 2012 |  | Changed Product Group, Product Sub Group, Suffix, Benefit.
13 - Spinal | 13.01 - Bone Screws | 13.01.03 - Standard |  |  | NV036 | 200 |  | Nuvasive Australia and NZ Pty Ltd | XLP bolt | The XLP system, of which the XLP bolt is a component, is indicated for use via a lateral or anterolateral surgical approach, above the bifurcation of the great vessels in the treatment of thoracic and thoracolumbar (T1-L5) spine instability or via the an | 5.5mm x (25/30/35/40/45/50/55/60/65mm) 6.5mm x (25/30/35/40/45/50/55/60/65mm) | 132466 | February 2012 |  | Changed Product Group, Product Sub Group, Benefit.
13 - Spinal | 13.01 - Bone Screws | 13.01.03 - Standard |  |  | NV039 | 200 |  | Nuvasive Australia and NZ Pty Ltd | Halo Bone Screw | The Halo System, of which the Halo bone screw is a component, is indicated for use via a lateral or anterolateral surgical approach above the bifurcation of the great vessels in the treatment of thoracic and thoracolumbar (T1-L5) spine instability or via | 5.5mm x (20/22/24/26/28/30/32/34mm) 6.5mm x (20/22/24/26/28/30/32/34mm) | 133401 | February 2012 |  | Changed Product Group, Product Sub Group, Benefit.
13 - Spinal | 13.01 - Bone Screws | 13.01.03 - Standard |  |  | NV041 | 200 |  | Nuvasive Australia and NZ Pty Ltd | Helix Mini bone screw | The Helix Mini system, of which the Helix Mini bone screw is a component, is intended for anterior screw fixation of the cervical spine. These implants have been designed to provide stabilisation as an adjunct to cervical fusion. Indications for the use o | 4.0mm x (11/13/15mm) 4.5mm x (11/13/15mm) | 132466 | February 2012 |  | Changed Product Group, Product Sub Group, Benefit.
13 - Spinal | 13.01 - Bone Screws | 13.01.03 - Standard |  |  | NV044 | 200 |  | Nuvasive Australia and NZ Pty Ltd | Helix Bone Screw | The Helix system, of which the Helix bone screw is a component, is intended for anterior screw fixation of the cervical spine. These implants have been designed to provide stabilisation as an adjunct to cervical fusion. Indications for the use of this im | 4.0mm x (11/13/15/17/19mm) 4.5mm x (13/15/17/19mm) | 133401 | February 2012 |  | Changed Product Group, Product Sub Group, Benefit.
13 - Spinal | 13.01 - Bone Screws | 13.01.03 - Standard |  |  | NV052 | 200 |  | Nuvasive Australia and NZ Pty Ltd | Leverage LFS (Bone Screw) | The Leverage LFS, of which the bone screw is a component, is intended for use in the lower cervical and upper thoracic spine (C3 to T3) in laminoplasty procedures. Leverage LFS is used to hold allograft material in place in order to prevent the allograft | 2.6/3mm x 5-8mm | 132466 | February 2012 |  | Changed Product Group, Product Sub Group, Benefit.
13 - Spinal | 13.01 - Bone Screws | 13.01.03 - Standard |  |  | NV070 | 200 |  | Nuvasive Australia and NZ Pty Ltd | Helix-Revolution (screw) | Bone Screw | 4 x 11-19mm; 4.5 x 11-19mm | 133466 | February 2012 |  | Changed Product Group, Product Sub Group, Benefit.
13 - Spinal | 13.01 - Bone Screws | 13.01.03 - Standard |  |  | NV072 | 200 |  | Nuvasive Australia and NZ Pty Ltd | Brigade standalone ALIF (screw) | Bone screw | 4.5 x 20-35mm; 5.5 x 20-35mm | 132498 | February 2012 |  | Changed Product Group, Product Sub Group, Benefit.
13 - Spinal | 13.01 - Bone Screws | 13.01.03 - Standard |  |  | NV082 | 200 |  | Nuvasive Australia and NZ Pty Ltd | Long Lateral Fixation System (Screw) | Bone Screw | 5.5-12.5mm x 20-65mm | 132466 | February 2012 |  | New Listing
13 - Spinal | 13.01 - Bone Screws | 13.01.03 - Standard |  |  | NV093 | 200 |  | Nuvasive Australia and NZ Pty Ltd | Helix-T (Bone Screw) | Anterior cervical plate bone screw | 4/4.5x11-19mm | 132466 | February 2013 |  | New Listing
13 - Spinal | 13.01 - Bone Screws | 13.01.03 - Standard |  |  | NV096 | 200 |  | Nuvasive Australia and NZ Pty Ltd | Brigade Bone Screw | Anterior plate bone screw | 5.5/6.5 x 20-35mm | 132466 | February 2013 |  | New Listing
13 - Spinal | 13.01 - Bone Screws | 13.01.03 - Standard |  |  | OF012 | 200 |  | Orthofix Australia Pty Limited | Blackstone - Posterior Cervical System | Occipital Screw | 6, 8, 10, 12, 14mm | 195012 | August 2014 |  | Transferred from AE173
13 - Spinal | 13.01 - Bone Screws | 13.01.03 - Standard |  |  | OF013 | 200 |  | Orthofix Australia Pty Limited | Unity Lumbar Plate | Unity Bone Screw | 6-7mm | 195018 | August 2014 |  | Transferred from AE189
13 - Spinal | 13.01 - Bone Screws | 13.01.03 - Standard |  |  | OF015 | 200 |  | Orthofix Australia Pty Limited | Blackstone Medical ACP Bone Screw | Titanium Alloy Bone Screw | 4.1mm x 10mm - 18mm. 4.5mm x 10mm - 18mm | 195012 | August 2014 |  | Transferred from AE200
13 - Spinal | 13.01 - Bone Screws | 13.01.03 - Standard |  |  | OH053 | 200 |  | Orthotech Pty Ltd | Interpore Bone Plate System | TPS Screw | 14 - 22mm | 135951, 69212 | February 2012 |  | Changed Product Group, Product Sub Group, Benefit.
13 - Spinal | 13.01 - Bone Screws | 13.01.03 - Standard |  |  | OH064 | 200 |  | Orthotech Pty Ltd | Anterior Cervical Plate System | Titanium Cancellous Bone Screw | 4 - 20mm | 111779 | February 2012 |  | Changed Product Group, Product Sub Group, Benefit.
13 - Spinal | 13.01 - Bone Screws | 13.01.03 - Standard |  |  | OH255 | 200 |  | Orthotech Pty Ltd | Hartshill | Cancellous bone screws for Horseshoes/STALIF each | 6.5mm diam - 25 - 30mm length, 5.5mm diam - 25 - 30mm length | 134908 | February 2012 |  | Changed Product Group, Product Sub Group, Benefit.
13 - Spinal | 13.01 - Bone Screws | 13.01.03 - Standard |  |  | OH256 | 200 |  | Orthotech Pty Ltd | Cancellous Screws | For use with Stalif Implants | 5.5mm x 25mm (for use with 37mm Stalif), 6.5mm x 30mm (for use with 41/45mm Stalif), 6.5mm x 25mm (for use with 41/45mm Stalif). Pack of 4 screws. | 134908 | February 2012 |  | Changed Product Group, Product Sub Group, Benefit.
13 - Spinal | 13.01 - Bone Screws | 13.01.03 - Standard |  |  | OH304 | 200 |  | Orthotech Pty Ltd | ADD / ADDplus | Cancellous bone screw, titanium. The cancellous bone screw is used for the biocortical fixation. The outer diameter is 4mm. | length = 12,14,16,18,20,24,26mm | 130922 | February 2012 |  | Changed Product Group, Product Sub Group, Benefit.
13 - Spinal | 13.01 - Bone Screws | 13.01.03 - Standard |  |  | OH400 | 200 |  | Orthotech Pty Ltd | Ulrich Neon Cortical screw | Cortical screws | 8-18mm | 130920 | February 2012 |  | New Listing
13 - Spinal | 13.01 - Bone Screws | 13.01.03 - Standard |  |  | SK223 | 200 |  | Stryker Australia Pty Ltd | Oasys-Occipito Cervico Thoracic System | Cortical Screws | 3.5mm x 6mm - 24mm 4.0mm x 6mm - 54mm 4.5mm x 6mm - 16mm | 94635 | February 2012 |  | Changed Size, Product Group, Product Sub Group, Benefit.
13 - Spinal | 13.01 - Bone Screws | 13.01.03 - Standard |  |  | SK489 | 200 |  | Stryker Australia Pty Ltd | THOR Anterior Screw | Anterior Plate Screw: Stardard and Compression | Dia: 6 - 6.5mm | 139620 | February 2012 |  | Changed Product Group, Product Sub Group, Benefit.
13 - Spinal | 13.01 - Bone Screws | 13.01.03 - Standard |  |  | SK502 | 200 |  | Stryker Australia Pty Ltd | Trio Spinal Fixation System | Screw | Diameter: 4.5 - 8.5mm Length: 25 - 60mm Standard and Long Post | 94635 | February 2012 |  | Changed Product Group, Product Sub Group, Suffix, Benefit.
13 - Spinal | 13.01 - Bone Screws | 13.01.03 - Standard |  |  | SR039 | 200 |  | Stryker Australia Pty Ltd | Techtonix System | Screw, titanium | 5-6mm x 25mm-60mm | 94635 | February 2012 |  | Changed Product Group, Product Sub Group, Suffix, Benefit.
13 - Spinal | 13.01 - Bone Screws | 13.01.03 - Standard |  |  | ST914 | 200 |  | Stryker Australia Pty Ltd | REFLEX Anterior Cervical Plating System | Screw | Diameter 4 - 4.5mm lengths 10mm - 20mm | 156424, 49029 | February 2012 |  | Changed Product Group, Product Sub Group, Benefit.
13 - Spinal | 13.01 - Bone Screws | 13.01.03 - Standard |  |  | SX012 | 200 |  | Scientx Australia | Stella | Screw | D: 4-4.5mm, L: 12-20mm | 119276 | February 2012 |  | Changed Product Group, Product Sub Group, Benefit.
13 - Spinal | 13.01 - Bone Screws | 13.01.03 - Standard |  |  | SX054 | 200 |  | Scientx Australia | Trestle Anterior Cervical Plating System - screw | Titanium allow self drilling screws, self tapping screws, self tapping rescue screws; fixed and variable angle | Diameter: 4.0mm, 4.5mm. Length: 10mm - 20mm (1mm increments) | 178659 | February 2012 |  | Changed Product Group, Product Sub Group, Benefit.
13 - Spinal | 13.01 - Bone Screws | 13.01.03 - Standard |  |  | SX076 | 200 |  | Scientx Australia | Trestle Luxe Anterior Cervical Plating System - screw | Self-tapping screws, self-drilling screws; fixed and variable angle | Diameters: 4.0mm, 4.5mm. Lengths of self-drilling screws: 10, 11, 12, 13, 14, 15, 16, 17, 18, 19, 20mm. Lengths of self-tapping screws: 10, 11, 12, 13, 14, 15, 16, 17, 18, 19, 20, 21, 22, 23, 24, 25, 26mm | 194965 | February 2013 |  | New Listing
13 - Spinal | 13.01 - Bone Screws | 13.01.03 - Standard |  |  | SX078 | 200 |  | Scientx Australia | Avalon Occipital Fixation System - screw | Bone screw | Diameters: 4.5mm, 5.0mm. Lengths: 6mm, 8mm, 10mm, 12mm, 14mm, 16mm | 194964 | February 2013 |  | New Listing
13 - Spinal | 13.01 - Bone Screws | 13.01.03 - Standard |  |  | SY149 | 200 |  | Johnson & Johnson Medical Pty Ltd | Universal Spine System (USS) | Schanz Screws | 5-7mm dia | 133401 | February 2012 |  | Changed Product Group, Product Sub Group, Suffix, Benefit.
13 - Spinal | 13.01 - Bone Screws | 13.01.03 - Standard |  |  | SY187 | 200 |  | Johnson & Johnson Medical Pty Ltd | Cervifix Posterior Cervical System | Screw | Dia 3.2 - 4.5mm, Length 6 - 55mm | 133401 | February 2012 |  | Changed Product Group, Product Sub Group, Benefit.
13 - Spinal | 13.01 - Bone Screws | 13.01.03 - Standard |  |  | SY299 | 200 |  | Johnson & Johnson Medical Pty Ltd | Spinal Fixation System | Locking Screw | 10mm to 26mm | 133401 | August 2013 |  | Changed Product Name, Benefit.
13 - Spinal | 13.01 - Bone Screws | 13.01.03 - Standard |  |  | SY334 | 200 |  | Johnson & Johnson Medical Pty Ltd | Arch Fixation System | Screws, titanium | 2.0mm - 2.4mm screws, 4 to 12mm | 133401 | February 2012 |  | Changed Product Group, Product Sub Group, Benefit.
13 - Spinal | 13.01 - Bone Screws | 13.01.03 - Standard |  |  | SY362 | 200 |  | Johnson & Johnson Medical Pty Ltd | Universal Spine System (USS) | Pedicle Hook Screw | Length 20 - 40mm | 133401 | February 2012 |  | Changed Product Group, Product Sub Group, Benefit.
13 - Spinal | 13.01 - Bone Screws | 13.01.03 - Standard |  |  | SY381 | 200 |  | Johnson & Johnson Medical Pty Ltd | Axon Occipital Fusion System | Occipital Screws 4.5mm / 5.0mm diameter Titanium Alloy | Length 4 - 18mm | 133401 | February 2012 |  | Changed Product Group, Product Sub Group, Benefit.
13 - Spinal | 13.01 - Bone Screws | 13.01.03 - Standard |  |  | TV016 | 200 |  | The Trustee for Range Orthopaedics Trust | Zuma bone screw | Bone screw | 5.5mm - 6.0mm x 20mm - 30mm | 275780 | August 2017 |  | Transferred from PJ016
13 - Spinal | 13.01 - Bone Screws | 13.01.03 - Standard |  |  | ZI487 | 200 |  | Zimmer Biomet Pty Ltd | Trinica Screw | Titanium Screws, fixed and variable angle. | 4.2mm x 12/14/16/18mm; 4.6mm x 12/14/16/18mm | 118538 | February 2012 |  | Changed Product Group, Product Sub Group, Benefit.
13 - Spinal | 13.01 - Bone Screws | 13.01.03 - Standard |  |  | ZI517 | 200 |  | Zimmer Biomet Pty Ltd | Trinica Anterior Lumbar/Sacral Screw | Screw, Titanium, Fixed or Variable Axis | 22 to 34mm lengths | 118538 | February 2012 |  | Changed Product Group, Product Sub Group, Benefit.
13 - Spinal | 13.01 - Bone Screws | 13.01.03 - Standard |  | Cannulated | LB053 | 210 |  | Globus Medical Australia | CORRIDOR Fixation System Screw Cannulated Screws | Bone Screws | 3.5mm - 4.5 diameter. 3 0mm - 60mm length | 190041 | February 2012 |  | New Listing
13 - Spinal | 13.01 - Bone Screws | 13.01.03 - Standard |  | cannulated | LB058 | 210 |  | Globus Medical Australia | ZYFUSE Facet Fixation System Screw with washer | Facet Screw | 5.0 - 6.0mm diameter x 30 - 60mm length | 196053 | February 2013 |  | New Listing
13 - Spinal | 13.01 - Bone Screws | 13.01.03 - Standard |  | cannulated | LB059 | 210 |  | Globus Medical Australia | ZYFUSE Facet Fixation System Screw | Facet Screw | 5.0 - 6.0mm diameter x 30 - 60mm length | 196053 | February 2013 |  | New Listing
13 - Spinal | 13.01 - Bone Screws | 13.01.03 - Standard |  | Cannulated | MC447 | 210 |  | Medtronic Australasia Pty Ltd | UCSS | Cortical Screws | 30 - 50mm | 169514 | February 2012 |  | Changed Product Group, Product Sub Group, Suffix, Benefit.
13 - Spinal | 13.01 - Bone Screws | 13.01.03 - Standard |  | Cannulated | MC448 | 210 |  | Medtronic Australasia Pty Ltd | UCSS | Cortical Lag Screws | 36 - 50mm | 169514 | February 2012 |  | Changed Product Group, Product Sub Group, Suffix, Benefit.
13 - Spinal | 13.01 - Bone Screws | 13.01.03 - Standard |  | Cannulated | NK021 | 210 |  | National Surgical Pty Ltd | Fixcet Spinal Facet Screw | Spinal facet screw | 25mm - 45mm | 160750 | February 2013 |  | New Listing
13 - Spinal | 13.01 - Bone Screws | 13.01.03 - Standard |  | Cannulated | NV073 | 210 |  | Nuvasive Australia and NZ Pty Ltd | Radian Facet Screw System, (Facet Screw) | Cannulated Facet Screw | Fully threaded 4.5-6.0mm x 20-55mm Partially Threaded 4.5-6.0mm x 20-55mm | 132466 | February 2012 |  | Changed Size, Product Group, Product Sub Group, Benefit.
13 - Spinal | 13.01 - Bone Screws | 13.01.03 - Standard |  | Cannulated | SY141 | 210 |  | Johnson & Johnson Medical Pty Ltd | Spinal Plate/Plate System AO/ASIF Spinal Implants | Cannulated/self tapping screw (odontoid) | 3.5mm dia, 36-50mm length | 133401 | February 2012 |  | Changed Product Group, Product Sub Group, Suffix, Benefit.
13 - Spinal | 13.01 - Bone Screws | 13.01.03 - Standard |  | Cannulated | SY302 | 210 |  | Johnson & Johnson Medical Pty Ltd | TeleFix Spinal System | Posterior Screw | 20mm to 70mm in length | 133401 | February 2012 |  | Changed Product Group, Product Sub Group, Suffix, Benefit.
13 - Spinal | 13.01 - Bone Screws | 13.01.03 - Standard |  | Cannulated | SY303 | 210 |  | Johnson & Johnson Medical Pty Ltd | TeleFix Spinal System | Anterior Screw | 20mm to 70mm in length | 133401 | February 2012 |  | Changed Product Group, Product Sub Group, Suffix, Benefit.
13 - Spinal | 13.01 - Bone Screws | 13.01.03 - Standard |  | Closed | MC462 | 210 |  | Medtronic Australasia Pty Ltd | Zephir | Cancellous Screw | 13-17mm | 169514 | February 2012 |  | Changed Product Group, Product Sub Group, Suffix, Benefit.
13 - Spinal | 13.01 - Bone Screws | 13.01.03 - Standard |  | Closed | NV099 | 210 |  | Nuvasive Australia and NZ Pty Ltd | Archon Plate (Bone Screw) | The Archon system, of which the bone screw is a component, is intended for anterior screw fixation of the cervical spine. These implants have been designed to provide stabilisation as an adjunct to cervical fusion. | 4/4.5 x 10-23mm | 132466 | August 2013 |  | New Listing
13 - Spinal | 13.01 - Bone Screws | 13.01.03 - Standard |  | Closed | SX009 | 210 |  | Scientx Australia | Antelys | Screw | D: 5mm, L: 32.5 to 50mm | 119277 | February 2012 |  | Changed Product Group, Product Sub Group, Suffix, Benefit.
13 - Spinal | 13.01 - Bone Screws | 13.01.03 - Standard |  | Closed | SY148 | 210 |  | Johnson & Johnson Medical Pty Ltd | Universal Spine System (USS) | Pedicle Hook Screw | Length 20- 40mm | 133401 | February 2012 |  | Changed Product Group, Product Sub Group, Suffix, Benefit.
13 - Spinal | 13.01 - Bone Screws | 13.01.03 - Standard |  | complex | OH405 | 260 |  | Orthotech Pty Ltd | Ulrich Neon Toggle system | Toggle system consisting of toggle, Locking plate and hex nut. | one size | 130920 | February 2012 |  | New Listing
13 - Spinal | 13.01 - Bone Screws | 13.01.03 - Standard |  | dual thread | ER035 | 480 |  | Emergo Asia Pacific Pty Ltd | Caspian OC screw | The Caspian OC screw is used to fixate the Caspian OC plate to the occiput | 4.5mm diameter. 6-16mm length in 1mm increments 5.25mm diameter. 6-16mm length in 1mm increments | 159828 | February 2012 |  | Changed Size, Product Group, Product Sub Group, Suffix, Benefit.
13 - Spinal | 13.01 - Bone Screws | 13.01.03 - Standard |  | Dual Thread | ER047 | 480 |  | Emergo Asia Pacific Pty Ltd | Chesapeake Spinal System - Fixation Screw | Locking screw for the Chesapeake Spinal System | Diameter: 3.5mm, 3.85mm. 5.5mm Lengths: 12mm to 35mm | 154444 | August 2012 |  | Changed Size.
13 - Spinal | 13.01 - Bone Screws | 13.01.03 - Standard |  | Dual Thread | NK017 | 480 |  | National Surgical Pty Ltd | Fixcet Spinal Facet Screw | Spinal facet screw | 30mm - 45mm | 160705 | February 2013 |  | New Listing
13 - Spinal | 13.01 - Bone Screws | 13.01.03 - Standard |  | Dual Thread | SX062 | 480 |  | Scientx Australia | Aspida Anterior Lumbar Plating System - Screw | Screw | Diameter: 6.0mm, 7.0mm; Length: 25, 30, 35mm | 190252 | February 2012 |  | New Listing
13 - Spinal | 13.01 - Bone Screws | 13.01.03 - Standard |  | Dual Thread | SY140 | 480 |  | Johnson & Johnson Medical Pty Ltd | AO/ASIF Spinal Implants | Locking Screws | Length 12 - 55mm | 133401 | February 2012 |  | Changed Product Name, Description, Size, Product Group, Product Sub Group, Suffix, Benefit.
13 - Spinal | 13.01 - Bone Screws | 13.01.03 - Standard |  | Dual Thread | SY251 | 480 |  | Johnson & Johnson Medical Pty Ltd | Ventrofix - MIS | Screw | 25-65mm | 133401 | February 2012 |  | Changed Product Group, Product Sub Group, Suffix, Benefit.
13 - Spinal | 13.01 - Bone Screws | 13.01.03 - Standard |  | Dual Thread | SY291 | 480 |  | Johnson & Johnson Medical Pty Ltd | Anterior Tension Band | Locking Screw | 22mm to 36mm | 133401 | February 2012 |  | Changed Product Group, Product Sub Group, Suffix, Benefit.
13 - Spinal | 13.01 - Bone Screws | 13.01.03 - Standard |  | Dual Thread | SY297 | 480 |  | Johnson & Johnson Medical Pty Ltd | SynFix Spinal system | Locking Screw | 10mm to 40mm, 4.0mm diameter | 133401 | February 2012 |  | Changed Product Group, Product Sub Group, Suffix, Benefit.
13 - Spinal | 13.01 - Bone Screws | 13.01.03 - Standard |  | Expansion Head/Screw | BB158 | 300 |  | B Braun Australia Pty Ltd | Aesculap Cervical System | Titanium with locking mechanism | Dia 4 - 4.5mm, length 10 - 28mm | 134538 | February 2012 |  | Changed Product Group, Product Sub Group, Suffix, Benefit.
13 - Spinal | 13.01 - Bone Screws | 13.01.03 - Standard |  | Expansion Head/Screw | ER163 | 300 |  | Emergo Asia Pacific Pty Ltd | Signus Anterior Cervical Plate - Bone Screws | Provides stability in patients undergoing anterior cervical spine fusion procedures. It consists of a pre-contoured titanium plate, secured onto the spinal vertebrae by either fixed or variable angle colour coded screws. These screws have an integral lock | 4.0 & 4.5mm diameter x 12-16mm length | 122274 | February 2014 |  | Transferred from LH382
13 - Spinal | 13.01 - Bone Screws | 13.01.03 - Standard |  | Expansion Head/Screw | OH305 | 300 |  | Orthotech Pty Ltd | ADD / ADDplus | Osmium Screw including bolt, titanium. The osmium screw is a two-component system consisting of a screw and a bolt. Expansion of the screw is achieved by inserting the bolt. Hyper-expansion of the screw is not possible. | length = 14, 16, 18mm with outer diameter of 5mm | 130922 | February 2012 |  | Changed Product Group, Product Sub Group, Suffix, Benefit.
13 - Spinal | 13.01 - Bone Screws | 13.01.03 - Standard |  | Expansion Head/Screw | SY181 | 300 |  | Johnson & Johnson Medical Pty Ltd | Cervical Spine Locking Plate (CSLP) System | Expansion Head Screw | Dia 3.5 - 4.5mm, Length 12 - 25mm | 133401 | February 2012 |  | Changed Product Group, Product Sub Group, Suffix, Benefit.
13 - Spinal | 13.01 - Bone Screws | 13.01.03 - Standard |  | Expansion Head/Screw | SY449 | 300 |  | Johnson & Johnson Medical Pty Ltd | Cervical Spine Locking Plate (CSLP) System | QuickLock Screw | 4.0 or 4.5mm Diameter, 12-20mm Length | 133401 | February 2012 |  | Changed Product Group, Product Sub Group, Suffix, Benefit.
13 - Spinal | 13.01 - Bone Screws | 13.01.03 - Standard |  | Expansion Screw / Expansion head Screw | RI019 | 300 |  | RTI Surgical Australia Pty Ltd | Slimfuse Cervical Plate System - Bone Screw | Self-tappind and self-drilling screws screw options with expandable heads and expandable tips. The screw has a unique locking mechanism whereby the screw head expands locking into the plate | 4.5mm and 5.0mm diameter | 194587 | August 2015 |  | Transferred from LH488
13 - Spinal | 13.01 - Bone Screws | 13.01.03 - Standard |  |  | BB069 | 200 |  | B Braun Australia Pty Ltd | Aesculap Bone Screws | Titanium alloy | All sizes | 134538 | August 2017 |  | Changed Product Name, Description, Size, Product Sub Group.
13 - Spinal | 13.01 - Bone Screws | 13.01.03 - Standard |  |  | BF011 | 200 |  | Matrix Medical Innovations | WinLoc Cervical Plate System - screw | Variable self drilling screw/self tapping screw/oversized screw, expandable screw | Length: 12mm, 14mm, 16mm, 18mm Diameter: 4.0mm, 4.5mm | 218438 | August 2014 |  | New Listing
13 - Spinal | 13.01 - Bone Screws | 13.01.03 - Standard |  |  | BF023 | 200 |  | Matrix Medical Innovations | Redmond Screw | Variable or constrained self-drilling/self-tapping/oversized screw | Length: 12mm, 13mm, 14mm, 15mm, 16mm, 17mm, 18mm, 20mm Diameter: 4.0m (self-drilling and self-tapping); 4.5mm (oversized) | 211536 | August 2016 |  | New Listing
13 - Spinal | 13.01 - Bone Screws | 13.01.03 - Standard |  |  | DU012 | 200 |  | SPINEART AUSTRALIA PTY. LTD. | Scarlet AC-T Screw, Reduction Screw | Screw, reduction screw | Diameter: 3mm, 3.5mm Length: 12mm, 14mm, 16mm, 18mm | 166154 | February 2017 |  | New Listing
13 - Spinal | 13.01 - Bone Screws | 13.01.03 - Standard |  |  | DU015 | 200 |  | SPINEART AUSTRALIA PTY. LTD. | Tryptik 2 Screw | Self-tapping screws, self-drilling screws - variable and fixed angle | Diameter: 4.0mm, 4.5mm Length: 12mm, 14mm, 16mm, 18mm | 166154 | February 2017 |  | New Listing
13 - Spinal | 13.01 - Bone Screws | 13.01.03 - Standard |  |  | ER053 | 200 |  | Emergo Asia Pacific Pty Ltd | Blue Ridge Hybrid Cervical Plate System - Screw | Screw, Self-starting or Self-tapping | (4.0 - 4.3) mm Diameter x (12- 18)mm Length | 154444 | February 2015 |  | Changed Description, Size, Product Sub Group, Benefit.
13 - Spinal | 13.01 - Bone Screws | 13.01.03 - Standard |  |  | ER178 | 200 |  | Emergo Asia Pacific Pty Ltd | Scoliosis & Fracture System - LSZ3-Lamina Screw | Signus Scoliosis & Fracture System - LSZ3-Lamina Screw | 5.0;7.5;10.0 mm | 216747 | August 2014 |  | New Listing
13 - Spinal | 13.01 - Bone Screws | 13.01.03 - Standard |  |  | ER187 | 200 |  | Emergo Asia Pacific Pty Ltd | SIGNUS Contact Thoracolumbar Plating System-Solid Screw | SIGNUS Contact Thoracolumbar Plating System-Solid Screw | Dia 6 mm, length 25-45 mm in 5 mm increments | 216749 | August 2014 |  | New Listing
13 - Spinal | 13.01 - Bone Screws | 13.01.03 - Standard |  |  | ER209 | 200 |  | Emergo Asia Pacific Pty Ltd | SIGNUS Cervical Plating Implant System-Bone Screw | SIGNUS Cervical Plating Implant System-Cervical Bone Screw, fixed or variable angle; self drilling or self tapping | dia (2.7-4.3 mm)x length (12-22 mm) | 216749 | February 2015 |  | New Listing
13 - Spinal | 13.01 - Bone Screws | 13.01.03 - Standard |  |  | ER265 | 200 |  | Emergo Asia Pacific Pty Ltd | Amendia Diamond Anterior Cervical Plate System- Screws | Diamond Anterior Cervical Plate System- Screws (hex drive fixed or variable with Grip QuickTM Threads | dia 4.0/4.3 mm x length (12-20 mm) | 233539 | August 2015 |  | New Listing
13 - Spinal | 13.01 - Bone Screws | 13.01.03 - Standard |  |  | ER276 | 200 |  | Emergo Asia Pacific Pty Ltd | Spineway Blue Mountain Cervical Plate System-Screw | Spineway Blue Mountain Cervical Plating System-Screw | Diameter (3, 4, 4.5mm) x Length (7.2, 12-20mm) | 235416 | February 2016 |  | New Listing
13 - Spinal | 13.01 - Bone Screws | 13.01.03 - Standard |  |  | ER278 | 200 |  | Emergo Asia Pacific Pty Ltd | Spineway Kili Lumbar Fusion Cage System-Screw | Spineway Kili fusion cage system screw | Diameter 4.5 mm, Length 20, 23mm | 235415 | February 2016 |  | New Listing
13 - Spinal | 13.01 - Bone Screws | 13.01.03 - Standard |  |  | ER312 | 200 |  | Emergo Asia Pacific Pty Ltd | Ulrich posterior OCT System (neon3)-Occipital Screws | Ulrich posterior OCT System (neon3)-Occipital screws, self tapping | dia 5 mm x length (6-16 mm) | 279706 | February 2017 |  | New Listing
13 - Spinal | 13.01 - Bone Screws | 13.01.03 - Standard |  |  | ER348 | 200 |  | Emergo Asia Pacific Pty Ltd | Renovis S128 ALIF Fusion Cage System-Screws | Renovis S128 ALIF Fusion Cage System-Screws (for Peek or Titanium fusion cage) | dia (4.5-5.0) mm; length (20-35) mm | 277038, 277039 | February 2017 |  | New Listing
13 - Spinal | 13.01 - Bone Screws | 13.01.03 - Standard |  |  | ER351 | 200 |  | Emergo Asia Pacific Pty Ltd | Ulrich Anterior Distraction Device (ADDplus)-Screws, Osmium, cancellous | Ulrich Anterior Distraction Device (ADDplus)-Screws, Osmium,cancellous | dia (4-4.5mm) x length (12-26mm) | 279702 | February 2017 |  | New Listing
13 - Spinal | 13.01 - Bone Screws | 13.01.03 - Standard |  |  | ER373 | 200 |  | Emergo Asia Pacific Pty Ltd | Amendia Regent Anterior Cervical Plate System-Screw | Amendia Regent Anterior Cervical Plate System-Screw (self tapping; fixed or variable) | dia (4-4.5 mm) x length (10-20 mm) | 233539 | February 2017 |  | New Listing
13 - Spinal | 13.01 - Bone Screws | 13.01.03 - Standard |  |  | ER459 | 200 |  | Emergo Asia Pacific Pty Ltd | LnK Anterior Cervical Plate System-Screw | LnK Anterior Cervical Plate System-Screw, self tapping or self drilling; fixed or variable | dia (3.5-4.0mm) x length (12-20mm) | 286127 | August 2017 |  | New Listing
13 - Spinal | 13.01 - Bone Screws | 13.01.03 - Standard |  |  | EU009 | 200 |  | Euros Orthopaedics Australia Pty Ltd | E.2S Cervical Screw | Titanium self-tapping cervical screws | Diameter: 3.5 and 4mm Length 10, 12, 14, 16, 18, 20 and 22mm | 171951 | February 2016 |  | Changed Product Name, Description, Size, Product Sub Group.
13 - Spinal | 13.01 - Bone Screws | 13.01.03 - Standard |  |  | EV008 | 200 |  | Evolution Surgical | Evolution ACDF Plate Bone Screw | Bone screw | 4.0mm diameter 10-20mm, 4.5mm diameter 10-20mm | 248233 | August 2015 |  | New Listing
13 - Spinal | 13.01 - Bone Screws | 13.01.03 - Standard |  |  | EV011 | 200 |  | Evolution Surgical | Evolution ACDF Cage Bone Screw | Bone screw for fusion cages | 4.0 diameter, 12-16mm; 4.5 diameter, 12-16mm | 248233 | August 2015 |  | New Listing
13 - Spinal | 13.01 - Bone Screws | 13.01.03 - Standard |  |  | EV015 | 200 |  | Evolution Surgical | Evolution ALIF Cage Screw | ThoracoLumbar Cage Bone Screw | 5.5mm Diameter, 20-35mm; 6.5mm Diameter, 20-35mm | 248233 | August 2015 |  | New Listing
13 - Spinal | 13.01 - Bone Screws | 13.01.03 - Standard |  |  | EV022 | 200 |  | Evolution Surgical | Revolution ACDF Plate Screw | Anterior Cervical Bone Screws | Fixed and Variable Angle. Diameter 4 - 4.5mm. Length 10 - 20mm | 236041 | August 2016 |  | New Listing
13 - Spinal | 13.01 - Bone Screws | 13.01.03 - Standard |  |  | HC014 | 200 |  | Health Care Surgical Pty Ltd | Origin Screw | Origin Screw | 6-26mm | 205325 | February 2014 |  | New Listing
13 - Spinal | 13.01 - Bone Screws | 13.01.03 - Standard |  |  | HC018 | 200 |  | Health Care Surgical Pty Ltd | KM Bone screw | Bone Screw | W:3.5-5.0mm L:6-22mm | 201492 | February 2014 |  | New Listing
13 - Spinal | 13.01 - Bone Screws | 13.01.03 - Standard |  |  | HC025 | 200 |  | Health Care Surgical Pty Ltd | Screw | The Screw is used with the Perfect-C implant to obtain cortical fixation. | Length 14 - 18mm | 262490 | August 2016 |  | New Listing
13 - Spinal | 13.01 - Bone Screws | 13.01.03 - Standard |  |  | HW571 | 200 |  | Stryker Australia Pty Ltd | LITe Plate System - Screw | Bone Screw | Dia 5mm-5.5mm, Length 22mm-60mm | 277947 | August 2016 |  | New Listing
13 - Spinal | 13.01 - Bone Screws | 13.01.03 - Standard |  |  | IB006 | 200 |  | Implament | STACC Cervical Screw | Cervical Screw | 4mm x 14,16 and 18mm | 188902 | February 2014 |  | New Listing
13 - Spinal | 13.01 - Bone Screws | 13.01.03 - Standard |  |  | LB002 | 200 |  | Globus Medical Australia | Independence Variable Angled Screw | Variable Angled Bone Screw | 5.5mm x 20mm - 40mm | 190071 | February 2017 |  | Changed Product Sub Group.
13 - Spinal | 13.01 - Bone Screws | 13.01.03 - Standard |  |  | LB003 | 200 |  | Globus Medical Australia | Independence Fixed Angled Screw | Fixed Angled Bone Screw | 5.5mm x 20mm - 40mm | 190071 | February 2017 |  | Changed Product Sub Group.
13 - Spinal | 13.01 - Bone Screws | 13.01.03 - Standard |  |  | LB094 | 200 |  | Globus Medical Australia | PLYMOUTH Thoracolumbar Plate System Screw | Bone Screw | 5.5mm - 6.5mm 22mm - 57mm | 190063 | August 2014 |  | New Listing
13 - Spinal | 13.01 - Bone Screws | 13.01.03 - Standard |  |  | LB099 | 200 |  | Globus Medical Australia | CANOPY Laminoplasty System Screw | Bone and graft screw for Laminoplasty Plate | 2.2mm - 3.0mm 4mm - 12mm | 219536 | August 2014 |  | New Listing
13 - Spinal | 13.01 - Bone Screws | 13.01.03 - Standard |  |  | LB107 | 200 |  | Globus Medical Australia | InterContinental HA Screws | HA Coated Bone Screws | 5.5mm x 30mm - 60mm | 190063 | February 2015 |  | New Listing
13 - Spinal | 13.01 - Bone Screws | 13.01.03 - Standard |  |  | LB112 | 200 |  | Globus Medical Australia | ASSURE® Anterior Plate System – Screws | Standard - Self-drilling or Self Tapping Rigid – Self Drilling or Self Tapping | Diameter - 4.0 -4.5mm Length – 10-20mm | 190070 | August 2015 |  | New Listing
13 - Spinal | 13.01 - Bone Screws | 13.01.03 - Standard |  |  | LB139 | 200 |  | Globus Medical Australia | Fortify® I-R Corpectomy Spacer System - Screws | Bone Screws, fixed or variable angles, self-tapping or self-drilling | 4.2, 3.6, and 5.5mm diameter, 12-60mm length | 190055 | August 2016 |  | New Listing
13 - Spinal | 13.01 - Bone Screws | 13.01.03 - Standard |  |  | LB145 | 200 |  | Globus Medical Australia | Coalition Anchor | Titanium Anchor for Coalition Spacer | 12mm, 14mm and 15mm | 190040 | February 2017 |  | New Listing
13 - Spinal | 13.01 - Bone Screws | 13.01.03 - Standard |  |  | LB160 | 200 |  | Globus Medical Australia | QUARTEX Occiptal Screws | Occipital Screws | Diameter 4.2mm-4.6mm and Length 6mm-16mm | 190061 | August 2017 |  | New Listing
13 - Spinal | 13.01 - Bone Screws | 13.01.03 - Standard |  |  | LH537 | 200 |  | Lifehealthcare Pty Ltd | Klementine PL | Fixation Screw, Self Tapping | (3.5 - 3.7)mm dia x 13-17mm length | 178660 | August 2015 |  | Expanded from LH526
13 - Spinal | 13.01 - Bone Screws | 13.01.03 - Standard |  |  | LH545 | 200 |  | Lifehealthcare Pty Ltd | Ultio Laminoplasty Screw | Screw, self drilling, self tapping | 2mm diameter, 4-20mm length | 275605 | August 2016 |  | New Listing
13 - Spinal | 13.01 - Bone Screws | 13.01.03 - Standard |  |  | MC423 | 200 |  | Medtronic Australasia Pty Ltd | Atlantis | Fixed Angle Cancellous Screw | 10-20mm | 169514 | February 2014 |  | Changed Product Sub Group, Benefit.
13 - Spinal | 13.01 - Bone Screws | 13.01.03 - Standard |  |  | MC424 | 200 |  | Medtronic Australasia Pty Ltd | Atlantis | Variable Angle Cancellous Screw | 10-20mm | 169514 | February 2014 |  | Changed Product Sub Group, Benefit.
13 - Spinal | 13.01 - Bone Screws | 13.01.03 - Standard |  |  | MC611 | 200 |  | Medtronic Australasia Pty Ltd | Vantage | Vantage Plates and Screws; Thoracic Screw | 5.5-10.5 x 15-100mm | 169514 | August 2017 |  | Changed Size, Product Sub Group.
13 - Spinal | 13.01 - Bone Screws | 13.01.03 - Standard |  |  | MI175 | 200 |  | Medtronic Australasia Pty Ltd | Venture Screws | Self drilling and self tapping screws (fixed and variable angle) | 4.0mm x 8mm - 21mm; 4.5mm x 8mm - 21mm | 169514 | August 2015 |  | Compressed from MC343, MC344, MC347, MC348
13 - Spinal | 13.01 - Bone Screws | 13.01.03 - Standard |  |  | MU123 | 200 |  | Medacta Australia Pty Ltd | MectaLIF Anterior Stand-Alone Screws | Bone Screws | Diameter: 5 & 5.5mm Length: 25, 30, 35 & 40mm | 222456 | August 2015 |  | Changed Size, Benefit.
13 - Spinal | 13.01 - Bone Screws | 13.01.03 - Standard |  |  | MU136 | 200 |  | Medacta Australia Pty Ltd | M.U.S.T Screws for Pedicle Hooks | Bone Screws | Ø 3,5; L 15 - 20 mm | 222456 | August 2014 |  | New Listing
13 - Spinal | 13.01 - Bone Screws | 13.01.03 - Standard |  |  | NK031 | 200 |  | National Surgical Pty Ltd | IRIX - C Screws | Bone screws | Diameter 3.5mm and 3.7mm; Length 12-21mm | 160750 | August 2014 |  | New Listing
13 - Spinal | 13.01 - Bone Screws | 13.01.03 - Standard |  |  | NK042 | 200 |  | National Surgical Pty Ltd | Cervical Screw | Cervical Screw | 14-18mm | 232017 | August 2015 |  | New Listing
13 - Spinal | 13.01 - Bone Screws | 13.01.03 - Standard |  |  | NK044 | 200 |  | National Surgical Pty Ltd | IRIX-A Screw | Bone Screw | Diameter 5.5 and 6.0mm, Length 25-40mm | 238872 | February 2016 |  | New Listing
13 - Spinal | 13.01 - Bone Screws | 13.01.03 - Standard |  |  | NV023 | 200 |  | Nuvasive Australia and NZ Pty Ltd | VuePoint Screw (occipital bone) | Bone Screw | 4.5-5.0mm diameter, 6-14mm length | 209198 | August 2017 |  | Changed Description, Size, Product Sub Group.
13 - Spinal | 13.01 - Bone Screws | 13.01.03 - Standard |  |  | NV104 | 200 |  | Nuvasive Australia and NZ Pty Ltd | CoRoent Small Interlock (screw) | The CoRoent Small Interlock System is a stand-alone anterior cervical interbody fusion system indicated for use in skeletally mature patients with degenerative disc disease (DDD) at one level from C2 - T1. | 10-20mm | 132498 | February 2014 |  | New Listing
13 - Spinal | 13.01 - Bone Screws | 13.01.03 - Standard |  |  | NV107 | 200 |  | Nuvasive Australia and NZ Pty Ltd | CoRoent (Screw) | Bone Screw | 10-70mm | 132498 | August 2014 |  | New Listing
13 - Spinal | 13.01 - Bone Screws | 13.01.03 - Standard |  |  | NV125 | 200 |  | Nuvasive Australia and NZ Pty Ltd | XLP Lateral Plate System (Screw) | Bone Screw | 5.5-6.5mm diameter; length 15-75mm | 209200 | August 2014 |  | New Listing
13 - Spinal | 13.01 - Bone Screws | 13.01.03 - Standard |  |  | NV126 | 200 |  | Nuvasive Australia and NZ Pty Ltd | StruXure (Shank) | Anterolateral non-pedicle screw system | 5.5-8.5mm diameter, 20-70mm length | 209199 | February 2015 |  | New Listing
13 - Spinal | 13.01 - Bone Screws | 13.01.03 - Standard |  |  | OF002 | 200 |  | Orthofix Australia Pty Limited | Azure Anterior Cervical Plate System | Bone Screws | 4.0 & 4.5mm diameter 12, 14, 16, 18mm length | 195018 | February 2014 |  | New Listing
13 - Spinal | 13.01 - Bone Screws | 13.01.03 - Standard |  |  | OF014 | 200 |  | Orthofix Australia Pty Limited | Pillar SA | Bone Screws | 5.0 - 5.5mm X 20-35mm | 206571 | August 2017 |  | Changed Description, Size, Product Sub Group.
13 - Spinal | 13.01 - Bone Screws | 13.01.03 - Standard |  |  | OF055 | 200 |  | Orthofix Australia Pty Limited | Lonestar Cervical Stand Alone System Bone Screw | Titanium Bone screw allowing intradiscal fixation to the vertebral body. | 3.6mm x 10/12/14/16/18mm Self drilling & self tapping 4.0mm x 10/12/14/16/18mm Rescue self drilling & Rescue self tapping | 206571 | February 2015 |  | New Listing
13 - Spinal | 13.01 - Bone Screws | 13.01.03 - Standard |  |  | OF060 | 200 |  | Orthofix Australia Pty Limited | Centurion Occipital Bone Screws and Rescue Screws | Occipital Bone screws with non-anodized heads | 6mm – 14mm in 2mm increments | 195012 | August 2016 |  | New Listing
13 - Spinal | 13.01 - Bone Screws | 13.01.03 - Standard |  |  | OF070 | 200 |  | Orthofix Australia Pty Limited | SKYHAWK Bone Screws | Primary and Rescue Screws | Primary Screw: 5.5 mm diameter, 30mm- 60mm length (in 5mm increments) Rescue Screw: 6.5 mm diameter, 30mm - 60mm length (in 5mm increments) | 206571 | February 2017 |  | New Listing
13 - Spinal | 13.01 - Bone Screws | 13.01.03 - Standard |  |  | OH479 | 200 |  | Orthotech Pty Ltd | Stalif C | Stalif Screws | 14-16 | 196068 | February 2014 |  | New Listing
13 - Spinal | 13.01 - Bone Screws | 13.01.03 - Standard |  |  | OH506 | 200 |  | Orthotech Pty Ltd | PACH plate, screw | Titanium coated anterior interbody fusion device for the lumbar spine | 26-50mm | 228380 | August 2015 |  | New Listing
13 - Spinal | 13.01 - Bone Screws | 13.01.03 - Standard |  |  | OH539 | 200 |  | Orthotech Pty Ltd | Spinal Plate Screws | Self-Drilling and Self-Tapping Plate Screws | Diam - 4.0 - 4.5mm Length - 10 - 16mm | 289731 | August 2017 |  | New Listing
13 - Spinal | 13.01 - Bone Screws | 13.01.03 - Standard |  |  | PB004 | 200 |  | Australian Pacific Medical Pty Ltd | Bone Screws | Bone Screws | Diameter:2.0-4.35mm, Length: 6-18mm | 214788 | February 2017 |  | Changed Size.
13 - Spinal | 13.01 - Bone Screws | 13.01.03 - Standard |  |  | PC003 | 200 |  | Precision Surgical Pty Ltd | WeCover Cervical System - Screw | Plate System - Screws | Self Drilling Screw Ø4.5 fixed angle 12mm - 22mm Self Drilling Screw Ø4.5 variable angle 12mm - 22mm Self Drilling Screw Ø4 fixed angle 12mm - 22mm Self Drilling Screw Ø4 variable angle 12mm - 22mm Self Tapping Screw Ø4.5 fixed angle 12mm - 22mm Self Tapping Screw Ø4 fixed angle 12mm - 22mm Self Tapping Screw Ø4 variable angle 12mm - 22mm | 221268 | August 2014 |  | New Listing
13 - Spinal | 13.01 - Bone Screws | 13.01.03 - Standard |  |  | PZ014 | 200 |  | Prism Surgical Designs Pty Ltd | Aquila Plate System | Bone Screw | 10-20mm | 217032 | February 2015 |  | Changed Product Name, Size, Product Sub Group.
13 - Spinal | 13.01 - Bone Screws | 13.01.03 - Standard |  |  | PZ048 | 200 |  | Prism Surgical Designs Pty Ltd | Borealis Spine System | Bone Screw | 10-20mm | 217033 | August 2015 |  | Changed Product Name, Benefit.
13 - Spinal | 13.01 - Bone Screws | 13.01.03 - Standard |  |  | PZ051 | 200 |  | Prism Surgical Designs Pty Ltd | Pegasus Plate System | Bone Screw | 12-26mm | 217032 | February 2015 |  | Duplicated from SF068
13 - Spinal | 13.01 - Bone Screws | 13.01.03 - Standard |  |  | PZ052 | 200 |  | Prism Surgical Designs Pty Ltd | Aurora Screw | Bone Screw | 24mm - 32mm | 217032 | February 2015 |  | Duplicated from SF064
13 - Spinal | 13.01 - Bone Screws | 13.01.03 - Standard |  |  | RI008 | 200 |  | RTI Surgical Australia Pty Ltd | PAC Anterior Cervical Plate System- Screws | Self-tapping screws, self-drilling screws; fixed and variable angle; Titanium Alloy | 4mm diameter by 10 - 20mm in 2mm increments; 4.5mm diameter by 12 - 16mm in 2mm increments | 233568 | August 2015 |  | New Listing
13 - Spinal | 13.01 - Bone Screws | 13.01.03 - Standard |  |  | TV001 | 200 |  | The Trustee for Range Orthopaedics Trust | Zuma-C Bone Screw | Variable angle bone screw | 4.0-4.5mm x 10-18mm | 275779 | August 2017 |  | Transferred from PJ009
13 - Spinal | 13.01 - Bone Screws | 13.01.03 - Standard |  |  | ZI879 | 200 |  | Zimmer Biomet Pty Ltd | V2F Screws | Dual-lead cortical/cancellous screws | Diameter 6mm and 7mm, 30-60mm in 5mm increments | 118537 | February 2014 |  | New Listing
13 - Spinal | 13.01 - Bone Screws | 13.01.03 - Standard |  |  | ZI904 | 200 |  | Zimmer Biomet Pty Ltd | Virage Occipital Screws | Occipital Screws | 4.5mm x 6-16mm, 5.25mm x 6-16mm | 111775 | August 2015 |  | New Listing
13 - Spinal | 13.01 - Bone Screws | 13.01.03 - Standard |  |  | ZI950 | 200 |  | Zimmer Biomet Pty Ltd | Timberline Lateral Fusion System | Bone Screws | 30-60mm | 282040 | February 2017 |  | New Listing
13 - Spinal | 13.01 - Bone Screws | 13.01.03 - Standard |  | Cannulated | BF015 | 210 |  | Matrix Medical Innovations | Redmond Lumbar Cage System - Locking screw, cannulated | Cannulated titanium screw | Diameter: 5.5mm; Length: 15, 20, 25, 30, 35mm | 211536 | February 2015 |  | New Listing
13 - Spinal | 13.01 - Bone Screws | 13.01.03 - Standard |  | Cannulated | ER261 | 210 |  | Emergo Asia Pacific Pty Ltd | Amendia Spartan Transfacet Pedicle Screw System-Monoaxial Screw, Cannulated | Amendia Spartan Transfacet Pedicle Screw System-Monoaxial Screw, Cannulated | dia 4.3mm x length (20-35mm); dia 5.0 mm x length (20-55mm) | 233732 | August 2015 |  | New Listing
13 - Spinal | 13.01 - Bone Screws | 13.01.03 - Standard |  | Cannulated | LH558 | 210 |  | Lifehealthcare Pty Ltd | Atlas (Anterior Odontoid Fixation System) | Cannulated Bone Screw | (4.0 - 4.5)mm diameter x (28-55)mm length | 275605 | August 2016 |  | New Listing
13 - Spinal | 13.01 - Bone Screws | 13.01.03 - Standard |  | Cannulated | OH511 | 210 |  | Orthotech Pty Ltd | Golden Gate Standard Screw | Standard Screw | 20 - 50mm | 169136 | August 2015 |  | New Listing
13 - Spinal | 13.01 - Bone Screws | 13.01.03 - Standard |  | Closed | BF014 | 210 |  | Matrix Medical Innovations | Redmond Lumbar Cage System - Locking screw, closed | Titanium screw | Diameter: 5.5mm; Length: 15, 20, 25, 30, 35mm | 211536 | February 2015 |  | New Listing
13 - Spinal | 13.01 - Bone Screws | 13.01.03 - Standard |  | Complex | ER321 | 260 |  | Emergo Asia Pacific Pty Ltd | Ulrich posterior OCT System (neon3)-Toggle | Ulrich posterior OCT System (neon3)-Toggle, incl. nut and washer | N/A | 279706 | February 2017 |  | New Listing
13 - Spinal | 13.01 - Bone Screws | 13.01.03 - Standard |  | Complex | ER374 | 260 |  | Emergo Asia Pacific Pty Ltd | Ulrich Sacroiliac Joint Fixation Device | Ulrich Sacroiliac Joint Fixation Device-Bone Screw | dia (7.5-10 mm) x length (40-140 mm) | 279706 | February 2017 |  | New Listing
13 - Spinal | 13.01 - Bone Screws | 13.01.03 - Standard |  | Complex | OH510 | 260 |  | Orthotech Pty Ltd | Golden Gate Polyaxial Screw | Polyaxial Screw | 25 - 55 | 169136 | August 2015 |  | New Listing
13 - Spinal | 13.01 - Bone Screws | 13.01.03 - Standard |  | Complex | PC007 | 260 |  | Precision Surgical Pty Ltd | Advantage Cage System, Screw | Cage Screw | 4.5mm and 5mm | 268797 | August 2017 |  | Duplicated from SF100
13 - Spinal | 13.01 - Bone Screws | 13.01.03 - Standard |  | Complex | SF100 | 260 |  | Signature Orthopaedics | Advantage Cage System, Screw | Cage Screw | 4.5mm and 5mm | 246581 | February 2016 |  | New Listing
13 - Spinal | 13.01 - Bone Screws | 13.01.03 - Standard |  | Dual Thread | ER016 | 480 |  | Emergo Asia Pacific Pty Ltd | Pyrenees Cervical Plate System - Screw | Self-drilling, self-tapping and bone reduction screws | (3.5 - 4.7)mm diam x (10-20)mm length | 154444 | August 2016 |  | Changed Size.
13 - Spinal | 13.01 - Bone Screws | 13.01.03 - Standard |  | Dual Thread | ER023 | 480 |  | Emergo Asia Pacific Pty Ltd | Cayman Thoracolumbar Plate System / Bone Screw | Self tapping screw, Ti | Length: 20mm to 60mm Diameter: 5mm and 7mm, titanium | 159150 | August 2014 |  | Changed Description, Size, Product Sub Group, Suffix, Benefit.
13 - Spinal | 13.01 - Bone Screws | 13.01.03 - Standard |  | Dual Thread | ER325 | 480 |  | Emergo Asia Pacific Pty Ltd | Ulrich Anterior Cervical Plating System-Screws | Ulrich Mambo Anterior Cervical Plating System-Screws, self drilling | dia (3.5-4.0 mm) x length (13-19 mm) | 279704 | February 2017 |  | New Listing
13 - Spinal | 13.01 - Bone Screws | 13.01.03 - Standard |  | Dual Thread | ER329 | 480 |  | Emergo Asia Pacific Pty Ltd | Ulrich Bone Fixation Screw | Ulrich Dens Bone Fixation Screw, double threaded, compression | 33-45 mm long | 279706 | February 2017 |  | New Listing
13 - Spinal | 13.01 - Bone Screws | 13.01.03 - Standard |  | Dual Thread | ER343 | 480 |  | Emergo Asia Pacific Pty Ltd | Ulrich anterior lateral thoracolumbar plate-Screws | Ulrich anterior lateral thoracolumbar plate-Screws, mono and polyaxial, cannulated, dual thread, self tapping. | dia 7 mm; length 20-55 mm; polyaxiality 7° | 279704 | February 2017 |  | New Listing
13 - Spinal | 13.01 - Bone Screws | 13.01.03 - Standard |  | Dual Thread | EV027 | 480 |  | Evolution Surgical | Revolution Standalone ACDF bone screw | Anterior cervical fusion cage system Standalone screw | Diameter 4 - 4.5mm Length 12 -17mm | 236041 | August 2016 |  | New Listing
13 - Spinal | 13.01 - Bone Screws | 13.01.03 - Standard |  | Dual Thread | EV031 | 480 |  | Evolution Surgical | Evolution Altus Dual Thread Screw | Thoraco Lumbar Cage Dual Thread Bone Screw | diameter: 5.5 - 6mm Length: 20 - 35mm | 236041 | August 2017 |  | New Listing
13 - Spinal | 13.01 - Bone Screws | 13.01.03 - Standard |  | Dual Thread | MI153 | 480 |  | Medtronic Australasia Pty Ltd | ZEVO Anterior Cervical Plate System | Dual thread, self-drilling/self-tapping screw | Diameter: 3.5mm - 4.5mm; Length 10mm - 24mm | 169514 | August 2016 |  | Changed Size.
13 - Spinal | 13.01 - Bone Screws | 13.01.03 - Standard |  | Dual Thread | MI170 | 480 |  | Medtronic Australasia Pty Ltd | Divergence-L Anterior/Oblique Lumbar Fusion System | Self-drilling and Self-tapping Screws | 20-40 mm | 169514 | February 2016 |  | Changed Suffix, Benefit.
13 - Spinal | 13.01 - Bone Screws | 13.01.03 - Standard |  | Dual Thread | MI176 | 480 |  | Medtronic Australasia Pty Ltd | Divergence Anterior Cervical Fusion Mini-Plate System | Divergence Miniplate Screw - Dual thread self drilling/self tapping screw | 4.0mm x 9-24mm | 169514 | August 2015 |  | Expanded from MI155
13 - Spinal | 13.01 - Bone Screws | 13.01.03 - Standard |  | Dual Thread | MI177 | 480 |  | Medtronic Australasia Pty Ltd | Divergence Anterior Cervical Fusion Mini-Plate System | Divergence Miniplate Screw - Dual thread self drilling/self tapping screw | 3.5mm x 9-24mm | 169514 | August 2015 |  | Expanded from MI155
13 - Spinal | 13.01 - Bone Screws | 13.01.03 - Standard |  | Dual Thread | MI178 | 480 |  | Medtronic Australasia Pty Ltd | Divergence Anterior Cervical Fusion Standalone System | Divergence anterior cervical fusion system Standalone screw | 4.0mm x 9 -17mm | 169514 | August 2015 |  | Expanded from MI163
13 - Spinal | 13.01 - Bone Screws | 13.01.03 - Standard |  | Dual Thread | MI179 | 480 |  | Medtronic Australasia Pty Ltd | Divergence Anterior Cervical Fusion Standalone System | Divergence anterior cervical fusion system Standalone screw | 3.5mm x 9 -17mm | 169514 | August 2015 |  | Expanded from MI163
13 - Spinal | 13.01 - Bone Screws | 13.01.03 - Standard |  | Dual Thread | MI188 | 480 |  | Medtronic Australasia Pty Ltd | PIVOX Oblique Lateral Spinal System | Bone Screw | Length: 20-50mm | 169514 | February 2016 |  | New Listing
13 - Spinal | 13.01 - Bone Screws | 13.01.03 - Standard |  | Dual Thread | NK046 | 480 |  | National Surgical Pty Ltd | Silex Bone Screw | Dual-Thread Sacroiliac Locking Screw | 7mm x 30-70mm | 228758 | February 2016 |  | Expanded from NK032
13 - Spinal | 13.01 - Bone Screws | 13.01.03 - Standard |  | Dual Thread | PC006 | 480 |  | Precision Surgical Pty Ltd | Alias Cage Screw | Alias Cage - Screw | 12-17mm | 268797 | August 2017 |  | Duplicated from SF105
13 - Spinal | 13.01 - Bone Screws | 13.01.03 - Standard |  | Dual Thread | PZ015 | 480 |  | Prism Surgical Designs Pty Ltd | Pegasus Plate System | Bone Screw | 12-26mm | 217032 | February 2015 |  | Changed Product Name, Size, Product Sub Group, Suffix.
13 - Spinal | 13.01 - Bone Screws | 13.01.03 - Standard |  | Dual Thread | PZ016 | 480 |  | Prism Surgical Designs Pty Ltd | Aurora Spine System | Bone screw | 20mm - 36mm | 217032 | August 2015 |  | Changed Product Name, Product Sub Group, Suffix, Benefit.
13 - Spinal | 13.01 - Bone Screws | 13.01.03 - Standard |  | Dual Thread | PZ043 | 480 |  | Prism Surgical Designs Pty Ltd | Australis Spine System | Bone Screw | 15mm-45mm | 217033 | August 2014 |  | Duplicated from SF056
13 - Spinal | 13.01 - Bone Screws | 13.01.03 - Standard |  | Dual Thread | PZ047 | 480 |  | Prism Surgical Designs Pty Ltd | Borealis Spine System | Bone Screw | 10-20mm | 217033 | August 2015 |  | Changed Product Name.
13 - Spinal | 13.01 - Bone Screws | 13.01.03 - Standard |  | Dual Thread | PZ053 | 480 |  | Prism Surgical Designs Pty Ltd | Aquila Plate System | Bone Screw | 10mm-20mm | 217032 | February 2015 |  | Duplicated from SF066
13 - Spinal | 13.01 - Bone Screws | 13.01.03 - Standard |  | Dual Thread | SF063 | 480 |  | Signature Orthopaedics | Aurora Screw | Bone Screw | 20-36mm | 208160 | August 2014 |  | Expanded from SF021
13 - Spinal | 13.01 - Bone Screws | 13.01.03 - Standard |  | Dual Thread | SF105 | 480 |  | Signature Orthopaedics | Alias Cage Screw | Alias Cage - Screw | 12-17mm | 184460 | February 2016 |  | New Listing
13 - Spinal | 13.01 - Bone Screws | 13.01.03 - Standard |  | Dual Thread | SF150 | 480 |  | Signature Orthopaedics | XM Plate Screws | Dual thread screws for XM Plate | Diameter 5.5 & 6.0mm, 20-32mm | 184460 | August 2017 |  | New Listing
13 - Spinal | 13.01 - Bone Screws | 13.01.03 - Standard |  | Dual Thread | SV063 | 480 |  | Signature Spine and Joint Pty Ltd | STERISPINE™ Bone Screws with dual thread | Standard with dual thread | 12mm x 3.5mm; 4.0 mm 13mm x 3.5mm; 4.0 mm 15mm x 3.5mm; 4.0 mm | 273286 | August 2017 |  | New Listing
13 - Spinal | 13.01 - Bone Screws | 13.01.03 - Standard |  | Dual Thread | ZI901 | 480 |  | Zimmer Biomet Pty Ltd | Optio-C Anterior Cervical Bone Screws | Anterior Cervical Bone Screws | 3.3mm diameter, 12, 14, and 16mm . | 23716 | February 2015 |  | New Listing
13 - Spinal | 13.01 - Bone Screws | 13.01.03 - Standard |  | Dual Thread | ZI920 | 480 |  | Zimmer Biomet Pty Ltd | TriCor Sacroiliac Joint Fusion System, Locking Implant | Locking Implant | 7mm diameter, 30-70mm | 268152 | February 2016 |  | New Listing
13 - Spinal | 13.01 - Bone Screws | 13.01.03 - Standard |  | Expansion Screw / Expansion Head Screw | BF016 | 300 |  | Matrix Medical Innovations | Redmond Cage System - Locking screw, expandable | Expandable titanium screw | Diameter: 4.0mm; Length: 12, 14, 16, 18mm Diameter: 5.5mm; Length: 15, 20, 25, 30, 35mm | 211536 | August 2016 |  | Changed Product Name, Size.
13 - Spinal | 13.01 - Bone Screws | 13.01.03 - Standard |  | Expansion Screw / Expansion Head Screw | ER188 | 300 |  | Emergo Asia Pacific Pty Ltd | SIGNUS Contact Thoracolumbar Plating System-Expansion Screw | SIGNUS Contact Thoracolumbar Plating System-Expansion Screw | 6 mm dia, 25-40 mm long in 5 mm increments | 216749 | August 2014 |  | New Listing
13 - Spinal | 13.01 - Bone Screws | 13.01.03 - Standard |  | Expansion Screw / Expansion Head Screw | ER352 | 300 |  | Emergo Asia Pacific Pty Ltd | Ulrich Anterior Distraction Device (ADDplus)-Screws, Osmium, expansion | Ulrich Anterior Distraction Device (ADDplus)-Screws, Osmium, expansion, include bolt. | dia (4-5 mm) x length (12-18 mm) | 279702 | February 2017 |  | New Listing
13 - Spinal | 13.01 - Bone Screws | 13.01.03 - Standard |  | Expansion Screw / Expansion Head Screw | LB116 | 300 |  | Globus Medical Australia | Unify Dynamic Anterior Cervical Plate System – Screws | Variable and fixed angle expanding titanium alloy screws | Diameter – 4.2mm and 4.6mm Length – 10mm – 20mm | 190070 | August 2015 |  | New Listing
13 - Spinal | 13.01 - Bone Screws | 13.01.03 - Standard |  | Expansion Screw / Expansion Head Screw | LB121 | 300 |  | Globus Medical Australia | Assure-X Anterior Cervical Plate System - Screws | Variable Angle and Fixed Angle Self-drilling and Self-tapping Expansion Bone Screws | Diameter 4.2-4.6 mm, Length 10-20mm | 190070 | February 2016 |  | New Listing
13 - Spinal | 13.01 - Bone Screws | 13.01.03 - Standard |  | Expansion Screw / Expansion Head Screw | MU131 | 300 |  | Medacta Australia Pty Ltd | Mecta C Screws | Expansion Head Screws | Diameters 4 - 4.5. Length 12 - 22mm. | 222456 | August 2014 |  | New Listing
13 - Spinal | 13.01 - Bone Screws | 13.01.03 - Standard |  | Expansion Screw / Expansion Head Screw | MU132 | 300 |  | Medacta Australia Pty Ltd | Mecta C Screws 2x | Expansion Head Screws | Diameter 4 - 4.5. Length 12 - 22 mm. | 222456 | August 2014 |  | New Listing
13 - Spinal | 13.01 - Bone Screws | 13.01.03 - Standard |  | Expansion Screw / Expansion Head Screw | MU133 | 300 |  | Medacta Australia Pty Ltd | Mecta C Screws 4x | Expansion Head Screws | Diameters 4 - 4.5. Length 12 - 22 mm | 222456 | August 2014 |  | New Listing
13 - Spinal | 13.01 - Bone Screws | 13.01.03 - Standard |  | Expansion Screw / Expansion Head Screw | NV106 | 300 |  | Nuvasive Australia and NZ Pty Ltd | Decade Lateral Plate System (screw) | The Nuvasive Decade Lateral Plate System is indicated for use in the treatment of lumbar and lumbosacral (L1-S1) spine instability. | 5.0/6.5mm diameter, length 15-75mm | 209199 | August 2017 |  | Changed Size.
13 - Spinal | 13.01 - Bone Screws | 13.01.03 - Standard |  | Expansion Screw / Expansion Head Screw | NV132 | 300 |  | Nuvasive Australia and NZ Pty Ltd | Foundation LL (Screw) | The Foundation LL System is indicated for spinal fusion procedures in skeletally mature patients with degenerative disc disease (DDD) at one or two contiguous levels in the lumbar spine (L2 to S1 ). DDD is defined as back pain of discogenic origin with degeneration of the disc confirmed by patient history and radiographic studies. DDD patients may also have up to Grade 1 spondylolisthesis or retrolisthesis at the involved levels. These patients may have had a previous non-fusion spinal surgery at the involved level(s). The Foundation LL System is intended for use with autograft. The Foundation LL System 10-20 degree lordotic cages may be used as a standalone system. The Foundation LL System 25- 30 degree lordotic cages must be used with supplemental internal spinal fixation systems (i.e. posterior pedicle screw and rod system) that are cleared by the FDA for use in the lumbar spine. Patients must have undergone a regimen of at least six (6) months of non-operative treatment prior to being treated with the Foundation LL System. | 5.0-6.0mm diameter, 20-30mm length | 132498 | February 2016 |  | New Listing
13 - Spinal | 13.01 - Bone Screws | 13.01.03 - Standard |  | Expansion Screw / Expansion Head Screw | NV144 | 300 |  | Nuvasive Australia and NZ Pty Ltd | Base (Screw) | Bone Screw | 5.0-6.0mm diameter, 17.5-30mm length | 132498 | February 2017 |  | Changed Product Name, Size.
13 - Spinal | 13.02 - Accessories for bone screws and connector components | 13.02.01 - Nut/Set Screw/Locking Screw |  |  | BB230 | 170 |  | B Braun Australia Pty Ltd | S4 Spinal System | Set Screw - titanium | one size | 134538 | February 2012 |  | Changed Product Group, Suffix, Benefit.
13 - Spinal | 13.02 - Accessories for bone screws and connector components | 13.02.01 - Nut/Set Screw/Locking Screw |  |  | BF008 | 170 |  | Matrix Medical Innovations | Smartloc Spinal Fixation System / Set Screw | Set screw for poyaxial pedicle screw | 8mm diameter, 5mm height | 150778 | August 2013 |  | Transferred from AJ024
13 - Spinal | 13.02 - Accessories for bone screws and connector components | 13.02.01 - Nut/Set Screw/Locking Screw |  |  | BH076 | 170 |  | Zimmer Biomet Pty Ltd | Synergy Spinal System | Point/Double Hex Set Screw | 4.75 - 6.35mm | 146992 | February 2012 |  | Changed Product Group, Suffix, Benefit.
13 - Spinal | 13.02 - Accessories for bone screws and connector components | 13.02.01 - Nut/Set Screw/Locking Screw |  |  | DE378 | 170 |  | Device Technologies Australia Pty Ltd | SpineTune TL - Set Screw | This component is a screw set that is inserted within the rod housing of the monoaxial and polyaxial screws to secure the rod to the screw. | One size only | 188177 | August 2012 |  | New Listing
13 - Spinal | 13.02 - Accessories for bone screws and connector components | 13.02.01 - Nut/Set Screw/Locking Screw |  |  | DY107 | 170 |  | Johnson & Johnson Medical Pty Ltd | Carbon Fibre Cages | Stackable Cage Titanium Interface Screw Nuts | One size only | 128255, 128257, 98094 | February 2012 |  | Changed Product Group, Suffix, Benefit.
13 - Spinal | 13.02 - Accessories for bone screws and connector components | 13.02.01 - Nut/Set Screw/Locking Screw |  |  | DY293 | 170 |  | Johnson & Johnson Medical Pty Ltd | Crossover System (Titanium) | Crossover Nut or Ball Screw | One size only | 128257 | February 2012 |  | Changed Product Group, Suffix, Benefit.
13 - Spinal | 13.02 - Accessories for bone screws and connector components | 13.02.01 - Nut/Set Screw/Locking Screw |  |  | EU017 | 170 |  | Euros Orthopaedics Australia Pty Ltd | e.Spine locking screw | Titanium locking screw for e.Spine hooks and e.Spine pedicular screws | One size | 171952 | August 2012 |  | New Listing
13 - Spinal | 13.02 - Accessories for bone screws and connector components | 13.02.01 - Nut/Set Screw/Locking Screw |  |  | JJ524 | 170 |  | Johnson & Johnson Medical Pty Ltd | VIPER Spine System | Viper Single Innie Set Screw | One size | 97391 | February 2012 |  | Changed Product Group, Suffix, Benefit.
13 - Spinal | 13.02 - Accessories for bone screws and connector components | 13.02.01 - Nut/Set Screw/Locking Screw |  |  | JJ656 | 170 |  | Johnson & Johnson Medical Pty Ltd | SI Set Screw - Expedium Anterior Spine System | Single Innie Set Screw - Titanium | one size only | 97391 | February 2012 |  | Changed Product Group, Suffix, Benefit.
13 - Spinal | 13.02 - Accessories for bone screws and connector components | 13.02.01 - Nut/Set Screw/Locking Screw |  |  | JJ913 | 170 |  | Johnson & Johnson Medical Pty Ltd | Summit Spinal System | Screws and nuts | One size | 92307 | August 2013 |  | Compressed from DY340, DY341, DY345, DY444
13 - Spinal | 13.02 - Accessories for bone screws and connector components | 13.02.01 - Nut/Set Screw/Locking Screw |  |  | JJ915 | 170 |  | Johnson & Johnson Medical Pty Ltd | Expedium Spine System | Si and Unitised Screw Set | 4.35 -7.5mm | 145290, 97391 | August 2013 |  | Compressed from DY432, JJ791
13 - Spinal | 13.02 - Accessories for bone screws and connector components | 13.02.01 - Nut/Set Screw/Locking Screw |  |  | JJ916 | 170 |  | Johnson & Johnson Medical Pty Ltd | Mountaineer Spinal System | Inner screws and out nuts | One size only | 128255, 128257, 145290 | August 2013 |  | Compressed from JJ594, JJ600, JJ601, JJ691
13 - Spinal | 13.02 - Accessories for bone screws and connector components | 13.02.01 - Nut/Set Screw/Locking Screw |  |  | JJ942 | 170 |  | Johnson & Johnson Medical Pty Ltd | Moss Miami Spinal System | Inner and outer screw, nuts and set screws | 3 - 6.5mm | 128257, 145010 | August 2013 |  | Compressed from DP304, DP422, DY098, JJ762, JJ763
13 - Spinal | 13.02 - Accessories for bone screws and connector components | 13.02.01 - Nut/Set Screw/Locking Screw |  |  | JJ943 | 170 |  | Johnson & Johnson Medical Pty Ltd | Isola Spine System | Nuts, Set screws and locking screws | 3/8, 5/16 and 1/4 inch, 6.35-120mm | 128257, 128268, 148371, 97391 | August 2013 |  | Compressed from DP058, DP074, DP460, DP463, DP475, DP501, DY103, DY106, DY108
13 - Spinal | 13.02 - Accessories for bone screws and connector components | 13.02.01 - Nut/Set Screw/Locking Screw |  |  | KH034 | 170 |  | KH NXGEN (AUS) Pty Limited | G5 Locking Cap/Screw | setscrew, titanium alloy | one size only | 187961 | February 2013 |  | New Listing
13 - Spinal | 13.02 - Accessories for bone screws and connector components | 13.02.01 - Nut/Set Screw/Locking Screw |  |  | LB019 | 170 |  | Globus Medical Australia | REVOLVE Stabilization Locking Cap | Locking Cap | One Size | 190043 | February 2012 |  | New Listing
13 - Spinal | 13.02 - Accessories for bone screws and connector components | 13.02.01 - Nut/Set Screw/Locking Screw |  |  | LB048 | 170 |  | Globus Medical Australia | ELLIPSE Stabilization System, Locking Cap | Locking Cap | One Size | 190061 | February 2012 |  | New Listing
13 - Spinal | 13.02 - Accessories for bone screws and connector components | 13.02.01 - Nut/Set Screw/Locking Screw |  |  | LB061 | 170 |  | Globus Medical Australia | REVLOK Fenestrated Screw System Locking Cap | Locking Cap | One Size | 196054 | February 2013 |  | New Listing
13 - Spinal | 13.02 - Accessories for bone screws and connector components | 13.02.01 - Nut/Set Screw/Locking Screw |  |  | LH452 | 170 |  | Lifehealthcare Pty Ltd | DSS Breaking Nut | The DSS Breaking Nut is a set screw that locks the DSS pedicle screw for final tightening. It is an integral part of the DSS pedicle screw system, is used every time and can not be used on its own. | One size only | 151022 | February 2012 |  | Changed Product Group, Suffix, Benefit.
13 - Spinal | 13.02 - Accessories for bone screws and connector components | 13.02.01 - Nut/Set Screw/Locking Screw |  |  | LH456 | 170 |  | Lifehealthcare Pty Ltd | DSS Fusion Coupler Set Screw | The DSS Fusion Coupler set screw locks the telescoping fusion couplers rigidly in place. This set screw can only be used for this purpose, is used every case and can not be used for any other purpose. | DIA700-04 for 20mm - 22mm fusion coupler DIA70022-04 for 22mm - 25mm / 25mm - 31mm / 31mm - 43mm fusion couplers | 151022 | February 2012 |  | Changed Size, Product Group, Suffix, Benefit.
13 - Spinal | 13.02 - Accessories for bone screws and connector components | 13.02.01 - Nut/Set Screw/Locking Screw |  |  | LH486 | 170 |  | Lifehealthcare Pty Ltd | DSS HP Spinal System - Set Screw | Set Screw | One size only | 186733 | August 2012 |  | New Listing
13 - Spinal | 13.02 - Accessories for bone screws and connector components | 13.02.01 - Nut/Set Screw/Locking Screw |  |  | MC394 | 170 |  | Medtronic Australasia Pty Ltd | CD Horizon | Set screw | Each in one size | 169514 | February 2012 |  | Changed Product Group, Suffix, Benefit.
13 - Spinal | 13.02 - Accessories for bone screws and connector components | 13.02.01 - Nut/Set Screw/Locking Screw |  |  | MC399 | 170 |  | Medtronic Australasia Pty Ltd | TSRH Spinal Implant System | 3D - Nut, Eyebolt locknot, locknut 1/2 inch, locking screws, double hex, flush break, universal breakoff | Each in one size | 169514 | February 2012 |  | Changed Product Group, Suffix, Benefit.
13 - Spinal | 13.02 - Accessories for bone screws and connector components | 13.02.01 - Nut/Set Screw/Locking Screw |  |  | MC504 | 170 |  | Medtronic Australasia Pty Ltd | CD Horizon | Breakoff Set Screw | 25 - 55mm | 169514 | February 2012 |  | Changed Product Group, Suffix, Benefit.
13 - Spinal | 13.02 - Accessories for bone screws and connector components | 13.02.01 - Nut/Set Screw/Locking Screw |  |  | MC546 | 170 |  | Medtronic Australasia Pty Ltd | Vertex Spinal System | Set screw | One size only | 169514 | February 2012 |  | Changed Product Group, Suffix, Benefit.
13 - Spinal | 13.02 - Accessories for bone screws and connector components | 13.02.01 - Nut/Set Screw/Locking Screw |  |  | MC615 | 170 |  | Medtronic Australasia Pty Ltd | Vantage | Vantage Plates and Screws; Lock Nut | One Size Only | 169514 | February 2012 |  | Changed Product Group, Suffix, Benefit.
13 - Spinal | 13.02 - Accessories for bone screws and connector components | 13.02.01 - Nut/Set Screw/Locking Screw |  |  | MC667 | 170 |  | Medtronic Australasia Pty Ltd | SiLo | Set Screw | One Size only | 169514 | February 2012 |  | Changed Product Group, Suffix, Benefit.
13 - Spinal | 13.02 - Accessories for bone screws and connector components | 13.02.01 - Nut/Set Screw/Locking Screw |  |  | MC674 | 170 |  | Medtronic Australasia Pty Ltd | CD HORIZON Spinal System - Set Screw | Set Screw | 3.5mm - 6.35mm | 169514 | February 2012 |  | Changed Product Group, Suffix, Benefit.
13 - Spinal | 13.02 - Accessories for bone screws and connector components | 13.02.01 - Nut/Set Screw/Locking Screw |  |  | NK010 | 170 |  | National Surgical Pty Ltd | Fortex Pedicle Screw Set Screw | Pedicle Screw Set | 3.1mm height | 159605, 160750, 170220 | August 2012 |  | Transferred from AX085
13 - Spinal | 13.02 - Accessories for bone screws and connector components | 13.02.01 - Nut/Set Screw/Locking Screw |  |  | NV002 | 170 |  | Nuvasive Australia and NZ Pty Ltd | SpheRx | Cannulated Lock Screw | one size | 132466 | February 2012 |  | Changed Product Group, Suffix, Benefit.
13 - Spinal | 13.02 - Accessories for bone screws and connector components | 13.02.01 - Nut/Set Screw/Locking Screw |  |  | NV032 | 170 |  | Nuvasive Australia and NZ Pty Ltd | Traverse Lock Nut | The Traverse system, of which the Traverse lock nut is a component, is indicated for use as an adjunct to fusion via a lateral or anterolateral surgical approach, above the bifurcation of the great vessels, in the treatment of thoracic and thoracolumbar | One Size | 132467 | February 2012 |  | Changed Product Group, Suffix, Benefit.
13 - Spinal | 13.02 - Accessories for bone screws and connector components | 13.02.01 - Nut/Set Screw/Locking Screw |  |  | NV037 | 170 |  | Nuvasive Australia and NZ Pty Ltd | XLP Lock Nut | The XLP system, of which the XLP lock nut is a component, is indicated for use via a lateral or anterolateral surgical approach, above the bifurcation of the great vessels in the treatment of thoracic and thoracolumbar (T1-L5) spine instability or via the | One size | 132466 | February 2012 |  | Changed Product Group, Suffix, Benefit.
13 - Spinal | 13.02 - Accessories for bone screws and connector components | 13.02.01 - Nut/Set Screw/Locking Screw |  |  | NV045 | 170 |  | Nuvasive Australia and NZ Pty Ltd | SpheRx PPS (Lock Screw) | Lock screw | 5.5mm/6.25mm | 132466 | February 2012 |  | Changed Description, Product Group, Suffix, Benefit.
13 - Spinal | 13.02 - Accessories for bone screws and connector components | 13.02.01 - Nut/Set Screw/Locking Screw |  |  | NV061 | 170 |  | Nuvasive Australia and NZ Pty Ltd | Armada (Lock Screw) | Lock screw | One Size | 132466 | February 2012 |  | Changed Description, Product Group, Suffix, Benefit.
13 - Spinal | 13.02 - Accessories for bone screws and connector components | 13.02.01 - Nut/Set Screw/Locking Screw |  |  | NV077 | 170 |  | Nuvasive Australia and NZ Pty Ltd | X-CORE (Lock Screw) | Lock screw | Small and Large | 132498 | February 2012 |  | New Listing
13 - Spinal | 13.02 - Accessories for bone screws and connector components | 13.02.01 - Nut/Set Screw/Locking Screw |  |  | NV085 | 170 |  | Nuvasive Australia and NZ Pty Ltd | Precept (Lock Screw) | Lock Screw | one size | 132466 | August 2012 |  | New Listing
13 - Spinal | 13.02 - Accessories for bone screws and connector components | 13.02.01 - Nut/Set Screw/Locking Screw |  |  | OF017 | 170 |  | Orthofix Australia Pty Limited | Blackstone Set Screw | Titanium | One size only | 195012 | August 2014 |  | Transferred from AE179
13 - Spinal | 13.02 - Accessories for bone screws and connector components | 13.02.01 - Nut/Set Screw/Locking Screw |  |  | OF018 | 170 |  | Orthofix Australia Pty Limited | Blackstone - Standard Ring Screw | Titanium | One size only | 195012 | August 2014 |  | Transferred from AE181
13 - Spinal | 13.02 - Accessories for bone screws and connector components | 13.02.01 - Nut/Set Screw/Locking Screw |  |  | OH309 | 170 |  | Orthotech Pty Ltd | Cosmic implant system | Cosmic Locking Screw - titanium | one size | 130920 | February 2012 |  | Changed Product Group, Suffix, Benefit.
13 - Spinal | 13.02 - Accessories for bone screws and connector components | 13.02.01 - Nut/Set Screw/Locking Screw |  |  | OH351 | 170 |  | Orthotech Pty Ltd | Novel/Zenius set screw | Set screw | 4-10mm | 148858 | August 2012 |  | Changed Product Name.
13 - Spinal | 13.02 - Accessories for bone screws and connector components | 13.02.01 - Nut/Set Screw/Locking Screw |  |  | OH399 | 170 |  | Orthotech Pty Ltd | Ulrich Neon Hex nut | Hex nut | one size | 130920 | February 2012 |  | New Listing
13 - Spinal | 13.02 - Accessories for bone screws and connector components | 13.02.01 - Nut/Set Screw/Locking Screw |  |  | OH411 | 170 |  | Orthotech Pty Ltd | Ulrich Spine System Locking Screws | Locking screw | one size | 130920 | February 2012 |  | New Listing
13 - Spinal | 13.02 - Accessories for bone screws and connector components | 13.02.01 - Nut/Set Screw/Locking Screw |  |  | SK112 | 170 |  | Stryker Australia Pty Ltd | XIA/Oasys Spine System | Buttress thread locking nut | 3.5mm - 6mm | 139620, 49029 | February 2012 |  | Changed Product Group, Suffix, Benefit.
13 - Spinal | 13.02 - Accessories for bone screws and connector components | 13.02.01 - Nut/Set Screw/Locking Screw |  |  | SX004 | 170 |  | Scientx Australia | Isobar TTL | Nut | Blocker, Hemispherical | 119276 | February 2012 |  | Changed Product Group, Suffix, Benefit.
13 - Spinal | 13.02 - Accessories for bone screws and connector components | 13.02.01 - Nut/Set Screw/Locking Screw |  |  | SX034 | 170 |  | Scientx Australia | Isobar TTL Inner nut | Inner Locking Nut | One size only | 119276 | February 2012 |  | Changed Product Group, Suffix, Benefit.
13 - Spinal | 13.02 - Accessories for bone screws and connector components | 13.02.01 - Nut/Set Screw/Locking Screw |  |  | SX048 | 170 |  | Scientx Australia | Zodiac Spinal Fixation System - set screw | Set screw | Diameter: 9.5mm, 10.8mm. | 178208 | February 2012 |  | Changed Product Group, Suffix, Benefit.
13 - Spinal | 13.02 - Accessories for bone screws and connector components | 13.02.01 - Nut/Set Screw/Locking Screw |  |  | SX064 | 170 |  | Scientx Australia | Solanas Posterior Cervico-thoracic Fixation System - Set Screw | Set Screw | 5.3mm | 182735 | February 2012 |  | New Listing
13 - Spinal | 13.02 - Accessories for bone screws and connector components | 13.02.01 - Nut/Set Screw/Locking Screw |  |  | SX079 | 170 |  | Scientx Australia | Avalon Occipital Fixation System - Set screw | Hexalobe set screw | Diameter: 6.5mm; Length: 3.4mm | 194964 | February 2013 |  | New Listing
13 - Spinal | 13.02 - Accessories for bone screws and connector components | 13.02.01 - Nut/Set Screw/Locking Screw |  |  | SY010 | 170 |  | Johnson & Johnson Medical Pty Ltd | VentroFix | Set screw | One size only | 133401 | February 2012 |  | Changed Product Group, Suffix, Benefit.
13 - Spinal | 13.02 - Accessories for bone screws and connector components | 13.02.01 - Nut/Set Screw/Locking Screw |  |  | SY135 | 170 |  | Johnson & Johnson Medical Pty Ltd | Cervical Spine Locking Plate (CSLP) System | Locking Screw | One size only | 133401 | February 2012 |  | Changed Product Group, Suffix, Benefit.
13 - Spinal | 13.02 - Accessories for bone screws and connector components | 13.02.01 - Nut/Set Screw/Locking Screw |  |  | SY152 | 170 |  | Johnson & Johnson Medical Pty Ltd | Universal Spine System (USS) | Set Screw | Standard | 133401 | February 2012 |  | Changed Product Group, Suffix, Benefit.
13 - Spinal | 13.02 - Accessories for bone screws and connector components | 13.02.01 - Nut/Set Screw/Locking Screw |  |  | SY174 | 170 |  | Johnson & Johnson Medical Pty Ltd | Universal Spine System (USS) | Nut | Standard, SS | 133919 | February 2012 |  | Changed Product Group, Suffix, Benefit.
13 - Spinal | 13.02 - Accessories for bone screws and connector components | 13.02.01 - Nut/Set Screw/Locking Screw |  |  | SY186 | 170 |  | Johnson & Johnson Medical Pty Ltd | Posterior Cervical System | Nut | One size only | 133919 | August 2012 |  | Changed Product Name.
13 - Spinal | 13.02 - Accessories for bone screws and connector components | 13.02.01 - Nut/Set Screw/Locking Screw |  |  | SY286 | 170 |  | Johnson & Johnson Medical Pty Ltd | USS llio-Sacral Fixation system | Locking Screw | one size only | 133401 | February 2012 |  | Changed Product Group, Suffix, Benefit.
13 - Spinal | 13.02 - Accessories for bone screws and connector components | 13.02.01 - Nut/Set Screw/Locking Screw |  |  | SY304 | 170 |  | Johnson & Johnson Medical Pty Ltd | TeleFix Spinal System | Posterior Locking Screw | One size only | 133401 | February 2012 |  | Changed Product Group, Suffix, Benefit.
13 - Spinal | 13.02 - Accessories for bone screws and connector components | 13.02.01 - Nut/Set Screw/Locking Screw |  |  | SY308 | 170 |  | Johnson & Johnson Medical Pty Ltd | Axon Spinal System | Locking Set screw | One size only | 133401 | February 2012 |  | Changed Product Group, Suffix, Benefit.
13 - Spinal | 13.02 - Accessories for bone screws and connector components | 13.02.01 - Nut/Set Screw/Locking Screw |  |  | SY383 | 170 |  | Johnson & Johnson Medical Pty Ltd | Synmesh | Locking Screw, Low Profile, For Synmesh End Rings | Small, Large | 133401 | February 2012 |  | Changed Product Group, Suffix, Benefit.
13 - Spinal | 13.02 - Accessories for bone screws and connector components | 13.02.01 - Nut/Set Screw/Locking Screw |  |  | SY440 | 170 |  | Johnson & Johnson Medical Pty Ltd | Synapse | Locking Screw | One size | 133401 | February 2012 |  | Changed Product Group, Suffix, Benefit.
13 - Spinal | 13.02 - Accessories for bone screws and connector components | 13.02.01 - Nut/Set Screw/Locking Screw |  |  | ZI511 | 170 |  | Zimmer Biomet Pty Ltd | Optima Spinal System - Set Screw | Screw set | One size only | 121585 | February 2012 |  | Changed Product Group, Suffix, Benefit.
13 - Spinal | 13.02 - Accessories for bone screws and connector components | 13.02.01 - Nut/Set Screw/Locking Screw |  |  | ZI699 | 170 |  | Zimmer Biomet Pty Ltd | Universal Clamp | Locking Screw | . | 157605 | February 2012 |  | Changed Product Group, Suffix, Benefit.
13 - Spinal | 13.02 - Accessories for bone screws and connector components | 13.02.01 - Nut/Set Screw/Locking Screw |  |  | ZI706 | 170 |  | Zimmer Biomet Pty Ltd | Nex-Link | Spinal Fixation System, Open Screw Closure | 4.00mm | 157925 | February 2012 |  | Changed Product Group, Suffix, Benefit.
13 - Spinal | 13.02 - Accessories for bone screws and connector components | 13.02.01 - Nut/Set Screw/Locking Screw |  |  | BF017 | 170 |  | Matrix Medical Innovations | Redmond Lumbar Cage System - Locking Cap | Titanium locking cap | Diameter: 3mm; Length: 4mm or 6mm | 211536 | August 2017 |  | Changed Size.
13 - Spinal | 13.02 - Accessories for bone screws and connector components | 13.02.01 - Nut/Set Screw/Locking Screw |  |  | DE538 | 170 |  | Device Technologies Australia Pty Ltd | Jazz Claw Posterior Fixation System (Set Screw) | Set Screw | one size | 200830 | August 2017 |  | New Listing
13 - Spinal | 13.02 - Accessories for bone screws and connector components | 13.02.01 - Nut/Set Screw/Locking Screw |  |  | DU002 | 170 |  | SPINEART AUSTRALIA PTY. LTD. | Perla Posterior Cervico-Thoracic Fixation System - Set Screw | Set screws for Perla spinal fixation system: set screws, extended set screws, hexagonal set screws | One size only | 198720 | February 2017 |  | New Listing
13 - Spinal | 13.02 - Accessories for bone screws and connector components | 13.02.01 - Nut/Set Screw/Locking Screw |  |  | DU019 | 170 |  | SPINEART AUSTRALIA PTY. LTD. | Romeo 2/Romeo 2 MIS Posterior Thoraco-lumbar Fixation System - Set Screw | Set screw | One size only | 166153 | February 2017 |  | New Listing
13 - Spinal | 13.02 - Accessories for bone screws and connector components | 13.02.01 - Nut/Set Screw/Locking Screw |  |  | ER141 | 170 |  | Emergo Asia Pacific Pty Ltd | Signus Pedicle Screw System-Set Screw | Set Screw - as part of Signus Pedicle Screw System Construct | N/A | 216751 | August 2014 |  | Changed Product Name, Description, Benefit.
13 - Spinal | 13.02 - Accessories for bone screws and connector components | 13.02.01 - Nut/Set Screw/Locking Screw |  |  | ER181 | 170 |  | Emergo Asia Pacific Pty Ltd | Scoliosis & Fracture System - LSZ3-Shear Nut | SIGNUS Scoliosis & Fracture System - LSZ3-Shear Nut | N/A | 216747 | August 2014 |  | New Listing
13 - Spinal | 13.02 - Accessories for bone screws and connector components | 13.02.01 - Nut/Set Screw/Locking Screw |  |  | ER189 | 170 |  | Emergo Asia Pacific Pty Ltd | SIGNUS Contact Thoracolumbar Plating System-Locking Crown | SIGNUS Contact Thoracolumbar Plating System-Locking Crown | M12 x 0.75 mm | 216749 | August 2014 |  | New Listing
13 - Spinal | 13.02 - Accessories for bone screws and connector components | 13.02.01 - Nut/Set Screw/Locking Screw |  |  | ER213 | 170 |  | Emergo Asia Pacific Pty Ltd | K2M Spinal Systems Set Screws | Set Screw | Diameter: 5-9mm | 154443, 159828, 193653 | August 2015 |  | Changed Benefit.
13 - Spinal | 13.02 - Accessories for bone screws and connector components | 13.02.01 - Nut/Set Screw/Locking Screw |  |  | ER224 | 170 |  | Emergo Asia Pacific Pty Ltd | SIGNUS Diplomat Pedicle Screw System - Set Screw | SIGNUS Diplomat Pedicle Screw System - Set Screw | dia 9.7mm x height 4.2mm or N/A | 216751 | August 2015 |  | New Listing
13 - Spinal | 13.02 - Accessories for bone screws and connector components | 13.02.01 - Nut/Set Screw/Locking Screw |  |  | ER232 | 170 |  | Emergo Asia Pacific Pty Ltd | Spineway Mont Blanc Pedicle Screw System-Locking Screw | Spineway Mont Blanc Pedicle Screw System-Locking Screw | Height 3.7 mm | 235417, 235418 | August 2015 |  | New Listing
13 - Spinal | 13.02 - Accessories for bone screws and connector components | 13.02.01 - Nut/Set Screw/Locking Screw |  |  | ER252 | 170 |  | Emergo Asia Pacific Pty Ltd | Amendia Savannah T Pedicle Screw System-Set Screws | Pedicle Screw System-Set Screws | one size | 234195 | August 2015 |  | New Listing
13 - Spinal | 13.02 - Accessories for bone screws and connector components | 13.02.01 - Nut/Set Screw/Locking Screw |  |  | ER287 | 170 |  | Emergo Asia Pacific Pty Ltd | Premia Spine Versalink Fixation System-Ring Nut/set screws | Premia Spine Versalink Fixation System-Nut/set screws | N/A | 267145 | August 2016 |  | New Listing
13 - Spinal | 13.02 - Accessories for bone screws and connector components | 13.02.01 - Nut/Set Screw/Locking Screw |  |  | ER313 | 170 |  | Emergo Asia Pacific Pty Ltd | Ulrich posterior OCT System (neon3)-Locking Screw | Ulrich posterior OCT System (neon3)-Locking Screw, nut | N/A | 279706 | February 2017 |  | New Listing
13 - Spinal | 13.02 - Accessories for bone screws and connector components | 13.02.01 - Nut/Set Screw/Locking Screw |  |  | ER326 | 170 |  | Emergo Asia Pacific Pty Ltd | Ulrich Anterior Cervical Plating System-set and locking screw | Ulrich Mambo Anterior Cervical Plating System-settling and clamping screws | N/A | 279704 | February 2017 |  | New Listing
13 - Spinal | 13.02 - Accessories for bone screws and connector components | 13.02.01 - Nut/Set Screw/Locking Screw |  |  | ER335 | 170 |  | Emergo Asia Pacific Pty Ltd | Ulrich Pedicle Screw System-Locking screws | Ulrich Pedicle Screw System (cosmicMIA, uCentum, flamenco)-Locking screws | various | 279706 | February 2017 |  | New Listing
13 - Spinal | 13.02 - Accessories for bone screws and connector components | 13.02.01 - Nut/Set Screw/Locking Screw |  |  | ER344 | 170 |  | Emergo Asia Pacific Pty Ltd | Ulrich anterior lateral thoracolumbar plating system-Nut | Ulrich Golden Gate anterior lateral thoracolumbar plating system-hex nut | one size | 279704 | February 2017 |  | New Listing
13 - Spinal | 13.02 - Accessories for bone screws and connector components | 13.02.01 - Nut/Set Screw/Locking Screw |  |  | ER353 | 170 |  | Emergo Asia Pacific Pty Ltd | Ulrich Anterior Distraction Device System (ADDplus)-Locking Screw | Ulrich Anterior Distraction Device System (ADDplus)-Locking Screw | one size | 279702 | February 2017 |  | New Listing
13 - Spinal | 13.02 - Accessories for bone screws and connector components | 13.02.01 - Nut/Set Screw/Locking Screw |  |  | ER367 | 170 |  | Emergo Asia Pacific Pty Ltd | Amendia ISSYS LP Spinal Fixation System-Locking Screw | Amendia ISSYS LP Spinal Fixation System-Locking Screw (Blocker) | N/A | 281992 | February 2017 |  | New Listing
13 - Spinal | 13.02 - Accessories for bone screws and connector components | 13.02.01 - Nut/Set Screw/Locking Screw |  |  | ER370 | 170 |  | Emergo Asia Pacific Pty Ltd | Amendia Securis Screw System-Set Screw | Amendia Securis Screw System-Set Screw (Blocker) | One size | 281992 | February 2017 |  | New Listing
13 - Spinal | 13.02 - Accessories for bone screws and connector components | 13.02.01 - Nut/Set Screw/Locking Screw |  |  | ER408 | 170 |  | Emergo Asia Pacific Pty Ltd | LnK MIS Spinal System-Set Screw | LnK MIS Spinal System-Set Screw, Hex type | dia 9.7mm x height 5.6mm | 286124 | August 2017 |  | New Listing
13 - Spinal | 13.02 - Accessories for bone screws and connector components | 13.02.01 - Nut/Set Screw/Locking Screw |  |  | ER437 | 170 |  | Emergo Asia Pacific Pty Ltd | LnK Posterior Cervical Fixation System-Set screw | LnK Posterior Cervical Fixation System-Set screw | Dia (6-7 mm) x Height (3.6-3.7 mm) | 286122 | August 2017 |  | New Listing
13 - Spinal | 13.02 - Accessories for bone screws and connector components | 13.02.01 - Nut/Set Screw/Locking Screw |  |  | ER449 | 170 |  | Emergo Asia Pacific Pty Ltd | LnK Spinal Fixation System-Set screws | LnK Spinal Fixation System-Set screws; hex or star shaped | dia (8.7-9.7mm) x height (5.0-5.6mm | 286123 | August 2017 |  | New Listing
13 - Spinal | 13.02 - Accessories for bone screws and connector components | 13.02.01 - Nut/Set Screw/Locking Screw |  |  | EV005 | 170 |  | Evolution Surgical | Katana Setscrew | The Katana Pedicle Screw System is intended to provide immobilization and stabilisation of spinal segments in skeletally mature patients, as an adjunct to fusion in the thoracic, lumbar and sacral spine. | standard | 236041 | August 2015 |  | New Listing
13 - Spinal | 13.02 - Accessories for bone screws and connector components | 13.02.01 - Nut/Set Screw/Locking Screw |  |  | EY003 | 170 |  | E4 SURGICAL PTY LTD | Reform Locking Cap | Locking Cap | One size only | 287905 | August 2017 |  | New Listing
13 - Spinal | 13.02 - Accessories for bone screws and connector components | 13.02.01 - Nut/Set Screw/Locking Screw |  |  | EY012 | 170 |  | E4 SURGICAL PTY LTD | Reform POCT Cap Screw | Cap Screw | One size only | 287906 | August 2017 |  | New Listing
13 - Spinal | 13.02 - Accessories for bone screws and connector components | 13.02.01 - Nut/Set Screw/Locking Screw |  |  | HC009 | 170 |  | Health Care Surgical Pty Ltd | S14 Biospine Nut | Nut | One Size Only | 166115 | August 2014 |  | Changed Product Sub Group.
13 - Spinal | 13.02 - Accessories for bone screws and connector components | 13.02.01 - Nut/Set Screw/Locking Screw |  |  | HC017 | 170 |  | Health Care Surgical Pty Ltd | KM Nut | Nut | Various sizes | 201492 | August 2016 |  | Changed Size.
13 - Spinal | 13.02 - Accessories for bone screws and connector components | 13.02.01 - Nut/Set Screw/Locking Screw |  |  | HC027 | 170 |  | Health Care Surgical Pty Ltd | G2S Nut | locking nut | Nut | 274075 | February 2017 |  | New Listing
13 - Spinal | 13.02 - Accessories for bone screws and connector components | 13.02.01 - Nut/Set Screw/Locking Screw |  |  | IB003 | 170 |  | Implament | Vertefix II Locking Screw | Set/Locking Screw | One size only | 188902 | February 2014 |  | New Listing
13 - Spinal | 13.02 - Accessories for bone screws and connector components | 13.02.01 - Nut/Set Screw/Locking Screw |  |  | LB023 | 170 |  | Globus Medical Australia | REVERE Locking Cap | Locking Cap | 4.5, 5.5 and 6.35mm | 190039 | February 2016 |  | Changed Size, Product Sub Group.
13 - Spinal | 13.02 - Accessories for bone screws and connector components | 13.02.01 - Nut/Set Screw/Locking Screw |  |  | LB088 | 170 |  | Globus Medical Australia | CREO Stabilization System Locking Cap | The CREO Stabilization System implants are non-cervical spinal fixation devices intended for posterior pedicle screw fixation, posterior hook fixation or anterolateral fixation. | 4.75 and 5.5 | 190039 | August 2014 |  | New Listing
13 - Spinal | 13.02 - Accessories for bone screws and connector components | 13.02.01 - Nut/Set Screw/Locking Screw |  |  | LB123 | 170 |  | Globus Medical Australia | CREO MIS Posterior Stabilization System - Locking Cap | Threaded Locking Cap | 9mm diameter | 190039 | February 2016 |  | New Listing
13 - Spinal | 13.02 - Accessories for bone screws and connector components | 13.02.01 - Nut/Set Screw/Locking Screw |  |  | LB147 | 170 |  | Globus Medical Australia | CAPITOL Locking Cap | Non-threading locking cap | One size only | 190061 | February 2017 |  | New Listing
13 - Spinal | 13.02 - Accessories for bone screws and connector components | 13.02.01 - Nut/Set Screw/Locking Screw |  |  | LB154 | 170 |  | Globus Medical Australia | QUARTEX Locking Cap | Threaded locking cap | One size only | 190061 | August 2017 |  | New Listing
13 - Spinal | 13.02 - Accessories for bone screws and connector components | 13.02.01 - Nut/Set Screw/Locking Screw |  |  | MC609 | 170 |  | Medtronic Australasia Pty Ltd | CD Horizon Spinal System | Percutaneous Set Screw | 4.5 to 6.35mm dia | 169514 | August 2017 |  | Changed Size, Product Sub Group.
13 - Spinal | 13.02 - Accessories for bone screws and connector components | 13.02.01 - Nut/Set Screw/Locking Screw |  |  | MU107 | 170 |  | Medacta Australia Pty Ltd | M.U.S.T. Set Screw | Set Screw | One Size | 196964 | August 2015 |  | Changed Product Sub Group, Benefit.
13 - Spinal | 13.02 - Accessories for bone screws and connector components | 13.02.01 - Nut/Set Screw/Locking Screw |  |  | MU162 | 170 |  | Medacta Australia Pty Ltd | MUST MINI Screws | Set Screw / Locking Screw | Varius | 291175 | August 2017 |  | New Listing
13 - Spinal | 13.02 - Accessories for bone screws and connector components | 13.02.01 - Nut/Set Screw/Locking Screw |  |  | NK035 | 170 |  | National Surgical Pty Ltd | Certex Spinal Implant System Cap | Cap | One Size Only | 229876 | August 2015 |  | New Listing
13 - Spinal | 13.02 - Accessories for bone screws and connector components | 13.02.01 - Nut/Set Screw/Locking Screw |  |  | NV022 | 170 |  | Nuvasive Australia and NZ Pty Ltd | VuePoint screw (inner set) | Screw | Tulip & Laminar Hook; Offset & Occipital Connector; Parallel Rod Connector; Inline Rod Connector; Cross Connector | 209198 | August 2017 |  | Changed Description, Size, Product Sub Group.
13 - Spinal | 13.02 - Accessories for bone screws and connector components | 13.02.01 - Nut/Set Screw/Locking Screw |  |  | NV113 | 170 |  | Nuvasive Australia and NZ Pty Ltd | Reline (Lock Screw) | Lock Screw | Open or Closed | 209199 | February 2015 |  | Changed Product Name.
13 - Spinal | 13.02 - Accessories for bone screws and connector components | 13.02.01 - Nut/Set Screw/Locking Screw |  |  | NV128 | 170 |  | Nuvasive Australia and NZ Pty Ltd | StruXure (Lock Screw) | Locking screw | Single size | 209199 | February 2015 |  | New Listing
13 - Spinal | 13.02 - Accessories for bone screws and connector components | 13.02.01 - Nut/Set Screw/Locking Screw |  |  | OF016 | 170 |  | Orthofix Australia Pty Limited | Spinal Fixation System | Set Screw Spinal System | One size only | 195012 | August 2016 |  | Changed Product Sub Group.
13 - Spinal | 13.02 - Accessories for bone screws and connector components | 13.02.01 - Nut/Set Screw/Locking Screw |  |  | OF061 | 170 |  | Orthofix Australia Pty Limited | Centurion Set Screw | Universal set screw | One size only | 195012 | August 2016 |  | New Listing
13 - Spinal | 13.02 - Accessories for bone screws and connector components | 13.02.01 - Nut/Set Screw/Locking Screw |  |  | OF071 | 170 |  | Orthofix Australia Pty Limited | SKYHAWK Set Screw | Set Screw for SKYHAWK Lateral Interbody Fusion System | One size only | 206571 | February 2017 |  | New Listing
13 - Spinal | 13.02 - Accessories for bone screws and connector components | 13.02.01 - Nut/Set Screw/Locking Screw |  |  | OH508 | 170 |  | Orthotech Pty Ltd | Golden Gate Hex Nut | Hex Nut | One Size | 169136 | August 2015 |  | New Listing
13 - Spinal | 13.02 - Accessories for bone screws and connector components | 13.02.01 - Nut/Set Screw/Locking Screw |  |  | PB038 | 170 |  | Australian Pacific Medical Pty Ltd | DPS Spine System Single Locking Nut | Locking nut for pedicle screw. | One size | 214788 | February 2016 |  | Expanded from PB010
13 - Spinal | 13.02 - Accessories for bone screws and connector components | 13.02.01 - Nut/Set Screw/Locking Screw |  |  | PZ024 | 170 |  | Prism Surgical Designs Pty Ltd | Centaur Set Screw, Centaur Screw System | Set Screw | Small, Standard and Large | 217033 | February 2015 |  | Changed Size, Product Sub Group.
13 - Spinal | 13.02 - Accessories for bone screws and connector components | 13.02.01 - Nut/Set Screw/Locking Screw |  |  | PZ040 | 170 |  | Prism Surgical Designs Pty Ltd | Corvus Spinal System | Setscrew and outer nuts | various | 217033 | August 2014 |  | New Listing
13 - Spinal | 13.02 - Accessories for bone screws and connector components | 13.02.01 - Nut/Set Screw/Locking Screw |  |  | RI011 | 170 |  | RTI Surgical Australia Pty Ltd | Streamline TL/Streamline MIS - Set Screw | Set Screw for Locking Streamline TL polyaxial and fixed pedicle screws, offset connectors and parallel connectors and Streamline MIS Cannulated Polyaxial Screws | one size | 233599 | August 2015 |  | New Listing
13 - Spinal | 13.02 - Accessories for bone screws and connector components | 13.02.01 - Nut/Set Screw/Locking Screw |  |  | SF107 | 170 |  | Signature Orthopaedics | Freedom Set Screw | Freedom Set Screw | 5.5mm | 203838 | February 2016 |  | New Listing
13 - Spinal | 13.02 - Accessories for bone screws and connector components | 13.02.01 - Nut/Set Screw/Locking Screw |  |  | SQ102 | 170 |  | Surgical Specialties | RESPONSE Spine System – Set Screw | Set Screw | Small, Large | 233454 | August 2015 |  | New Listing
13 - Spinal | 13.02 - Accessories for bone screws and connector components | 13.02.01 - Nut/Set Screw/Locking Screw |  |  | SQ122 | 170 |  | Surgical Specialties | RESPONSE Spine System - BandLoc Screw | Set Screw | Large | 233454 | February 2017 |  | New Listing
13 - Spinal | 13.02 - Accessories for bone screws and connector components | 13.02.01 - Nut/Set Screw/Locking Screw |  |  | SQ127 | 170 |  | Surgical Specialties | NEO Pedicle Screw System - Set Screw | Titanium Alloy | Diameter: 5.0mm - 7.0mm | 289017 | August 2017 |  | New Listing
13 - Spinal | 13.02 - Accessories for bone screws and connector components | 13.02.01 - Nut/Set Screw/Locking Screw |  |  | SV031 | 170 |  | Signature Spine and Joint Pty Ltd | Set Screws | Set Screws form part of the following screw systems - MIS Screw System, Sky Screw, Sky Screw System and the AnyPlus Screw System | 2 item numbers - 1/ 10.6 mm x 4.7 mm, 2/ 7mm x 3.7 mm | 205570 | August 2014 |  | New Listing
13 - Spinal | 13.02 - Accessories for bone screws and connector components | 13.02.01 - Nut/Set Screw/Locking Screw |  |  | SV047 | 170 |  | Signature Spine and Joint Pty Ltd | Santis Locking Cap/ Set Screw | Locking Cap/ Set Screw | 9.5mm OD X 4.5mm Height | 226443 | February 2015 |  | New Listing
13 - Spinal | 13.02 - Accessories for bone screws and connector components | 13.02.01 - Nut/Set Screw/Locking Screw |  |  | SV067 | 170 |  | Signature Spine and Joint Pty Ltd | STERISPINE™ Set Screw | Sterile nut set screw or locking screw | One Size | 273286 | August 2017 |  | New Listing
13 - Spinal | 13.02 - Accessories for bone screws and connector components | 13.02.01 - Nut/Set Screw/Locking Screw |  |  | SX095 | 170 |  | Scientx Australia | Arsenal Set Screw | Set screws for polyaxial screw, rod, bridge and connectors | Diameter x Length: 5.6mm x 4.6mm; 6.32mm x 9.6mm; 6.32mm x 10.2mm; 7.5mm x 10.2mm; 9.3mm x 4.05mm. | 178654 | August 2016 |  | Changed Size.
13 - Spinal | 13.02 - Accessories for bone screws and connector components | 13.02.01 - Nut/Set Screw/Locking Screw |  |  | SY796 | 170 |  | Johnson & Johnson Medical Pty Ltd | Vertebral Body Replacement System | Endplate Screw | One Size | 133398 | February 2014 |  | New Listing
13 - Spinal | 13.02 - Accessories for bone screws and connector components | 13.02.01 - Nut/Set Screw/Locking Screw |  |  | TV010 | 170 |  | The Trustee for Range Orthopaedics Trust | Zuma-C Locking Cover | Screw Locking Cover | 6-12mm | 275779 | August 2017 |  | Transferred from PJ007
13 - Spinal | 13.02 - Accessories for bone screws and connector components | 13.02.01 - Nut/Set Screw/Locking Screw |  |  | TV012 | 170 |  | The Trustee for Range Orthopaedics Trust | Malibu Spinal System Locking Cap | Locking cap with integral set screw | 5.5mm and 6.35mm | 275794 | August 2017 |  | Transferred from PJ015
13 - Spinal | 13.02 - Accessories for bone screws and connector components | 13.02.01 - Nut/Set Screw/Locking Screw |  |  | UL002 | 170 |  | Kynesis Pty Ltd | Precision Set Screw | Precision System Set Screw | 5.5mm | 229115 | February 2015 |  | New Listing
13 - Spinal | 13.02 - Accessories for bone screws and connector components | 13.02.01 - Nut/Set Screw/Locking Screw |  |  | ZI880 | 170 |  | Zimmer Biomet Pty Ltd | V2F Cap Screws | Cap Screws (fixed or variable) | One size | 118537 | February 2014 |  | New Listing
13 - Spinal | 13.02 - Accessories for bone screws and connector components | 13.02.01 - Nut/Set Screw/Locking Screw |  |  | ZI906 | 170 |  | Zimmer Biomet Pty Ltd | Virage Closure Top | Closure Top and dome nut | One Size | 111775 | August 2015 |  | New Listing
13 - Spinal | 13.02 - Accessories for bone screws and connector components | 13.02.01 - Nut/Set Screw/Locking Screw |  |  | ZI953 | 170 |  | Zimmer Biomet Pty Ltd | Polaris Spine System | Set Screws | standard | 168658 | February 2017 |  | New Listing
13 - Spinal | 13.02 - Accessories for bone screws and connector components | 13.02.02 - Collar/Sleeve |  |  | DY109 | 225 |  | Johnson & Johnson Medical Pty Ltd | Carbon Fibre Cages | Stackable Cage Titanium Protective Sleeve | 5-15mm | 135462 | February 2012 |  | Changed Product Group, Suffix, Benefit.
13 - Spinal | 13.02 - Accessories for bone screws and connector components | 13.02.02 - Collar/Sleeve |  |  | HW445 | 225 |  | Stryker Australia Pty Ltd | Oasys-Occipito Cervico Thoracic System (Saddle) | The Saddle Connector is available to connect the OASYS® Occipital-Cervico-Thoracic System to a construct with Xiz®II or Xia®3 Polyaxial screws. *The Saddle Connector is to allow the use of a larger size bone screw in the thoracic area of T1 to T3 per the current OASYS® indications. | one size only | 179439 | February 2012 |  | New Listing
13 - Spinal | 13.02 - Accessories for bone screws and connector components | 13.02.02 - Collar/Sleeve |  |  | SY151 | 225 |  | Johnson & Johnson Medical Pty Ltd | Universal Spine System (USS) | Sleeve | 3.5 - 6mm | 133401 | February 2012 |  | Changed Product Group, Suffix, Benefit.
13 - Spinal | 13.02 - Accessories for bone screws and connector components | 13.02.02 - Collar/Sleeve |  |  | SY363 | 225 |  | Johnson & Johnson Medical Pty Ltd | Universal Spine System (USS) | Sleeve | 3.5 - 6mm | 133401 | February 2012 |  | Changed Product Group, Suffix, Benefit.
13 - Spinal | 13.02 - Accessories for bone screws and connector components | 13.02.03 - Cap/Cover Plate |  |  | HW514 | 424 |  | Stryker Australia Pty Ltd | Anchor-L Lumbar Cage System, Locking Plate | Final Locking plate | One Size | 205486 | August 2013 |  | New Listing
13 - Spinal | 13.02 - Accessories for bone screws and connector components | 13.02.03 - Cap/Cover Plate |  |  | NV009 | 424 |  | Nuvasive Australia and NZ Pty Ltd | Gradient Cervical Plates | Slotted Hole/Round Cover assembly | one size | 132466 | February 2012 |  | Changed Product Group, Suffix, Benefit.
13 - Spinal | 13.02 - Accessories for bone screws and connector components | 13.02.03 - Cap/Cover Plate |  |  | OF020 | 424 |  | Orthofix Australia Pty Limited | Unity Lumbar Plate | Unity Cover Plate | 17-28mm | 195018 | August 2014 |  | Transferred from AE190
13 - Spinal | 13.02 - Accessories for bone screws and connector components | 13.02.03 - Cap/Cover Plate |  |  | OH310 | 424 |  | Orthotech Pty Ltd | Cosmic implant system | Cosmic Cap - titanium | one size | 130920 | February 2012 |  | Changed Product Group, Suffix, Benefit.
13 - Spinal | 13.02 - Accessories for bone screws and connector components | 13.02.03 - Cap/Cover Plate |  |  | SY701 | 424 |  | Johnson & Johnson Medical Pty Ltd | Spinal Fixation System | Cap | One size | 133401 | August 2012 |  | Compressed from SY006, SY307, SY412
13 - Spinal | 13.02 - Accessories for bone screws and connector components | 13.02.03 - Cap/Cover Plate |  |  | TV005 | 424 |  | The Trustee for Range Orthopaedics Trust | Zuma Spinal System Locking Cover | Locking Cover | 10mm - 20mm | 275780 | August 2017 |  | Transferred from PJ010
13 - Spinal | 13.02 - Accessories for bone screws and connector components | 13.02.03 - Cap/Cover Plate |  |  | ZI682 | 424 |  | Zimmer Biomet Pty Ltd | Pathfinder | Minimally invasive pedicle fixation system | Open Implant Closure Top 5.5mm | 157925 | February 2012 |  | Changed Product Group, Suffix, Benefit.
13 - Spinal | 13.02 - Accessories for bone screws and connector components | 13.02.03 - Cap/Cover Plate |  |  | ER349 | 424 |  | Emergo Asia Pacific Pty Ltd | Renovis S128 ALIF Fusion Cage System-Cover Plate | Renovis S128 ALIF Fusion Cage System-Cover Plate | N/A | 277038, 277039 | February 2017 |  | New Listing
13 - Spinal | 13.02 - Accessories for bone screws and connector components | 13.02.03 - Cap/Cover Plate |  |  | OF056 | 424 |  | Orthofix Australia Pty Limited | Lonestar Cervical Stand Alone System Cover Plate | The Cover Plate of the Lonestar Cervical Stand Alone System is designed to lock to the front of the cage to prevent screw back out. | 6-9mm 10-14mm | 206571 | February 2015 |  | New Listing
13 - Spinal | 13.02 - Accessories for bone screws and connector components | 13.02.03 - Cap/Cover Plate |  |  | ZI952 | 424 |  | Zimmer Biomet Pty Ltd | Timberline Lateral Fusion System | Cover Plate | 2 and 4 hole | 282040 | February 2017 |  | New Listing
13 - Spinal | 13.02 - Accessories for bone screws and connector components | 13.02.04 - Cap/Cover Plate, Complex |  |  | NV083 | 605 |  | Nuvasive Australia and NZ Pty Ltd | Long Lateral Fixation System (Locking Cap) | Locking Cap | Single/Dual | 132466 | February 2012 |  | New Listing
13 - Spinal | 13.02 - Accessories for bone screws and connector components | 13.02.04 - Cap/Cover Plate, Complex |  |  | SY448 | 605 |  | Johnson & Johnson Medical Pty Ltd | Spinal Fixation System | Locking Cap | One Size | 133401 | February 2012 |  | Changed Product Group, Suffix, Benefit.
13 - Spinal | 13.02 - Accessories for bone screws and connector components | 13.02.04 - Cap/Cover Plate, Complex |  |  | CR213 | 605 |  | Corin Australia Pty Ltd | 3 Lock - Locking Cap | Locking mechanism for the rods, screws and hooks of the posterior lumbar stabilisation system | one size | 215670 | February 2014 |  | New Listing
13 - Spinal | 13.02 - Accessories for bone screws and connector components | 13.02.04 - Cap/Cover Plate, Complex |  |  | ER340 | 605 |  | Emergo Asia Pacific Pty Ltd | Ulrich Pedicle Screw System-Locking cap | Ulrich Pedicle Screw System (uCentum/uBase)-Locking cap assembly (dual innie screw, nut, washer) | one size | 279706 | February 2017 |  | New Listing
13 - Spinal | 13.02 - Accessories for bone screws and connector components | 13.02.04 - Cap/Cover Plate, Complex |  |  | JJ647 | 605 |  | Johnson & Johnson Medical Pty Ltd | Expedium Spine System | Dual Innie Correction Key | 5.5-6.35 | 97391 | August 2015 |  | Changed Product Name, Description, Size, Product Sub Group, Benefit.
13 - Spinal | 13.02 - Accessories for bone screws and connector components | 13.02.04 - Cap/Cover Plate, Complex |  |  | PB039 | 605 |  | Australian Pacific Medical Pty Ltd | DPS Spine System Double Locking Cap and Nut | Locking Cap and Nut | One size only | 214788 | February 2016 |  | Expanded from PB010
13 - Spinal | 13.02 - Accessories for bone screws and connector components | 13.02.04 - Cap/Cover Plate, Complex |  |  | ZI883 | 605 |  | Zimmer Biomet Pty Ltd | APEX Spine System - Set Screws | Apex Spine System - set screws | 9.5mm, 11mm | 216458 | February 2014 |  | New Listing
13 - Spinal | 13.02 - Accessories for bone screws and connector components | 13.02.05 - Block/Screw head |  |  | DY337 | 760 |  | Johnson & Johnson Medical Pty Ltd | Summit Cervical Rod System | Open Cable Connector | One size only | 92307 | February 2012 |  | Changed Product Group, Suffix, Benefit.
13 - Spinal | 13.02 - Accessories for bone screws and connector components | 13.02.05 - Block/Screw head |  |  | MC294 | 760 |  | Medtronic Australasia Pty Ltd | Vertex Spinal System | Occipital Buttons | Bolt 6 - 30 mm Length | 169514 | February 2012 |  | Changed Product Group, Suffix, Benefit.
13 - Spinal | 13.02 - Accessories for bone screws and connector components | 13.02.05 - Block/Screw head |  |  | MC608 | 760 |  | Medtronic Australasia Pty Ltd | TSRH | Connector | Small, Medium, Large | 169514 | February 2012 |  | Changed Product Group, Suffix, Benefit.
13 - Spinal | 13.02 - Accessories for bone screws and connector components | 13.02.05 - Block/Screw head |  |  | MC985 | 760 |  | Medtronic Australasia Pty Ltd | Vertex Spinal System | Connectors | Small, medium, large | 169514 | February 2012 |  | Changed Product Group, Suffix, Benefit.
13 - Spinal | 13.02 - Accessories for bone screws and connector components | 13.02.05 - Block/Screw head |  |  | NV065 | 760 |  | Nuvasive Australia and NZ Pty Ltd | SpheRx PPS (Tulip Screw) | Tulip screw | 5.5mm/6.25mm | 132466 | February 2012 |  | Changed Description, Product Group, Suffix, Benefit.
13 - Spinal | 13.02 - Accessories for bone screws and connector components | 13.02.05 - Block/Screw head |  |  | NV086 | 760 |  | Nuvasive Australia and NZ Pty Ltd | Precept (Tulip) | Tulip screw | 5.5mm/6.25mm | 132466 | August 2012 |  | New Listing
13 - Spinal | 13.02 - Accessories for bone screws and connector components | 13.02.05 - Block/Screw head |  |  | SX005 | 760 |  | Scientx Australia | Isobar TTL | Clamp | Snap-on, Short, Long and Monobloc | 119276 | February 2012 |  | Changed Product Group, Suffix, Benefit.
13 - Spinal | 13.02 - Accessories for bone screws and connector components | 13.02.05 - Block/Screw head |  |  | SX016 | 760 |  | Scientx Australia | Easys | Straddler - titanium alloy | one size | 119276 | February 2012 |  | Changed Product Group, Suffix, Benefit.
13 - Spinal | 13.02 - Accessories for bone screws and connector components | 13.02.05 - Block/Screw head |  |  | SY008 | 760 |  | Johnson & Johnson Medical Pty Ltd | VentroFix | Clamp | Single, Double, Fracture, Left, Right | 133401 | February 2012 |  | Changed Product Group, Suffix, Benefit.
13 - Spinal | 13.02 - Accessories for bone screws and connector components | 13.02.05 - Block/Screw head |  |  | SY178 | 760 |  | Johnson & Johnson Medical Pty Ltd | Spinal Fixation System | Pedicle screw head | 5 - 6mm | 133401 | February 2012 |  | Changed Product Group, Suffix, Benefit.
13 - Spinal | 13.02 - Accessories for bone screws and connector components | 13.02.05 - Block/Screw head |  |  | ER223 | 760 |  | Emergo Asia Pacific Pty Ltd | SIGNUS Diplomat Pedicle Screw System - Screw Head (Tulip) | SIGNUS Diplomat Pedicle Screw System - Screw Head (Tulip) | dia 12.5 mm x height 14.9-150 mm | 216751 | August 2016 |  | Changed Size.
13 - Spinal | 13.02 - Accessories for bone screws and connector components | 13.02.05 - Block/Screw head |  |  | EY002 | 760 |  | E4 SURGICAL PTY LTD | Reform Tulip Head | Tulip Head | 12.5mm/17mm | 287905 | August 2017 |  | New Listing
13 - Spinal | 13.02 - Accessories for bone screws and connector components | 13.02.05 - Block/Screw head |  |  | LB067 | 760 |  | Globus Medical Australia | BEACON™ Stabilization System Clamp | Clamp | 5.5mm and 6.35mm small, medium, large | 219169 | February 2014 |  | New Listing
13 - Spinal | 13.02 - Accessories for bone screws and connector components | 13.02.05 - Block/Screw head |  |  | LB068 | 760 |  | Globus Medical Australia | BEACON™ Stabilizer System Connector | Connector | 5.5mm and 6.35mm small, medium, large, offset | 219169 | February 2014 |  | New Listing
13 - Spinal | 13.02 - Accessories for bone screws and connector components | 13.02.05 - Block/Screw head |  |  | LB101 | 760 |  | Globus Medical Australia | CREO AMP™ Tulip | Tulip Head | 4.75mm and 5.5mm | 190039 | August 2014 |  | New Listing
13 - Spinal | 13.02 - Accessories for bone screws and connector components | 13.02.05 - Block/Screw head |  |  | LB124 | 760 |  | Globus Medical Australia | CREO MIS Posterior Stabilization System - Screw Head | Modular Polyaxial Screw Head | 10mm and 30mm | 190039 | February 2016 |  | New Listing
13 - Spinal | 13.02 - Accessories for bone screws and connector components | 13.02.05 - Block/Screw head |  |  | NV129 | 760 |  | Nuvasive Australia and NZ Pty Ltd | StruXure (Plate) | Plate | 20-30mm | 209199 | February 2015 |  | New Listing
13 - Spinal | 13.02 - Accessories for bone screws and connector components | 13.02.05 - Block/Screw head |  |  | NV140 | 760 |  | Nuvasive Australia and NZ Pty Ltd | Reline (Mod Tulip) | Tulip Screw | One size | 209199 | August 2016 |  | New Listing
13 - Spinal | 13.02 - Accessories for bone screws and connector components | 13.02.05 - Block/Screw head |  |  | NV141 | 760 |  | Nuvasive Australia and NZ Pty Ltd | Reline (Mod Reduction Tulip) | Tulip Screw | One size | 209199 | August 2016 |  | New Listing
13 - Spinal | 13.02 - Accessories for bone screws and connector components | 13.02.05 - Block/Screw head |  |  | OF022 | 760 |  | Orthofix Australia Pty Limited | Firebird Phoenix screw heads | Modular screw heads; various sizes including reduction heads | Body Top Loading, NXG Body Top Loading, Body Closed, Body Reduction - All one size only Body Offset - 8mm, 11mm, 14mm Short, standard and tall (open and closed) | 195012 | August 2017 |  | Changed Size.
13 - Spinal | 13.02 - Accessories for bone screws and connector components | 13.02.05 - Block/Screw head |  |  | ZI911 | 760 |  | Zimmer Biomet Pty Ltd | Virage Cable Connector | Cable Connector | One Size | 111775 | August 2015 |  | New Listing
13 - Spinal | 13.02 - Accessories for bone screws and connector components | 13.02.06 - Cross Link Rod |  |  | SX015 | 400 |  | Scientx Australia | Easys | Connector Bar - titanium | L: 40-100mm | 119276 | February 2012 |  | Changed Product Group, Suffix, Benefit.
13 - Spinal | 13.02 - Accessories for bone screws and connector components | 13.02.06 - Cross Link Rod |  |  | SY146 | 400 |  | Johnson & Johnson Medical Pty Ltd | Universal Spine System (USS) | Cross Link Rod | 40-80mm length | 133401 | February 2012 |  | Changed Product Group, Suffix, Benefit.
13 - Spinal | 13.02 - Accessories for bone screws and connector components | 13.02.06 - Cross Link Rod |  |  | SY361 | 400 |  | Johnson & Johnson Medical Pty Ltd | Universal Spine System (USS) | Cross Link Rod | 40 - 80mm Length | 133401 | February 2012 |  | Changed Product Group, Suffix, Benefit.
13 - Spinal | 13.02 - Accessories for bone screws and connector components | 13.02.06 - Cross Link Rod |  |  | SY415 | 400 |  | Johnson & Johnson Medical Pty Ltd | USS Micro-Crosslink | Crosslink Clamp Rod | One size only | 133401 | February 2012 |  | Changed Product Group, Suffix, Benefit.
13 - Spinal | 13.02 - Accessories for bone screws and connector components | 13.02.06 - Cross Link Rod |  |  | DU028 | 400 |  | SPINEART AUSTRALIA PTY. LTD. | Romeo 2 Posterior Thoraco-lumbar Fixation System - Transverse Rod | Transverse rod | Length: 20mm, 30mm, 40mm, 50mm, 60mm, 70mm, 80mm | 166153 | February 2017 |  | New Listing
13 - Spinal | 13.02 - Accessories for bone screws and connector components | 13.02.07 - Hook/Clamp/Plate |  |  | SY144 | 400 |  | Johnson & Johnson Medical Pty Ltd | Universal Spine System (USS) | Fracture Clamps | Cranial, Standard, Low Profile | 133401 | February 2012 |  | Changed Product Group, Suffix, Benefit.
13 - Spinal | 13.02 - Accessories for bone screws and connector components | 13.02.07 - Hook/Clamp/Plate |  |  | SY326 | 400 |  | Johnson & Johnson Medical Pty Ltd | Spinal Plate/Plate System AO/ASIF Spinal Implants | Internal fixator - cross link clamp | One size only | 133401 | February 2012 |  | Changed Product Group, Suffix, Benefit.
13 - Spinal | 13.02 - Accessories for bone screws and connector components | 13.02.07 - Hook/Clamp/Plate |  |  | SY357 | 400 |  | Johnson & Johnson Medical Pty Ltd | ECD - Expandable Corpectomy Device | Locking clip, PEEK/Titanium | Universal | 133401 | February 2012 |  | Changed Product Group, Suffix, Benefit.
13 - Spinal | 13.02 - Accessories for bone screws and connector components | 13.02.07 - Hook/Clamp/Plate |  |  | SY359 | 400 |  | Johnson & Johnson Medical Pty Ltd | Universal Spine System (USS) | Fracture Clamps | Cranial, Standard, Low Profile | 133401 | February 2012 |  | Changed Product Group, Suffix, Benefit.
13 - Spinal | 13.02 - Accessories for bone screws and connector components | 13.02.07 - Hook/Clamp/Plate |  |  | SY382 | 400 |  | Johnson & Johnson Medical Pty Ltd | Axon Occipital Fusion System | Occipital Clamp Titanium Alloy | 1 or 2 holes | 133401 | February 2012 |  | Changed Product Group, Suffix, Benefit.
13 - Spinal | 13.02 - Accessories for bone screws and connector components | 13.02.07 - Hook/Clamp/Plate |  |  | SY414 | 400 |  | Johnson & Johnson Medical Pty Ltd | USS Micro-Crosslink | Crosslink Clamp | One size only | 133401 | February 2012 |  | Changed Product Group, Suffix, Benefit.
13 - Spinal | 13.02 - Accessories for bone screws and connector components | 13.02.07 - Hook/Clamp/Plate |  |  | DU025 | 400 |  | SPINEART AUSTRALIA PTY. LTD. | Romeo 2 Posterior Thoraco-lumbar Fixation System - Transverse Hook Cross Connector | Transverse hook cross connector | One size only | 166153 | February 2017 |  | New Listing
13 - Spinal | 13.02 - Accessories for bone screws and connector components | 13.02.07 - Hook/Clamp/Plate |  |  | ER180 | 400 |  | Emergo Asia Pacific Pty Ltd | Scoliosis & Fracture System - LSZ3-Clip | Signus Scoliosis & Fracture System - LSZ3-Clip | N/A | 216747 | August 2014 |  | New Listing
13 - Spinal | 13.02 - Accessories for bone screws and connector components | 13.02.07 - Hook/Clamp/Plate |  |  | LB162 | 400 |  | Globus Medical Australia | QUARTEX Occipital Clamp | Occipital Clamps | 3.5mm to 4.0mm, short and long | 190061 | August 2017 |  | New Listing
13 - Spinal | 13.02 - Accessories for bone screws and connector components | 13.02.07 - Hook/Clamp/Plate |  |  | MU160 | 400 |  | Medacta Australia Pty Ltd | MUST MINI Cross connector Clamp | Cross connector Clamp | one size only | 291175 | August 2017 |  | New Listing
13 - Spinal | 13.02 - Accessories for bone screws and connector components | 13.02.08 - Sublaminar Cable |  |  | DE532 | 820 |  | Device Technologies Australia Pty Ltd | Jazz Sublaminar Band | Sublaminar Band for use with Jazz Claw Connector | 1 size | 200830 | August 2017 |  | New Listing
13 - Spinal | 13.02 - Accessories for bone screws and connector components | 13.02.08 - Sublaminar Cable |  |  | DE573 | 820 |  | Device Technologies Australia Pty Ltd | Jazz Posterior Fixation System | System of Polyester Braid, connector and locking screw | 4mm braid, 3.5-6mm connector | 200830 | August 2017 |  | Transferred from LH535
13 - Spinal | 13.02 - Accessories for bone screws and connector components | 13.02.08 - Sublaminar Cable |  |  | DE574 | 820 |  | Device Technologies Australia Pty Ltd | Jazz Posterior Fixation System - Multipurpose Connector | Polyester braid, connector and set screw | 5.5mm diameter | 200830 | August 2017 |  | Transferred from LH496
13 - Spinal | 13.02 - Accessories for bone screws and connector components | 13.02.08 - Sublaminar Cable |  |  | EV024 | 820 |  | Evolution Surgical | NAJA ligament correction system | NAJA is dedicated to the correction and stabilization of the spine during fusion of the instrumented levels. It consists of: - A braid allowing correction and stabilization of the levels, after tensioning - A malleable lamella allowing guidance of the braid during surgery and attached to the braid through a shrink sleeve. These parts are not intended to a long term implantation - A connector designed to be fixed on a rod and holding the tension on the braid. Because of its conception, and in order to obtain symmetric constructions, two versions are available of the implant: one for the left size, one for the right side. | 5.5mm diameter, left side and right side. | 273278 | August 2016 |  | New Listing
13 - Spinal | 13.02 - Accessories for bone screws and connector components | 13.02.08 - Sublaminar Cable |  |  | LB109 | 820 |  | Globus Medical Australia | SILC™ PET Band | PET Band | 4 -6mm | 190039 | August 2015 |  | New Listing
13 - Spinal | 13.02 - Accessories for bone screws and connector components | 13.02.08 - Sublaminar Cable |  |  | SQ123 | 820 |  | Surgical Specialties | RESPONSE Spine System - BandLoc | Clamp and Band Assembly | One Size | 233454 | February 2017 |  | New Listing
13 - Spinal | 13.02 - Accessories for bone screws and connector components | 13.02.08 - Sublaminar Cable |  |  | ZI708 | 820 |  | Zimmer Biomet Pty Ltd | Universal Clamp | Construct consisting of hook, band and screw which serves as a bone anchor | 5.5mm and 6.0mm | 157605 | February 2014 |  | Changed Description, Size, Product Group, Product Sub Group, Benefit.
13 - Spinal | 13.02 - Accessories for bone screws and connector components | 13.02.08 - Sublaminar Cable |  | Complex | ER174 | 990 |  | Emergo Asia Pacific Pty Ltd | Nile Alternative Fixation System - Tether, Connector, Set Screws | Woven Braid, polyester; Clamp, Titanium; Set Screw, Titanium | (2.8-3.8)mm width, 60cm strap length, (50-110)mm leader (4.5-5.5)mm rod or rail Size 20 Hexalobe | 193653 | February 2016 |  | Changed Suffix, Benefit.
13 - Spinal | 13.02 - Accessories for bone screws and connector components | 13.02.08 - Sublaminar Cable |  | Complex | NV149 | 990 |  | Nuvasive Australia and NZ Pty Ltd | Nuvasive Versatie System | Posterior fixation system | One Size | 209199 | August 2017 |  | New Listing
13 - Spinal | 13.03 - Connector | 13.03.01 - In-Line |  |  | DE359 | 760 |  | Device Technologies Australia Pty Ltd | EasySpine - Axial Rod Connector | A connector to join two rods together end-to-end | One size only | 188177 | February 2012 |  | New Listing
13 - Spinal | 13.03 - Connector | 13.03.01 - In-Line |  |  | DY184 | 760 |  | Johnson & Johnson Medical Pty Ltd | Monarch Spinal System | Dual Rod Connectors End to End or Side by Side | 4.75 to 6.35mm | 145010, 97391 | February 2012 |  | Changed Product Group, Product Sub Group, Benefit.
13 - Spinal | 13.03 - Connector | 13.03.01 - In-Line |  |  | DY575 | 760 |  | Johnson & Johnson Medical Pty Ltd | Summit Sl System | Connectors - wedding bands and axial | Various | 92307 | February 2013 |  | Expanded from DY443
13 - Spinal | 13.03 - Connector | 13.03.01 - In-Line |  |  | EU006 | 760 |  | Euros Orthopaedics Australia Pty Ltd | e.Spine connector | Titanium connector for rods of diameter 5.5 mm | Straight (axial connexion), Open domino (parallel connexion), Closed domino (parallel connexion) | 171952 | August 2013 |  | Changed Size.
13 - Spinal | 13.03 - Connector | 13.03.01 - In-Line |  |  | HW386 | 760 |  | Stryker Australia Pty Ltd | Xia Spine System | Rod Clamp - Parallel, Axial | One size only | 139620, 49029 | February 2012 |  | Changed Product Group, Product Sub Group, Benefit.
13 - Spinal | 13.03 - Connector | 13.03.01 - In-Line |  |  | JJ635 | 760 |  | Johnson & Johnson Medical Pty Ltd | Expedium Spine System – Dual Rod Connector | Dual Rod Connector | 4.75, 5.5 & 6.35mm | 97391 | February 2012 |  | Changed Product Group, Product Sub Group, Benefit.
13 - Spinal | 13.03 - Connector | 13.03.01 - In-Line |  |  | JJ917 | 760 |  | Johnson & Johnson Medical Pty Ltd | Mountaineer Spinal System | Connectors | 3.5 to 6.35mm | 97391 | August 2013 |  | Compressed from JJ794, JJ795
13 - Spinal | 13.03 - Connector | 13.03.01 - In-Line |  |  | JJ920 | 760 |  | Johnson & Johnson Medical Pty Ltd | Moss Miami Spinal System | Axial Connector | 4/4mm to 5/7mm | 145010, 97391 | August 2013 |  | Compressed from DP305, DP413
13 - Spinal | 13.03 - Connector | 13.03.01 - In-Line |  |  | LB056 | 760 |  | Globus Medical Australia | REVERE ADDITION In-line Rod Connectors with Integral Rod | IN-line Connector with integral rod | 5.5mm-6.5mm 160-200mm length | 190039 | February 2012 |  | New Listing
13 - Spinal | 13.03 - Connector | 13.03.01 - In-Line |  |  | MC407 | 760 |  | Medtronic Australasia Pty Ltd | CD Horizon | Domino | 3.2mm, 3.5mm, 4.5mm, 5,5mm, 6.35mm | 169514 | February 2012 |  | Changed Product Group, Product Sub Group, Benefit.
13 - Spinal | 13.03 - Connector | 13.03.01 - In-Line |  |  | MC409 | 760 |  | Medtronic Australasia Pty Ltd | CD Horizon | Domino & Axial Connector | 4.5mm, 5.5mm and 6.35mm | 169514 | February 2012 |  | Changed Product Group, Product Sub Group, Benefit.
13 - Spinal | 13.03 - Connector | 13.03.01 - In-Line |  |  | MC542 | 760 |  | Medtronic Australasia Pty Ltd | Vertex Spinal System | Connector | Length 10 - 13mm; diameter 3.2 - 6.35mm | 169514 | February 2012 |  | Changed Product Group, Product Sub Group, Benefit.
13 - Spinal | 13.03 - Connector | 13.03.01 - In-Line |  |  | MC635 | 760 |  | Medtronic Australasia Pty Ltd | CD Horizon | Legacy In-Line Connector | Length 40-110mm | 169514 | February 2012 |  | Changed Product Group, Product Sub Group, Benefit.
13 - Spinal | 13.03 - Connector | 13.03.01 - In-Line |  |  | SX040 | 760 |  | Scientx Australia | Zodiac Spinal Fixation System - Axial Domino rod connector | In-line rod connector | Length: 31.75mm | 178631 | February 2012 |  | Changed Product Group, Product Sub Group, Benefit.
13 - Spinal | 13.03 - Connector | 13.03.01 - In-Line |  |  | SX065 | 760 |  | Scientx Australia | Solanas Posterior Cervico-thoracic Fixation System - Rod-to-Rod Connector | Axial and parallel rod-to-rod connectors | For 3.3mm to 3.mm rods; For 3.3mm to 5.5mm rods | 182735 | February 2012 |  | New Listing
13 - Spinal | 13.03 - Connector | 13.03.01 - In-Line |  |  | SY011 | 760 |  | Johnson & Johnson Medical Pty Ltd | VentroFix | Parallel connector | 6.0/6.0mm | 133401 | February 2012 |  | Changed Product Group, Product Sub Group, Benefit.
13 - Spinal | 13.03 - Connector | 13.03.01 - In-Line |  |  | SY015 | 760 |  | Johnson & Johnson Medical Pty Ltd | CerviFix Posterior Cervical System | Parallel connector | 3.5/3.5, 3.5/5.0, 3.5/6.0 | 133401 | February 2012 |  | Changed Product Group, Product Sub Group, Benefit.
13 - Spinal | 13.03 - Connector | 13.03.01 - In-Line |  |  | SY147 | 760 |  | Johnson & Johnson Medical Pty Ltd | Universal Spine System (USS) | Connectors | Parallel, In-line, Transverse, SS, 15 - 25mm | 133401 | February 2012 |  | Changed Product Group, Product Sub Group, Benefit.
13 - Spinal | 13.03 - Connector | 13.03.01 - In-Line |  |  | SY442 | 760 |  | Johnson & Johnson Medical Pty Ltd | Synapse | Parallel Connector | 3.5/3.5-6.0mm | 133401 | February 2012 |  | Changed Product Group, Product Sub Group, Benefit.
13 - Spinal | 13.03 - Connector | 13.03.01 - In-Line |  |  | TV009 | 760 |  | The Trustee for Range Orthopaedics Trust | Malibu Spinal System In-line Connector | In-line Connector | 5.5mm and 6.35mm | 275794 | August 2017 |  | Transferred from PJ013
13 - Spinal | 13.03 - Connector | 13.03.01 - In-Line |  |  | ZI609 | 760 |  | Zimmer Biomet Pty Ltd | Optima Spinal Fixation System | Optima Spinal Fixation System - Rod Connectors | Small, Large, 2 Hole, 3 Hole, 4 Hole | 121585 | February 2012 |  | Changed Product Group, Product Sub Group, Benefit.
13 - Spinal | 13.03 - Connector | 13.03.01 - In-Line |  | Complex | JJ792 | 1060 |  | Johnson & Johnson Medical Pty Ltd | Expedium 4.5 System Tandem Connectors | Expedium extended growth Tandem Connectors | 40 - 80mm | 97391 | February 2012 |  | Changed Product Group, Product Sub Group, Suffix, Benefit.
13 - Spinal | 13.03 - Connector | 13.03.01 - In-Line |  |  | BB369 | 760 |  | B Braun Australia Pty Ltd | Aesculap Spinal System | In-Line Connector | All Sizes | 134538 | August 2017 |  | New Listing
13 - Spinal | 13.03 - Connector | 13.03.01 - In-Line |  |  | BH144 | 760 |  | Zimmer Biomet Pty Ltd | Polaris Domino | Parallel and axial, rod to rod connectors, titanium alloy | (3.5 - 6.35mm) x (3.5 - 6.35mm) | 168658 | February 2017 |  | Changed Product Sub Group.
13 - Spinal | 13.03 - Connector | 13.03.01 - In-Line |  |  | CR210 | 760 |  | Corin Australia Pty Ltd | 3 Lock - Connection element in-line | Offers a longitudinal connection between rods used in posterior lumbar stabilisation. | Longitudinal | 215670 | February 2014 |  | New Listing
13 - Spinal | 13.03 - Connector | 13.03.01 - In-Line |  |  | DU003 | 760 |  | SPINEART AUSTRALIA PTY. LTD. | Perla Posterior Cervico-Thoracic Fixation System - Parallel Connector | Parallel rod connectors | Diameter: 3.5/3.5mm; 3.5/5.4mm | 198720 | February 2017 |  | New Listing
13 - Spinal | 13.03 - Connector | 13.03.01 - In-Line |  |  | DU022 | 760 |  | SPINEART AUSTRALIA PTY. LTD. | Romeo 2 Posterior Thoraco-lumbar Fixation System - Parallel Rod Connector, Axial Rod Connector | Parallel rod connector, axial rod connector | one size only | 166153 | February 2017 |  | New Listing
13 - Spinal | 13.03 - Connector | 13.03.01 - In-Line |  |  | ER011 | 760 |  | Emergo Asia Pacific Pty Ltd | K2M Spinal Systems | Axial connectors, in-line, parallel, open and closed face | 3.5 – 6.5mm rods | 154442 | February 2017 |  | Changed Product Name.
13 - Spinal | 13.03 - Connector | 13.03.01 - In-Line |  |  | ER182 | 760 |  | Emergo Asia Pacific Pty Ltd | Scoliosis & Fracture System - LSZ3-Cross Bar | SIGNUS Scoliosis & Fracture System - LSZ3-Cross Bar | 4.0x50 mm | 216747 | August 2014 |  | New Listing
13 - Spinal | 13.03 - Connector | 13.03.01 - In-Line |  |  | ER227 | 760 |  | Emergo Asia Pacific Pty Ltd | SIGNUS Diplomat Pedicle Screw System - Parallel Connector | SIGNUS Diplomat Pedicle Screw System - Parallel Connector | 5.5 mm x (4.5-6.0 mm) | 216751 | August 2015 |  | New Listing
13 - Spinal | 13.03 - Connector | 13.03.01 - In-Line |  |  | ER228 | 760 |  | Emergo Asia Pacific Pty Ltd | SIGNUS Diplomat Pedicle Screw System - Sleeve | SIGNUS Diplomat Pedicle Screw System - Sleeve | Diameter 5.5 mm | 216751 | August 2015 |  | New Listing
13 - Spinal | 13.03 - Connector | 13.03.01 - In-Line |  |  | ER235 | 760 |  | Emergo Asia Pacific Pty Ltd | Spineway Mont Blanc Pedicle Screw System-Connector (in line) | Spineway Mont Blanc Pedicle Screw System-Connector (in line; domino or axial) | 15mm x(15-16 mm); dia (7.5-8.5mm) x length (30-80 mm) | 235417, 235418 | August 2015 |  | New Listing
13 - Spinal | 13.03 - Connector | 13.03.01 - In-Line |  |  | ER314 | 760 |  | Emergo Asia Pacific Pty Ltd | Ulrich posterior OCT System (neon3)-Connector, axial/parallel | Ulrich posterior OCT System (neon3)-Connector, axial/parallel | one size | 279706 | February 2017 |  | New Listing
13 - Spinal | 13.03 - Connector | 13.03.01 - In-Line |  |  | ER338 | 760 |  | Emergo Asia Pacific Pty Ltd | Ulrich Pedicle Screw System-inline connector | Ulrich Pedicle Screw System (flamenco)-inline connectors, axial or parallel | dia 5.5 mm to (5.5-6.0 mm) | 279706 | February 2017 |  | New Listing
13 - Spinal | 13.03 - Connector | 13.03.01 - In-Line |  |  | ER362 | 760 |  | Emergo Asia Pacific Pty Ltd | Amendia ISSYS LP Spinal Fixation System-Connector (axial) | Amendia ISSYS LP Spinal Fixation System-Connector (axial) | accommodates dia (5.5-6.35 mm) x length 35 mm | 281992 | February 2017 |  | New Listing
13 - Spinal | 13.03 - Connector | 13.03.01 - In-Line |  |  | ER452 | 760 |  | Emergo Asia Pacific Pty Ltd | LnK Spinal Fixation System-Connector, in line | LnK Spinal Fixation System-Connector, in line, parallel and domino, accommodates rods of 5.0, 5.5, 6.0 and 6.35 in diameter | length (14-40mm) x width (8-16mm) | 286123 | August 2017 |  | New Listing
13 - Spinal | 13.03 - Connector | 13.03.01 - In-Line |  |  | EY005 | 760 |  | E4 SURGICAL PTY LTD | Reform Dominoes | Dominoes - Axial and Parallel | Diameter 5.5mm | 287905 | August 2017 |  | New Listing
13 - Spinal | 13.03 - Connector | 13.03.01 - In-Line |  |  | LB028 | 760 |  | Globus Medical Australia | REVERE ADDITION In-line Connectors | Connector, in-line | 4.5mm, 5.5mm and 6.35mm | 190039 | February 2016 |  | Changed Size, Product Sub Group.
13 - Spinal | 13.03 - Connector | 13.03.01 - In-Line |  |  | LB073 | 760 |  | Globus Medical Australia | ELLIPSE Stabilization System In-line Connector | Connector | 3.5mm - 6.35mm | 190061 | February 2014 |  | Expanded from LB047
13 - Spinal | 13.03 - Connector | 13.03.01 - In-Line |  |  | LB075 | 760 |  | Globus Medical Australia | ELLIPSE® Stabilization System Lateral Connector | Connector | 3.5mm to 10.0mm - 3.5mm - 6.5mm Rod | 190061 | February 2014 |  | Expanded from LB044
13 - Spinal | 13.03 - Connector | 13.03.01 - In-Line |  |  | LB102 | 760 |  | Globus Medical Australia | CREO AMP™ Sacral Plate | Sacral Plate | One size | 190039 | August 2014 |  | New Listing
13 - Spinal | 13.03 - Connector | 13.03.01 - In-Line |  |  | LB108 | 760 |  | Globus Medical Australia | SILC™ Clamp | Inline connector | 4.5 -6.35mm | 190039 | August 2015 |  | New Listing
13 - Spinal | 13.03 - Connector | 13.03.01 - In-Line |  |  | LB158 | 760 |  | Globus Medical Australia | QUARTEX Inline Connectors | In-line connectors | 4.0mm-4.0mm and 4.0mm-6.5mm | 190061 | August 2017 |  | New Listing
13 - Spinal | 13.03 - Connector | 13.03.01 - In-Line |  |  | MU149 | 760 |  | Medacta Australia Pty Ltd | M.U.S.T. Connectors | Domino & In-line Connectors | 5.5 mm and 6.35 mm | 222457 | February 2017 |  | New Listing
13 - Spinal | 13.03 - Connector | 13.03.01 - In-Line |  |  | MU158 | 760 |  | Medacta Australia Pty Ltd | MUST MINI Rod To Rod Connector | Rod To Rod Connector | 3.5-5.5 | 291175 | August 2017 |  | New Listing
13 - Spinal | 13.03 - Connector | 13.03.01 - In-Line |  |  | NK039 | 760 |  | National Surgical Pty Ltd | Certex Spinal Implant System Connector | Connector | 3.5mm x 22-26mm | 229876 | August 2015 |  | New Listing
13 - Spinal | 13.03 - Connector | 13.03.01 - In-Line |  |  | NV021 | 760 |  | Nuvasive Australia and NZ Pty Ltd | VuePoint inline connector | In-line connector | 3.5mm x (3.5/4.5/6.5)mm | 209198 | August 2017 |  | Changed Product Sub Group.
13 - Spinal | 13.03 - Connector | 13.03.01 - In-Line |  |  | NV066 | 760 |  | Nuvasive Australia and NZ Pty Ltd | Armada | In-line connector | 3.5/5.5/6.35 x 5.5mm | 132466 | February 2017 |  | Changed Size, Product Sub Group.
13 - Spinal | 13.03 - Connector | 13.03.01 - In-Line |  |  | NV135 | 760 |  | Nuvasive Australia and NZ Pty Ltd | Reline (Rod to Rod Connector) | Rod-to-Rod Connector | To fit 4.5 - 6.5 mm rod diameter | 209199 | August 2017 |  | Changed Size.
13 - Spinal | 13.03 - Connector | 13.03.01 - In-Line |  |  | OF066 | 760 |  | Orthofix Australia Pty Limited | Centurion Rod Connectors | Parallel Rod Connector, Axial Rod Connector and Lateral Offset Adaptor | 3.5mm by 5.5mm and 10mm offset (Lateral Adaptor) | 195012 | August 2016 |  | New Listing
13 - Spinal | 13.03 - Connector | 13.03.01 - In-Line |  |  | PZ025 | 760 |  | Prism Surgical Designs Pty Ltd | Centaur Screw System | In Line Connectors | 5.5/6.35mm | 217033 | February 2014 |  | Duplicated from SF014.
13 - Spinal | 13.03 - Connector | 13.03.01 - In-Line |  |  | PZ036 | 760 |  | Prism Surgical Designs Pty Ltd | Corvus Spinal System | Connectors | 3.5mm - 6.35mm | 217033 | August 2014 |  | New Listing
13 - Spinal | 13.03 - Connector | 13.03.01 - In-Line |  |  | RI015 | 760 |  | RTI Surgical Australia Pty Ltd | Streamline TL- Parallel Connectors | Parallel Connectors for rods of 5.5mm diameter (Titanium Alloy) | One size of open parallel connector; one size of closed parallel connector | 233599 | August 2015 |  | New Listing
13 - Spinal | 13.03 - Connector | 13.03.01 - In-Line |  |  | SF014 | 760 |  | Signature Orthopaedics | Centaur Screw System | In Line Connectors | 5.5/6.35mm | 166153, 203838 | February 2014 |  | Changed Product Name, Description, Size, Product Sub Group, Benefit.
13 - Spinal | 13.03 - Connector | 13.03.01 - In-Line |  |  | SF106 | 760 |  | Signature Orthopaedics | Freedom Axial Connector | Axial Connectors | 2 and 4 hole | 203838 | February 2016 |  | New Listing
13 - Spinal | 13.03 - Connector | 13.03.01 - In-Line |  |  | SQ098 | 760 |  | Surgical Specialties | RESPONSE Spine System – Inline Connector | Inline Connector | 14-36mm | 233454 | August 2015 |  | New Listing
13 - Spinal | 13.03 - Connector | 13.03.01 - In-Line |  |  | SV022 | 760 |  | Signature Spine and Joint Pty Ltd | Sky Spinal Fixation System-Connectors | The connectors are part of the Sky Spinal Fixation System, indicated for posterior intrumentation of the occipital, posterior cervical and upper thoracic spine. | 3.5 x 35mm to 3.5 x 63mm for the Axial connectors and 10 to 50 mm for the Lateral connectors | 205570 | February 2014 |  | New Listing
13 - Spinal | 13.03 - Connector | 13.03.01 - In-Line |  |  | SV026 | 760 |  | Signature Spine and Joint Pty Ltd | AnyPlus Pedicle Screw System- Connectors | The connectors are part of the AnyPlus Screw Systems, intended to provide immobilzation and stabilization of spinal vertebrae in the thoracic, lumbar and sacral regions. | 16-29mm | 205570 | February 2014 |  | New Listing
13 - Spinal | 13.03 - Connector | 13.03.01 - In-Line |  |  | SV049 | 760 |  | Signature Spine and Joint Pty Ltd | Santis In Line Connectors | Axial and Domino inline connectors | One size only | 226443 | February 2015 |  | New Listing
13 - Spinal | 13.03 - Connector | 13.03.01 - In-Line |  |  | SX093 | 760 |  | Scientx Australia | Arsenal rod connector | In-line rod connector | Diameter: 5.5mm, 6mm, 6.3mm, 6.35mm Length: 15mm, 30mm, 40mm, 45mm, 60mm, 75mm, 80mm, 90mm, 100mm, 105mm, 120mm | 178654 | February 2016 |  | New Listing
13 - Spinal | 13.03 - Connector | 13.03.01 - In-Line |  |  | UL001 | 760 |  | Kynesis Pty Ltd | Precision Axial Connector | Axial Connectors | 2 and 4 hole | 229115 | February 2015 |  | New Listing
13 - Spinal | 13.03 - Connector | 13.03.01 - In-Line |  |  | ZI887 | 760 |  | Zimmer Biomet Pty Ltd | APEX Spine system - Rod Connectors | Tandem rod connectors | 5.5mm to 6mm diameter | 216458 | February 2014 |  | New Listing
13 - Spinal | 13.03 - Connector | 13.03.01 - In-Line |  |  | ZI910 | 760 |  | Zimmer Biomet Pty Ltd | Virage Closed Rod Connector | Closed Rod Connector | 3.5 to 5.5mm | 111775 | August 2015 |  | New Listing
13 - Spinal | 13.03 - Connector | 13.03.01 - In-Line |  |  | ZI954 | 760 |  | Zimmer Biomet Pty Ltd | Polaris Spine System | Axial Connectors | 60-120mm | 168658 | February 2017 |  | New Listing
13 - Spinal | 13.03 - Connector | 13.03.01 - In-Line |  | Complex | OH485 | 1060 |  | Orthotech Pty Ltd | Olerud PF Spinal System | Fixation block connectors and locking screw | One size left and right | 218298 | August 2014 |  | New Listing
13 - Spinal | 13.03 - Connector | 13.03.02 - Offset |  |  | DE360 | 760 |  | Device Technologies Australia Pty Ltd | EasySpine - Lateral Connector | A connector to connect the pedicle screw and a rod in an offset position | 1 size only | 188177 | February 2012 |  | New Listing
13 - Spinal | 13.03 - Connector | 13.03.02 - Offset |  |  | DP843 | 760 |  | Johnson & Johnson Medical Pty Ltd | Moss Miami (Titanium) | Sacral Extender | 5.5mm x 5 - 20mm in length | 97391 | February 2012 |  | Changed Product Group, Product Sub Group, Benefit.
13 - Spinal | 13.03 - Connector | 13.03.02 - Offset |  |  | DY342 | 760 |  | Johnson & Johnson Medical Pty Ltd | Summit Cervical Rod System | Connectors Left or Right or Neutral | One size only | 92307 | February 2012 |  | Changed Product Group, Product Sub Group, Benefit.
13 - Spinal | 13.03 - Connector | 13.03.02 - Offset |  |  | DY574 | 760 |  | Johnson & Johnson Medical Pty Ltd | Summit Sl System | Connectors | Various | 92307 | February 2013 |  | Expanded from DY443
13 - Spinal | 13.03 - Connector | 13.03.02 - Offset |  |  | HW391 | 760 |  | Stryker Australia Pty Ltd | Xia Spine System | Connector - Axial, Dual, Offset | 4.5mm - 6mm | 139620, 49029 | February 2012 |  | Changed Product Group, Product Sub Group, Benefit.
13 - Spinal | 13.03 - Connector | 13.03.02 - Offset |  |  | HW392 | 760 |  | Stryker Australia Pty Ltd | Xia Spine System | Sacral Block | One size only | 139620, 49029 | February 2012 |  | Changed Product Group, Product Sub Group, Benefit.
13 - Spinal | 13.03 - Connector | 13.03.02 - Offset |  |  | JJ607 | 760 |  | Johnson & Johnson Medical Pty Ltd | Expedium Spine System | Lateral Connector, Open or Closed with/without rod | 4.5-6.35mm x 20 -500mm length | 145290 | February 2012 |  | Changed Product Group, Product Sub Group, Benefit.
13 - Spinal | 13.03 - Connector | 13.03.02 - Offset |  |  | JJ692 | 760 |  | Johnson & Johnson Medical Pty Ltd | Mountaineer OCT Spinal System - Lateral Offset, Cable and J Hook Connector | Lateral Offset, Cable and J Hook Connector | One size only | 145010 | February 2012 |  | Changed Product Group, Product Sub Group, Benefit.
13 - Spinal | 13.03 - Connector | 13.03.02 - Offset |  |  | JJ739 | 760 |  | Johnson & Johnson Medical Pty Ltd | Expedium Spine system | Open and closed Polyaxial connectors with or without end tab | 5.5 x 6.35 x 20-200mm | 97391 | February 2012 |  | Changed Product Group, Product Sub Group, Suffix, Benefit.
13 - Spinal | 13.03 - Connector | 13.03.02 - Offset |  |  | LB029 | 760 |  | Globus Medical Australia | REVERE ADDITION Offset Rod Connectors with Integral Rod | Offset Connector with integral rod | 5.5mm - 6.5 mm, 20mm - 160mm length | 190039 | February 2012 |  | New Listing
13 - Spinal | 13.03 - Connector | 13.03.02 - Offset |  |  | MC676 | 760 |  | Medtronic Australasia Pty Ltd | SiLo | Lateral Connector | 10-40mm | 169514 | February 2012 |  | Changed Product Group, Product Sub Group, Benefit.
13 - Spinal | 13.03 - Connector | 13.03.02 - Offset |  |  | NV049 | 760 |  | Nuvasive Australia and NZ Pty Ltd | Armada (Offset Connectors) | Offset connector | 5.5mm x 20-120mm | 132466 | February 2012 |  | Changed Description, Product Group, Product Sub Group, Benefit.
13 - Spinal | 13.03 - Connector | 13.03.02 - Offset |  |  | OF024 | 760 |  | Orthofix Australia Pty Limited | Firebird lateral offsets | lateral offsets in lengths from 8mm-80mm. Titanium. | 15, 20, 25, 30, 35, 80mm; 8mm-35mm in 3mm increments | 195012 | August 2014 |  | Transferred from AE142
13 - Spinal | 13.03 - Connector | 13.03.02 - Offset |  |  | OH350 | 760 |  | Orthotech Pty Ltd | Novel/Zenius cross link | Cross Link | 16-56mm | 148858 | August 2012 |  | Changed Product Name.
13 - Spinal | 13.03 - Connector | 13.03.02 - Offset |  |  | OH402 | 760 |  | Orthotech Pty Ltd | Ulrich Neon | Connector, including locking screw | 15, 17, 19mm | 130920 | February 2012 |  | New Listing
13 - Spinal | 13.03 - Connector | 13.03.02 - Offset |  |  | PZ026 | 760 |  | Prism Surgical Designs Pty Ltd | Centaur Lateral Connector, Centaur Screw System | Cross Connector - Rod to Rod | 20-500mm | 217033 | February 2014 |  | Duplicated from SF013
13 - Spinal | 13.03 - Connector | 13.03.02 - Offset |  |  | SK250 | 760 |  | Stryker Australia Pty Ltd | Trio Spinal Fixation System | Titanium - Offset Connector, Two Step Locking Connector, Variable Offset Connector | Offset Connector - Small, Medium, Large | 94635 | February 2012 |  | Changed Product Group, Suffix, Benefit.
13 - Spinal | 13.03 - Connector | 13.03.02 - Offset |  |  | SX041 | 760 |  | Scientx Australia | Zodiac Sponal Fixation System - rod connector, offset | Offset rod connector | Length: 9.2mm, 15.75mm | 178631 | February 2012 |  | Changed Product Group, Product Sub Group, Benefit.
13 - Spinal | 13.03 - Connector | 13.03.02 - Offset |  |  | SX042 | 760 |  | Scientx Australia | Zodiac Spinal Fixation System - offset connector | Offset connector | 10mm, 15mm, 20mm, 30mm, 45mm, 60mm. | 178631 | February 2012 |  | Changed Product Group, Product Sub Group, Benefit.
13 - Spinal | 13.03 - Connector | 13.03.02 - Offset |  |  | SX066 | 760 |  | Scientx Australia | Solanas Posterior Cervico-thoracic Fixation System - Open Lateral Rod Connector | Open lateral rod connector | One size only | 182735 | February 2012 |  | New Listing
13 - Spinal | 13.03 - Connector | 13.03.02 - Offset |  |  | SX067 | 760 |  | Scientx Australia | Solanas Posterior Cervico-thoracic Fixation System - Closed Lateral Rod Connector | Closed Lateral Rod Connector | One size only | 182735 | February 2012 |  | New Listing
13 - Spinal | 13.03 - Connector | 13.03.02 - Offset |  |  | SY012 | 760 |  | Johnson & Johnson Medical Pty Ltd | CerviFix Posterior Cervical System | Clamp | Left, Right, Medial, Lateral, Pedicle, Lamina | 133401 | February 2012 |  | Changed Product Group, Product Sub Group, Benefit.
13 - Spinal | 13.03 - Connector | 13.03.02 - Offset |  |  | SY287 | 760 |  | Johnson & Johnson Medical Pty Ltd | USS llio-Sacral Fixation system | Transconnecting bar | One size only | 133401 | February 2012 |  | Changed Product Group, Product Sub Group, Benefit.
13 - Spinal | 13.03 - Connector | 13.03.02 - Offset |  |  | SY288 | 760 |  | Johnson & Johnson Medical Pty Ltd | USS llio-Sacral Fixation system | Sacral clamp | One size only | 133401 | February 2012 |  | Changed Product Group, Product Sub Group, Benefit.
13 - Spinal | 13.03 - Connector | 13.03.02 - Offset |  |  | SY310 | 760 |  | Johnson & Johnson Medical Pty Ltd | Axon Spinal System | transverse bar | one size only | 133401 | February 2012 |  | Changed Product Group, Product Sub Group, Benefit.
13 - Spinal | 13.03 - Connector | 13.03.02 - Offset |  |  | SY366 | 760 |  | Johnson & Johnson Medical Pty Ltd | Axon Spinal System | transverse bar | one size only | 133401 | February 2012 |  | Changed Product Group, Product Sub Group, Benefit.
13 - Spinal | 13.03 - Connector | 13.03.02 - Offset |  |  | ZI610 | 760 |  | Zimmer Biomet Pty Ltd | Optima Spinal Fixation System | Optima Spinal Fixation System - Rod Connectors | Various Sizes - Open & Closed | 121585 | February 2012 |  | Changed Product Group, Product Sub Group, Benefit.
13 - Spinal | 13.03 - Connector | 13.03.02 - Offset |  |  | ZI685 | 760 |  | Zimmer Biomet Pty Ltd | NexLink | Occipital Cervical Plating System | Screw Offset Connector | 157925 | February 2012 |  | Changed Product Name, Product Group, Product Sub Group, Benefit.
13 - Spinal | 13.03 - Connector | 13.03.02 - Offset |  |  | BB370 | 760 |  | B Braun Australia Pty Ltd | Aesculap Spinal System | Offset Connector | All Sizes | 134538 | August 2017 |  | New Listing
13 - Spinal | 13.03 - Connector | 13.03.02 - Offset |  |  | BH075 | 760 |  | Zimmer Biomet Pty Ltd | Synergy/Polaris Spinal System | Lateral Connectors (Closed Rod) | 25-75mm | 146992 | February 2017 |  | Changed Size, Product Sub Group.
13 - Spinal | 13.03 - Connector | 13.03.02 - Offset |  |  | CR215 | 760 |  | Corin Australia Pty Ltd | 3 Lock - Connection Element offset | Offers a lateral connection between rods used in posterior lumbar stabilization. | Lateral | 215670 | February 2014 |  | New Listing
13 - Spinal | 13.03 - Connector | 13.03.02 - Offset |  |  | DU004 | 760 |  | SPINEART AUSTRALIA PTY. LTD. | Perla Posterior Cervico-Thoracic Fixation System - Axial Connector, Lateral Connector | Axial connectors, lateral connectors | Axial - Diameter: 3.5/3.5mm Lateral - small, large | 198720 | February 2017 |  | New Listing
13 - Spinal | 13.03 - Connector | 13.03.02 - Offset |  |  | DU027 | 760 |  | SPINEART AUSTRALIA PTY. LTD. | Romeo 2 Posterior Thoraco-lumbar Fixation System - Iliac Connector | Iliac connector | Length: 15mm, 20mm, 30mm, 40mm, 50mm, 60mm | 166153 | February 2017 |  | New Listing
13 - Spinal | 13.03 - Connector | 13.03.02 - Offset |  |  | ER010 | 760 |  | Emergo Asia Pacific Pty Ltd | K2M Spinal Systems | Offset connectors, Open or Closed | Length: 10mm - 100mm, Degree connector angle: -15 - +15 | 154442 | February 2015 |  | Changed Size, Benefit.
13 - Spinal | 13.03 - Connector | 13.03.02 - Offset |  |  | ER226 | 760 |  | Emergo Asia Pacific Pty Ltd | SIGNUS Diplomat Pedicle Screw System - Offset Connector | SIGNUS Diplomat Pedicle Screw System - Offset Connector | dia 5.5 mm x length (15-30 mm) | 216751 | August 2015 |  | New Listing
13 - Spinal | 13.03 - Connector | 13.03.02 - Offset |  |  | ER237 | 760 |  | Emergo Asia Pacific Pty Ltd | Spineway Mont Blanc Pedicle Screw System-Connector lateral (offset) | Spineway Mont Blanc Pedicle Screw System-Connector lateral (offset) | dia 5.5 mm x length (30-80) mm | 235417, 235418 | August 2015 |  | New Listing
13 - Spinal | 13.03 - Connector | 13.03.02 - Offset |  |  | ER253 | 760 |  | Emergo Asia Pacific Pty Ltd | Amendia Savannah-T Pedicle Screw System-Connector (offset) | Savannah-T Pedicle Screw System-Connector (offset) | 44 x 6 x 16.7mm | 234195 | August 2015 |  | New Listing
13 - Spinal | 13.03 - Connector | 13.03.02 - Offset |  |  | ER315 | 760 |  | Emergo Asia Pacific Pty Ltd | Ulrich posterior OCT System (neon3)-Connector, offset | Ulrich posterior OCT System (neon3)-Connector, offset, square or parallel, left or right | length (7-20 mm) | 279706 | February 2017 |  | New Listing
13 - Spinal | 13.03 - Connector | 13.03.02 - Offset |  |  | ER339 | 760 |  | Emergo Asia Pacific Pty Ltd | Ulrich Pedicle Screw System-Offset connector | Ulrich Pedicle Screw System (uCentum, flamenco)-Offset connector | for dia 6mm x length (15-60 mm) | 279706 | February 2017 |  | New Listing
13 - Spinal | 13.03 - Connector | 13.03.02 - Offset |  |  | ER363 | 760 |  | Emergo Asia Pacific Pty Ltd | Amendia ISSYS LP Spinal Fixation System-Connector (offset) | Amendia ISSYS LP Spinal Fixation System-Connector, offset (short, long, "S" rod compatible) | accommodates dia (6; 6.35 mm) x length (20 mm; 35 mm) | 281992 | February 2017 |  | New Listing
13 - Spinal | 13.03 - Connector | 13.03.02 - Offset |  |  | ER453 | 760 |  | Emergo Asia Pacific Pty Ltd | LnK Spinal Fixation System-Connector, offset | LnK Spinal Fixation System-Connector, offset; open or closed; standard or knurled; standard or hex profile | dia (6.2-6.5mm) x length (overall) (26-66mm) | 286123 | August 2017 |  | New Listing
13 - Spinal | 13.03 - Connector | 13.03.02 - Offset |  |  | LB027 | 760 |  | Globus Medical Australia | REVERE ADDITION Offset Connectors | Connector, offset | 4.5, 5.5 and 6.35mm Diameter, 15-150mm Length | 190039 | February 2016 |  | Changed Size, Product Sub Group.
13 - Spinal | 13.03 - Connector | 13.03.02 - Offset |  |  | LB072 | 760 |  | Globus Medical Australia | ELLIPSE Stabilization System Parallel Connector | Connector | 3.5mm to 4.0 - 6.5mm Rod | 190061 | February 2014 |  | Expanded from LB047
13 - Spinal | 13.03 - Connector | 13.03.02 - Offset |  |  | LB074 | 760 |  | Globus Medical Australia | ELLIPSE® Stabilization System Lateral Connector | Connector | Std, Short, medium, long | 190061 | February 2014 |  | Expanded from LB044
13 - Spinal | 13.03 - Connector | 13.03.02 - Offset |  |  | LB156 | 760 |  | Globus Medical Australia | QUARTEX Parallel Connectors | Parallel Connector | 4.0mm Rod to 4.0-6.5mm Rod | 190061 | August 2017 |  | New Listing
13 - Spinal | 13.03 - Connector | 13.03.02 - Offset |  |  | LB157 | 760 |  | Globus Medical Australia | QUARTEX Lateral Connectors | Lateral Connectors | standard, short, long, extra long for 3.5mm and 4.0mm rods | 190061 | August 2017 |  | New Listing
13 - Spinal | 13.03 - Connector | 13.03.02 - Offset |  |  | MC668 | 760 |  | Medtronic Australasia Pty Ltd | CD HORIZON Spinal System - Lateral Connector | Lateral Connector | 10mm - 100mm | 169514 | August 2017 |  | Changed Size, Product Sub Group.
13 - Spinal | 13.03 - Connector | 13.03.02 - Offset |  |  | MU135 | 760 |  | Medacta Australia Pty Ltd | M.U.S.T Lateral Connectors | Lateral Connectors | 20 - 60 mm | 222457 | August 2014 |  | New Listing
13 - Spinal | 13.03 - Connector | 13.03.02 - Offset |  |  | MU157 | 760 |  | Medacta Australia Pty Ltd | MUST MINI Lateral Connector | Lateral Connector | Diameter 3.5 Lenght 10 - 15 mm | 291175 | August 2017 |  | New Listing
13 - Spinal | 13.03 - Connector | 13.03.02 - Offset |  |  | NV029 | 760 |  | Nuvasive Australia and NZ Pty Ltd | VuePoint offset connector | Offset connector | 11mm, 25mm, 30mm, 45° Acute Angle - Offset Lateral Connector, 3.5mm x (3.5/4.5/5.5/6.25mm) - Offset Rod-to-Rod connector, Eyelet Connector (Occipital) - One Size | 209198 | August 2017 |  | Changed Size, Product Sub Group.
13 - Spinal | 13.03 - Connector | 13.03.02 - Offset |  |  | NV114 | 760 |  | Nuvasive Australia and NZ Pty Ltd | Reline (Offset Connector) | Offset Connector | 10-60mm length for 4.5-6.5 mm diameter rod, Ti and CoCr | 209199 | August 2017 |  | Changed Size.
13 - Spinal | 13.03 - Connector | 13.03.02 - Offset |  |  | PZ041 | 760 |  | Prism Surgical Designs Pty Ltd | Corvus Spinal System | Lateral Connectors | 20-50mm | 217033 | August 2014 |  | New Listing
13 - Spinal | 13.03 - Connector | 13.03.02 - Offset |  |  | RI014 | 760 |  | RTI Surgical Australia Pty Ltd | Streamline TL - Offset Connectors | Lateral Offset Connectors in lengths of 15-30mm (Titanium Alloy). | 15,20 & 30 mm lengths available. Connects to a 5.5mm diameter rod | 233599 | August 2015 |  | New Listing
13 - Spinal | 13.03 - Connector | 13.03.02 - Offset |  |  | SF109 | 760 |  | Signature Orthopaedics | Freedom Domino Connector | Parallel Axial Connectors | 2 and 4 hole | 203838 | February 2016 |  | New Listing
13 - Spinal | 13.03 - Connector | 13.03.02 - Offset |  |  | SF110 | 760 |  | Signature Orthopaedics | Freedom Offset Connector | Offset Connectors | 15, 20, 25, 30, 35mm | 203838 | February 2016 |  | New Listing
13 - Spinal | 13.03 - Connector | 13.03.02 - Offset |  |  | SQ099 | 760 |  | Surgical Specialties | RESPONSE Spine System – Offset Connector | Closed, Open Lateral | 20-80mm | 233454 | August 2016 |  | Changed Description, Size.
13 - Spinal | 13.03 - Connector | 13.03.02 - Offset |  |  | SX094 | 760 |  | Scientx Australia | Arsenal offset connector | Open offset connector | Length: 15mm, 30mm, 45mm, 60mm, 75mm, 90mm, 105mm | 178654 | February 2016 |  | New Listing
13 - Spinal | 13.03 - Connector | 13.03.02 - Offset |  |  | SX106 | 760 |  | Scientx Australia | Arsenal Deformity Spinal Fixation System - Arsenal offset connector | Angled connectors, closed offset connectors, rod connectors | Angled connectors: 25º, 30º, 35º, 40º, 45º, 50º Offset connectors: 5.5mm diameter; 15mm - 105mm length Rod connectors: 5.5mm diameter; 5.5mm or 6.35mm length | 178654 | August 2016 |  | New Listing
13 - Spinal | 13.03 - Connector | 13.03.02 - Offset |  |  | UL004 | 760 |  | Kynesis Pty Ltd | Precision Domino Connector | Parallel Axial Connectors | 2 and 4 hole | 229115 | February 2015 |  | New Listing
13 - Spinal | 13.03 - Connector | 13.03.02 - Offset |  |  | UL005 | 760 |  | Kynesis Pty Ltd | Precision Offset Connector | Offset Connectors | 15, 20, 25, 30, 35mm | 229115 | February 2015 |  | New Listing
13 - Spinal | 13.03 - Connector | 13.03.02 - Offset |  |  | ZI884 | 760 |  | Zimmer Biomet Pty Ltd | APEX Spine System - Closed Iliac Lateral Connector | Closed Iliac Lateral Connector | 16mm, 21mm, 26mm, 31mm, 36mm | 216458 | February 2014 |  | New Listing
13 - Spinal | 13.03 - Connector | 13.03.02 - Offset |  |  | ZI907 | 760 |  | Zimmer Biomet Pty Ltd | Virage Lateral Offset Connector | Offset Connector | 10mm and 25mm | 111775 | August 2015 |  | New Listing
13 - Spinal | 13.03 - Connector | 13.03.03 - Transverse (Rod-to-Rod) | 13.03.03.01 - Fixed |  | BB228 | 420 |  | B Braun Australia Pty Ltd | Aesculap Spinal System | Cross Connector | All Sizes | 134538 | August 2017 |  | Changed Product Name, Description, Size, Benefit.
13 - Spinal | 13.03 - Connector | 13.03.03 - Transverse (Rod-to-Rod) | 13.03.03.01 - Fixed |  | BH074 | 420 |  | Zimmer Biomet Pty Ltd | Synergy/Polaris Spinal System | Fixed Transverse Connectors | 10 - 31.5mm | 146992 | February 2017 |  | Changed Size, Benefit.
13 - Spinal | 13.03 - Connector | 13.03.03 - Transverse (Rod-to-Rod) | 13.03.03.01 - Fixed |  | CR212 | 420 |  | Corin Australia Pty Ltd | 3 Lock - CrossLink Rigid | Offers a rigid transversal connection between rods used in posterior lumbar stabilisation. | 15-48mm (3mm increments) | 215670 | February 2014 |  | New Listing
13 - Spinal | 13.03 - Connector | 13.03.03 - Transverse (Rod-to-Rod) | 13.03.03.01 - Fixed |  | DE553 | 420 |  | Device Technologies Australia Pty Ltd | Jazz Claw Posterior Fixation System - Connector | Connector with dual locking screws for Jazz Claw Connector | One size | 200830 | August 2017 |  | New Listing
13 - Spinal | 13.03 - Connector | 13.03.03 - Transverse (Rod-to-Rod) | 13.03.03.01 - Fixed |  | DU024 | 420 |  | SPINEART AUSTRALIA PTY. LTD. | Romeo 2 Posterior Thoraco-lumbar Fixation System - Straight Cross Connector | Straight cross connector | Length: 18mm, 21mm, 24mm, 27mm, 30mm | 166153 | February 2017 |  | New Listing
13 - Spinal | 13.03 - Connector | 13.03.03 - Transverse (Rod-to-Rod) | 13.03.03.01 - Fixed |  | DY336 | 400 |  | Johnson & Johnson Medical Pty Ltd | Summit Cervical Rod System | Cross Connector | One size only | 92307 | February 2012 |  | Changed Product Group, Product Sub Group, Suffix, Benefit.
13 - Spinal | 13.03 - Connector | 13.03.03 - Transverse (Rod-to-Rod) | 13.03.03.01 - Fixed |  | DY545 | 400 |  | Johnson & Johnson Medical Pty Ltd | Monarch Spinal System | Threaded Connector | One size only | 97391 | February 2012 |  | Changed Product Group, Product Sub Group, Benefit.
13 - Spinal | 13.03 - Connector | 13.03.03 - Transverse (Rod-to-Rod) | 13.03.03.01 - Fixed |  | ER140 | 420 |  | Emergo Asia Pacific Pty Ltd | Signus Pedical Screw System-Cross Link | Cross Link-as part of Signus Pedicle Screw System Construct | MP 0150-0038-38 mm; MP-0150-0042-42 mm;MP-0150-0050-50 mm | 216751 | August 2014 |  | Changed Product Name, Description, Benefit.
13 - Spinal | 13.03 - Connector | 13.03.03 - Transverse (Rod-to-Rod) | 13.03.03.01 - Fixed |  | ER200 | 420 |  | Emergo Asia Pacific Pty Ltd | K2M Spinal Systems-Fixed Cross Connector | Fixed Cross Connector | 14-43mm | 154442 | August 2017 |  | Changed Size.
13 - Spinal | 13.03 - Connector | 13.03.03 - Transverse (Rod-to-Rod) | 13.03.03.01 - Fixed |  | ER364 | 420 |  | Emergo Asia Pacific Pty Ltd | Amendia ISSYS LP Spinal Fixation System-Connector (transverse; rod to rod) | Amendia ISSYS LP Spinal Fixation System-Cross Connector (mono and polyaxial) | 17-26 mm (mono) 6mm;6.35 x (45-85 mm) (poly) | 281992 | February 2017 |  | New Listing
13 - Spinal | 13.03 - Connector | 13.03.03 - Transverse (Rod-to-Rod) | 13.03.03.01 - Fixed |  | ER450 | 420 |  | Emergo Asia Pacific Pty Ltd | LnK Spinal Fixation System-Connector, transverse | LnK Spinal Fixation System-Connector, crosslink rod to rod; fixed | dia (5.2-6.5mm) x length (15-83mm) | 286123 | August 2017 |  | New Listing
13 - Spinal | 13.03 - Connector | 13.03.03 - Transverse (Rod-to-Rod) | 13.03.03.01 - Fixed |  | EU004 | 420 |  | Euros Orthopaedics Australia Pty Ltd | e.Spine Transverse Link | Titanium spine transverse link | Lengths 35, 46, 60, 70, 80 mm | 171952 | February 2015 |  | Changed Size, Benefit.
13 - Spinal | 13.03 - Connector | 13.03.03 - Transverse (Rod-to-Rod) | 13.03.03.01 - Fixed |  | HC010 | 400 |  | Health Care Surgical Pty Ltd | S14 Biospine Connector | Transverse Telescopic Connector | 30 - 75mm | 166115 | February 2012 |  | Changed Product Group, Product Sub Group, Benefit.
13 - Spinal | 13.03 - Connector | 13.03.03 - Transverse (Rod-to-Rod) | 13.03.03.01 - Fixed |  | JJ599 | 400 |  | Johnson & Johnson Medical Pty Ltd | Mountaineer OCT Spinal System | Transverse Connector Plate | 21 - 56mm | 145364 | February 2012 |  | Changed Product Group, Product Sub Group, Suffix, Benefit.
13 - Spinal | 13.03 - Connector | 13.03.03 - Transverse (Rod-to-Rod) | 13.03.03.01 - Fixed |  | JJ652 | 400 |  | Johnson & Johnson Medical Pty Ltd | Cross Connector - Expedium Anterior Spine System | Drop and Lock One Piece Connector-Titanium | 13 to 20mm | 97391 | February 2012 |  | Changed Product Group, Product Sub Group, Benefit.
13 - Spinal | 13.03 - Connector | 13.03.03 - Transverse (Rod-to-Rod) | 13.03.03.01 - Fixed |  | KH037 | 420 |  | KH NXGEN (AUS) Pty Limited | G5 Crosslink Fixed | Fixed crosslink, Titanium alloy | Span 16 -26 mm | 187961 | February 2013 |  | New Listing
13 - Spinal | 13.03 - Connector | 13.03.03 - Transverse (Rod-to-Rod) | 13.03.03.01 - Fixed |  | LB051 | 400 |  | Globus Medical Australia | ELLIPSE Occipito Cervico Thoracic Stabilization System | T-Connector and Locking Nut | 21mm - 63mm | 190061 | February 2012 |  | New Listing
13 - Spinal | 13.03 - Connector | 13.03.03 - Transverse (Rod-to-Rod) | 13.03.03.01 - Fixed |  | LB170 | 420 |  | Globus Medical Australia | REVERE Anterior Staple System - Cross Connector | Top Tightening Cross Connector | 13mm -20mm | 190039 | August 2017 |  | New Listing
13 - Spinal | 13.03 - Connector | 13.03.03 - Transverse (Rod-to-Rod) | 13.03.03.01 - Fixed |  | MI250 | 420 |  | Medtronic Australasia Pty Ltd | CD Horizon | Crosslink Plates - Fixed | 10 to 200mm | 169514 | August 2017 |  | Expanded from MC408
13 - Spinal | 13.03 - Connector | 13.03.03 - Transverse (Rod-to-Rod) | 13.03.03.01 - Fixed |  | NK011 | 400 |  | National Surgical Pty Ltd | Capless LI Pedicle screw system - X Link cross connector - Fixed | Titanium, lowprofile transverse crossconnector | low profile, multiple sizes, 25-35mm | 159605, 160750, 170220 | August 2012 |  | Transferred from AX058
13 - Spinal | 13.03 - Connector | 13.03.03 - Transverse (Rod-to-Rod) | 13.03.03.01 - Fixed |  | NV020 | 420 |  | Nuvasive Australia and NZ Pty Ltd | VuePoint Fixed Cross Connector | Fixed cross connector | 26mm-50mm | 209198 | August 2017 |  | Changed Benefit.
13 - Spinal | 13.03 - Connector | 13.03.03 - Transverse (Rod-to-Rod) | 13.03.03.01 - Fixed |  | NV055 | 400 |  | Nuvasive Australia and NZ Pty Ltd | SpheRx II Anterior (Fixed Connector) | Fixed connector | 12-22mm | 132466 | February 2012 |  | Changed Description, Product Group, Product Sub Group, Benefit.
13 - Spinal | 13.03 - Connector | 13.03.03 - Transverse (Rod-to-Rod) | 13.03.03.01 - Fixed |  | NV063 | 400 |  | Nuvasive Australia and NZ Pty Ltd | Armada (Fixed cross connector) | Fixed cross connector | 5.5mm x 20-60mm 5.5mm, 5.5mm-6.35mm 5.5, 15mm-40mm x 200mm | 132466 | February 2012 |  | Changed Description, Size, Product Group, Product Sub Group, Suffix, Benefit.
13 - Spinal | 13.03 - Connector | 13.03.03 - Transverse (Rod-to-Rod) | 13.03.03.01 - Fixed |  | NV100 | 420 |  | Nuvasive Australia and NZ Pty Ltd | Vuepoint (Adjustable Cross Connector) | The VuePoint OCT System is intended to promote fusion of the cervical spine and occipito-thoracic junction (Occiput-T3), and is indicated for; 1: Degenerative disc disease (as defined by back pain of discogenic origin with degeneration of the disc confimred by patient history and radiographic studies), 2: Degenerative spondylolisthesis with objective evidence of neurologic impairment, 3: Fractur/Dislocation, 4: Spinal Stenosis, 5: Atlantaxial fracture with instability, 6; Occipitocervical dislocation, 7: Spinal tumor and/or 8: revision of previous cervical spine surgery | One size only | 132466 | August 2013 |  | New Listing
13 - Spinal | 13.03 - Connector | 13.03.03 - Transverse (Rod-to-Rod) | 13.03.03.01 - Fixed |  | NV111 | 420 |  | Nuvasive Australia and NZ Pty Ltd | Reline (Fixed Cross Connector) | Fixed Cross Connector | 11-80mm length; to fit 4.5-6.5 mm rod diameter | 209199 | August 2017 |  | Changed Size.
13 - Spinal | 13.03 - Connector | 13.03.03 - Transverse (Rod-to-Rod) | 13.03.03.01 - Fixed |  | OH308 | 400 |  | Orthotech Pty Ltd | Cosmic implant system | Cosmic Cross Links - titanium Bonit coating | cosmic transversal stabilizer, drop on left cosmic transversal stabilizer, drop on right | 130920 | February 2012 |  | Changed Product Group, Product Sub Group, Benefit.
13 - Spinal | 13.03 - Connector | 13.03.03 - Transverse (Rod-to-Rod) | 13.03.03.01 - Fixed |  | PB011 | 420 |  | Australian Pacific Medical Pty Ltd | DPS Spine System - Transconnector Fixed | Fixed transconnector for spinal fixation system. | Diameter 5.5/6.0mm; Length 50 - 80mm. | 214788 | August 2014 |  | New Listing
13 - Spinal | 13.03 - Connector | 13.03.03 - Transverse (Rod-to-Rod) | 13.03.03.01 - Fixed |  | PZ039 | 420 |  | Prism Surgical Designs Pty Ltd | Corvus Spine System | Crosslink | 18-60mm | 217033 | August 2014 |  | New Listing
13 - Spinal | 13.03 - Connector | 13.03.03 - Transverse (Rod-to-Rod) | 13.03.03.01 - Fixed |  | RI012 | 420 |  | RTI Surgical Australia Pty Ltd | Streamline TL- Fixed Crosslink | Fixed Transverse connector (Titanium Alloy) | Lengths ranging from 16mm-40mm in 3mm increments | 233599 | August 2015 |  | New Listing
13 - Spinal | 13.03 - Connector | 13.03.03 - Transverse (Rod-to-Rod) | 13.03.03.01 - Fixed |  | SF108 | 420 |  | Signature Orthopaedics | Freedom Crosslink Connector | Crosslink Connectors | Small, medium, large, x-large | 203838 | February 2016 |  | New Listing
13 - Spinal | 13.03 - Connector | 13.03.03 - Transverse (Rod-to-Rod) | 13.03.03.01 - Fixed |  | SK227 | 400 |  | Stryker Australia Pty Ltd | Oasys-Occipito Cervico Thoracic System | Ti-6A1-4V | Transverse Connector; Offset Connector; Rod to Rod Connector | 94635 | February 2012 |  | Changed Product Group, Product Sub Group, Benefit.
13 - Spinal | 13.03 - Connector | 13.03.03 - Transverse (Rod-to-Rod) | 13.03.03.01 - Fixed |  | SK241 | 400 |  | Stryker Australia Pty Ltd | Xia Spinal System | Titanium or Stainless Steel Cross Connector | 15-20mm | 94635 | February 2012 |  | Changed Product Group, Product Sub Group, Benefit.
13 - Spinal | 13.03 - Connector | 13.03.03 - Transverse (Rod-to-Rod) | 13.03.03.01 - Fixed |  | SV064 | 420 |  | Signature Spine and Joint Pty Ltd | STERISPINE™ Cross Connector System (transverse rod to rod fixed) | STERISPINE™ Cross Connector System (tranverse rod to rod, fixed) | 20-36 mm 34-50 mm 48 -64 mm | 273286 | August 2017 |  | New Listing
13 - Spinal | 13.03 - Connector | 13.03.03 - Transverse (Rod-to-Rod) | 13.03.03.01 - Fixed |  | SX104 | 420 |  | Scientx Australia | Arsenal Deformity Spinal Fixation System - Arsenal fixed bridge | Fixed bridges | Diameter: 3.5mm, 4.0mm, 4.5mm Length: 16mm - 36mm | 178654 | August 2016 |  | New Listing
13 - Spinal | 13.03 - Connector | 13.03.03 - Transverse (Rod-to-Rod) | 13.03.03.01 - Fixed |  | TV007 | 400 |  | The Trustee for Range Orthopaedics Trust | Malibu Spinal System Lateral Connector | Lateral Connector | 30mm - 60mm | 275794 | August 2017 |  | Transferred from PJ019
13 - Spinal | 13.03 - Connector | 13.03.03 - Transverse (Rod-to-Rod) | 13.03.03.01 - Fixed |  | UL003 | 420 |  | Kynesis Pty Ltd | Precision Crosslink Connector | Crosslink Connectors | Small, medium, large, x-large | 229115 | February 2015 |  | New Listing
13 - Spinal | 13.03 - Connector | 13.03.03 - Transverse (Rod-to-Rod) | 13.03.03.01 - Fixed |  | ZI661 | 400 |  | Zimmer Biomet Pty Ltd | Nex-Link | Spinal Fixation System, Transverse Connectors | 4.00mm Rod x 25mm - 45 length; 4.00mm Rod x 4.00mm & 5.5mm (band), 4.00mm Rod x 4.00 &5.5mm (inline) | 157925 | February 2012 |  | Changed Product Group, Product Sub Group, Benefit.
13 - Spinal | 13.03 - Connector | 13.03.03 - Transverse (Rod-to-Rod) | 13.03.03.01 - Fixed |  | ZI885 | 420 |  | Zimmer Biomet Pty Ltd | APEX Spine System - Fixed Cross Connector | Fixed length cross connector, titanium | 16mm, 19mm, 22mm, 25mm, 28mm | 216458 | February 2014 |  | New Listing
13 - Spinal | 13.03 - Connector | 13.03.03 - Transverse (Rod-to-Rod) | 13.03.03.01 - Fixed |  | ZI908 | 420 |  | Zimmer Biomet Pty Ltd | Virage Rod to Rod Transverse Connector | Rod to Rod Transverse Connector | XS, S, M, L, XL | 111775 | August 2015 |  | New Listing
13 - Spinal | 13.03 - Connector | 13.03.03 - Transverse (Rod-to-Rod) | 13.03.03.02 - Adjustable |  | BB229 | 1350 |  | B Braun Australia Pty Ltd | Aesculap Spinal System | Cross, Domino, Axial, Lateral Connector | All Sizes | 134538 | August 2017 |  | Changed Product Name, Description, Size.
13 - Spinal | 13.03 - Connector | 13.03.03 - Transverse (Rod-to-Rod) | 13.03.03.02 - Adjustable |  | BF007 | 1350 |  | Matrix Medical Innovations | Smartloc Spinal Fixation System/Transverse Link | Cross link for Smartloc Spinal Fixation System | Telescopes to 70mm | 150778 | August 2013 |  | Transferred from AJ023
13 - Spinal | 13.03 - Connector | 13.03.03 - Transverse (Rod-to-Rod) | 13.03.03.02 - Adjustable |  | BH073 | 1350 |  | Zimmer Biomet Pty Ltd | Synergy/Polaris Spinal System | Adjustable Transverse Connector | XXS-Medium | 146992 | February 2017 |  | Changed Description, Size.
13 - Spinal | 13.03 - Connector | 13.03.03 - Transverse (Rod-to-Rod) | 13.03.03.02 - Adjustable |  | CR211 | 1350 |  | Corin Australia Pty Ltd | 3 Lock - Crosslink Modular | Offers a modular transversal connection between rods used in posterior lumbar stabilisation. | 30-38mm; 37-52mm; 50-70mm | 215670 | February 2014 |  | New Listing
13 - Spinal | 13.03 - Connector | 13.03.03 - Transverse (Rod-to-Rod) | 13.03.03.02 - Adjustable |  | DE358 | 1350 |  | Device Technologies Australia Pty Ltd | EasySpine - Transverse Connections | Connectors with open or closed ends connecting two rods together; can slide for full adjustability | Transverse connection, open; transverse connection closed. | 188177 | February 2012 |  | New Listing
13 - Spinal | 13.03 - Connector | 13.03.03 - Transverse (Rod-to-Rod) | 13.03.03.02 - Adjustable |  | DE361 | 1350 |  | Device Technologies Australia Pty Ltd | EasySpine - Transverse Connections, Evolution | Transverse connections that are adjustable and connect two rods together | 30-49mm; 50-69mm; 70-89mm | 18177 | February 2012 |  | New Listing
13 - Spinal | 13.03 - Connector | 13.03.03 - Transverse (Rod-to-Rod) | 13.03.03.02 - Adjustable |  | DE379 | 1350 |  | Device Technologies Australia Pty Ltd | Spine Tune TL - Cross Connector | This component is a connector that links/fixates two rods together. | Cross Connector - 33-40mm Cross Connector - 40-50mm Cross Connector - 50-60mm Cross Connector - 60-70mm Cross Connector - 70-80mm | 188177 | August 2012 |  | New Listing
13 - Spinal | 13.03 - Connector | 13.03.03 - Transverse (Rod-to-Rod) | 13.03.03.02 - Adjustable |  | DP412 | 1350 |  | Johnson & Johnson Medical Pty Ltd | Moss Miami (Titanium) | Transverse Connector - Complete | One size only | 142432, 145010 | February 2012 |  | Changed Product Group, Product Sub Group, Suffix, Benefit.
13 - Spinal | 13.03 - Connector | 13.03.03 - Transverse (Rod-to-Rod) | 13.03.03.02 - Adjustable |  | DU005 | 1350 |  | SPINEART AUSTRALIA PTY. LTD. | Perla Posterior Cervico-Thoracic Fixation System - Cross Connector | Adjustable rod-to-rod cross connectors, head-to-head cross connectors | RTR - Length: 21-23mm, 23-26mm, 26-32mm, 32-44mm, 44-45mm HTH - Length: 20-25mm, 25-30mm, 30-35mm, 35-40mm, 40-45mm, 45-50mm | 198720 | February 2017 |  | New Listing
13 - Spinal | 13.03 - Connector | 13.03.03 - Transverse (Rod-to-Rod) | 13.03.03.02 - Adjustable |  | DU023 | 1350 |  | SPINEART AUSTRALIA PTY. LTD. | Romeo 2 Posterior Thoraco-lumbar Fixation System - Multiaxial Cross Connector | Multiaxial cross connector, Multiaxial pre-bent cross connector | Length: 33 - 36mm, 36-43mm, 43-55mm, 55-80mm | 166153 | February 2017 |  | New Listing
13 - Spinal | 13.03 - Connector | 13.03.03 - Transverse (Rod-to-Rod) | 13.03.03.02 - Adjustable |  | ER019 | 1350 |  | Emergo Asia Pacific Pty Ltd | K2M Spinal Systems | Transverse Connector | 3.5 – 5.5mm rod /rail diameter 14 - 93mm width | 154442 | February 2015 |  | Changed Product Name, Size.
13 - Spinal | 13.03 - Connector | 13.03.03 - Transverse (Rod-to-Rod) | 13.03.03.02 - Adjustable |  | ER236 | 1350 |  | Emergo Asia Pacific Pty Ltd | Spineway Mont Blanc Pedicle Screw System-Connector (transverse rod to rod, adjustable) | Spineway Mont Blanc Pedicle Screw System-Connector (transverse rod to rod, adjustable) | 15-20mm; 20-25mm; 20-30mm;25-30mm; 30-40 mm; 40-50mm; 40-55 mm; 55-70 mm; 70-85 mm; | 235417, 235418 | August 2015 |  | New Listing
13 - Spinal | 13.03 - Connector | 13.03.03 - Transverse (Rod-to-Rod) | 13.03.03.02 - Adjustable |  | ER254 | 1350 |  | Emergo Asia Pacific Pty Ltd | Amendia Savannah-T Pedicle Screw System-Connector Transverse (rod to rod), adjustable | Pedicle Screw System-Connector Transverse (rod to rod) | 65-70 mm;70-75 mm; 75-80 mm | 234195 | August 2015 |  | New Listing
13 - Spinal | 13.03 - Connector | 13.03.03 - Transverse (Rod-to-Rod) | 13.03.03.02 - Adjustable |  | ER316 | 1350 |  | Emergo Asia Pacific Pty Ltd | Ulrich posterior OCT System (neon3)-Connector, transverse | Ulrich posterior OCT System (neon3)- Crosslink, adjustable, screw to screw and rod to rod | length adjustable within range of 34-50 mm | 279706 | February 2017 |  | New Listing
13 - Spinal | 13.03 - Connector | 13.03.03 - Transverse (Rod-to-Rod) | 13.03.03.02 - Adjustable |  | ER328 | 1350 |  | Emergo Asia Pacific Pty Ltd | SIGNUS Diplomat Pedicle Screw System – Transverse Connector, adjustable | SIGNUS Diplomat Pedicle Screw System – Cross Connector, adjustable | small 35-45mm medium 41-58mm large 54-82mm | 129774 | February 2017 |  | New Listing
13 - Spinal | 13.03 - Connector | 13.03.03 - Transverse (Rod-to-Rod) | 13.03.03.02 - Adjustable |  | ER337 | 1350 |  | Emergo Asia Pacific Pty Ltd | Ulrich Pedicle Screw System-Transverse connectors, adjustable | Ulrich Pedicle Screw System (uCentum,flamenco)-crosslink connectors, adjustable, with or without hook | closed (35-92) mm x open (43-107 mm) | 279706 | February 2017 |  | New Listing
13 - Spinal | 13.03 - Connector | 13.03.03 - Transverse (Rod-to-Rod) | 13.03.03.02 - Adjustable |  | ER451 | 1350 |  | Emergo Asia Pacific Pty Ltd | LnK Spinal Fixation System-Connector, transverse, adjustable | LnK Spinal Fixation System-Connector, transverse, adjustable | closed 30-50mm; extended 34-74 mm | 286123 | August 2017 |  | New Listing
13 - Spinal | 13.03 - Connector | 13.03.03 - Transverse (Rod-to-Rod) | 13.03.03.02 - Adjustable |  | EV003 | 1350 |  | Evolution Surgical | Katana Connector | The Katana Pedicle Screw System is intended to provide immobilization and stabilisation of spinal segments in skeletally mature patients, as an adjunct to fusion in the thoracic, lumbar and sacral spine. | Extra Small (19-27mm), Small (28-36mm), Medium (36-45mm) Large (45-60mm) | 236041 | August 2017 |  | Changed Size.
13 - Spinal | 13.03 - Connector | 13.03.03 - Transverse (Rod-to-Rod) | 13.03.03.02 - Adjustable |  | EY007 | 1350 |  | E4 SURGICAL PTY LTD | Reform Crosslinks | Crosslinks Adjustable | Length 35mm to 66mm | 287905 | August 2017 |  | New Listing
13 - Spinal | 13.03 - Connector | 13.03.03 - Transverse (Rod-to-Rod) | 13.03.03.02 - Adjustable |  | EY011 | 1350 |  | E4 SURGICAL PTY LTD | Reform POCT Cross Connector | Cross Connector | Diameter 3.5mm | 287906 | August 2017 |  | New Listing
13 - Spinal | 13.03 - Connector | 13.03.03 - Transverse (Rod-to-Rod) | 13.03.03.02 - Adjustable |  | HC012 | 1350 |  | Health Care Surgical Pty Ltd | S14 Biospine Connector Bar and Blocker | Connector Bar and Blocker | 40mm, 60mm, 80mm | 166115 | February 2012 |  | New Listing
13 - Spinal | 13.03 - Connector | 13.03.03 - Transverse (Rod-to-Rod) | 13.03.03.02 - Adjustable |  | HW390 | 1350 |  | Stryker Australia Pty Ltd | XIA Spine System | Cross Link | Length 20mm - 99mm | 139620, 49029 | February 2012 |  | Changed Product Group, Product Sub Group, Suffix, Benefit.
13 - Spinal | 13.03 - Connector | 13.03.03 - Transverse (Rod-to-Rod) | 13.03.03.02 - Adjustable |  | IB002 | 1350 |  | Implament | Vertefix ll Locking screw | Transverse connector rod system | One size only | 188902 | February 2014 |  | New Listing
13 - Spinal | 13.03 - Connector | 13.03.03 - Transverse (Rod-to-Rod) | 13.03.03.02 - Adjustable |  | JJ766 | 1350 |  | Johnson & Johnson Medical Pty Ltd | Expedium SFX Cross Connector System | Fixed Length Cross Connector | 15mm - 36mm Length, 4.5, 5.5, 6.35mm rod diameter | 97391 | February 2012 |  | Changed Product Group, Product Sub Group, Suffix, Benefit.
13 - Spinal | 13.03 - Connector | 13.03.03 - Transverse (Rod-to-Rod) | 13.03.03.02 - Adjustable |  | JJ767 | 1350 |  | Johnson & Johnson Medical Pty Ltd | Expedium SFX Cross Connector System | Variable Length Cross Connector | 26mm - 100 mm Length, 4.5, 5.5, 6.35mm rod diameter | 97391 | February 2012 |  | Changed Product Group, Product Sub Group, Suffix, Benefit.
13 - Spinal | 13.03 - Connector | 13.03.03 - Transverse (Rod-to-Rod) | 13.03.03.02 - Adjustable |  | KH036 | 1350 |  | KH NXGEN (AUS) Pty Limited | G5 Crosslink Adjustable | Adjustable crosslink (Straight or curved), titanium alloy | Straight or curved; Span 28 -70mm | 187961 | February 2013 |  | New Listing
13 - Spinal | 13.03 - Connector | 13.03.03 - Transverse (Rod-to-Rod) | 13.03.03.02 - Adjustable |  | LB026 | 1350 |  | Globus Medical Australia | REVERE Cross Connectors | Cross Connectors | 4.5mm 20mm-78mm 5.5mm 29mm-91mm 6.35mm 29-90mm | 190039 | February 2016 |  | Changed Size.
13 - Spinal | 13.03 - Connector | 13.03.03 - Transverse (Rod-to-Rod) | 13.03.03.02 - Adjustable |  | LB030 | 1350 |  | Globus Medical Australia | REVERE H-LINK | Transverse Connector with integral Rods | 5.5mm - 6.35mm Rod with 38mm - 71mm transverse connector and 40 - 45mm rod | 190039 | February 2012 |  | New Listing
13 - Spinal | 13.03 - Connector | 13.03.03 - Transverse (Rod-to-Rod) | 13.03.03.02 - Adjustable |  | LB057 | 1350 |  | Globus Medical Australia | ELLIPSE Stabilization System, Top Loading T-Connector | T-Connector | 21mm - 56mm | 190061 | August 2012 |  | New Listing
13 - Spinal | 13.03 - Connector | 13.03.03 - Transverse (Rod-to-Rod) | 13.03.03.02 - Adjustable |  | LB086 | 1350 |  | Globus Medical Australia | CREO Stabilization System Cross Connector | The CREO Stabilization System implants are non-cervical spinal fixation intended for posterior pedicle screw fixation, posterior hook fixation or anterolateral fixation. | 4.75 and 5.5, 30-91mm | 190039 | August 2014 |  | New Listing
13 - Spinal | 13.03 - Connector | 13.03.03 - Transverse (Rod-to-Rod) | 13.03.03.02 - Adjustable |  | LB159 | 1350 |  | Globus Medical Australia | QUARTEX T-Connectors | Rod to Rod and Head to Head T-Connectors | 21mm to 57mm - 27mm to 63mm | 190061 | August 2017 |  | New Listing
13 - Spinal | 13.03 - Connector | 13.03.03 - Transverse (Rod-to-Rod) | 13.03.03.02 - Adjustable |  | LH517 | 1350 |  | Lifehealthcare Pty Ltd | DSS HPS Cross Connector | Complete system of clamps, set screws and connector bar, Titanium | 40 - 66mm gap | 186733 | February 2014 |  | New Listing
13 - Spinal | 13.03 - Connector | 13.03.03 - Transverse (Rod-to-Rod) | 13.03.03.02 - Adjustable |  | LH578 | 1350 |  | Lifehealthcare Pty Ltd | Pine Adjustable Cross Link | Rod - Rod Connector | 30-80mm | 274913 | August 2017 |  | New Listing
13 - Spinal | 13.03 - Connector | 13.03.03 - Transverse (Rod-to-Rod) | 13.03.03.02 - Adjustable |  | MC496 | 1350 |  | Medtronic Australasia Pty Ltd | Tenor | Transverse Links - Titanium | 40-100mm | 169514 | February 2012 |  | Changed Product Group, Product Sub Group, Suffix, Benefit.
13 - Spinal | 13.03 - Connector | 13.03.03 - Transverse (Rod-to-Rod) | 13.03.03.02 - Adjustable |  | MC590 | 1350 |  | Medtronic Australasia Pty Ltd | Vertex Reconstruction System | Crosslink/Bar | Extra small to large | 169514 | August 2017 |  | Changed Product Name, Description, Size.
13 - Spinal | 13.03 - Connector | 13.03.03 - Transverse (Rod-to-Rod) | 13.03.03.02 - Adjustable |  | MI247 | 1350 |  | Medtronic Australasia Pty Ltd | CD Horizon | Crosslink Plates - adjustable | 10 to 200mm | 169514 | August 2017 |  | Compressed from MC634, MC708
13 - Spinal | 13.03 - Connector | 13.03.03 - Transverse (Rod-to-Rod) | 13.03.03.02 - Adjustable |  | MI249 | 1350 |  | Medtronic Australasia Pty Ltd | CD Horizon | Crosslink Plates - Adjustable | 10 to 200mm | 169514 | August 2017 |  | Expanded from MC408
13 - Spinal | 13.03 - Connector | 13.03.03 - Transverse (Rod-to-Rod) | 13.03.03.02 - Adjustable |  | MN044 | 1350 |  | Johnson & Johnson Medical Pty Ltd | Crossover System (Titanium) | Crossover connector | Size 1 - 12, 18 - 107mm | 97391 | February 2012 |  | Changed Product Group, Product Sub Group, Benefit.
13 - Spinal | 13.03 - Connector | 13.03.03 - Transverse (Rod-to-Rod) | 13.03.03.02 - Adjustable |  | MU124 | 1350 |  | Medacta Australia Pty Ltd | M.U.S.T LINK - Cross Connector | Cross Connector | 20-100mm | 222457 | August 2017 |  | Changed Size.
13 - Spinal | 13.03 - Connector | 13.03.03 - Transverse (Rod-to-Rod) | 13.03.03.02 - Adjustable |  | MU159 | 1350 |  | Medacta Australia Pty Ltd | MUST MINI Cross Connector | Cross Connector | 15-70 mm | 291175 | August 2017 |  | New Listing
13 - Spinal | 13.03 - Connector | 13.03.03 - Transverse (Rod-to-Rod) | 13.03.03.02 - Adjustable |  | NK012 | 1350 |  | National Surgical Pty Ltd | Capless LI Pedicle screw system - X Link cross connector - Variable | Titanium, lowprofile transverse dual articulation crossconnector | Low profile, Multiple sizes, 37-80mm | 159605, 160750, 170220 | August 2012 |  | Transferred from AX057
13 - Spinal | 13.03 - Connector | 13.03.03 - Transverse (Rod-to-Rod) | 13.03.03.02 - Adjustable |  | NK040 | 1350 |  | National Surgical Pty Ltd | Certex Spinal Implant System Connector Adjustable | Connector Adjustable | 3.5mm x 28-33mm to 42-58mm | 229876 | August 2015 |  | New Listing
13 - Spinal | 13.03 - Connector | 13.03.03 - Transverse (Rod-to-Rod) | 13.03.03.02 - Adjustable |  | NV003 | 1350 |  | Nuvasive Australia and NZ Pty Ltd | SpheRx | Transverse X-Connector | 45 - 100mm | 132466 | February 2012 |  | Changed Product Group, Product Sub Group, Suffix, Benefit.
13 - Spinal | 13.03 - Connector | 13.03.03 - Transverse (Rod-to-Rod) | 13.03.03.02 - Adjustable |  | NV047 | 1350 |  | Nuvasive Australia and NZ Pty Ltd | Armada | Arch, adjustable transverse connector | 20-70mm | 132466 | August 2013 |  | Changed Product Name, Size, Benefit.
13 - Spinal | 13.03 - Connector | 13.03.03 - Transverse (Rod-to-Rod) | 13.03.03.02 - Adjustable |  | NV118 | 1350 |  | Nuvasive Australia and NZ Pty Ltd | Reline (Adjustable Cross Connector) | Adjustable Cross Connector | 20-100mm length; to fit 4.5-6mm rod diameter | 209199 | August 2017 |  | Changed Size.
13 - Spinal | 13.03 - Connector | 13.03.03 - Transverse (Rod-to-Rod) | 13.03.03.02 - Adjustable |  | OF025 | 1350 |  | Orthofix Australia Pty Limited | Spinal Fixation System | Multi Axial Cross Connector Assembly – Titanium/Lateral Offset | 5.5mm-80mm | 195012 | August 2017 |  | Changed Size.
13 - Spinal | 13.03 - Connector | 13.03.03 - Transverse (Rod-to-Rod) | 13.03.03.02 - Adjustable |  | OF026 | 1350 |  | Orthofix Australia Pty Limited | Blackstone - Posterior Cervical System | Cross-Connector | 20, 25, 30, 35, 40, 45, 50mm | 195012 | August 2014 |  | Transferred from AE176
13 - Spinal | 13.03 - Connector | 13.03.03 - Transverse (Rod-to-Rod) | 13.03.03.02 - Adjustable |  | OF065 | 1350 |  | Orthofix Australia Pty Limited | Centurion Cross Connectors | Adjustable Cross Connector | 20mm – 50mm in 5mm increments | 195012 | August 2016 |  | New Listing
13 - Spinal | 13.03 - Connector | 13.03.03 - Transverse (Rod-to-Rod) | 13.03.03.02 - Adjustable |  | OH407 | 1350 |  | Orthotech Pty Ltd | Ulrich Neon Cross link system | Cross link system, consisting of xplate, hook and locking plate | one size | 130920 | February 2012 |  | New Listing
13 - Spinal | 13.03 - Connector | 13.03.03 - Transverse (Rod-to-Rod) | 13.03.03.02 - Adjustable |  | OH412 | 1350 |  | Orthotech Pty Ltd | Ulrich Spine System Cross Link | Cross Link | 35-107 (XXS-XL) | 130920 | August 2016 |  | Changed Size.
13 - Spinal | 13.03 - Connector | 13.03.03 - Transverse (Rod-to-Rod) | 13.03.03.02 - Adjustable |  | PB012 | 1350 |  | Australian Pacific Medical Pty Ltd | DPS Spine System - Transconnector Adjustable | Adjustable transconnector for spinal fixation system. | Diameter 5.5/6.0mm; Adjustable lengths: 34-39mm, 38-49mm, 48-68mm. | 214788 | August 2014 |  | New Listing
13 - Spinal | 13.03 - Connector | 13.03.03 - Transverse (Rod-to-Rod) | 13.03.03.02 - Adjustable |  | PZ027 | 1350 |  | Prism Surgical Designs Pty Ltd | Centaur Cross Connector, Centaur Screw System | Cross Connector - rod to rod - Adjustable | 10mm - 90mm | 217033 | February 2014 |  | Duplicated from SF015.
13 - Spinal | 13.03 - Connector | 13.03.03 - Transverse (Rod-to-Rod) | 13.03.03.02 - Adjustable |  | RI018 | 1350 |  | RTI Surgical Australia Pty Ltd | Streamline TL- Variable Crosslink | Transverse rod to rod connector, Adjustable (Titanium Alloy) | Small, medium,and large sizes, with lengths ranging from 37mm-85mm. | 233599 | August 2015 |  | New Listing
13 - Spinal | 13.03 - Connector | 13.03.03 - Transverse (Rod-to-Rod) | 13.03.03.02 - Adjustable |  | SF015 | 1350 |  | Signature Orthopaedics | Centaur Cross Connector, Centaur Screw System | Cross Connector - rod to rod - Adjustable | 10mm - 90mm | 166153, 203838 | February 2014 |  | Changed Description, Size, Benefit.
13 - Spinal | 13.03 - Connector | 13.03.03 - Transverse (Rod-to-Rod) | 13.03.03.02 - Adjustable |  | SQ096 | 1350 |  | Surgical Specialties | RESPONSE Spine System – Cross Connector | Cross Connector | XS - XL | 233454 | August 2015 |  | New Listing
13 - Spinal | 13.03 - Connector | 13.03.03 - Transverse (Rod-to-Rod) | 13.03.03.02 - Adjustable |  | SV023 | 1350 |  | Signature Spine and Joint Pty Ltd | Sky Spinal Fixation System -Crosslink | Crosslink is part of the Sky Spinal Fixation System, indicated for posterior intrumetation of the occipital, posterior cervical and upper thoracic spine. | 3.5 x 30mm to 3.5 x70mm | 205570 | February 2014 |  | New Listing
13 - Spinal | 13.03 - Connector | 13.03.03 - Transverse (Rod-to-Rod) | 13.03.03.02 - Adjustable |  | SV050 | 1350 |  | Signature Spine and Joint Pty Ltd | Santis Adjustable Transverse Connectors | Adjustable Transverse Connectors | 25-70mm | 226443 | February 2015 |  | New Listing
13 - Spinal | 13.03 - Connector | 13.03.03 - Transverse (Rod-to-Rod) | 13.03.03.02 - Adjustable |  | SX038 | 1350 |  | Scientx Australia | Zodiac Spinal Fixation System - adjustable bridge | Crosslink: adjustable bridge | xx-small, x-small, small, medium, large. Diameter: 5.5mm; Length: 23-75mm | 178654 | February 2012 |  | Changed Size, Product Group, Product Sub Group, Suffix, Benefit.
13 - Spinal | 13.03 - Connector | 13.03.03 - Transverse (Rod-to-Rod) | 13.03.03.02 - Adjustable |  | SX068 | 1350 |  | Scientx Australia | Solanas Posterior Cervico-thoracic Fixation System - Adjustable Bridge | Adjustable bridge | 26mm: adjustable length from 22mm to 26mm; 37mm: adjustable length from 27mm to 39mm; 60mm: adjustable length from 40mm to 60mm | 182735 | February 2012 |  | New Listing
13 - Spinal | 13.03 - Connector | 13.03.03 - Transverse (Rod-to-Rod) | 13.03.03.02 - Adjustable |  | SX092 | 1350 |  | Scientx Australia | Arsenal bridge | Variable bridge | Length: 24-32mm; 32-37mm; 35-42mm; 40-51mm; 47-66mm; 64-101mm | 178654 | February 2016 |  | New Listing
13 - Spinal | 13.03 - Connector | 13.03.03 - Transverse (Rod-to-Rod) | 13.03.03.02 - Adjustable |  | SX105 | 1350 |  | Scientx Australia | Arsenal Deformity Spinal Fixation System - Arsenal variable bridge | Variable bridges | 26 - 32mm, 32 - 37mm, 35 - 42mm, 40 - 51mm, 47 - 66mm, 64 - 101mm | 178654 | August 2016 |  | New Listing
13 - Spinal | 13.03 - Connector | 13.03.03 - Transverse (Rod-to-Rod) | 13.03.03.02 - Adjustable |  | SY250 | 1350 |  | Johnson & Johnson Medical Pty Ltd | Universal Spine System | Low Profile Transconnector | 18-83mm length | 133401 | February 2012 |  | Changed Product Group, Product Sub Group, Suffix, Benefit.
13 - Spinal | 13.03 - Connector | 13.03.03 - Transverse (Rod-to-Rod) | 13.03.03.02 - Adjustable |  | SY398 | 1350 |  | Johnson & Johnson Medical Pty Ltd | Axon Spinal System - Transconnector | Axon Transconnector | 60mm - 75mm | 133401 | February 2012 |  | Changed Product Group, Product Sub Group, Suffix, Benefit.
13 - Spinal | 13.03 - Connector | 13.03.03 - Transverse (Rod-to-Rod) | 13.03.03.02 - Adjustable |  | SY569 | 1350 |  | Johnson & Johnson Medical Pty Ltd | Spinal Fixation System | Matrix Snap-on Transconnector | 21mm - 90mm Length | 133401 | February 2012 |  | Changed Product Group, Product Sub Group, Suffix, Benefit.
13 - Spinal | 13.03 - Connector | 13.03.03 - Transverse (Rod-to-Rod) | 13.03.03.02 - Adjustable |  | TV013 | 1350 |  | The Trustee for Range Orthopaedics Trust | Malibu Spinal System CrossBar | CrossBar | 5.5mm and 6.35mm diameter rods 23mm - 75mm length options | 275794 | August 2017 |  | Transferred from PJ018
13 - Spinal | 13.03 - Connector | 13.03.03 - Transverse (Rod-to-Rod) | 13.03.03.02 - Adjustable |  | ZI510 | 1350 |  | Zimmer Biomet Pty Ltd | Optima Spinal System - Transverse Link Assembly | Transverse Link Assembly | Small, Medium, Large | 121585 | February 2012 |  | Changed Product Group, Product Sub Group, Suffix, Benefit.
13 - Spinal | 13.03 - Connector | 13.03.03 - Transverse (Rod-to-Rod) | 13.03.03.02 - Adjustable |  | ZI623 | 1350 |  | Zimmer Biomet Pty Ltd | SEQUOIA PEDICLE SCREW SYSTEM | SpeedLink II Ti | Small, Medium, Large | 157925 | February 2012 |  | Changed Product Group, Product Sub Group, Suffix, Benefit.
13 - Spinal | 13.03 - Connector | 13.03.03 - Transverse (Rod-to-Rod) | 13.03.03.02 - Adjustable |  | ZI886 | 1350 |  | Zimmer Biomet Pty Ltd | APEX Spine System - Multi-Span Cross Connector | Adjustable length cross connector, titanium | 24-28mm, 28-33mm, 31-39mm, 37-50mm, 48-71mm | 216458 | February 2014 |  | New Listing
13 - Spinal | 13.03 - Connector | 13.03.03 - Transverse (Rod-to-Rod) | 13.03.03.02 - Adjustable |  | ZI909 | 1350 |  | Zimmer Biomet Pty Ltd | Virage Head to Head Transverse Connector | Transverse Connector Adjustable | XS, S, M, L, XL | 111775 | August 2015 |  | New Listing
13 - Spinal | 13.04 - Hook | 13.04.01 - Hook |  |  | DE352 | 820 |  | Device Technologies Australia Pty Ltd | EasySpine - Laminar and Pedicle Hooks | Right under laminar hook, left under laminar hook, right alpha pedicle hook and left alpha pedicle hook for EasySpine spinal fusion system. | 1 size only for Right under laminar hook, left under laminar hook, right alpha pedicle hook and left alpha pedicle hook | 188177 | February 2012 |  | New Listing
13 - Spinal | 13.04 - Hook | 13.04.01 - Hook |  |  | DP410 | 820 |  | Johnson & Johnson Medical Pty Ltd | Moss Miami (Titanium) | Hooks - Pedicle | 3-5 mm | 145010 | February 2012 |  | Changed Product Group, Product Sub Group, Benefit.
13 - Spinal | 13.04 - Hook | 13.04.01 - Hook |  |  | DP411 | 820 |  | Johnson & Johnson Medical Pty Ltd | Moss Miami (Titanium) | Hooks - Laminar as Wide or Narrow or Angled or Reduced Distance Supra-laminar or Offset or Extended Body | One size only | 145010 | February 2012 |  | Changed Product Group, Product Sub Group, Benefit.
13 - Spinal | 13.04 - Hook | 13.04.01 - Hook |  |  | DP418 | 820 |  | Johnson & Johnson Medical Pty Ltd | Moss Miami (Titanium) | Hooks - Translation | One size only | 145010 | February 2012 |  | Changed Product Group, Product Sub Group, Benefit.
13 - Spinal | 13.04 - Hook | 13.04.01 - Hook |  |  | DY344 | 820 |  | Johnson & Johnson Medical Pty Ltd | Summit Cervical Rod System | Transverse Connector Hook | One size only | 92307 | February 2012 |  | Changed Product Group, Suffix, Benefit.
13 - Spinal | 13.04 - Hook | 13.04.01 - Hook |  |  | DY438 | 820 |  | Johnson & Johnson Medical Pty Ltd | Expedium Spine System | Hooks, Right, Left, Angled, Offset, Extended, Reduced Bladed | 4.25 - 12mm including narrow - wide | 97391 | February 2012 |  | Changed Product Group, Product Sub Group, Benefit.
13 - Spinal | 13.04 - Hook | 13.04.01 - Hook |  |  | EU003 | 820 |  | Euros Orthopaedics Australia Pty Ltd | e.Spine Hook | Titanium Spine hook | Transverse process. Pedicular, Lumbar laminar, Thoracic laminar, Right offset lumbar laminar, Left offset lumbar laminar and raised body lumbar laminar hook, Progressive blade (small, medium, large), Pedicle (small, medium, large), Reduced blade (small, medium, large), Large blade (small, medium, large), and Laminar (Left offset - Reduced, Right offset - Reduced) | 171952 | August 2013 |  | Changed Size.
13 - Spinal | 13.04 - Hook | 13.04.01 - Hook |  |  | HW405 | 820 |  | Stryker Australia Pty Ltd | Xia Spine System | Hooks | Laminar and Pedicle Hooks | 139620, 49029 | February 2012 |  | Changed Product Group, Product Sub Group, Benefit.
13 - Spinal | 13.04 - Hook | 13.04.01 - Hook |  |  | JJ595 | 820 |  | Johnson & Johnson Medical Pty Ltd | Mountaineer OCT Spinal System | CT Hook | 3.5mm - Small, Medium, Large | 97391 | February 2012 |  | Changed Product Group, Product Sub Group, Benefit.
13 - Spinal | 13.04 - Hook | 13.04.01 - Hook |  |  | JJ761 | 820 |  | Johnson & Johnson Medical Pty Ltd | Moss Miami (Titanium) | Slotted Hook | One Size | 145010 | February 2012 |  | Changed Product Group, Product Sub Group, Benefit.
13 - Spinal | 13.04 - Hook | 13.04.01 - Hook |  |  | LB049 | 820 |  | Globus Medical Australia | ELLIPSE® Stabilization System Hooks | Hooks | 5 - 7mm | 190061 | February 2012 |  | New Listing
13 - Spinal | 13.04 - Hook | 13.04.01 - Hook |  |  | MC406 | 820 |  | Medtronic Australasia Pty Ltd | CD HORIZON Spinal System - Hook | Hook - various | Extra Small - Large | 169514 | February 2012 |  | Changed Product Group, Product Sub Group, Benefit.
13 - Spinal | 13.04 - Hook | 13.04.01 - Hook |  |  | MC591 | 820 |  | Medtronic Australasia Pty Ltd | Vertex Reconstructive System Laminar Hook | Composition - titanium alloy | 4.5 - 6.0mm | 169514 | February 2012 |  | Changed Product Group, Product Sub Group, Benefit.
13 - Spinal | 13.04 - Hook | 13.04.01 - Hook |  |  | NV004 | 820 |  | Nuvasive Australia and NZ Pty Ltd | SpheRx | Hooks | one size | 132466 | February 2012 |  | Changed Product Group, Product Sub Group, Benefit.
13 - Spinal | 13.04 - Hook | 13.04.01 - Hook |  |  | NV058 | 820 |  | Nuvasive Australia and NZ Pty Ltd | Armada (Hook - Various) | Hook | Pedicle - Small/Medium, 5.5mm Lamina - 6/8/10mm x 5.5mm Angled - 5.5mm Offset - 5.5mm | 132466 | February 2012 |  | Changed Description, Size, Product Group, Benefit.
13 - Spinal | 13.04 - Hook | 13.04.01 - Hook |  |  | OF027 | 820 |  | Orthofix Australia Pty Limited | Blackstone - Posterior Hook | Titanium | Large/Angled/Offset/Left/Right/Narrow/Wide/ThoracicLaminar/Lumbar Laminar | 195012 | August 2014 |  | Transferred from AE168
13 - Spinal | 13.04 - Hook | 13.04.01 - Hook |  |  | OH403 | 820 |  | Orthotech Pty Ltd | Ulrich Neon Atlas claw | Atlas claw - consisting of hook, counter part and locking screw. | One size | 130920 | February 2012 |  | New Listing
13 - Spinal | 13.04 - Hook | 13.04.01 - Hook |  |  | SF012 | 820 |  | Signature Orthopaedics | Centaur Hook, Centaur Screw System | Open hook | various | 166153, 203838 | February 2012 |  | New Listing
13 - Spinal | 13.04 - Hook | 13.04.01 - Hook |  |  | SK222 | 820 |  | Stryker Australia Pty Ltd | Oasys-Occipito Cervico Thoracic System | Ti-6A1-4V | Hook, Standard Short; Hook, Standard Tall; Hook, Offset, Right; Hook Offset, Left | 94635 | February 2012 |  | Changed Product Group, Product Sub Group, Benefit.
13 - Spinal | 13.04 - Hook | 13.04.01 - Hook |  |  | SX006 | 820 |  | Scientx Australia | Isobar TTL | Hooks | Small, Large, offset | 119276 | February 2012 |  | Changed Product Group, Product Sub Group, Benefit.
13 - Spinal | 13.04 - Hook | 13.04.01 - Hook |  |  | SX039 | 820 |  | Scientx Australia | Zodiac Spinal Fixation System - hook | Hooks: laminar, thoracic, pedicle; offset and angled; narrow and elevated | Small, large | 178631 | February 2012 |  | Changed Product Group, Product Sub Group, Benefit.
13 - Spinal | 13.04 - Hook | 13.04.01 - Hook |  |  | SX069 | 820 |  | Scientx Australia | Solanas Posterior Cervico-thoracic Fixation System - Hook | Hook | Depth of hook throat: 4.5mm and 6.00mm | 182735 | February 2012 |  | New Listing
13 - Spinal | 13.04 - Hook | 13.04.01 - Hook |  |  | SY013 | 820 |  | Johnson & Johnson Medical Pty Ltd | CerviFix Posterior Cervical System | Hook | Small, Large, Left, Right | 133401 | February 2012 |  | Changed Product Group, Product Sub Group, Benefit.
13 - Spinal | 13.04 - Hook | 13.04.01 - Hook |  |  | SY039 | 820 |  | Johnson & Johnson Medical Pty Ltd | Spinal Plate/Plate System AO/ASIF Spinal Implants | Spondylolysis hook screw (complete) small & large | Screw 45 - 60mm | 133401 | February 2012 |  | Changed Product Group, Product Sub Group, Suffix, Benefit.
13 - Spinal | 13.04 - Hook | 13.04.01 - Hook |  |  | SY325 | 820 |  | Johnson & Johnson Medical Pty Ltd | Universal Spine System | Hook | Small, Medium, Large, Lamina, Thoracic, Pedicle | 133401 | February 2012 |  | Changed Product Group, Product Sub Group, Benefit.
13 - Spinal | 13.04 - Hook | 13.04.01 - Hook |  |  | SY443 | 820 |  | Johnson & Johnson Medical Pty Ltd | Synapse | Lamina Hook, Top Loading | right, left, straight, short, long | 133401 | February 2012 |  | Changed Product Group, Product Sub Group, Benefit.
13 - Spinal | 13.04 - Hook | 13.04.01 - Hook |  |  | SY568 | 820 |  | Johnson & Johnson Medical Pty Ltd | Spinal Fixation System | Pedicle and Lamina Hooks, straight, angled, off-set | Small, Medium, Large | 133401 | February 2012 |  | Changed Product Group, Product Sub Group, Benefit.
13 - Spinal | 13.04 - Hook | 13.04.01 - Hook |  |  | TV004 | 820 |  | The Trustee for Range Orthopaedics Trust | Malibu Spinal System Hooks | Hook | 5.5mm x 5.5mm - 9.0mm x 9.5mm | 275794 | August 2017 |  | Transferred from PJ020
13 - Spinal | 13.04 - Hook | 13.04.01 - Hook |  |  | ZI527 | 820 |  | Zimmer Biomet Pty Ltd | Optima Spinal Fixation System - Hooks | Titanium Alloy | Various | 121585 | February 2012 |  | Changed Product Group, Product Sub Group, Benefit.
13 - Spinal | 13.04 - Hook | 13.04.01 - Hook |  |  | ZI662 | 820 |  | Zimmer Biomet Pty Ltd | Nex-Link | Spinal Fixation System, Cervical Hooks | 5 & 7mm | 157925 | February 2012 |  | Changed Product Group, Product Sub Group, Benefit.
13 - Spinal | 13.04 - Hook | 13.04.01 - Hook |  |  | BB002 | 820 |  | B Braun Australia Pty Ltd | Aesculap Hook System | Pedicle, Lamina, Thoracic and Offset Hooks | All Sizes | 134538 | August 2017 |  | Changed Description, Size, Product Sub Group.
13 - Spinal | 13.04 - Hook | 13.04.01 - Hook |  |  | CR209 | 820 |  | Corin Australia Pty Ltd | 3 Lock - Hook | Various sized hooks for the posterior lumbar stabilisation | thoracic, lumbar wide-blade, lumbar narrow-blade, angled-blade, pedicle, extended body, angled right angled left, offset right, offset left | 215670 | February 2014 |  | New Listing
13 - Spinal | 13.04 - Hook | 13.04.01 - Hook |  |  | DE539 | 820 |  | Device Technologies Australia Pty Ltd | Jazz Claw Posterior Fixation System (Hook) | Left and Right Hook | Standard and large hook | 200830 | August 2017 |  | New Listing
13 - Spinal | 13.04 - Hook | 13.04.01 - Hook |  |  | DE570 | 820 |  | Device Technologies Australia Pty Ltd | Jazz Claw Posterior Fixation System (Hook) | Left and Right Hook | Standard and large hook | 200830 | August 2017 |  | New Listing
13 - Spinal | 13.04 - Hook | 13.04.01 - Hook |  |  | DU006 | 820 |  | SPINEART AUSTRALIA PTY. LTD. | Perla Posterior Cervico-Thoracic Fixation System - Hook | Straight hooks, offset hooks (left/right) | One size only | 198720 | February 2017 |  | New Listing
13 - Spinal | 13.04 - Hook | 13.04.01 - Hook |  |  | DU020 | 820 |  | SPINEART AUSTRALIA PTY. LTD. | Romeo 2 Posterior Thoraco-lumbar Fixation System - Hook | Laminar hook, pedicular hook, offset (left/right), angled (left/right) | Small, large, extended | 166153 | February 2017 |  | New Listing
13 - Spinal | 13.04 - Hook | 13.04.01 - Hook |  |  | ER013 | 820 |  | Emergo Asia Pacific Pty Ltd | K2M Spinal Systems | Lumbar and Thoracic Hooks; open or closed | Various blade and throat sizes | 154443 | February 2015 |  | Changed Product Name, Description, Product Sub Group, Benefit.
13 - Spinal | 13.04 - Hook | 13.04.01 - Hook |  |  | ER179 | 820 |  | Emergo Asia Pacific Pty Ltd | Scoliosis & Fracture System - LSZ3-Lamina Hook | SIGNUS Scoliosis & Fracture System - LSZ3-Lamina Hook | 5.0;7.5;10.0 mm | 216747 | August 2014 |  | New Listing
13 - Spinal | 13.04 - Hook | 13.04.01 - Hook |  |  | ER234 | 820 |  | Emergo Asia Pacific Pty Ltd | Spineway Mont Blanc Pedicle Screw System-Hook | Spineway Mont Blanc Pedicle Screw System-Hook | dia (14-22 mm)x length (10.2-27.15 mm)x (height (14.4 to 29.7mm) | 235417, 235418 | August 2015 |  | New Listing
13 - Spinal | 13.04 - Hook | 13.04.01 - Hook |  |  | ER317 | 820 |  | Emergo Asia Pacific Pty Ltd | Ulrich posterior OCT System (neon3)-Hooks | Ulrich posterior OCT System (neon3)-Hooks, counter hooks, right/left, short/long | short to long | 279706 | February 2017 |  | New Listing
13 - Spinal | 13.04 - Hook | 13.04.01 - Hook |  |  | ER336 | 820 |  | Emergo Asia Pacific Pty Ltd | Ulrich Pedicle Screw System-Hooks | Ulrich Pedicle Screw System (uCentum, flamenco)-Hooks, pedicle,lamina, offset (left or right) | width (5-9 mm) x length (5-11 mm) | 279706 | February 2017 |  | New Listing
13 - Spinal | 13.04 - Hook | 13.04.01 - Hook |  |  | EV018 | 820 |  | Evolution Surgical | Katana Hook | The Katana Pedicle Screw System is intended to provide immobilization and stabilisation of spinal segments in skeletally mature patients, as an adjunct to fusion in the thoracic, lumbar and sacral spine. | Pedicle, wide blade, narrow blade, thoracic supralaminar, thoracic angled, lumbar infralaminar, extended body, offset. | 236041 | February 2016 |  | New Listing
13 - Spinal | 13.04 - Hook | 13.04.01 - Hook |  |  | EY006 | 820 |  | E4 SURGICAL PTY LTD | Reform Hooks | Hooks and Reduction Hooks | Various | 287905 | August 2017 |  | New Listing
13 - Spinal | 13.04 - Hook | 13.04.01 - Hook |  |  | LB025 | 820 |  | Globus Medical Australia | REVERE Hooks | Hook - various | small, medium, large | 190039 | February 2016 |  | Changed Product Sub Group.
13 - Spinal | 13.04 - Hook | 13.04.01 - Hook |  |  | LB085 | 820 |  | Globus Medical Australia | CREO Stabilization System Hook | The CREO Stabilization System implants are non-cervical spinal fixation devices intended for posterior pedicle screw fixation, posterior hook fixation or anterolateral fixation. | 4.75 and 5.5; small, medium and large | 190039 | August 2014 |  | New Listing
13 - Spinal | 13.04 - Hook | 13.04.01 - Hook |  |  | LB103 | 820 |  | Globus Medical Australia | CREO AMP™ Lamina Clamp | Lamina clamp | Small, medium, large | 190039 | August 2014 |  | New Listing
13 - Spinal | 13.04 - Hook | 13.04.01 - Hook |  |  | LB155 | 820 |  | Globus Medical Australia | QUARTEX Hooks | Left and Right Inline Hooks | One size only | 190061 | August 2017 |  | New Listing
13 - Spinal | 13.04 - Hook | 13.04.01 - Hook |  |  | MU134 | 820 |  | Medacta Australia Pty Ltd | M.U.S.T. Hooks | Hooks: Pedicle, Narrow, Extended Body, Wide Bladed, Offset L&R, Angled L&R | Various sizes | 222457 | August 2014 |  | New Listing
13 - Spinal | 13.04 - Hook | 13.04.01 - Hook |  |  | MU161 | 820 |  | Medacta Australia Pty Ltd | MUST MINI Hooks | Hooks | 4.5-6.0 mm | 291175 | August 2017 |  | New Listing
13 - Spinal | 13.04 - Hook | 13.04.01 - Hook |  |  | NK036 | 820 |  | National Surgical Pty Ltd | Certex Spinal Implant System Hooks | Hook | 4.5-6mm | 229876 | August 2015 |  | New Listing
13 - Spinal | 13.04 - Hook | 13.04.01 - Hook |  |  | NV030 | 820 |  | Nuvasive Australia and NZ Pty Ltd | VuePoint hook (laminar) | Hook (laminar) | 5.0mm, 6.0mm, 7.0mm, 8.0mm | 209198 | August 2017 |  | Changed Size, Product Sub Group.
13 - Spinal | 13.04 - Hook | 13.04.01 - Hook |  |  | NV110 | 820 |  | Nuvasive Australia and NZ Pty Ltd | Reline (Hook) | Hook | 4-12mm Lamina Narrorw, Lamina Wide, Lamina Down Narrow, Lamina Down Wide, Trans Process Narrow, Trans Process Wide, Lamina Up Narrow, Lamina Up Wide, Lamina Tall Narrow, Pedicle, Thoracic, Offset Left, Offset Right, Angle Left, Angle Right, Offset Angle Left, Offset Angle Right, Sidewinder Left, Sidewinder Right | 209199 | August 2017 |  | Changed Size.
13 - Spinal | 13.04 - Hook | 13.04.01 - Hook |  |  | OF064 | 820 |  | Orthofix Australia Pty Limited | Centurion Cervical Hooks | Cervical Hooks | 4.5mm and 6.0mm | 195012 | August 2016 |  | New Listing
13 - Spinal | 13.04 - Hook | 13.04.01 - Hook |  |  | PB013 | 820 |  | Australian Pacific Medical Pty Ltd | DPS Spine System - Hook | Hook for spinal fixation system. | Laminar and Pedicle; Diameter 5.5/6.0mm, Width - Broad, narrow; Left and Right | 214788 | August 2014 |  | New Listing
13 - Spinal | 13.04 - Hook | 13.04.01 - Hook |  |  | PZ028 | 820 |  | Prism Surgical Designs Pty Ltd | Centaur Hook, Centaur Screw System | Open hook | various | 217033 | August 2015 |  | Changed Product Sub Group, Benefit.
13 - Spinal | 13.04 - Hook | 13.04.01 - Hook |  |  | SQ097 | 820 |  | Surgical Specialties | RESPONSE Spine System – Hook | Pedicle, Laminar, Thoracic | Open - Closed Narrow- Wide Left – Right Offset 5-11mm | 233454 | August 2015 |  | New Listing
13 - Spinal | 13.04 - Hook | 13.04.01 - Hook |  |  | SX102 | 820 |  | Scientx Australia | Arsenal Deformity Spinal Fixation System - Arsenal hook | Hooks: Thoracic Infralaminar; Thoracic Infralaminar Offset; Thoracic Infralaminar Reduction; Lumbar Infralaminar; Transverse Process, Offset Transverse Process; Pedicle; Pedicle Reduction; Thoracic Supralaminar; Offset Thoracic Supralaminar; Supralaminar Reduction; Claw Foundation; Claw Counter. | 5.5mm, 6.5mm, 7.5mm, 8.5mm, 9.5mm, 10.5mm | 178654 | August 2016 |  | New Listing
13 - Spinal | 13.04 - Hook | 13.04.01 - Hook |  |  | ZI888 | 820 |  | Zimmer Biomet Pty Ltd | APEX Spine System - Hooks | Laminar and Offset titanium hooks | 5.0mm - 9.5mm | 216458 | February 2014 |  | New Listing
13 - Spinal | 13.04 - Hook | 13.04.01 - Hook |  |  | ZI912 | 820 |  | Zimmer Biomet Pty Ltd | Virage Hooks | Virage Hooks | 6mm and 8mm | 111775 | August 2015 |  | New Listing
13 - Spinal | 13.04 - Hook | 13.04.01 - Hook |  |  | ZI955 | 820 |  | Zimmer Biomet Pty Ltd | Polaris Spine System | Hooks | S,M,L | 168658 | February 2017 |  | New Listing
13 - Spinal | 13.04 - Hook | 13.04.01 - Hook |  | Integrated Locking Mechanism | ER211 | 990 |  | Emergo Asia Pacific Pty Ltd | Mesa Hooks | Thoracic and Lumbar hooks | Various blade and throat sizes | 154442 | August 2015 |  | Changed Suffix, Benefit.
13 - Spinal | 13.05 - Plate | 13.05.01 - Integral Fixation | 13.05.01.01 - Cervical |  | DE385 | 1400 |  | Device Technologies Australia Pty Ltd | C-Plate Cervical Plates 22-54mm | C-Plate Anterior Cervical Plates are inserted via an anterior approach to the cervical spine, in order to fix one or two levels of verterbrae together. Such fixation is performed to cause bony fusion between levels and is done in order to address pain, instability, and/or a range of other indications. The C-Plate System consists of low-profile (1.6mm thick) pre-contoured plates of varying sizes and a full range of screws. The plates themselves contain an innovative screw-locking mechanism utilising an elastic locking ring which allows the surgeon choice between semi-fixed or variable-angle self-tapping screws. | Lengths 22 to 54mm in increments of 2mm | 188175 | August 2012 |  | New Listing
13 - Spinal | 13.05 - Plate | 13.05.01 - Integral Fixation | 13.05.01.01 - Cervical |  | DU013 | 1400 |  | SPINEART AUSTRALIA PTY. LTD. | Tryptik 2 Anterior Cervical Plate | Anterior cervical plate | Length: 20mm, 22mm, 24mm, 26mm, 28mm, 30mm, 32mm, 34mm, 36mm, 38mm, 40mm, 43mm, 46mm, 49mm, 52mm | 166151 | February 2017 |  | New Listing
13 - Spinal | 13.05 - Plate | 13.05.01 - Integral Fixation | 13.05.01.01 - Cervical |  | DY524 | 1400 |  | Johnson & Johnson Medical Pty Ltd | Uniplate Spinal System | Titanium Anterior Cervical Plate | 13-55mm | 148371 | February 2012 |  | Changed Product Group, Product Sub Group, Benefit.
13 - Spinal | 13.05 - Plate | 13.05.01 - Integral Fixation | 13.05.01.01 - Cervical |  | ER030 | 1400 |  | Emergo Asia Pacific Pty Ltd | Pyrenees Cervical Plate System | Cervical Plate | 18mm to 54mm | 154444 | August 2015 |  | Changed Product Group, Product Sub Group, Benefit.
13 - Spinal | 13.05 - Plate | 13.05.01 - Integral Fixation | 13.05.01.01 - Cervical |  | ER051 | 1400 |  | Emergo Asia Pacific Pty Ltd | Blue Ridge Hybrid Cervical Plate System - Plate | Low profile, anterior cervical plate. Locking, titanium | 22- 53mm | 154444 | February 2016 |  | Changed Product Group, Product Sub Group, Benefit.
13 - Spinal | 13.05 - Plate | 13.05.01 - Integral Fixation | 13.05.01.01 - Cervical |  | ER207 | 1400 |  | Emergo Asia Pacific Pty Ltd | SIGNUS Cervical Plating Implant System-Plate | SIGNUS Cervical Plating Implant System-Plate | 22-54 mm, in 2 mm increments | 216749 | February 2015 |  | New Listing
13 - Spinal | 13.05 - Plate | 13.05.01 - Integral Fixation | 13.05.01.01 - Cervical |  | ER241 | 1400 |  | Emergo Asia Pacific Pty Ltd | Pyrenees Cervical Plate System-Monoplate, Short | Pyrenees MonoPlate, Short | 18-55mm length | 154444 | August 2015 |  | New Listing
13 - Spinal | 13.05 - Plate | 13.05.01 - Integral Fixation | 13.05.01.01 - Cervical |  | ER263 | 1400 |  | Emergo Asia Pacific Pty Ltd | Amendia Diamond Anterior Cervical Plate System- Plate | Amendia Diamond Anterior Cervical Plate System- Plate | 22-54 mm | 233539 | August 2015 |  | New Listing
13 - Spinal | 13.05 - Plate | 13.05.01 - Integral Fixation | 13.05.01.01 - Cervical |  | ER289 | 1400 |  | Emergo Asia Pacific Pty Ltd | Pyrenees Segmental Plate | Single level fusion plate with shelf. | 5-10mm shelf | 154444 | August 2016 |  | New Listing
13 - Spinal | 13.05 - Plate | 13.05.01 - Integral Fixation | 13.05.01.01 - Cervical |  | ER323 | 1400 |  | Emergo Asia Pacific Pty Ltd | Ulrich Anterior Cervical Plating System-Plate | Ulrich Mambo modular anterior cervical plating system | 2-6 holes; length to 55 mm | 279704 | February 2017 |  | New Listing
13 - Spinal | 13.05 - Plate | 13.05.01 - Integral Fixation | 13.05.01.01 - Cervical |  | EU008 | 1400 |  | Euros Orthopaedics Australia Pty Ltd | E.2S anterior cervical Plate | Titanium anterior cervical plate | 15 lengths of plates from 24mm to 94mm 24mm 4 holes 26mm 4 holes 29mm 4 holes 32mm 4 holes 35mm 6 holes 39mm 6 holes 43mm 6 holes 49mm 6 holes 55mm 6 holes 60mm 8 holes 66mm 8 holes 69mm 8 holes 77mm 10 holes 89mm 10 holes 94mm 12 holes | 171951 | February 2016 |  | Changed Product Name.
13 - Spinal | 13.05 - Plate | 13.05.01 - Integral Fixation | 13.05.01.01 - Cervical |  | EV009 | 1400 |  | Evolution Surgical | Evolution ACDF Plate | Anterior Cervical Plate | 1 level Plate (20mm-32mm), 2 level plate (34mm – 50mm) | 247573 | August 2015 |  | New Listing
13 - Spinal | 13.05 - Plate | 13.05.01 - Integral Fixation | 13.05.01.01 - Cervical |  | EV021 | 1400 |  | Evolution Surgical | Revolution ACDF Plate | Anterior Cervical Plate | Double and Mini Plates. Level 1 20 - 34mm, Level 2 Plate 36 - 50mm | 273279 | August 2016 |  | New Listing
13 - Spinal | 13.05 - Plate | 13.05.01 - Integral Fixation | 13.05.01.01 - Cervical |  | HC013 | 1400 |  | Health Care Surgical Pty Ltd | Origin System | Cervical Plate | L:22-72mm | 205325 | February 2014 |  | New Listing
13 - Spinal | 13.05 - Plate | 13.05.01 - Integral Fixation | 13.05.01.01 - Cervical |  | HW408 | 1400 |  | Stryker Australia Pty Ltd | Aviator Anterior Cervical Plating System - Plate | Anterior Cervical Plate - Integral Locking | One, two and three level up to 55mm in length | 94635 | February 2012 |  | Changed Product Group, Product Sub Group, Benefit.
13 - Spinal | 13.05 - Plate | 13.05.01 - Integral Fixation | 13.05.01.01 - Cervical |  | JJ800 | 1400 |  | Johnson & Johnson Medical Pty Ltd | Skyline Cervical Plate System | Skyline anterior cervical plate. Various size plates, Titanium | 12-55mm | 148561 | February 2012 |  | Changed Product Group, Product Sub Group, Benefit.
13 - Spinal | 13.05 - Plate | 13.05.01 - Integral Fixation | 13.05.01.01 - Cervical |  | LB015 | 1400 |  | Globus Medical Australia | VIP Anterior Cervical Plate | Anterior Cervical Plate | 13mm - 46mm | 190972 | February 2012 |  | New Listing
13 - Spinal | 13.05 - Plate | 13.05.01 - Integral Fixation | 13.05.01.01 - Cervical |  | LB038 | 1400 |  | Globus Medical Australia | XTEND Anterior Cervical Plate | Anterior Cervical Plate | 10mm - 54mm | 190070 | February 2012 |  | New Listing
13 - Spinal | 13.05 - Plate | 13.05.01 - Integral Fixation | 13.05.01.01 - Cervical |  | LB040 | 1400 |  | Globus Medical Australia | XTEND Anterior Cervical Extender Plate | Anterior Cervical Extender Plate | 10mm - 46mm | 190070 | February 2012 |  | New Listing
13 - Spinal | 13.05 - Plate | 13.05.01 - Integral Fixation | 13.05.01.01 - Cervical |  | LB110 | 1400 |  | Globus Medical Australia | ASSURE® Anterior Cervical Plate System – Plate | Titanium Alloy Anterior Cervical Plate | 1.8 mm depth, 16mm width, 14- 54mm length | 190070 | August 2015 |  | New Listing
13 - Spinal | 13.05 - Plate | 13.05.01 - Integral Fixation | 13.05.01.01 - Cervical |  | LB114 | 1400 |  | Globus Medical Australia | Unify Dynamic Anterior Cervical Plate System – Plate | Titanium Alloy Dynamic Anterior Cervical Plate | Depth - 2.8mm Width – 16.6mm Length – 10- 55 mm | 190070 | August 2015 |  | New Listing
13 - Spinal | 13.05 - Plate | 13.05.01 - Integral Fixation | 13.05.01.01 - Cervical |  | MC346 | 1400 |  | Medtronic Australasia Pty Ltd | Venture Anterior Cervical Plate | Single or multi level plate, titanium alloy and Nitinol | 20mm - 50mm | 169514 | February 2012 |  | Changed Product Group, Product Sub Group, Benefit.
13 - Spinal | 13.05 - Plate | 13.05.01 - Integral Fixation | 13.05.01.01 - Cervical |  | MC418 | 1400 |  | Medtronic Australasia Pty Ltd | Atlantis Anterior Cervical Plate | Plate | 19.0mm - 47.5mm | 169514 | February 2014 |  | Changed Benefit.
13 - Spinal | 13.05 - Plate | 13.05.01 - Integral Fixation | 13.05.01.01 - Cervical |  | MC419 | 1400 |  | Medtronic Australasia Pty Ltd | Atlantis Anterior Cervical Plate | Anterior Cervical Plate | 50mm - 55mm | 169514 | February 2014 |  | Changed Benefit.
13 - Spinal | 13.05 - Plate | 13.05.01 - Integral Fixation | 13.05.01.01 - Cervical |  | MC706 | 1400 |  | Medtronic Australasia Pty Ltd | Venture Anterior Cervical Plate | Single or multi level plate, titanium alloy and Nitinol | 52.5mm - 55mm | 169514 | February 2012 |  | Changed Product Group, Product Sub Group, Benefit.
13 - Spinal | 13.05 - Plate | 13.05.01 - Integral Fixation | 13.05.01.01 - Cervical |  | MC863 | 1400 |  | Medtronic Australasia Pty Ltd | Zephir Anterior Cervical Plate | Anterior Cervical Plate | 22.5mm - 55mm | 169514 | February 2012 |  | Changed Product Group, Product Sub Group, Benefit.
13 - Spinal | 13.05 - Plate | 13.05.01 - Integral Fixation | 13.05.01.01 - Cervical |  | MI152 | 1400 |  | Medtronic Australasia Pty Ltd | ZEVO Anterior Cervical Plate System | Anterior Cervical Plate | 15mm - 55mm | 169574 | February 2015 |  | New Listing
13 - Spinal | 13.05 - Plate | 13.05.01 - Integral Fixation | 13.05.01.01 - Cervical |  | MI157 | 1400 |  | Medtronic Australasia Pty Ltd | Divergence Anterior Cervical Fusion Mini-plate System | Divergence anterior cervical fusion mini-plate | 15.5mm - 22.5mm | 169514 | February 2015 |  | New Listing
13 - Spinal | 13.05 - Plate | 13.05.01 - Integral Fixation | 13.05.01.01 - Cervical |  | NK013 | 1400 |  | National Surgical Pty Ltd | Spider Cervical Plating System - Spider Plate | Titanium, Anterior Cervical Plate System - | 22-54mm | 159605, 160750, 170220 | August 2012 |  | Transferred from AX061
13 - Spinal | 13.05 - Plate | 13.05.01 - Integral Fixation | 13.05.01.01 - Cervical |  | NK049 | 1400 |  | National Surgical Pty Ltd | ASPIS Cervical Plate | The ASPIS anterior cervical plate system is intended for the surgical treatment of the cervical vertebrae. | 22mm-55mm | 195211 | August 2017 |  | New Listing
13 - Spinal | 13.05 - Plate | 13.05.01 - Integral Fixation | 13.05.01.01 - Cervical |  | NV008 | 1400 |  | Nuvasive Australia and NZ Pty Ltd | Gradient Cervical Plates | Titanium Anterior Plate | 11 - 110mm | 132466 | February 2012 |  | Changed Product Group, Product Sub Group, Benefit.
13 - Spinal | 13.05 - Plate | 13.05.01 - Integral Fixation | 13.05.01.01 - Cervical |  | NV068 | 1400 |  | Nuvasive Australia and NZ Pty Ltd | Helix-Revolution (Plate 20-54mm) | Anterior Cervical Plate | 20-54mm | 133466 | February 2012 |  | Changed Product Group, Product Sub Group, Benefit.
13 - Spinal | 13.05 - Plate | 13.05.01 - Integral Fixation | 13.05.01.01 - Cervical |  | NV091 | 1400 |  | Nuvasive Australia and NZ Pty Ltd | Helix-T (Plate 20-54mm) | Anterior cervical plate | 20-54mm | 132466 | February 2013 |  | New Listing
13 - Spinal | 13.05 - Plate | 13.05.01 - Integral Fixation | 13.05.01.01 - Cervical |  | NV108 | 1400 |  | Nuvasive Australia and NZ Pty Ltd | Archon (Plate 18-55mm) | Anterior Cervical Plate | 18-55mm | 209196 | August 2014 |  | New Listing
13 - Spinal | 13.05 - Plate | 13.05.01 - Integral Fixation | 13.05.01.01 - Cervical |  | OF003 | 1400 |  | Orthofix Australia Pty Limited | Azure Anterior Cervical Plate | Anterior Cervical Plate <55mm | 18-54mm length | 195018 | February 2014 |  | New Listing
13 - Spinal | 13.05 - Plate | 13.05.01 - Integral Fixation | 13.05.01.01 - Cervical |  | OF029 | 1400 |  | Orthofix Australia Pty Limited | Blackstone Medical ACP - Level 1 & 2 | Titanium Alloy ACP L1-L2 | 20mm - 54mm | 195018 | August 2017 |  | Changed Size.
13 - Spinal | 13.05 - Plate | 13.05.01 - Integral Fixation | 13.05.01.01 - Cervical |  | OH063 | 1400 |  | Orthotech Pty Ltd | Anterior Cervical Plate System | Titanium Locking Plate | 20 - 140mm | 111779 | February 2012 |  | Changed Product Group, Product Sub Group, Benefit.
13 - Spinal | 13.05 - Plate | 13.05.01 - Integral Fixation | 13.05.01.01 - Cervical |  | OH535 | 1400 |  | Orthotech Pty Ltd | Pach Plate C - Plate | Cervical Plate | 30 - 50mm | 278075 | August 2017 |  | New Listing
13 - Spinal | 13.05 - Plate | 13.05.01 - Integral Fixation | 13.05.01.01 - Cervical |  | OH540 | 1400 |  | Orthotech Pty Ltd | Spinal Plate - Cervical | Anterior Cervical Plate | 20mm - 53mm | 289731 | August 2017 |  | New Listing
13 - Spinal | 13.05 - Plate | 13.05.01 - Integral Fixation | 13.05.01.01 - Cervical |  | PB003 | 1400 |  | Australian Pacific Medical Pty Ltd | Delta Plate | Anterior cervical plate | Length: 16-22mm | 214788 | February 2014 |  | New Listing
13 - Spinal | 13.05 - Plate | 13.05.01 - Integral Fixation | 13.05.01.01 - Cervical |  | PB015 | 1400 |  | Australian Pacific Medical Pty Ltd | Anterior Cervical Plate System | Anterior cervical plate. Various size plates, Titanium | 20-55mm | 214788 | August 2015 |  | New Listing
13 - Spinal | 13.05 - Plate | 13.05.01 - Integral Fixation | 13.05.01.01 - Cervical |  | PC002 | 1400 |  | Precision Surgical Pty Ltd | WeCover Cervical System - Plate | Cervical Plate | One Level Plate - 22,24,26,28,30,32, 34mm Two Level Plate - 36, 38, 40, 42, 44, 46, 48, 50mm Three Level Plate - 52mm Width of all plates are 18mm and the plate profile is 1.9mm. | 221268 | August 2014 |  | New Listing
13 - Spinal | 13.05 - Plate | 13.05.01 - Integral Fixation | 13.05.01.01 - Cervical |  | PZ029 | 1400 |  | Prism Surgical Designs Pty Ltd | Pegasus Plate System, Pegasus Plate | Anterior Cervical Plate | 1 level plate (13mm-22mm), 2 level plate (28mm-40mm) | 217032 | February 2014 |  | Duplicated from SF017
13 - Spinal | 13.05 - Plate | 13.05.01 - Integral Fixation | 13.05.01.01 - Cervical |  | PZ030 | 1400 |  | Prism Surgical Designs Pty Ltd | Aquila Plate System | Anterior Cervical Plate | 1 level and 2 level plates (21 - 55mm Length) | 217032 | February 2014 |  | Duplicated from SF051
13 - Spinal | 13.05 - Plate | 13.05.01 - Integral Fixation | 13.05.01.01 - Cervical |  | RI006 | 1400 |  | RTI Surgical Australia Pty Ltd | PAC Anterior Cervical Plate System- Plates (10-55mm) | Single and multi level anterior cervical plates, 10-55mm, titanium alloy and Nitinol | One level plates: 10-26mm in 2mm increments Two level plates: 29-44mm in 3mm increments Three level plates: 43-55 in 3mm increments | 233568 | August 2015 |  | New Listing
13 - Spinal | 13.05 - Plate | 13.05.01 - Integral Fixation | 13.05.01.01 - Cervical |  | RI020 | 1400 |  | RTI Surgical Australia Pty Ltd | Slimfuse Cervical Plate System - Plate | Low profile, narrow, scalloped, anterior cervical titanium plate | Length: 10mm to 44mm | 194587 | August 2015 |  | Transferred from LH487
13 - Spinal | 13.05 - Plate | 13.05.01 - Integral Fixation | 13.05.01.01 - Cervical |  | SR085 | 1400 |  | Stryker Australia Pty Ltd | Reflex Anterior Cervical Plate System | Plate | ≤55mm | 156424, 49029 | February 2012 |  | Changed Product Group, Product Sub Group, Benefit.
13 - Spinal | 13.05 - Plate | 13.05.01 - Integral Fixation | 13.05.01.01 - Cervical |  | SX008 | 1400 |  | Scientx Australia | Antelys | Plate | H: 19-23mm | 119277 | February 2012 |  | Changed Product Group, Product Sub Group, Benefit.
13 - Spinal | 13.05 - Plate | 13.05.01 - Integral Fixation | 13.05.01.01 - Cervical |  | SX011 | 1400 |  | Scientx Australia | Stella | Anterior cervical plate - titanium | L: 21-121mm | 119276 | February 2012 |  | Changed Product Group, Product Sub Group, Benefit.
13 - Spinal | 13.05 - Plate | 13.05.01 - Integral Fixation | 13.05.01.01 - Cervical |  | SX052 | 1400 |  | Scientx Australia | Trestle Anterior Cervical Plating System - Plate | Titanium alloy anterior cervical plate | 12mm - 54mm | 178150 | February 2012 |  | Changed Product Group, Product Sub Group, Benefit.
13 - Spinal | 13.05 - Plate | 13.05.01 - Integral Fixation | 13.05.01.01 - Cervical |  | SX074 | 1400 |  | Scientx Australia | Trestle Luxe Anterior Cervical Plating System - Plate | Anterior cervical plate | 1 level plates: 10, 12, 14, 16, 20, 22, 24, 26mm; 2 level plates: 24, 26, 28, 30, 32, 34, 37, 40, 43, 46mm; 3 level plates: 39, 42, 45mm | 194965 | February 2013 |  | New Listing
13 - Spinal | 13.05 - Plate | 13.05.01 - Integral Fixation | 13.05.01.01 - Cervical |  | SY459 | 1400 |  | Johnson & Johnson Medical Pty Ltd | Vectra T Anterior Spinal System | Titanium | ≤55 | 155808 | February 2012 |  | Changed Product Group, Product Sub Group, Benefit.
13 - Spinal | 13.05 - Plate | 13.05.01 - Integral Fixation | 13.05.01.01 - Cervical |  | SY520 | 1400 |  | Johnson & Johnson Medical Pty Ltd | Vectra Anterior Spinal System | Cervical Plate | ≤55 | 155808 | February 2012 |  | Changed Product Group, Product Sub Group, Benefit.
13 - Spinal | 13.05 - Plate | 13.05.01 - Integral Fixation | 13.05.01.01 - Cervical |  | ZI896 | 1400 |  | Zimmer Biomet Pty Ltd | Trinica/InVizia Anterior Cervical Plates | Titanium plate for anterior cervical spine | ≤55mm | 118537 | August 2014 |  | Expanded from ZI489
13 - Spinal | 13.05 - Plate | 13.05.01 - Integral Fixation | 13.05.01.01 - Cervical | >55mm | DE386 | 1700 |  | Device Technologies Australia Pty Ltd | C-Plate - Cervical Plates 56-70mm | C-Plate Anterior Cervical Plates are inserted via an anterior approach to the cervical spine, in order to fix one or two levels of vertebrae together. Such fixation is performed to cause bony fusion between levels and is done in order to address pain, instability, and/or a range of other indications. The C-Plate System consists of low-profile (1.6mm thick) pre-contoured plates of varying sizes and a full range of screws. The plates themselves contain an innovative screw-locking mechanism utilising an elastic locking ring which allows the surgeon choice between semi-fixed or variable-angle self-tapping screws. | Lengths: 56 to 70mm in increments of 2mm | 118175 | August 2012 |  | New Listing
13 - Spinal | 13.05 - Plate | 13.05.01 - Integral Fixation | 13.05.01.01 - Cervical | >55mm | DU014 | 1700 |  | SPINEART AUSTRALIA PTY. LTD. | Tryptik 2 Anterior Cervical Plate | Anterior cervical plate | Length: 55mm, 58mm, 61mm, 64mm, 68mm, 72mm, 76mm, 80mm, 84mm, 88mm, 92mm | 166151 | February 2017 |  | New Listing
13 - Spinal | 13.05 - Plate | 13.05.01 - Integral Fixation | 13.05.01.01 - Cervical | >55mm | ER031 | 1700 |  | Emergo Asia Pacific Pty Ltd | Pyrenees Cervical Plate System | Cervical Plate | 57mm to 110mm | 154444 | August 2015 |  | Changed Product Group, Product Sub Group, Benefit.
13 - Spinal | 13.05 - Plate | 13.05.01 - Integral Fixation | 13.05.01.01 - Cervical | >55mm | ER052 | 1700 |  | Emergo Asia Pacific Pty Ltd | Blue Ridge Hybrid Cervical Plate System - Plate | Low profile, anterior cervical plate. Locking, titanium. | 56-77mm | 154444 | February 2016 |  | Changed Product Group, Product Sub Group.
13 - Spinal | 13.05 - Plate | 13.05.01 - Integral Fixation | 13.05.01.01 - Cervical | >55mm | ER208 | 1700 |  | Emergo Asia Pacific Pty Ltd | SIGNUS Cervical Plating Implant System-Plate (>55 mm) | SIGNUS Cervical Plating Implant System-Plate (>55 mm) | 56-100 mm, in 3-5 mm increments | 216749 | February 2015 |  | New Listing
13 - Spinal | 13.05 - Plate | 13.05.01 - Integral Fixation | 13.05.01.01 - Cervical | >55mm | ER240 | 1700 |  | Emergo Asia Pacific Pty Ltd | Pyrenees Cervical Plate System-MonoPlate, Long | Pyrenees Cervical Plate System-MonoPlate, Long | Length 56-78 mm | 154444 | August 2015 |  | New Listing
13 - Spinal | 13.05 - Plate | 13.05.01 - Integral Fixation | 13.05.01.01 - Cervical | >55mm | ER264 | 1700 |  | Emergo Asia Pacific Pty Ltd | Amendia Diamond Anterior Cervical Plate System- Plate (large, greater than 55mm) | Diamond Anterior Cervical Plate System- Plate (large, greater than 55mm) | 56-92 mm | 233539 | August 2015 |  | New Listing
13 - Spinal | 13.05 - Plate | 13.05.01 - Integral Fixation | 13.05.01.01 - Cervical | >55mm | ER324 | 1700 |  | Emergo Asia Pacific Pty Ltd | Ulrich Anterior Cervical Plating System-Plate (>55 mm) | Ulrich Mambo Anterior Cervical Plating System-Plate (>55 mm) | 8-10 holes, length 56-92 mm | 279704 | February 2017 |  | New Listing
13 - Spinal | 13.05 - Plate | 13.05.01 - Integral Fixation | 13.05.01.01 - Cervical | >55mm | HW407 | 1700 |  | Stryker Australia Pty Ltd | Aviator Anterior Cervical Plating System - Plate longer than 55mm | Anterior Cervical Plate - Integral Locking | Three and four level greater than 55mm in length | 94635 | February 2012 |  | Changed Product Group, Product Sub Group, Suffix, Benefit.
13 - Spinal | 13.05 - Plate | 13.05.01 - Integral Fixation | 13.05.01.01 - Cervical | >55mm | JJ801 | 1700 |  | Johnson & Johnson Medical Pty Ltd | Skyline Cervical Plate System | Skyline anterior cervical plate. Various size plates. Titanium | 56-105mm | 148561 | February 2012 |  | Changed Product Group, Product Sub Group, Suffix, Benefit.
13 - Spinal | 13.05 - Plate | 13.05.01 - Integral Fixation | 13.05.01.01 - Cervical | >55mm | LB039 | 1700 |  | Globus Medical Australia | XTEND Anterior Cervical Plate >55mm | Anterior Cervical Plate >55mm | 57mm - 104mm | 190070 | February 2016 |  | Changed Suffix, Benefit.
13 - Spinal | 13.05 - Plate | 13.05.01 - Integral Fixation | 13.05.01.01 - Cervical | >55mm | LB111 | 1700 |  | Globus Medical Australia | ASSURE® Anterior Plate System – Plate | Titanium Alloy Anterior Cervical Plate | 1.8 mm depth, 16mm width, 57-100mm length | 190070 | August 2015 |  | New Listing
13 - Spinal | 13.05 - Plate | 13.05.01 - Integral Fixation | 13.05.01.01 - Cervical | >55mm | LB115 | 1700 |  | Globus Medical Australia | Unify Dynamic Anterior Cervical Plate System – Plate | Titanium Alloy Dynamic Anterior Cervical Plate | Depth - 2.8mm Width – 16.6mm Length – 58 -70 mm | 190070 | August 2015 |  | New Listing
13 - Spinal | 13.05 - Plate | 13.05.01 - Integral Fixation | 13.05.01.01 - Cervical | >55mm | MC858 | 1700 |  | Medtronic Australasia Pty Ltd | Atlantis Anterior Cervical Plate | Anterior Cervical Plate | 57.5mm - 110mm | 169514 | February 2012 |  | Changed Product Group, Product Sub Group, Suffix, Benefit.
13 - Spinal | 13.05 - Plate | 13.05.01 - Integral Fixation | 13.05.01.01 - Cervical | >55mm | MC859 | 1700 |  | Medtronic Australasia Pty Ltd | Venture Anterior Cervical Plate | Single or multi level plate, titanium alloy and Nitinol | 57.5mm - 150mm | 169514 | February 2012 |  | Changed Product Group, Product Sub Group, Suffix, Benefit.
13 - Spinal | 13.05 - Plate | 13.05.01 - Integral Fixation | 13.05.01.01 - Cervical | >55mm | MC864 | 1700 |  | Medtronic Australasia Pty Ltd | Zephir Anteior Cervical Plate | Anterior Cervical Plate | 57.5mm - 70mm | 169514 | February 2012 |  | Changed Product Group, Product Sub Group, Suffix, Benefit.
13 - Spinal | 13.05 - Plate | 13.05.01 - Integral Fixation | 13.05.01.01 - Cervical | >55mm | MI162 | 1700 |  | Medtronic Australasia Pty Ltd | ZEVO Anterior Cervical Plate System | Anterior Cervical Plate | 57 - 108mm | 169574 | February 2015 |  | New Listing
13 - Spinal | 13.05 - Plate | 13.05.01 - Integral Fixation | 13.05.01.01 - Cervical | >55mm | NK014 | 1700 |  | National Surgical Pty Ltd | Spider Cervical Plating System - Spider Plate | Titanium, anterior cervical plate system | 56-77mm | 159605, 160750, 170220 | August 2012 |  | Transferred from AX062
13 - Spinal | 13.05 - Plate | 13.05.01 - Integral Fixation | 13.05.01.01 - Cervical | >55mm | NK050 | 1700 |  | National Surgical Pty Ltd | ASPIS Cervical Plate | The ASPIS anterior cervical plate system is intended for the surgical treatment of the cervical vertebrae. | >55mm | 195211 | August 2017 |  | New Listing
13 - Spinal | 13.05 - Plate | 13.05.01 - Integral Fixation | 13.05.01.01 - Cervical | >55mm | NV069 | 1700 |  | Nuvasive Australia and NZ Pty Ltd | Helix-Revolution (plate 56-110mm) | Anterior Cervical Plate | 56-110mm | 133466 | February 2012 |  | Changed Product Group, Product Sub Group, Suffix, Benefit.
13 - Spinal | 13.05 - Plate | 13.05.01 - Integral Fixation | 13.05.01.01 - Cervical | >55mm | NV092 | 1700 |  | Nuvasive Australia and NZ Pty Ltd | Helix-T (Plate 56 - 110mm) | Anterior cervical plate | 56-110mm | 132466 | February 2015 |  | Changed Suffix, Benefit.
13 - Spinal | 13.05 - Plate | 13.05.01 - Integral Fixation | 13.05.01.01 - Cervical | >55mm | NV109 | 1700 |  | Nuvasive Australia and NZ Pty Ltd | Archon (Plate 56-110mm) | Anterior Cervical Plate | 56-110mm | 209196 | August 2014 |  | New Listing
13 - Spinal | 13.05 - Plate | 13.05.01 - Integral Fixation | 13.05.01.01 - Cervical | >55mm | OF004 | 1700 |  | Orthofix Australia Pty Limited | Azure Anterior Cervical Plate System | Anterior Cervical Plate > 55mm | 56-120mm length | 195018 | February 2014 |  | New Listing
13 - Spinal | 13.05 - Plate | 13.05.01 - Integral Fixation | 13.05.01.01 - Cervical | >55mm | OF031 | 1700 |  | Orthofix Australia Pty Limited | Blackstone Medical ACP - 3 Level | Titanium Alloy Anterior Cervical Plate - 3 Level | 56mm - 90mm | 195018 | August 2014 |  | Transferred from AE199
13 - Spinal | 13.05 - Plate | 13.05.01 - Integral Fixation | 13.05.01.01 - Cervical | >55mm | OH541 | 1700 |  | Orthotech Pty Ltd | Spinal Plate - Cervical 55mm+ | Anterior Cervical Plate 55mm+ | 56 - 92mm | 289731 | August 2017 |  | New Listing
13 - Spinal | 13.05 - Plate | 13.05.01 - Integral Fixation | 13.05.01.01 - Cervical | >55mm | PB016 | 1700 |  | Australian Pacific Medical Pty Ltd | Anterior Cervical Plate System | Anterior cervical plate. Various size plates, Titanium | >55mm | 214788 | February 2016 |  | Changed Suffix, Benefit.
13 - Spinal | 13.05 - Plate | 13.05.01 - Integral Fixation | 13.05.01.01 - Cervical | >55mm | PZ031 | 1700 |  | Prism Surgical Designs Pty Ltd | Aquila Plate System | Anterior Cervical Plate | 2, 3 and 4 level cervical plates (55m - 109mm length) | 217032 | February 2014 |  | Duplicated from SF052
13 - Spinal | 13.05 - Plate | 13.05.01 - Integral Fixation | 13.05.01.01 - Cervical | >55mm | RI007 | 1700 |  | RTI Surgical Australia Pty Ltd | PAC Anterior Cervical Plate System- Plates (58-84mm) | Multi level anterior cervical plates, 58-84mm, titanium alloy and Nitinol | Three level plates: 58, 62, 66 mm 4 level plates: 60-84 in 4mm increments | 233568 | August 2015 |  | New Listing
13 - Spinal | 13.05 - Plate | 13.05.01 - Integral Fixation | 13.05.01.01 - Cervical | >55mm | SR084 | 1700 |  | Stryker Australia Pty Ltd | Reflex Anterior Cervical Plate System | Plate | >55mm | 156424 | February 2012 |  | Changed Product Group, Product Sub Group, Suffix, Benefit.
13 - Spinal | 13.05 - Plate | 13.05.01 - Integral Fixation | 13.05.01.01 - Cervical | >55mm | SX053 | 1700 |  | Scientx Australia | Trestle Anterior Cervical Plating System - plate >55mm | Titanium alloy anterior cervical plate | 57mm - 100mm | 178150 | February 2012 |  | Changed Product Group, Product Sub Group, Suffix, Benefit.
13 - Spinal | 13.05 - Plate | 13.05.01 - Integral Fixation | 13.05.01.01 - Cervical | >55mm | SX075 | 1700 |  | Scientx Australia | Trestle Luxe Anterior Cervical Plating System - plate, >55mm | Anterior cervical plate | 3 level plates: 48, 51, 54, 57, 60, 63, 66, 69mm. 4 level plates: 60, 64, 68, 72, 76, 80, 84mm. 5 level plates: 85, 90, 95, 100mm | 194965 | February 2013 |  | New Listing
13 - Spinal | 13.05 - Plate | 13.05.01 - Integral Fixation | 13.05.01.01 - Cervical | >55mm | SY458 | 1700 |  | Johnson & Johnson Medical Pty Ltd | Vectra T Anterior Spinal System | Titanium | >55 | 155808 | February 2012 |  | Changed Product Group, Product Sub Group, Suffix, Benefit.
13 - Spinal | 13.05 - Plate | 13.05.01 - Integral Fixation | 13.05.01.01 - Cervical | >55mm | SY519 | 1700 |  | Johnson & Johnson Medical Pty Ltd | Vectra Anterior Spinal System | Cervical Plate | >55 | 155808 | February 2012 |  | Changed Product Group, Product Sub Group, Suffix, Benefit.
13 - Spinal | 13.05 - Plate | 13.05.01 - Integral Fixation | 13.05.01.01 - Cervical | >55mm | ZI897 | 1700 |  | Zimmer Biomet Pty Ltd | Trinica/InVizia Anterior Cervical Plates | Titanium Plate for anterior cervical spine. | >55mm | 118537 | August 2014 |  | Expanded from ZI489
13 - Spinal | 13.05 - Plate | 13.05.01 - Integral Fixation | 13.05.01.02 - ThoracoLumbar / Lumbar / Lumbosacral |  | ER024 | 2200 |  | Emergo Asia Pacific Pty Ltd | Cayman Thoracolumbar Plate System / Plate | Thoracolumbar Plate, Titanium | 21mm to 109mm | 159150 | August 2014 |  | Changed Description, Size, Benefit.
13 - Spinal | 13.05 - Plate | 13.05.01 - Integral Fixation | 13.05.01.02 - ThoracoLumbar / Lumbar / Lumbosacral |  | ER186 | 2200 |  | Emergo Asia Pacific Pty Ltd | SIGNUS Contact Thoracolumbar Plating System-Frame Plate | Signus Contact Thoracolumbar Plating System-Frame Plate | 40-70 mm, in 5 mm increments (straight); 70-120 mm in 5 mm increments (10 deg angled) | 216749 | August 2014 |  | New Listing
13 - Spinal | 13.05 - Plate | 13.05.01 - Integral Fixation | 13.05.01.02 - ThoracoLumbar / Lumbar / Lumbosacral |  | HW572 | 2200 |  | Stryker Australia Pty Ltd | LITe Plate System - Plate | Anterior and Lateral Lumbar Locking Plates | Buttress1Size, Universal and Sacral Length 21mm-37mm, Lateral Length 16mm- 28mm | 277947 | August 2016 |  | New Listing
13 - Spinal | 13.05 - Plate | 13.05.01 - Integral Fixation | 13.05.01.02 - ThoracoLumbar / Lumbar / Lumbosacral |  | JJ518 | 2200 |  | Johnson & Johnson Medical Pty Ltd | AEGIS ALP | Curved anterior lumbar plate | 4-25mm | 148371 | February 2012 |  | Changed Product Group, Product Sub Group, Benefit.
13 - Spinal | 13.05 - Plate | 13.05.01 - Integral Fixation | 13.05.01.02 - ThoracoLumbar / Lumbar / Lumbosacral |  | LB008 | 2200 |  | Globus Medical Australia | TRUSS® Thoracolumbar Plate with slider | Thoracolumbar plate | 45mm-99.5mm | 190063 | February 2012 |  | New Listing
13 - Spinal | 13.05 - Plate | 13.05.01 - Integral Fixation | 13.05.01.02 - ThoracoLumbar / Lumbar / Lumbosacral |  | LB009 | 2200 |  | Globus Medical Australia | TRUSS® Thoracolumbar Plate | Thoracolumbar plate | 22mm - 55mm | 190063 | February 2012 |  | New Listing
13 - Spinal | 13.05 - Plate | 13.05.01 - Integral Fixation | 13.05.01.02 - ThoracoLumbar / Lumbar / Lumbosacral |  | LB012 | 2200 |  | Globus Medical Australia | CITADEL® Anterior Lumbar Plate | Anterior Lumbar plate | 20mm - 99mm length | 190969 | February 2012 |  | New Listing
13 - Spinal | 13.05 - Plate | 13.05.01 - Integral Fixation | 13.05.01.02 - ThoracoLumbar / Lumbar / Lumbosacral |  | LB095 | 2200 |  | Globus Medical Australia | PLYMOUTH Thoracolumbar Plate System Plate | Thoracolumbar Plate | 15 - 24mm | 190063 | August 2014 |  | New Listing
13 - Spinal | 13.05 - Plate | 13.05.01 - Integral Fixation | 13.05.01.02 - ThoracoLumbar / Lumbar / Lumbosacral |  | LB106 | 2200 |  | Globus Medical Australia | InterContinental Plate | Lateral Plate | 20mm x 8mm - 21mm. | 190063 | August 2016 |  | Changed Size.
13 - Spinal | 13.05 - Plate | 13.05.01 - Integral Fixation | 13.05.01.02 - ThoracoLumbar / Lumbar / Lumbosacral |  | MC610 | 2200 |  | Medtronic Australasia Pty Ltd | Vantage | Vantage plates and Screws; Thoracic Plate | 3.5 - 8cm | 169514 | February 2012 |  | Changed Product Group, Product Sub Group, Benefit.
13 - Spinal | 13.05 - Plate | 13.05.01 - Integral Fixation | 13.05.01.02 - ThoracoLumbar / Lumbar / Lumbosacral |  | MC612 | 2200 |  | Medtronic Australasia Pty Ltd | Vantage | Vantage Plates and Screws; ATL Plate | 4 - 10cm | 169514 | February 2012 |  | Changed Product Group, Product Sub Group, Benefit.
13 - Spinal | 13.05 - Plate | 13.05.01 - Integral Fixation | 13.05.01.02 - ThoracoLumbar / Lumbar / Lumbosacral |  | MC819 | 2200 |  | Medtronic Australasia Pty Ltd | Pyramid +4 | Anterior Plate | Height: 33mm - 45mm | 169514 | February 2012 |  | Changed Product Group, Product Sub Group, Benefit.
13 - Spinal | 13.05 - Plate | 13.05.01 - Integral Fixation | 13.05.01.02 - ThoracoLumbar / Lumbar / Lumbosacral |  | MI171 | 2200 |  | Medtronic Australasia Pty Ltd | Divergence-L Anterior/Oblique Lumbar Fusion System | Lumbar Plates | 10-20mm | 169514 | August 2015 |  | New Listing
13 - Spinal | 13.05 - Plate | 13.05.01 - Integral Fixation | 13.05.01.02 - ThoracoLumbar / Lumbar / Lumbosacral |  | MI187 | 2200 |  | Medtronic Australasia Pty Ltd | PIVOX Oblique Lateral Spinal System | Plate | Small, Large | 169514 | February 2016 |  | New Listing
13 - Spinal | 13.05 - Plate | 13.05.01 - Integral Fixation | 13.05.01.02 - ThoracoLumbar / Lumbar / Lumbosacral |  | NV105 | 2200 |  | Nuvasive Australia and NZ Pty Ltd | Decade Lateral Plate System (plate) | The NuVasive Decade Plate System is indicated for use in the treatment of lumbar and lumbarsacral (L1-S1) spine instability. | 2-4 Hole Static, 2-4 Hole Translating, Lengths 6-20 | 209200 | February 2014 |  | New Listing
13 - Spinal | 13.05 - Plate | 13.05.01 - Integral Fixation | 13.05.01.02 - ThoracoLumbar / Lumbar / Lumbosacral |  | NV124 | 2200 |  | Nuvasive Australia and NZ Pty Ltd | XLP Lateral Plate System (Plate) | Lateral Plate | Size 6-16 | 209200 | August 2014 |  | New Listing
13 - Spinal | 13.05 - Plate | 13.05.01 - Integral Fixation | 13.05.01.02 - ThoracoLumbar / Lumbar / Lumbosacral |  | OF032 | 2200 |  | Orthofix Australia Pty Limited | Unity Lumbar Plate | Unity Plate | 17-28mm | 195018 | August 2014 |  | Transferred from AE188
13 - Spinal | 13.05 - Plate | 13.05.01 - Integral Fixation | 13.05.01.02 - ThoracoLumbar / Lumbar / Lumbosacral |  | OF069 | 2200 |  | Orthofix Australia Pty Limited | SKYHAWK Lateral Plate | Low profile Lateral Plate | 6mm, 8mm, 10mm, 12mm, 14mm | 206571 | February 2017 |  | New Listing
13 - Spinal | 13.05 - Plate | 13.05.01 - Integral Fixation | 13.05.01.02 - ThoracoLumbar / Lumbar / Lumbosacral |  | OH507 | 2200 |  | Orthotech Pty Ltd | Golden Gate C Plate / Gate | C Plate / Gate | 45 - 130mm | 169136 | August 2015 |  | New Listing
13 - Spinal | 13.05 - Plate | 13.05.01 - Integral Fixation | 13.05.01.02 - ThoracoLumbar / Lumbar / Lumbosacral |  | PZ032 | 2200 |  | Prism Surgical Designs Pty Ltd | Aurora SPINE System | Thoracolumbar plate | 15mm-51mm | 217032 | February 2014 |  | Duplicated from SF020.
13 - Spinal | 13.05 - Plate | 13.05.01 - Integral Fixation | 13.05.01.02 - ThoracoLumbar / Lumbar / Lumbosacral |  | SF020 | 2200 |  | Signature Orthopaedics | Aurora SPINE System | Thoracolumbar plate | 15mm-51mm | 208160 | February 2014 |  | Changed Product Name, Description, Size, Benefit.
13 - Spinal | 13.05 - Plate | 13.05.01 - Integral Fixation | 13.05.01.02 - ThoracoLumbar / Lumbar / Lumbosacral |  | SF149 | 2200 |  | Signature Orthopaedics | XM Plate | Lumbar Fusion Plate | 17-27mm, in 2mm increments. | 208160 | August 2017 |  | New Listing
13 - Spinal | 13.05 - Plate | 13.05.01 - Integral Fixation | 13.05.01.02 - ThoracoLumbar / Lumbar / Lumbosacral |  | SK488 | 2200 |  | Stryker Australia Pty Ltd | THOR Anterior Plate | Anterior Plate, | 22mm to 100mm | 139620 | February 2012 |  | Changed Product Group, Product Sub Group, Benefit.
13 - Spinal | 13.05 - Plate | 13.05.01 - Integral Fixation | 13.05.01.02 - ThoracoLumbar / Lumbar / Lumbosacral |  | SX061 | 2200 |  | Scientx Australia | Aspida Anterior Lumbar Plating System - Plate | Lumbar, sacral plate | Height: 8 to 18mm with 2mm increments; Width: 26, 30mm | 190252 | February 2012 |  | New Listing
13 - Spinal | 13.05 - Plate | 13.05.01 - Integral Fixation | 13.05.01.02 - ThoracoLumbar / Lumbar / Lumbosacral |  | SY139 | 2200 |  | Johnson & Johnson Medical Pty Ltd | Spinal Plate/Plate System AO/ASIF Spinal Implants | Anterior thoracolumbar plate - locking | 40mm - 109mm | 155808 | February 2012 |  | Changed Product Group, Product Sub Group, Benefit.
13 - Spinal | 13.05 - Plate | 13.05.01 - Integral Fixation | 13.05.01.02 - ThoracoLumbar / Lumbar / Lumbosacral |  | SY290 | 2200 |  | Johnson & Johnson Medical Pty Ltd | Anterior Tension Band | Plate | 30mm to 110mm | 155808 | February 2012 |  | Changed Product Group, Product Sub Group, Benefit.
13 - Spinal | 13.05 - Plate | 13.05.01 - Integral Fixation | 13.05.01.02 - ThoracoLumbar / Lumbar / Lumbosacral |  | SY301 | 2200 |  | Johnson & Johnson Medical Pty Ltd | TeleFix Spinal System | Rod/Plate construct | 40mm to 140mm in length | 155808 | February 2012 |  | Changed Product Group, Product Sub Group, Suffix, Benefit.
13 - Spinal | 13.05 - Plate | 13.05.01 - Integral Fixation | 13.05.01.02 - ThoracoLumbar / Lumbar / Lumbosacral |  | ZI518 | 2200 |  | Zimmer Biomet Pty Ltd | Trinica Anterior Lumbar Plate | Lumbar Plate, Titanium | 37-51mm lengths | 118537 | February 2012 |  | Changed Product Group, Product Sub Group, Benefit.
13 - Spinal | 13.05 - Plate | 13.05.01 - Integral Fixation | 13.05.01.02 - ThoracoLumbar / Lumbar / Lumbosacral |  | ZI519 | 2200 |  | Zimmer Biomet Pty Ltd | Trinica Anterior Lumbar Plate | Sacral Plate, Titanium | 33-51mm lengths | 118537 | February 2012 |  | Changed Product Group, Product Sub Group, Benefit.
13 - Spinal | 13.05 - Plate | 13.05.02 - No Integral Fixation | 13.05.02.01 - Cervical |  | BB374 | 1300 |  | B Braun Australia Pty Ltd | Aesculap Cervical Systen | Titanium Alloy | All Sizes < 55 mm | 134538 | August 2017 |  | Compressed from BB135, BB153
13 - Spinal | 13.05 - Plate | 13.05.02 - No Integral Fixation | 13.05.02.01 - Cervical |  | BF009 | 1300 |  | Matrix Medical Innovations | WinLoc Cervical Plate System - plate | Titanium anterior cervical plate | 1-Level: 25mm, 27mm, 30mm, 33mm, 36mm 2-Level: 39mm, 42mm, 45mm, 48mm, 51mm, 54mm | 218438 | August 2014 |  | New Listing
13 - Spinal | 13.05 - Plate | 13.05.02 - No Integral Fixation | 13.05.02.01 - Cervical |  | DU035 | 1300 |  | SPINEART AUSTRALIA PTY. LTD. | Tryptik Anterior Cervical Plate | Tryptik Anterior Cervical Plate is designed to have low profile with screw holes that allow for up to 20 degree angulations. The plate is made of Titanium | The product is available in 8 lengths, 20, 25, 30, 35, 40, 45, 50, 55mm | 166153 | February 2017 |  | Duplicated from SV007
13 - Spinal | 13.05 - Plate | 13.05.02 - No Integral Fixation | 13.05.02.01 - Cervical |  | ER166 | 1300 |  | Emergo Asia Pacific Pty Ltd | Signus Anterior Cervical Plate - L1-L2 | Pre-contoured titanium plate, secured onto the spinal vertebrae by either fixed or variable angle colour coded screws. | 22mm - 54mm | 122274 | February 2014 |  | Transferred from LH431
13 - Spinal | 13.05 - Plate | 13.05.02 - No Integral Fixation | 13.05.02.01 - Cervical |  | ER274 | 1300 |  | Emergo Asia Pacific Pty Ltd | Spineway Blue Mountain Cervical Plate System-Plate | Spineway Blue Mountain cervical plate | Length (24-54mm) x Width (17.5mm) | 235416 | February 2016 |  | New Listing
13 - Spinal | 13.05 - Plate | 13.05.02 - No Integral Fixation | 13.05.02.01 - Cervical |  | ER371 | 1300 |  | Emergo Asia Pacific Pty Ltd | Amendia Regent Anterior Cervical Plate System-Plate | Amendia Regent Anterior Cervical Plate System-Plate | 12-55 mm; thickness 1.95 mm | 233539 | February 2017 |  | New Listing
13 - Spinal | 13.05 - Plate | 13.05.02 - No Integral Fixation | 13.05.02.01 - Cervical |  | ER457 | 1300 |  | Emergo Asia Pacific Pty Ltd | LnK Anterior Cervical Plate System-Plate | LnK Anterior Cervical Plate System-Plate, 1-3 levels | width 17mm x length (13-54mm) | 286127 | August 2017 |  | New Listing
13 - Spinal | 13.05 - Plate | 13.05.02 - No Integral Fixation | 13.05.02.01 - Cervical |  | HC021 | 1300 |  | Health Care Surgical Pty Ltd | Butterfly Plate | Cervical Plate | L : 21-55mm | 201492 | February 2014 |  | New Listing
13 - Spinal | 13.05 - Plate | 13.05.02 - No Integral Fixation | 13.05.02.01 - Cervical |  | LB119 | 1300 |  | Globus Medical Australia | Assure-X Anterior Cervical Plate System - Plates | Titanium Alloy Anterior Cervical Plate | 1.8 mm profile, 16mm width, 10-54mm in length | 190070 | February 2016 |  | New Listing
13 - Spinal | 13.05 - Plate | 13.05.02 - No Integral Fixation | 13.05.02.01 - Cervical |  | MU130 | 1300 |  | Medacta Australia Pty Ltd | Mecta C Plates | Cervical Plates | L 1 to 3; 20 to 55 mm | 222455 | August 2014 |  | New Listing
13 - Spinal | 13.05 - Plate | 13.05.02 - No Integral Fixation | 13.05.02.01 - Cervical |  | NK041 | 1300 |  | National Surgical Pty Ltd | PLAK RSF | Titanium Cervical Plate | 17mm & 19mm | 231600 | August 2015 |  | New Listing
13 - Spinal | 13.05 - Plate | 13.05.02 - No Integral Fixation | 13.05.02.01 - Cervical |  | NV040 | 1300 |  | Nuvasive Australia and NZ Pty Ltd | Helix Mini Plate | Anterior cervical plate | 20mm-50mm (2mm increments) | 133401 | February 2012 |  | Changed Description, Product Group, Product Sub Group, Benefit.
13 - Spinal | 13.05 - Plate | 13.05.02 - No Integral Fixation | 13.05.02.01 - Cervical |  | SY365 | 1300 |  | Johnson & Johnson Medical Pty Ltd | Cervical Spine Locking Plate (CSLP) System | VA Plate | Length 23 - 109mm | 155808 | February 2012 |  | Changed Product Group, Product Sub Group, Benefit.
13 - Spinal | 13.05 - Plate | 13.05.02 - No Integral Fixation | 13.05.02.01 - Cervical |  | SY455 | 1300 |  | Johnson & Johnson Medical Pty Ltd | Cervical Spine Locking Plate (CSLP) System | Plate - Special Manuf. | ≤55 | 155808 | February 2012 |  | Changed Product Group, Product Sub Group, Benefit.
13 - Spinal | 13.05 - Plate | 13.05.02 - No Integral Fixation | 13.05.02.01 - Cervical |  | SY457 | 1300 |  | Johnson & Johnson Medical Pty Ltd | Cervical Spine Locking Plate (CSLP) System | Small Stature Plate | ≤55 | 155808 | February 2012 |  | Changed Product Group, Product Sub Group, Benefit.
13 - Spinal | 13.05 - Plate | 13.05.02 - No Integral Fixation | 13.05.02.01 - Cervical |  | SY462 | 1300 |  | Johnson & Johnson Medical Pty Ltd | Posterior Cervical Plate System | Cervical Spine Reconstruction Plate | ≤55 | 155808 | February 2012 |  | Changed Product Group, Product Sub Group, Benefit.
13 - Spinal | 13.05 - Plate | 13.05.02 - No Integral Fixation | 13.05.02.01 - Cervical |  | SY464 | 1300 |  | Johnson & Johnson Medical Pty Ltd | Cervical Spine Locking Plate (CSLP) System | VA Plate | ≤55 | 155808 | February 2012 |  | Changed Product Group, Product Sub Group, Benefit.
13 - Spinal | 13.05 - Plate | 13.05.02 - No Integral Fixation | 13.05.02.01 - Cervical | >55mm | BB140 | 1700 |  | B Braun Australia Pty Ltd | Aesculap Cervical System | Titanium Alloy | All Sizes >55mm | 134538 | August 2017 |  | Changed Description, Size.
13 - Spinal | 13.05 - Plate | 13.05.02 - No Integral Fixation | 13.05.02.01 - Cervical | >55mm | BF010 | 1700 |  | Matrix Medical Innovations | WinLoc Cervical Plate System - plate | Titanium anterior cervical plate | 3-Level: 58mm, 62mm, 66mm, 70mm, 74mm, 78mm, 82mm 4-Level: 86mm, 90mm | 218438 | August 2014 |  | New Listing
13 - Spinal | 13.05 - Plate | 13.05.02 - No Integral Fixation | 13.05.02.01 - Cervical | >55mm | DU033 | 1700 |  | SPINEART AUSTRALIA PTY. LTD. | Tryptik Anterior Cervical Plate (>55mm) | Tryptik Anterior Cervical Plate is designed to have a low profile with screw holes that allow for up to 20 degree angulations. The plate is made of Titanium | The product is available in 5 lenghts, 60, 65, 70, 80 and 90mm | 166153 | February 2017 |  | Duplicated from SV002
13 - Spinal | 13.05 - Plate | 13.05.02 - No Integral Fixation | 13.05.02.01 - Cervical | >55mm | ER167 | 1700 |  | Emergo Asia Pacific Pty Ltd | Signus Anterior Cervical Plate - L3-L4 | Pre-contoured titanium plate, secured onto the spinal vertebrae by either fixed or variable angle colour coded screws. | 56mm - 100mm | 122274 | February 2014 |  | Transferred from LH432
13 - Spinal | 13.05 - Plate | 13.05.02 - No Integral Fixation | 13.05.02.01 - Cervical | >55mm | ER275 | 1700 |  | Emergo Asia Pacific Pty Ltd | Spineway Blue Mountain Cervical Plate System-Plate, >55 mm | Spineway Blue Mountain cervical plate, >55mm | Length (56-93mm) x Width (17.5mm) | 235416 | February 2016 |  | New Listing
13 - Spinal | 13.05 - Plate | 13.05.02 - No Integral Fixation | 13.05.02.01 - Cervical | >55mm | ER372 | 1700 |  | Emergo Asia Pacific Pty Ltd | Amendia Regent Anterior Cervical Plate System-Plate (> 55 mm) | Amendia Regent Anterior Cervical Plate System-Plate (> 55 mm) | 58-84 mm, thickness 1.95 mm | 233359 | February 2017 |  | New Listing
13 - Spinal | 13.05 - Plate | 13.05.02 - No Integral Fixation | 13.05.02.01 - Cervical | >55mm | ER458 | 1700 |  | Emergo Asia Pacific Pty Ltd | LnK Anterior Cervical Plate System-Plate, >55mm | LnK Anterior Cervical Plate System-Plate, >55mm, 3-4 levels | width 17mm x length (57-93 mm) | 286127 | August 2017 |  | New Listing
13 - Spinal | 13.05 - Plate | 13.05.02 - No Integral Fixation | 13.05.02.01 - Cervical | >55mm | HC023 | 1700 |  | Health Care Surgical Pty Ltd | Butterfly Plate | Cervical Plate | L:55-86mm | 201492 | February 2014 |  | New Listing
13 - Spinal | 13.05 - Plate | 13.05.02 - No Integral Fixation | 13.05.02.01 - Cervical | >55mm | LB120 | 1700 |  | Globus Medical Australia | Assure-X Anterior Cervical Plate System - Plates > 55mm | Titanium Alloy Anterior Cervical Plate | 1.8mm profile, 16mm width, 57-100 mm in length | 190070 | February 2016 |  | New Listing
13 - Spinal | 13.05 - Plate | 13.05.02 - No Integral Fixation | 13.05.02.01 - Cervical | >55mm | MU129 | 1700 |  | Medacta Australia Pty Ltd | Mecta C Plates | Cervical Plates | L 3 to 4; 58 to 92 mm | 222455 | August 2014 |  | New Listing
13 - Spinal | 13.05 - Plate | 13.05.02 - No Integral Fixation | 13.05.02.01 - Cervical | >55mm | SY183 | 1700 |  | Johnson & Johnson Medical Pty Ltd | Posterior Cervical Plate System | Plate | 22-33 holes | 155808 | February 2012 |  | Changed Product Group, Product Sub Group, Suffix, Benefit.
13 - Spinal | 13.05 - Plate | 13.05.02 - No Integral Fixation | 13.05.02.01 - Cervical | >55mm | SY454 | 1700 |  | Johnson & Johnson Medical Pty Ltd | Cervical Spine Locking Plate (CSLP) System | Plate - Special Manuf. | >55 | 155808 | February 2012 |  | Changed Product Group, Product Sub Group, Suffix, Benefit.
13 - Spinal | 13.05 - Plate | 13.05.02 - No Integral Fixation | 13.05.02.01 - Cervical | >55mm | SY456 | 1700 |  | Johnson & Johnson Medical Pty Ltd | Cervical Spine Locking Plate (CSLP) System | Small Stature Plate | >55 | 155808 | February 2012 |  | Changed Product Group, Product Sub Group, Suffix, Benefit.
13 - Spinal | 13.05 - Plate | 13.05.02 - No Integral Fixation | 13.05.02.01 - Cervical | >55mm | SY463 | 1700 |  | Johnson & Johnson Medical Pty Ltd | Posterior Cervical Plate System | Cervical Spine Reconstruction Plate | >55 | 155808 | February 2012 |  | Changed Product Group, Product Sub Group, Suffix, Benefit.
13 - Spinal | 13.05 - Plate | 13.05.02 - No Integral Fixation | 13.05.02.01 - Cervical | >55mm | SY465 | 1700 |  | Johnson & Johnson Medical Pty Ltd | Cervical Spine Locking Plate (CSLP) System | VA Plate | >55 | 155808 | February 2012 |  | Changed Product Group, Product Sub Group, Suffix, Benefit.
13 - Spinal | 13.05 - Plate | 13.05.02 - No Integral Fixation | 13.05.02.02 - ThoracoLumbar |  | ER342 | 2200 |  | Emergo Asia Pacific Pty Ltd | Ulrich anterior lateral thoracolumbar plating system-Plate | Ulrich Golden Gate anterior lateral thoracolumbar plating system-C Plate, A/B orientations | 45-130 mm | 279704 | February 2017 |  | New Listing
13 - Spinal | 13.05 - Plate | 13.05.02 - No Integral Fixation | 13.05.02.02 - ThoracoLumbar |  | NV033 | 2200 |  | Nuvasive Australia and NZ Pty Ltd | Traverse Plate | Plate | Fixed Plate - Size 15/20/25/30/35/40/45/50/55/60/65/70/80/90mm Compression Plate - Size 45/50/55/60/65/70/75/80/85/95/105mm | 132467 | February 2012 |  | Changed Description, Product Group, Product Sub Group, Benefit.
13 - Spinal | 13.05 - Plate | 13.05.02 - No Integral Fixation | 13.05.02.02 - ThoracoLumbar |  | NV035 | 2200 |  | Nuvasive Australia and NZ Pty Ltd | XLP Lateral Plate | Lateral plate | 6-20mm | 132466 | February 2012 |  | Changed Description, Product Group, Product Sub Group, Benefit.
13 - Spinal | 13.05 - Plate | 13.05.02 - No Integral Fixation | 13.05.02.02 - ThoracoLumbar |  | NV038 | 2200 |  | Nuvasive Australia and NZ Pty Ltd | Halo Plate | Anterior Plate | Lumbar Plate (32mm-46mm) Sacral Plate (32mm-46mm) 2-level Plate (76mm-100mm) | 133401 | February 2012 |  | Changed Description, Product Group, Product Sub Group, Benefit.
13 - Spinal | 13.05 - Plate | 13.05.02 - No Integral Fixation | 13.05.02.02 - ThoracoLumbar |  | NV095 | 2200 |  | Nuvasive Australia and NZ Pty Ltd | Brigade Anterior Plate | Anterior plate | 26-42mm | 132466 | February 2013 |  | New Listing
13 - Spinal | 13.05 - Plate | 13.05.02 - No Integral Fixation | 13.05.02.02 - ThoracoLumbar |  | OH499 | 2200 |  | Orthotech Pty Ltd | PACH Plate | Titanium | 28-40 | 228380 | August 2016 |  | Changed Size.
13 - Spinal | 13.05 - Plate | 13.05.02 - No Integral Fixation | 13.05.02.02 - ThoracoLumbar |  | ZI878 | 2200 |  | Zimmer Biomet Pty Ltd | V2F Plates | Thoracolumbar Plate made from a titanium ally (Ti-6Al-4V) | 30-130mm in 5mm increments | 118537 | February 2014 |  | New Listing
13 - Spinal | 13.05 - Plate | 13.05.02 - No Integral Fixation | 13.05.02.02 - ThoracoLumbar |  | ZI951 | 2200 |  | Zimmer Biomet Pty Ltd | Timberline Lateral Fusion System | Lateral Plate | 6-16mm | 282040 | February 2017 |  | New Listing
13 - Spinal | 13.05 - Plate | 13.05.02 - No Integral Fixation | 13.05.02.03 - Occipital |  | DY332 | 2250 |  | Johnson & Johnson Medical Pty Ltd | Summit Cervical Rod System | Occipital Plates "Y" or "T" or transoral | 31-45mm, small - large | 92307 | February 2012 |  | Changed Product Group, Product Sub Group, Benefit.
13 - Spinal | 13.05 - Plate | 13.05.02 - No Integral Fixation | 13.05.02.03 - Occipital |  | ER034 | 2250 |  | Emergo Asia Pacific Pty Ltd | Caspian OC Plate | Occipital Plate for posterior occipital/cervical/thoracic fixation | 40mm & 50mm | 159828 | February 2012 |  | Changed Product Group, Product Sub Group, Benefit.
13 - Spinal | 13.05 - Plate | 13.05.02 - No Integral Fixation | 13.05.02.03 - Occipital |  | ER322 | 2250 |  | Emergo Asia Pacific Pty Ltd | Ulrich posterior OCT System (neon3)-Plate | Ulrich posterior OCT System (neon3)-Plate, occipital, midline for occipital and standard rod (4 mm). | 47,57 mm | 279706 | February 2017 |  | New Listing
13 - Spinal | 13.05 - Plate | 13.05.02 - No Integral Fixation | 13.05.02.03 - Occipital |  | JJ694 | 2250 |  | Johnson & Johnson Medical Pty Ltd | Mountaineer OCT Spinal System -Lateral washer plate | Titanium Occipital - Lateral Washer Plate | One size only | 148561 | February 2012 |  | Changed Product Group, Product Sub Group, Benefit.
13 - Spinal | 13.05 - Plate | 13.05.02 - No Integral Fixation | 13.05.02.03 - Occipital |  | JJ695 | 2250 |  | Johnson & Johnson Medical Pty Ltd | Mountaineer OCT Spinal System - OC Plate | Titanium Occipital Plate | 31 - 45mm | 148561 | February 2012 |  | Changed Product Group, Product Sub Group, Benefit.
13 - Spinal | 13.05 - Plate | 13.05.02 - No Integral Fixation | 13.05.02.03 - Occipital |  | LB050 | 2250 |  | Globus Medical Australia | ELLIPSE® Stabilization System Occipital Plate | Occipital Plate | Small to Large | 190061 | February 2012 |  | New Listing
13 - Spinal | 13.05 - Plate | 13.05.02 - No Integral Fixation | 13.05.02.03 - Occipital |  | LB161 | 2250 |  | Globus Medical Australia | QUARTEX Occipital Plate | Occipital Plate | Small to Large | 190061 | August 2017 |  | New Listing
13 - Spinal | 13.05 - Plate | 13.05.02 - No Integral Fixation | 13.05.02.03 - Occipital |  | MC293 | 2250 |  | Medtronic Australasia Pty Ltd | Vertex Spinal System | Occipital Plate | 24 - 40 mm length | 169514 | February 2012 |  | Changed Product Group, Product Sub Group, Benefit.
13 - Spinal | 13.05 - Plate | 13.05.02 - No Integral Fixation | 13.05.02.03 - Occipital |  | NV027 | 2250 |  | Nuvasive Australia and NZ Pty Ltd | VuePoint Keel Plate (occipital) | Plate (occipital) | 35/40/45mm | 209198 | February 2012 |  | Changed Description, Product Group, Product Sub Group, Benefit.
13 - Spinal | 13.05 - Plate | 13.05.02 - No Integral Fixation | 13.05.02.03 - Occipital |  | OF033 | 2250 |  | Orthofix Australia Pty Limited | Blackstone - Posterior Cervical System | Occipital Anchor | 31, 37, 45, 50mm | 195018 | August 2014 |  | Transferred from AE174
13 - Spinal | 13.05 - Plate | 13.05.02 - No Integral Fixation | 13.05.02.03 - Occipital |  | OF067 | 2250 |  | Orthofix Australia Pty Limited | Centurion Occipital Plate | Occipital Plate | 20-30mm Rod Spacing 30- 40mm Rod Spacing 40-50mm Rod Spacing | 195012 | August 2016 |  | New Listing
13 - Spinal | 13.05 - Plate | 13.05.02 - No Integral Fixation | 13.05.02.03 - Occipital |  | SK226 | 2250 |  | Stryker Australia Pty Ltd | Oasys-Occipito Cervico Thoracic System | Occipital Plate | Mini, SML, MED, LGE, LGE Long, 100 deg, 130 deg | 94635 | February 2012 |  | Changed Product Group, Product Sub Group, Benefit.
13 - Spinal | 13.05 - Plate | 13.05.02 - No Integral Fixation | 13.05.02.03 - Occipital |  | SX077 | 2250 |  | Scientx Australia | Avalon Occipital Fixation System - Plate | Occipital plate assembly | 56mm, 66mm | 194964 | February 2013 |  | New Listing
13 - Spinal | 13.05 - Plate | 13.05.02 - No Integral Fixation | 13.05.02.03 - Occipital |  | SY380 | 2250 |  | Johnson & Johnson Medical Pty Ltd | Axon Occipital Fusion System | Occipital Plate Medial / Lateral, Pure titanium | 50mm / 60mm width, 3 or 4 holes | 155808 | February 2012 |  | Changed Product Group, Product Sub Group, Benefit.
13 - Spinal | 13.05 - Plate | 13.05.02 - No Integral Fixation | 13.05.02.03 - Occipital |  | ZI913 | 2250 |  | Zimmer Biomet Pty Ltd | Virage Occiptial Plates | Modular adjustable occipital plates | small, medium, large | 111775 | August 2015 |  | New Listing
13 - Spinal | 13.05 - Plate | 13.05.02 - No Integral Fixation | 13.05.02.04 - Lumbosacral / Sacral |  | SR038 | 1670 |  | Stryker Australia Pty Ltd | Techtonix | Plate, titanium | 22mm-58mm | 94635 | February 2012 |  | Changed Product Group, Product Sub Group, Benefit.
13 - Spinal | 13.05 - Plate | 13.05.02 - No Integral Fixation | 13.05.02.05 - Laminoplasty Plate |  | LB092 | 750 |  | Globus Medical Australia | CANOPY Laminoplasty System Plate | Laminoplasty Plate | 5 - 13mm | 219536 | August 2014 |  | New Listing
13 - Spinal | 13.05 - Plate | 13.05.02 - No Integral Fixation | 13.05.02.05 - Laminoplasty Plate |  | LB149 | 750 |  | Globus Medical Australia | Canopy Radiolucent Spacer | Slide-on PEEK spacer with graft packing chamber | 5-13mm in 2mm increments | 219536 | February 2017 |  | New Listing
13 - Spinal | 13.05 - Plate | 13.05.02 - No Integral Fixation | 13.05.02.05 - Laminoplasty Plate |  | LH544 | 750 |  | Lifehealthcare Pty Ltd | Ultio Laminoplasty Plate | Plate | 27-35mm length | 275712 | August 2016 |  | New Listing
13 - Spinal | 13.05 - Plate | 13.05.02 - No Integral Fixation | 13.05.02.05 - Laminoplasty Plate |  | MI174 | 750 |  | Medtronic Australasia Pty Ltd | Centerpiece | TiMesh LP | Various | 169514 | August 2015 |  | Compressed from MC299, MC309, MC947, MC948
13 - Spinal | 13.05 - Plate | 13.05.02 - No Integral Fixation | 13.05.02.05 - Laminoplasty Plate |  | NV054 | 750 |  | Nuvasive Australia and NZ Pty Ltd | Leverage LFS (Traditional Plate) | Laminoplasty plate | 8/9.5/11/12.5mm | 132466 | February 2012 |  | Changed Description, Product Group, Product Sub Group, Suffix, Benefit.
13 - Spinal | 13.05 - Plate | 13.05.02 - No Integral Fixation | 13.05.02.05 - Laminoplasty Plate |  | PB046 | 750 |  | Australian Pacific Medical Pty Ltd | Laminoplasty Mini Plate | Laminoplasty Plate | 10/12/14mm | 214788 | February 2017 |  | New Listing
13 - Spinal | 13.05 - Plate | 13.05.02 - No Integral Fixation | 13.05.02.05 - Laminoplasty Plate |  | SY335 | 750 |  | Johnson & Johnson Medical Pty Ltd | Arch Fixation System | Pre contoured mini titanium plates | 4 to 16mm | 155808 | February 2012 |  | Changed Product Group, Product Sub Group, Suffix, Benefit.
13 - Spinal | 13.06 - Rod | 13.06.01 - Standard |  |  | BF005 | 443 |  | Matrix Medical Innovations | Smartloc Spinal Fixation System / Fixation Rod | Fixation Rod for Smartloc Spinal Fixation System | 40mm - 80mm | 150778 | August 2013 |  | Transferred from AJ021
13 - Spinal | 13.06 - Rod | 13.06.01 - Standard |  |  | BH067 | 443 |  | Zimmer Biomet Pty Ltd | Synergy/Polaris Spinal System | Rods | 30 - 60cm | 146992 | February 2012 |  | Changed Product Group, Product Sub Group, Benefit.
13 - Spinal | 13.06 - Rod | 13.06.01 - Standard |  |  | DE357 | 443 |  | Device Technologies Australia Pty Ltd | EasySpine - LDR Rods | Rods in 3 cross-sectional profiles: regular, medium and small | small, medium and regular; lengths 35mm to 500mm | 188177 | February 2012 |  | New Listing
13 - Spinal | 13.06 - Rod | 13.06.01 - Standard |  |  | DE383 | 443 |  | Device Technologies Australia Pty Ltd | SpineTune TL - Rod | This component is a rod that is inserted within the rod housing of the monoaxial and polyaxial screws in each pedicle, linking and fixing the vertebrae together. This group of components includes pre-curved rods. | Straight Rods: Diameter 6mm Lengths 30 to 600mm | 188177 | August 2012 |  | New Listing
13 - Spinal | 13.06 - Rod | 13.06.01 - Standard |  |  | DE384 | 443 |  | Device Technologies Australia Pty Ltd | SpineTune TL - Curved Rod | This component is a pre-curved rod that is inserted within the rod housing of the monoaxial and polyaxial screws in each pedicle, linking and fixing the vertebrae together | Diameter 6mm Lengths 30 to 150mm | 188177 | August 2012 |  | New Listing
13 - Spinal | 13.06 - Rod | 13.06.01 - Standard |  |  | DP394 | 443 |  | Johnson & Johnson Medical Pty Ltd | Moss Miami (Titanium) | Pre-Cut Rod | 5.5mm x 30 - 90mm | 145010 | February 2012 |  | Changed Product Group, Product Sub Group, Benefit.
13 - Spinal | 13.06 - Rod | 13.06.01 - Standard |  |  | DP400 | 443 |  | Johnson & Johnson Medical Pty Ltd | Moss Miami (Titanium) | Rod - Standard | 5.5mm x 12 - 48cm | 145010 | February 2012 |  | Changed Product Group, Product Sub Group, Benefit.
13 - Spinal | 13.06 - Rod | 13.06.01 - Standard |  |  | DY182 | 443 |  | Johnson & Johnson Medical Pty Ltd | Monarch Spinal System | Rods | 6.35 & 5.5mm x 35-600mm | 145010, 97391 | February 2012 |  | Changed Product Group, Product Sub Group, Benefit.
13 - Spinal | 13.06 - Rod | 13.06.01 - Standard |  |  | DY343 | 443 |  | Johnson & Johnson Medical Pty Ltd | Summit Cervical Rod System | Rod | 3mm x 70-200mm | 92307 | February 2012 |  | Changed Product Group, Product Sub Group, Benefit.
13 - Spinal | 13.06 - Rod | 13.06.01 - Standard |  |  | ER027 | 443 |  | Emergo Asia Pacific Pty Ltd | Caspian OCT Spinal System - Rod | cervico-thoracic posterior rigid fixation system - Rod | Diameter: 3.5mm Length: 1.80mm - 240mm | 159828 | February 2012 |  | Changed Product Group, Product Sub Group, Benefit.
13 - Spinal | 13.06 - Rod | 13.06.01 - Standard |  |  | HC007 | 443 |  | Health Care Surgical Pty Ltd | S14 Biospine Rod | Rod | 40 - 150mm | 166115 | February 2012 |  | Changed Product Group, Product Sub Group, Benefit.
13 - Spinal | 13.06 - Rod | 13.06.01 - Standard |  |  | HW483 | 443 |  | Stryker Australia Pty Ltd | ES2 Spinal System, Rod | Hex end rods | 5.5mm x 20 - 600mm | 179471 | February 2013 |  | New Listing
13 - Spinal | 13.06 - Rod | 13.06.01 - Standard |  |  | JJ597 | 443 |  | Johnson & Johnson Medical Pty Ltd | Mountaineer Spinal System | CT Rod | 3.5mm x 60 - 400mm | 97391 | February 2013 |  | Changed Product Name, Size.
13 - Spinal | 13.06 - Rod | 13.06.01 - Standard |  |  | JJ644 | 443 |  | Johnson & Johnson Medical Pty Ltd | Extra long rod - Expendium Anterior Spine System | Rod - Titanium | 5.5mm x 450mm | 97391 | February 2012 |  | Changed Product Group, Product Sub Group, Benefit.
13 - Spinal | 13.06 - Rod | 13.06.01 - Standard |  |  | JJ648 | 443 |  | Johnson & Johnson Medical Pty Ltd | Pre-cut rod - Expedium Anterior Spine System | Rod - Titanium | Diameter 5.5mm x lengths 45-150mm | 97391 | February 2012 |  | Changed Product Group, Product Sub Group, Benefit.
13 - Spinal | 13.06 - Rod | 13.06.01 - Standard |  |  | JJ693 | 443 |  | Johnson & Johnson Medical Pty Ltd | Mountaineer OCT Spinal System - Pre-bent Rod | Pre-bent Titanium Rod | 3.5 x 200 - 85mm or 3.5 x 120 - 85 mm | 145010 | February 2012 |  | Changed Product Group, Product Sub Group, Benefit.
13 - Spinal | 13.06 - Rod | 13.06.01 - Standard |  |  | JJ760 | 443 |  | Johnson & Johnson Medical Pty Ltd | Moss Miami (Titanium) | Swedge Rod | One Size | 145010 | February 2012 |  | Changed Product Group, Product Sub Group, Benefit.
13 - Spinal | 13.06 - Rod | 13.06.01 - Standard |  |  | JJ809 | 443 |  | Johnson & Johnson Medical Pty Ltd | Viper 2 Spine System - Cobalt Chrome Rods | Cobalt Chrome Rod | 100-600mm | 145010 | February 2012 |  | Changed Product Group, Product Sub Group, Benefit.
13 - Spinal | 13.06 - Rod | 13.06.01 - Standard |  |  | KH035 | 443 |  | KH NXGEN (AUS) Pty Limited | G5 Rod | Rod, titanium alloy | 50 - 550mm | 187961 | February 2013 |  | New Listing
13 - Spinal | 13.06 - Rod | 13.06.01 - Standard |  |  | LB020 | 443 |  | Globus Medical Australia | REVOLVE Stabilization System Rods | Rod | 5.5mm diameter 40mm - 300mm length | 190043 | February 2012 |  | New Listing
13 - Spinal | 13.06 - Rod | 13.06.01 - Standard |  |  | LB046 | 443 |  | Globus Medical Australia | ELLIPSE Stabilization System, Rod | Rod | 3.5mm Diameter x 40mm - 240mm | 190061 | February 2012 |  | New Listing
13 - Spinal | 13.06 - Rod | 13.06.01 - Standard |  |  | MC440 | 443 |  | Medtronic Australasia Pty Ltd | CD Horizon | Eclipse: 4.5mm Rod | 40 - 600mm | 169514 | February 2012 |  | Changed Product Group, Product Sub Group, Benefit.
13 - Spinal | 13.06 - Rod | 13.06.01 - Standard |  |  | MN113 | 443 |  | Johnson & Johnson Medical Pty Ltd | Mountaineer Spine System | OC Adjustable Rod | 3.5mm | 145010 | February 2012 |  | New Listing
13 - Spinal | 13.06 - Rod | 13.06.01 - Standard |  |  | MN169 | 443 |  | Johnson & Johnson Medical Pty Ltd | VIPER Spinal System | Spinal Rods | 30-480mm | 97391 | February 2013 |  | Compressed from JJ523, JJ671
13 - Spinal | 13.06 - Rod | 13.06.01 - Standard |  |  | NK015 | 443 |  | National Surgical Pty Ltd | Capless Li Pedicle screw system - rod | Titanium rod. Straight and pre- bent | Straight and pre- bent, multiple sizes, 40-300mm | 159605, 160750, 170220 | August 2012 |  | Transferred from AX059
13 - Spinal | 13.06 - Rod | 13.06.01 - Standard |  |  | NV018 | 443 |  | Nuvasive Australia and NZ Pty Ltd | System: SpheRX. Component: Rods - Dual/Pre Bent Ball | Rods - Dual/Pre Bent Ball | 17.5 - 500mm | 132466 | February 2012 |  | Changed Product Group, Product Sub Group, Benefit.
13 - Spinal | 13.06 - Rod | 13.06.01 - Standard |  |  | NV059 | 443 |  | Nuvasive Australia and NZ Pty Ltd | SpheRx II Anterior (Rod) | Rod | 25-150mm | 132466 | February 2012 |  | Changed Description, Product Group, Product Sub Group, Benefit.
13 - Spinal | 13.06 - Rod | 13.06.01 - Standard |  |  | NV060 | 443 |  | Nuvasive Australia and NZ Pty Ltd | Armada (Rod) | Rod | 5.5mm x (25/30/35/40/45/50/55/60/65/70/75/80/85/90/100/120) 300/500mm | 132466 | February 2012 |  | Changed Description, Size, Product Group, Product Sub Group, Benefit.
13 - Spinal | 13.06 - Rod | 13.06.01 - Standard |  |  | NV080 | 443 |  | Nuvasive Australia and NZ Pty Ltd | Long Lateral Fixation System (Rod) | Rod | 5.5mm x 50-500mm | 132466 | February 2012 |  | New Listing
13 - Spinal | 13.06 - Rod | 13.06.01 - Standard |  |  | NV088 | 443 |  | Nuvasive Australia and NZ Pty Ltd | Precept (Rod) | Rod | 15-600mm | 132466 | August 2012 |  | New Listing
13 - Spinal | 13.06 - Rod | 13.06.01 - Standard |  |  | OF037 | 443 |  | Orthofix Australia Pty Limited | Blackstone - Posterior Cervical System | Occipital Rod | One size only | 195012 | August 2014 |  | Transferred from AE175
13 - Spinal | 13.06 - Rod | 13.06.01 - Standard |  |  | OF038 | 443 |  | Orthofix Australia Pty Limited | Blackstone - Posterior Cervical System | Rods - Titanium | 3.0mmx70, 120, 200mm | 195012 | August 2014 |  | Transferred from AE177
13 - Spinal | 13.06 - Rod | 13.06.01 - Standard |  |  | OH311 | 443 |  | Orthotech Pty Ltd | Cosmic implant system | Cosmic Rod (40,50,60,70,80mm) - titanium | diameter - 6.25mm, length - 40mm diameter - 6.25mm, length - 50mm diameter - 6.25mm, length - 60mm diameter - 6.25mm, length - 70mm diameter - 6.25mm, length - 80mm | 130920 | February 2012 |  | Changed Product Group, Product Sub Group, Benefit.
13 - Spinal | 13.06 - Rod | 13.06.01 - Standard |  |  | OH312 | 443 |  | Orthotech Pty Ltd | Cosmic implant system | Cosmic Rod (100, 120, 200mm)- titanium | diameter - 6.25mm, length - 100mm diameter - 6.25mm, length - 120mm diameter - 6.25mm, length - 200mm diameter - 6.25mm, length - 70mm diameter - 6.25mm, length - 80mm | 130920 | February 2012 |  | Changed Product Group, Product Sub Group, Benefit.
13 - Spinal | 13.06 - Rod | 13.06.01 - Standard |  |  | OH352 | 443 |  | Orthotech Pty Ltd | Novel/Zenius Rods | Rod | 5.5, 6.0, 6.5 | 148858 | August 2012 |  | Changed Product Name.
13 - Spinal | 13.06 - Rod | 13.06.01 - Standard |  |  | OH401 | 443 |  | Orthotech Pty Ltd | Ulrich Neon Rod | Rods | 20-230mm | 130920 | February 2012 |  | New Listing
13 - Spinal | 13.06 - Rod | 13.06.01 - Standard |  |  | SK224 | 443 |  | Stryker Australia Pty Ltd | Oasys-Occipito Cervico Thoracic System | Rods - Ti-6A1-4V or Vitallium | Diameter 3.5mm, Length 25mm-350mm | 94635 | February 2012 |  | Changed Product Group, Product Sub Group, Benefit.
13 - Spinal | 13.06 - Rod | 13.06.01 - Standard |  |  | SX003 | 443 |  | Scientx Australia | Isobar TTL | Rod | L: 45-450mm | 119276 | February 2012 |  | Changed Product Group, Product Sub Group, Benefit.
13 - Spinal | 13.06 - Rod | 13.06.01 - Standard |  |  | SX043 | 443 |  | Scientx Australia | Zodiac Spinal Fixation System - rod | Rods: straight and pre-bent; Pure Titanium, Alloyed Titanium (TA6V ELI) or Colbalt Chromium | Diameter: 5.5mm. Length: 3cm, 3.5cm, 4cm, 4.5cm, 5cm, 5.5cm, 6cm, 6.5cm, 7cm, 7.5cm, 8cm, 8.5cm, 9cm, 9.5cm, 10cm, 11cm 12cm, 13cm, 17cm, 20cm, 25cm, 30cm, 45cm, 50cm, 60cm. | 178631 | February 2012 |  | Changed Product Group, Product Sub Group, Benefit.
13 - Spinal | 13.06 - Rod | 13.06.01 - Standard |  |  | SX049 | 443 |  | Scientx Australia | Illico MIS Posterior Fixation System - rod | Titanium rods: straight and pre-bent | Diameter: 5.5mm. Length: 3cm, 3.5cm, 4cm, 4.5cm, 5cm, 5.5cm, 6cm, 6.5cm, 7cm, 7.5cm, 8cm, 8.5cm, 9cm, 9.5cm, 10cm, 11cm, 12cm, 13cm, 14cm, 15cm, 16cm, 17cm, 20cm, 21cm, 22cm, 23cm, 24cm, 25cm, 26cm, 27cm, 28cm, 29cm, 30cm. | 178631 | February 2012 |  | Changed Product Group, Product Sub Group, Benefit.
13 - Spinal | 13.06 - Rod | 13.06.01 - Standard |  |  | SX070 | 443 |  | Scientx Australia | Solanas Posterior Cervico-thoracic Fixation System - Rod | Rod | Diameter: 3.3mm; Length: 40 to 240mm with increments of 10mm, except 110mm | 182735 | February 2012 |  | New Listing
13 - Spinal | 13.06 - Rod | 13.06.01 - Standard |  |  | SY143 | 443 |  | Johnson & Johnson Medical Pty Ltd | Universal Spine System (USS) | Rods | Length 40 - 500mm | 133401 | February 2012 |  | Changed Product Group, Product Sub Group, Benefit.
13 - Spinal | 13.06 - Rod | 13.06.01 - Standard |  |  | SY444 | 443 |  | Johnson & Johnson Medical Pty Ltd | CerviFix Posterior Cervical System | Rod: Straight or pre bent | 3.5mm diameter, 120-250mm length | 133401 | February 2012 |  | Changed Product Group, Product Sub Group, Benefit.
13 - Spinal | 13.06 - Rod | 13.06.01 - Standard |  |  | SY564 | 443 |  | Johnson & Johnson Medical Pty Ltd | Spinal Fixation System | Matrix Rods | 20mm - 500mm length | 133401 | February 2012 |  | Changed Product Group, Product Sub Group, Benefit.
13 - Spinal | 13.06 - Rod | 13.06.01 - Standard |  |  | TV006 | 443 |  | The Trustee for Range Orthopaedics Trust | Malibu Spinal System ESS CoNiCr Rods | Rod CoNiCr Precontored | 5.5mm x 100mm - 600mm | 275794 | August 2017 |  | Transferred from PJ012
13 - Spinal | 13.06 - Rod | 13.06.01 - Standard |  |  | TV008 | 443 |  | The Trustee for Range Orthopaedics Trust | Malibu Spinal System Rods | Rod | 5.5mm x 30mm - 600mm 6.35mm x 100mm | 275794 | August 2017 |  | Transferred from PJ014
13 - Spinal | 13.06 - Rod | 13.06.01 - Standard |  |  | ZI512 | 443 |  | Zimmer Biomet Pty Ltd | Optima Spinal System - Rod | Rod | Dia 5-7mm, length 40-400mm | 121585 | February 2012 |  | Changed Product Group, Product Sub Group, Benefit.
13 - Spinal | 13.06 - Rod | 13.06.01 - Standard |  |  | ZI624 | 443 |  | Zimmer Biomet Pty Ltd | SEQUOIA PEDICLE SCREW SYSTEM | Sequoia Rod CP Ti | 30mm - 510mm length | 157925 | February 2012 |  | Changed Product Group, Product Sub Group, Benefit.
13 - Spinal | 13.06 - Rod | 13.06.01 - Standard |  |  | ZI639 | 443 |  | Zimmer Biomet Pty Ltd | BacFix (Thoracolumbar System) | Spinal rod, rigid/flex - Titanium alloy | 5.5 - 6mm x 50 - 125mm | 157925 | February 2012 |  | Changed Product Group, Product Sub Group, Benefit.
13 - Spinal | 13.06 - Rod | 13.06.01 - Standard |  |  | ZI663 | 443 |  | Zimmer Biomet Pty Ltd | Nex-Link | Spinal Fixation System, Spinal Rod | 120 & 240mm | 157925 | February 2012 |  | Changed Product Group, Product Sub Group, Benefit.
13 - Spinal | 13.06 - Rod | 13.06.01 - Standard |  | Dual Diameter | DY334 | 550 |  | Johnson & Johnson Medical Pty Ltd | Summit Cervical Rod System | Transition Rod | 3.0/4.0/3.0mm | 92307 | February 2012 |  | Changed Product Group, Product Sub Group, Suffix, Benefit.
13 - Spinal | 13.06 - Rod | 13.06.01 - Standard |  | Dual Diameter | DY335 | 550 |  | Johnson & Johnson Medical Pty Ltd | Summit Cervical Rod System | Dual Diameter Rod | 3.0/4.75-5.5mm x 150-600mm | 92307 | February 2012 |  | Changed Product Group, Product Sub Group, Suffix, Benefit.
13 - Spinal | 13.06 - Rod | 13.06.01 - Standard |  | dual diameter | JJ596 | 550 |  | Johnson & Johnson Medical Pty Ltd | Mountaineer Spinal System | CT Dual Diameter Rod | 3.5 - 6.35mm x 420 - 600mm | 97391 | February 2013 |  | Changed Product Name, Size.
13 - Spinal | 13.06 - Rod | 13.06.01 - Standard |  | Dual Diameter | LB045 | 550 |  | Globus Medical Australia | ELLIPSE Stabilization System, Tapered Rod | Dual Diameter Rod | 3.5mm ti 4.0mm - 6.5mm x 350mm - 500mm length | 190061 | February 2012 |  | New Listing
13 - Spinal | 13.06 - Rod | 13.06.01 - Standard |  | Dual Diameter | SX071 | 550 |  | Scientx Australia | Solanas Posterior Cervico-thoracic Fixation System - Transitional Rod | Transitional Rod | Diameter: 3.3mm and 5.5mm | 182735 | February 2012 |  | New Listing
13 - Spinal | 13.06 - Rod | 13.06.01 - Standard |  | Dual Diameter | SY446 | 550 |  | Johnson & Johnson Medical Pty Ltd | CerviFix Posterior Cervical System | Rod: Tapered | 3.5/5.0 - 3.5/6.0 dual diameter, 300 -500mm | 133401 | February 2012 |  | Changed Product Group, Product Sub Group, Suffix, Benefit.
13 - Spinal | 13.06 - Rod | 13.06.01 - Standard |  | Shaped | DY555 | 600 |  | Johnson & Johnson Medical Pty Ltd | Expedium Spine System | Contoured Scoliosis Rod | 4.5 - 7.5 Diameter x - 320 - 455mm | 97391 | February 2012 |  | Changed Product Group, Product Sub Group, Suffix, Benefit.
13 - Spinal | 13.06 - Rod | 13.06.01 - Standard |  | Shaped | HW389 | 600 |  | Stryker Australia Pty Ltd | XIA Spine System | Rod - Titanium alloy, Stainless Steel | 30 - 600mm | 139620, 49029 | February 2012 |  | Changed Product Group, Product Sub Group, Suffix, Benefit.
13 - Spinal | 13.06 - Rod | 13.06.01 - Standard |  | shaped | MN114 | 600 |  | Johnson & Johnson Medical Pty Ltd | EXPEDIUM Spinal System | Pre-Shaped Rod | 4.5 - 7.5mm Diameter | 97391 | February 2012 |  | New Listing
13 - Spinal | 13.06 - Rod | 13.06.01 - Standard |  | Shaped | SY385 | 600 |  | Johnson & Johnson Medical Pty Ltd | Speciality Rods | Scoliosis / J/S Rod, Precontoured, Titanium / Stainless Steel | 5mm, 6mm diameter. Left / Right 50mm - 500mm length | 133401 | February 2012 |  | Changed Product Group, Product Sub Group, Suffix, Benefit.
13 - Spinal | 13.06 - Rod | 13.06.01 - Standard |  |  | BB371 | 443 |  | B Braun Australia Pty Ltd | Aesculap Spinal System | Pre-bent Rods - Titanium Alloy | All Sizes | 134538 | August 2017 |  | Compressed from BB222, BB223
13 - Spinal | 13.06 - Rod | 13.06.01 - Standard |  |  | BB372 | 443 |  | B Braun Australia Pty Ltd | Aesculap Spinal System | Straight Rods - Titanium Alloy | All Sizes | 134538 | August 2017 |  | Compressed from BB219, BB220, BB221
13 - Spinal | 13.06 - Rod | 13.06.01 - Standard |  |  | BH066 | 443 |  | Zimmer Biomet Pty Ltd | Synergy/Polaris Spinal System | Rods | 4.75-6.35 diameter | 146992 | February 2017 |  | Changed Size, Product Sub Group.
13 - Spinal | 13.06 - Rod | 13.06.01 - Standard |  |  | CR208 | 443 |  | Corin Australia Pty Ltd | 3 Lock - Rod | The Rod is inserted in pedicle screw head | Diameter: 5.5mm Length; 40-100 (10mm increments), 120,150, 250, 350, 450, 500 Straight, pre-curved | 215670 | February 2014 |  | New Listing
13 - Spinal | 13.06 - Rod | 13.06.01 - Standard |  |  | DE527 | 443 |  | Device Technologies Australia Pty Ltd | Jazz Posterior Fixation System Rod | Straight, contoured and transition rods, titanium and cobalt chrome | 4mm - 6mm diameter, 70mm - 600mm length | 200830 | August 2017 |  | New Listing
13 - Spinal | 13.06 - Rod | 13.06.01 - Standard |  |  | DU007 | 443 |  | SPINEART AUSTRALIA PTY. LTD. | Perla Posterior Cervico-Thoracic Fixation System - Rod | Straight rods, pre-bent rods - Titanium or cobalt chromium | Diameter: 3.5mm Length: 20mm, 25mm, 30mm, 35mm, 40mm, 45mm, 50mm, 55mm, 60mm, 65mm, 70mm, 75mm, 80mm, 85mm, 90mm, 100mm, 110mm, 120mm, 240mm, 350mm | 198720 | February 2017 |  | New Listing
13 - Spinal | 13.06 - Rod | 13.06.01 - Standard |  |  | DU021 | 443 |  | SPINEART AUSTRALIA PTY. LTD. | Romeo 2/Romeo 2 MIS Posterior Thoraco-lumbar Fixation System - Rod, Percutaneous Rod | Rod, percutaneous rod | Rod - Diameter 5.4mm Length: pre-bent: 30mm, 35mm, 40mm, 45mm, 50mm, 55mm, 60mm, 70mm, 80mm, 90mm; straight: 100mm, 120mm, 140mm, 160mm, 180mm, 200mm, 220mm, 240mm, 350mm, 500mm, 550mm Percutaneous Rod - Diameter: 5.4mm Length: pre-bent - 30mm, 35mm, 40mm, 45mm, 50mm, 55mm, 60mm, 65mm, 70mm, 75mm, 80mm, 85mm, 90mm; straight - 100mm, 110mm, 120mm, 130mm, 140mm, 150mm, 160mm, 170mm, 180mm, 190mm, 200mm, 210mm, 220mm, 230mm, 240mm, 250mm | 166153 | February 2017 |  | New Listing
13 - Spinal | 13.06 - Rod | 13.06.01 - Standard |  |  | DY578 | 443 |  | Johnson & Johnson Medical Pty Ltd | Expedium Spine System | Rods | 4.5 to 7.5 Diameter | 97391 | August 2014 |  | Compressed from DY436, DY554
13 - Spinal | 13.06 - Rod | 13.06.01 - Standard |  |  | ER018 | 443 |  | Emergo Asia Pacific Pty Ltd | Mesa/Denali/Everest Rod | Straight and Contoured, CoCr, Ti Rods | Length: 25mm - 500 mm; Diameter: 3.5mm - 6.5 mm | 154442 | February 2016 |  | Changed Size.
13 - Spinal | 13.06 - Rod | 13.06.01 - Standard |  |  | ER139 | 443 |  | Emergo Asia Pacific Pty Ltd | Signus Pedicles Screw System - Rod | Titanium Rod- as part of the Signus Pedicle Screw System Construct | 6.0mm x 30mm - 100mm in 5mm increments 6.0mm x 108mm - 204mm in 12 mm increments | 216751 | August 2014 |  | Changed Product Name, Description, Size, Benefit.
13 - Spinal | 13.06 - Rod | 13.06.01 - Standard |  |  | ER177 | 443 |  | Emergo Asia Pacific Pty Ltd | Scoliosis & Fracture System -LSZ3-Rod | Signus Scoliosis & Fracture System -LSZ3Scoliosis & Fracture System-LSZ3-Rod 5.5 x 500mm | 5.5x500 mm | 216747 | August 2014 |  | New Listing
13 - Spinal | 13.06 - Rod | 13.06.01 - Standard |  |  | ER225 | 443 |  | Emergo Asia Pacific Pty Ltd | SIGNUS Diplomat Pedicle Screw System - Rod-Straight or Curved | SIGNUS Diplomat Pedicle Screw System - Rod-Straight or Curved | dia 5.5 mm x length (30-150 mm) | 216751 | August 2016 |  | Changed Size.
13 - Spinal | 13.06 - Rod | 13.06.01 - Standard |  |  | ER233 | 443 |  | Emergo Asia Pacific Pty Ltd | Spineway Mont Blanc Pedicle Screw System-Rod | Spineway Mont Blanc Pedicle Screw System-Rod | dia (4.0-5.5 mm) x length (40-500 mm) | 235417, 235418 | August 2017 |  | Changed Size.
13 - Spinal | 13.06 - Rod | 13.06.01 - Standard |  |  | ER238 | 443 |  | Emergo Asia Pacific Pty Ltd | Spineway Mont Blanc Pedicle Screw System-Rod (tapered) | Spineway Mont Blanc Pedicle Screw System-Rod (tapered) | dia 5.5 mm x length (50-550 mm) | 235417, 235418 | August 2016 |  | Changed Product Name, Description, Size.
13 - Spinal | 13.06 - Rod | 13.06.01 - Standard |  |  | ER251 | 443 |  | Emergo Asia Pacific Pty Ltd | Amendia Savannah-T Pedicle Screw System-Rods | Pedicle Screw System-Rods, Straight and curved | dia 5.5 mm x length (30-500 mm) | 234195 | August 2015 |  | New Listing
13 - Spinal | 13.06 - Rod | 13.06.01 - Standard |  |  | ER284 | 443 |  | Emergo Asia Pacific Pty Ltd | Premia Spine Versalink Fixation System-Rods (straight or bent) | Premia Spine Versalink Rods (straight or bent) | dia 6 mm, length (40-180) mm | 267145 | August 2016 |  | New Listing
13 - Spinal | 13.06 - Rod | 13.06.01 - Standard |  |  | ER286 | 443 |  | Emergo Asia Pacific Pty Ltd | Premia Spine Versalink Fixation System-Cross Bar | Premia Spine Versalink Fixation System-Cross Bar | one size | 267145 | August 2016 |  | New Listing
13 - Spinal | 13.06 - Rod | 13.06.01 - Standard |  |  | ER319 | 443 |  | Emergo Asia Pacific Pty Ltd | Ulrich posterior OCT System (neon3)-Rods | Ulrich posterior OCT System (neon3)-Rods, Titanium or Co-CR, straight or curved | dia 4 mm x length (20-400 mm) | 279706 | February 2017 |  | New Listing
13 - Spinal | 13.06 - Rod | 13.06.01 - Standard |  |  | ER334 | 443 |  | Emergo Asia Pacific Pty Ltd | Ulrich Pedicle Screw System-Rods | Ulrich Pedicle Screw System (cosmicMIA, uCentum,flamenco)-Rods, straight, curved and scoliosis, open or percutaneous. | dia (5.5-6.0 mm) x length (30-500 mm) | 279706 | February 2017 |  | New Listing
13 - Spinal | 13.06 - Rod | 13.06.01 - Standard |  |  | ER361 | 443 |  | Emergo Asia Pacific Pty Ltd | Amendia ISSYS LP Spinal Fixation System-Rods | Amendia ISSYS LP Spinal Fixation System-Rods (straight or pre-bent) | dia (5.5-6.35 mm) x length (40-600 mm) | 281992 | February 2017 |  | New Listing
13 - Spinal | 13.06 - Rod | 13.06.01 - Standard |  |  | ER369 | 443 |  | Emergo Asia Pacific Pty Ltd | Amendia Securis Screw System-Rods | Amendia Securis Screw System-Rods (CoCr, straight or pre-bent) | dia 5.0 mm x length (35-240 mm) | 281992 | February 2017 |  | New Listing
13 - Spinal | 13.06 - Rod | 13.06.01 - Standard |  |  | ER407 | 443 |  | Emergo Asia Pacific Pty Ltd | LnK MIS Spinal System-Rods | LnK MIS Spinal System-Rods, bullet and hex shaped ends, straight or curved | dia (5.5-6.0mm) x length (35-600mm) | 286124 | August 2017 |  | New Listing
13 - Spinal | 13.06 - Rod | 13.06.01 - Standard |  |  | ER436 | 443 |  | Emergo Asia Pacific Pty Ltd | LnK Posterior Cervical Fixation System-Rod | LnK Posterior Cervical Fixation System-Rod,straight or pre-bent | Dia 3.5mm x Length (40-240 mm) | 286122 | August 2017 |  | New Listing
13 - Spinal | 13.06 - Rod | 13.06.01 - Standard |  |  | ER447 | 443 |  | Emergo Asia Pacific Pty Ltd | LnK Spinal Fixation System-Rods | LnK Spinal Fixation System-Rods; straight or curved; Titanium or CoCr alloy | dia (5.0-6.35mm) x length (40-600mm) | 286123 | August 2017 |  | New Listing
13 - Spinal | 13.06 - Rod | 13.06.01 - Standard |  |  | ER448 | 443 |  | Emergo Asia Pacific Pty Ltd | LnK Spinal Fixation System-Rods, shaped | LnK Spinal Fixation System-Rods, shaped ends and single or double stopper features | dia (5.0-6.35mm) x length (40-600mm) | 286123 | August 2017 |  | New Listing
13 - Spinal | 13.06 - Rod | 13.06.01 - Standard |  |  | EU002 | 443 |  | Euros Orthopaedics Australia Pty Ltd | e.Spine Rod | Spine straight or pre-bend rods | Diameter 5.5mm; Lengths: Titanium or CoCr Straight rods 40, 50, 60, 70, 80, 90, 110, 130, 160, 220, 440, 500, 600mm; Titanium Pre-bend rods: 40, 50, 60, 70, 80, 90mm | 171952 | February 2016 |  | Changed Description, Size, Product Sub Group.
13 - Spinal | 13.06 - Rod | 13.06.01 - Standard |  |  | EV007 | 443 |  | Evolution Surgical | Katana Rod | The Katana Pedicle Screw System is intended to provide immobilization and stabilisation of spinal segments in skeletally mature patients, as an adjunct to fusion in the thoracic, lumbar and sacral spine. | Titanium or CrCo, 25 – 160mm length | 236041 | August 2016 |  | Changed Size.
13 - Spinal | 13.06 - Rod | 13.06.01 - Standard |  |  | EV028 | 443 |  | Evolution Surgical | Katana Rod | The Katana Rod, part of the Katana Pedicle Screw System is intended to provide immobilization and stabilisation of spinal segments in skeletally mature patients, as an adjunct to fusion in the thoracic, lumbar and sacral spine. These are specialty rods for use in procedures such as the treatment for scoliosis. | Titanium or CrCo straight rods. 300 and 500mm | 236041 | August 2016 |  | New Listing
13 - Spinal | 13.06 - Rod | 13.06.01 - Standard |  |  | EY004 | 443 |  | E4 SURGICAL PTY LTD | Reform Rods | Straight and Lordotic Curved Rods | Diamater 5.5mm Length 25mm to 600mm | 287905 | August 2017 |  | New Listing
13 - Spinal | 13.06 - Rod | 13.06.01 - Standard |  |  | EY010 | 443 |  | E4 SURGICAL PTY LTD | Reform POCT Rod | Rod | Length 20mm to 350mm | 287906 | August 2017 |  | New Listing
13 - Spinal | 13.06 - Rod | 13.06.01 - Standard |  |  | HC020 | 443 |  | Health Care Surgical Pty Ltd | KM Rod | Rod | 40-400mm | 201492 | February 2014 |  | New Listing
13 - Spinal | 13.06 - Rod | 13.06.01 - Standard |  |  | HC028 | 443 |  | Health Care Surgical Pty Ltd | G2S rods | Rod | L: 40-154mm | 274075 | February 2017 |  | New Listing
13 - Spinal | 13.06 - Rod | 13.06.01 - Standard |  |  | IB004 | 443 |  | Implament | Vertefix II Alignment Rod | Alignment Rod | Diameters: 5.5 Length: 50, 75, 100, 125, 150, 200, 300mm | 188902 | February 2014 |  | New Listing
13 - Spinal | 13.06 - Rod | 13.06.01 - Standard |  |  | LB076 | 443 |  | Globus Medical Australia | REVERE Rods | Rod, precurved and straight | 30mm-600mm in 4.5mm 5.5mm and 6.35mm diameter | 190039 | February 2016 |  | Changed Size.
13 - Spinal | 13.06 - Rod | 13.06.01 - Standard |  |  | LB087 | 443 |  | Globus Medical Australia | CREO Stabilization System Rod | The CREO Stabilization System implants are non-cervical spinal fixation devices intended for posterior pedicle screw fixation, posterior hook fixation or anterolateral fixation. | 4.75 and 5.5 diameter 15mm - 600mm length | 190039 | August 2017 |  | Changed Size.
13 - Spinal | 13.06 - Rod | 13.06.01 - Standard |  |  | LB125 | 443 |  | Globus Medical Australia | CREO MIS Posterior Stabilization System | Titanium alloy and cobalt chrome straight and curved rods | 30-500mm | 190039 | February 2016 |  | New Listing
13 - Spinal | 13.06 - Rod | 13.06.01 - Standard |  |  | LB148 | 443 |  | Globus Medical Australia | CAPITOL Curved Rod | Pre-lordosed Rods | 3.5mm diameter 25-60mm length | 190061 | February 2017 |  | New Listing
13 - Spinal | 13.06 - Rod | 13.06.01 - Standard |  |  | LB151 | 443 |  | Globus Medical Australia | QUARTEX Rods | Ttianium alloy and cobalt chrome alloy curved and straight rods | 3.5 and 4.0mm diameter, 25-500mm | 190061 | August 2017 |  | New Listing
13 - Spinal | 13.06 - Rod | 13.06.01 - Standard |  |  | LH485 | 443 |  | Lifehealthcare Pty Ltd | DSS Spinal System | Rod, Titanium alloy | 5.5mm diameter rod Length: 20mm to 300mm | 186733 | August 2014 |  | Changed Product Name, Description, Size, Product Sub Group.
13 - Spinal | 13.06 - Rod | 13.06.01 - Standard |  |  | MC396 | 443 |  | Medtronic Australasia Pty Ltd | TSRH Spinal Implant System | 3D - Rod | Length 20-120mm | 169514 | August 2017 |  | Changed Size, Product Sub Group.
13 - Spinal | 13.06 - Rod | 13.06.01 - Standard |  |  | MC404 | 443 |  | Medtronic Australasia Pty Ltd | CD HORIZON Spinal System - Rod | Rod | 20mm - 600mm | 169514 | August 2017 |  | Changed Size, Product Sub Group.
13 - Spinal | 13.06 - Rod | 13.06.01 - Standard |  |  | MC587 | 443 |  | Medtronic Australasia Pty Ltd | CD Horizon Spinal System | Percutaneous Rod | 20mm to 600mm | 169514 | August 2017 |  | Changed Size, Product Sub Group.
13 - Spinal | 13.06 - Rod | 13.06.01 - Standard |  |  | MI248 | 443 |  | Medtronic Australasia Pty Ltd | Vertex Spinal System | Rods | 20-600mm | 169514 | August 2017 |  | Compressed from MC295, MC544
13 - Spinal | 13.06 - Rod | 13.06.01 - Standard |  |  | MU108 | 443 |  | Medacta Australia Pty Ltd | M.U.S.T. Rods | Straight and Pre-Bent Rods | 5.5; length 35 - 480mm | 196964 | August 2015 |  | Changed Product Sub Group.
13 - Spinal | 13.06 - Rod | 13.06.01 - Standard |  |  | MU155 | 443 |  | Medacta Australia Pty Ltd | MUST MINI Rod | Rod | Diameter 3.5 Lenght 80 - 350 mm | 291175 | August 2017 |  | New Listing
13 - Spinal | 13.06 - Rod | 13.06.01 - Standard |  |  | NK037 | 443 |  | National Surgical Pty Ltd | Certex Spinal Implant System Rod | Rod | 3.5mm x 30-500mm | 229876 | August 2015 |  | New Listing
13 - Spinal | 13.06 - Rod | 13.06.01 - Standard |  |  | NV025 | 443 |  | Nuvasive Australia and NZ Pty Ltd | VuePoint rod | Rod | 60mm x 3.5mm, 120mm x 3.5mm, 240mm x 3.5mm | 209198 | August 2017 |  | Changed Product Sub Group.
13 - Spinal | 13.06 - Rod | 13.06.01 - Standard |  |  | NV028 | 443 |  | Nuvasive Australia and NZ Pty Ltd | VuePoint rod (pre-bent) | Pre-bent rod | 80-240mm | 209198 | August 2017 |  | Changed Size, Product Sub Group.
13 - Spinal | 13.06 - Rod | 13.06.01 - Standard |  |  | NV116 | 443 |  | Nuvasive Australia and NZ Pty Ltd | Reline (Rod) | Rod | 4.5-6mm diameter, and 15-600mm length, Ti and CoCr | 209199 | August 2017 |  | Changed Size.
13 - Spinal | 13.06 - Rod | 13.06.01 - Standard |  |  | NV130 | 443 |  | Nuvasive Australia and NZ Pty Ltd | StruXure (Rod) | Rod | 50-300mm length | 209199 | February 2015 |  | New Listing
13 - Spinal | 13.06 - Rod | 13.06.01 - Standard |  |  | NV136 | 443 |  | Nuvasive Australia and NZ Pty Ltd | Reline System (Tapered Rod) | Tapered Rod | 5.0- 6.0mm diameter, and 300-500mm length, Ti and CoCr | 209199 | February 2017 |  | Changed Description, Size.
13 - Spinal | 13.06 - Rod | 13.06.01 - Standard |  |  | OF062 | 443 |  | Orthofix Australia Pty Limited | Centurion Rods | Titanium or Cobalt Chrome Rods and Transition Rods | 3.5mm diameter and 70mm, 120mm, and 200mm in length (Rods) 3.5mm – 5.5mm and 200/200mm, 200/300mm and 300/300mm in length (Transition Rods) | 195012 | August 2016 |  | New Listing
13 - Spinal | 13.06 - Rod | 13.06.01 - Standard |  |  | OF063 | 443 |  | Orthofix Australia Pty Limited | Centurion Occipital Rods | Titanium or Cobalt Chrome Occipital Rod | 3.5mm, 110°, 120°, 135° | 195012 | August 2016 |  | New Listing
13 - Spinal | 13.06 - Rod | 13.06.01 - Standard |  |  | OF073 | 443 |  | Orthofix Australia Pty Limited | Firebird Rods | Firebird Rods - straight and pre-lordosed, titanium and CoCr | 35mm-600mm | 195012 | February 2017 |  | Compressed from OF034, OF035, OF036, OF039
13 - Spinal | 13.06 - Rod | 13.06.01 - Standard |  |  | OH413 | 443 |  | Orthotech Pty Ltd | Ulrich Spine System Rods | Rods | 30-500mm | 130920 | August 2016 |  | Changed Size, Product Sub Group.
13 - Spinal | 13.06 - Rod | 13.06.01 - Standard |  |  | OH483 | 443 |  | Orthotech Pty Ltd | Olerud PF Spinal System | Rods | 7mm x 35-150mm | 218298 | August 2014 |  | New Listing
13 - Spinal | 13.06 - Rod | 13.06.01 - Standard |  |  | PB007 | 443 |  | Australian Pacific Medical Pty Ltd | DPS Spine System - Rod | Rods for posterior pedicle screw fixation system. | Diameter 5/5.5/6mm; Length 40-500mm | 214788 | August 2014 |  | New Listing
13 - Spinal | 13.06 - Rod | 13.06.01 - Standard |  |  | PZ033 | 443 |  | Prism Surgical Designs Pty Ltd | Centaur Rod | Standard | 30-480mm | 217033 | February 2014 |  | Duplicated from SF011.
13 - Spinal | 13.06 - Rod | 13.06.01 - Standard |  |  | PZ037 | 443 |  | Prism Surgical Designs Pty Ltd | Corvus Spinal System | Rod | 20-250mm | 217033 | August 2014 |  | New Listing
13 - Spinal | 13.06 - Rod | 13.06.01 - Standard |  |  | PZ050 | 443 |  | Prism Surgical Designs Pty Ltd | Centaur Screw System | Percutaneous Rods | 30mm-480mm | 217033 | February 2015 |  | Duplicated from SF072
13 - Spinal | 13.06 - Rod | 13.06.01 - Standard |  |  | RI010 | 443 |  | RTI Surgical Australia Pty Ltd | Streamline MIS- Rods | Titanium Alloy straight and pre-bent Rods | Titanium 5.5mm pre-bent rod lengths range from 35-80mm in 5mm increments and 90-200 in 10mm increments; straight rod lengths range from 35-80mm in 5mm increments and 90-200 250mm in 10mm increments, 300 & 350mm. | 233599 | August 2015 |  | New Listing
13 - Spinal | 13.06 - Rod | 13.06.01 - Standard |  |  | RI017 | 443 |  | RTI Surgical Australia Pty Ltd | Streamline TL/Quantum- Rods | Titanium Alloy and Cobalt Chrome (CoCr) Spinal Rods | Titanium 5.5mm pre-bent rod lengths range from 35-150mm in 5mm increments; Titanium 5.5mm straight rod lengths of 35mm, 40-110mm in 10mm increments, and with hex end in lengths of 120mm, 150mm, 200mm, 400mm and 600mm. CoCr 5.5mm straight rod with hex end in lengths of 200mm, 400mm, and 600mm. | 233599 | August 2015 |  | New Listing
13 - Spinal | 13.06 - Rod | 13.06.01 - Standard |  |  | SF111 | 443 |  | Signature Orthopaedics | Freedom Systems Rods | Freedom System Rods, Straight and Curved | Diameter 5.5mm, Lengths 40-500mm | 203838 | February 2016 |  | New Listing
13 - Spinal | 13.06 - Rod | 13.06.01 - Standard |  |  | SQ101 | 443 |  | Surgical Specialties | RESPONSE Spine System – Rod | CoCr, Ti | 500mm-600mm Length | 233454 | August 2015 |  | New Listing
13 - Spinal | 13.06 - Rod | 13.06.01 - Standard |  |  | SQ126 | 443 |  | Surgical Specialties | NEO Pedicle Screw System - Rod | Straight, Titanium Alloy | 30mm - 100mm length | 289017 | August 2017 |  | New Listing
13 - Spinal | 13.06 - Rod | 13.06.01 - Standard |  |  | SQ128 | 443 |  | Surgical Specialties | NEO Pedicle Screw System - Rod | Shaped, Titanium Alloy | 40mm - 70mm length | 289017 | August 2017 |  | New Listing
13 - Spinal | 13.06 - Rod | 13.06.01 - Standard |  |  | SV020 | 443 |  | Signature Spine and Joint Pty Ltd | Sky Spinal Fixation System-Rod | The rod is part of the Sky Spinal System, indicated for posterior intrumentation of the occipital, posterior cervical and upper thoracic spine. | 3.3 x 40mm to 3.5 x 250mm | 205570 | February 2014 |  | New Listing
13 - Spinal | 13.06 - Rod | 13.06.01 - Standard |  |  | SV032 | 443 |  | Signature Spine and Joint Pty Ltd | MIS Percutaneous Pedicle Screw System - Rods | MIS Percutaneous Pedicle Screw System - Straight Rod | 5.5 x 100mm to 5.5 x 300mm | 205570 | August 2014 |  | Expanded from SV021
13 - Spinal | 13.06 - Rod | 13.06.01 - Standard |  |  | SV033 | 443 |  | Signature Spine and Joint Pty Ltd | MIS Percutaneous Pedicle Screw System - Rods | MIS Percutaneous Pedicle Screw System - Pre-bent Rods | 5.5 x 40mm to 5.5 x 300mm | 205570 | August 2014 |  | Expanded from SV021
13 - Spinal | 13.06 - Rod | 13.06.01 - Standard |  |  | SV034 | 443 |  | Signature Spine and Joint Pty Ltd | AnyPlus Pedicle Screw System - Straight Rods | AnyPlus Pedicle Screw System - Straight Rods | 40mm to 600mm | 205570 | August 2014 |  | Expanded from SV024
13 - Spinal | 13.06 - Rod | 13.06.01 - Standard |  |  | SV035 | 443 |  | Signature Spine and Joint Pty Ltd | AnyPlus Pedicle Screw System - Pre-bent Rods | AnyPlus Pedicle Screw System - Pre-bent Rods | 30mm to 200mm for the pre-bent rods | 205570 | August 2014 |  | Expanded from SV024
13 - Spinal | 13.06 - Rod | 13.06.01 - Standard |  |  | SV048 | 443 |  | Signature Spine and Joint Pty Ltd | Santis Straight/ Prebent Rods | Rods- Including Pre Bent, Straight and Chromium Cobalt | Diameter 5.5mm -Pre Bent Length 40mm-200mm; Straight length 40-500mm; Chromium Cobalt length 250mm500mm | 226443 | February 2015 |  | New Listing
13 - Spinal | 13.06 - Rod | 13.06.01 - Standard |  |  | SV069 | 443 |  | Signature Spine and Joint Pty Ltd | STERISPINE™ PS Sterile Connecting Rod | Sterile rod available in straight and prebent versions. | Pre bent rods-5.5mm Lengths (mm): 30-100 Straight Rods-5.5mm Lengths (mm): 100-380 | 273288 | August 2017 |  | New Listing
13 - Spinal | 13.06 - Rod | 13.06.01 - Standard |  |  | SX096 | 443 |  | Scientx Australia | Arsenal rods | Straight rods, pre-contoured rods | Straight rods: Diameter: 5.5mm Length: 30mm - 130mm (5mm increments); 200mm - 600mm (100mm increments) Pre-Contoured rods: Diameter: 5.5mm Length: 30mm - 100mm (5mm increments); 110mm - 130mm (10mm increments) | 178654 | February 2016 |  | New Listing
13 - Spinal | 13.06 - Rod | 13.06.01 - Standard |  |  | SX103 | 443 |  | Scientx Australia | Arsenal Deformity Spinal Fixation System - Arsenal rod | Straight rods | 5.5mm diameter; 30mm - 600mm length | 178654 | August 2016 |  | New Listing
13 - Spinal | 13.06 - Rod | 13.06.01 - Standard |  |  | UL006 | 443 |  | Kynesis Pty Ltd | Precision Systems Rods | Precision System Rods, Straight and Curved | Diameter 5.5mm, Lengths 40-500mm | 229115 | February 2015 |  | New Listing
13 - Spinal | 13.06 - Rod | 13.06.01 - Standard |  |  | ZI889 | 443 |  | Zimmer Biomet Pty Ltd | APEX Spine System - Rods | Straight and contoured rods titanium and CoCR | Straight: 5.5mm x 30mm-90mm in 10mm increments, 5.5 x 300, 450, 600mm, 6mm x 30mm-90mm in 10mm increments, 6mm x 300, 350, 450, 600; Curved: 5.5mm x 30 - 90 and 6mm x 30-100 in 10mm increments | 216458 | February 2014 |  | New Listing
13 - Spinal | 13.06 - Rod | 13.06.01 - Standard |  |  | ZI914 | 443 |  | Zimmer Biomet Pty Ltd | Virage Rods | Virage Rods | 3.5mm x 25-400mm | 111775 | August 2015 |  | New Listing
13 - Spinal | 13.06 - Rod | 13.06.01 - Standard |  | Dual Diameter | DU008 | 550 |  | SPINEART AUSTRALIA PTY. LTD. | Perla Posterior Cervico-Thoracic Fixation System - Transition Rod | Transition rods - Titanium or cobalt chromium | Diameter: from 5.4 to 3.5mm Length: 300mm, 600mm | 198720 | February 2017 |  | New Listing
13 - Spinal | 13.06 - Rod | 13.06.01 - Standard |  | Dual Diameter | ER201 | 550 |  | Emergo Asia Pacific Pty Ltd | K2M Spinal Systems-Transitional Rod | Transitional Rod | 3.5-(4.5 /5.5)mm x (300-500)mm length or 5.5/5.5mm x 495 rod/rail | 154442 | February 2015 |  | New Listing
13 - Spinal | 13.06 - Rod | 13.06.01 - Standard |  | Dual Diameter | ER341 | 550 |  | Emergo Asia Pacific Pty Ltd | Ulrich Pedicle Screw System-Rod, dual diameter | Ulrich Pedicle Screw System (flamenco)-Rod, hybrid | dia 5.5 mm /4.5 mm, length 400 mm dia 5.5 mm /6.0 mm, length 400 mm dia 5.5 mm /6.25 mm, length 400 mm dia 5.5 mm /6.25 mm, (threaded), length 400 mm | 279706 | February 2017 |  | New Listing
13 - Spinal | 13.06 - Rod | 13.06.01 - Standard |  | Dual Diameter | LB091 | 550 |  | Globus Medical Australia | CREO Stabilization Tapered Rod | The CREO Stabilization System implants are non-cervical spinal fixation devices intended for posterior pedicle screw fixation, posterior hook fixation or anterolateral fixation. | 4.75 and 5.5 600mm | 190039 | August 2014 |  | New Listing
13 - Spinal | 13.06 - Rod | 13.06.01 - Standard |  | Dual Diameter | LB152 | 550 |  | Globus Medical Australia | QUARTEX Tapered Rods | Tapered rods which transition in diameter. | Diameter 3.5mm & 4.0mm transitioning up to 6.5mm Length 350mm -500mm | 190061 | August 2017 |  | New Listing
13 - Spinal | 13.06 - Rod | 13.06.01 - Standard |  | Dual Diameter | MI168 | 550 |  | Medtronic Australasia Pty Ltd | CD HORIZON SOLERA Spinal System | Apex and Tapered Rods | 4.75mm to 6.3mm diameter | 169514 | August 2015 |  | New Listing
13 - Spinal | 13.06 - Rod | 13.06.01 - Standard |  | Dual Diameter | MU156 | 550 |  | Medacta Australia Pty Ltd | MUST MINI Transition Rod | Transition Rod | Diameter 3.5 / 5.5 Lenght 420 mm | 291175 | August 2017 |  | New Listing
13 - Spinal | 13.06 - Rod | 13.06.01 - Standard |  | Dual Diameter | NK038 | 550 |  | National Surgical Pty Ltd | Certex Spinal Implant System Transitional Rod | Transitional Rod | 3.5mm - 5.5mm x100mm - 500mm | 229876 | August 2015 |  | New Listing
13 - Spinal | 13.06 - Rod | 13.06.01 - Standard |  | Dual Diameter | NV026 | 550 |  | Nuvasive Australia and NZ Pty Ltd | VuePoint rod (transition) | Transition Rod | 3.5mm to 5.5mm | 209198 | August 2017 |  | Changed Product Sub Group.
13 - Spinal | 13.06 - Rod | 13.06.01 - Standard |  | Dual Diameter | PZ038 | 550 |  | Prism Surgical Designs Pty Ltd | Corvus Spinal System | Dual Diameter Rod | 3.5mm-6.35mm | 217033 | August 2014 |  | New Listing
13 - Spinal | 13.06 - Rod | 13.06.01 - Standard |  | Dual Diameter | ZI916 | 550 |  | Zimmer Biomet Pty Ltd | Virage Rods | Virage Dual Diameter Rods | 3.5/5.5mm x 450mm | 111775 | August 2015 |  | New Listing
13 - Spinal | 13.06 - Rod | 13.06.01 - Standard |  | Shaped | ER243 | 600 |  | Emergo Asia Pacific Pty Ltd | MESA Rail | CoCr and Ti shaped beam rail rods | Diameter: 4.5-5.5mm Length: 375-500mm | 154442 | August 2015 |  | New Listing
13 - Spinal | 13.06 - Rod | 13.06.01 - Standard |  | Shaped | ER285 | 600 |  | Emergo Asia Pacific Pty Ltd | Premia Spine Versalink Fixation System-Rods (shaped) | Premia Spine Versalink Fixation System-Rods (shaped) | offset and angle (0-30 degrees), length (40-90) mm | 267145 | August 2016 |  | New Listing
13 - Spinal | 13.06 - Rod | 13.06.01 - Standard |  | Shaped | LB077 | 600 |  | Globus Medical Australia | REVERE Rods Preshaped | Pre-shaped Rods | 4.5, 5.5 - 6.35mm | 190039 | February 2016 |  | Changed Size.
13 - Spinal | 13.06 - Rod | 13.06.01 - Standard |  | Shaped | NV127 | 600 |  | Nuvasive Australia and NZ Pty Ltd | StruXure (Junction Rod) | Rod | 300mm length | 209199 | February 2015 |  | New Listing
13 - Spinal | 13.06 - Rod | 13.06.01 - Standard |  | Shaped | NV137 | 600 |  | Nuvasive Australia and NZ Pty Ltd | Reline System (Curved Rod) | Curved Rod | 5.0- 6.0mm diameter, and 300- 500mm length, CoCr and Ti | 209199 | February 2017 |  | Changed Description, Size.
13 - Spinal | 13.06 - Rod | 13.06.02 - Telescoping |  |  | LH457 | 1350 |  | Lifehealthcare Pty Ltd | DSS Fusion Coupler | The DSS Fusion Coupler is a telescoping coupler that rigidly joins the DSS pedicle screws. | 20mm - 22mm 22mm - 25mm 25mm - 31mm 31mm - 43mm | 151022 | February 2012 |  | Changed Product Group, Product Sub Group, Benefit.
13 - Spinal | 13.06 - Rod | 13.06.03 - Dual Unit | 13.06.03.01 - Thoracolumbar |  | LB078 | 1460 |  | Globus Medical Australia | REVERE Rods, Dual Unit | Scoliosis Rods | 5.5mm - 6.35mm 450mm - 500mm | 190039 | February 2014 |  | Expanded from LB024
13 - Spinal | 13.06 - Rod | 13.06.03 - Dual Unit | 13.06.03.01 - Thoracolumbar |  | MC537 | 1460 |  | Medtronic Australasia Pty Ltd | Danek Unit Rod System | Scoliosis Rods | 5.5mm to 6.35mm | 169514 | August 2016 |  | Changed Size.
13 - Spinal | 13.06 - Rod | 13.06.03 - Dual Unit | 13.06.03.01 - Thoracolumbar |  | MC707 | 1460 |  | Medtronic Australasia Pty Ltd | Danek Unit Rod System | Scoliosis S-Rods | Widths 5.5 - 6.35mm; left and right | 169514 | February 2012 |  | Changed Product Group, Product Sub Group, Benefit.
13 - Spinal | 13.06 - Rod | 13.06.03 - Dual Unit | 13.06.03.01 - Thoracolumbar |  | SY384 | 1460 |  | Johnson & Johnson Medical Pty Ltd | Speciality Rods | Unit Rod, Titanium / Stainless Steel | 5mm, 6mm diameter 250mm - 500mm length | 133401 | February 2012 |  | Changed Product Group, Product Sub Group, Benefit.
13 - Spinal | 13.06 - Rod | 13.06.03 - Dual Unit | 13.06.03.02 - Occipital |  | ER318 | 2250 |  | Emergo Asia Pacific Pty Ltd | Ulrich posterior OCT System (neon3)-Rods, occipital | Ulrich posterior OCT System (neon3)-Rods, occipital, various shapes | dia 4 mm x length (240-300 mm) | 279706 | February 2017 |  | New Listing
13 - Spinal | 13.06 - Rod | 13.06.03 - Dual Unit | 13.06.03.02 - Occipital |  | HC019 | 2250 |  | Health Care Surgical Pty Ltd | KM Occipital Plate | Occipital Plate Rod | 3-5mm | 201492 | February 2014 |  | New Listing
13 - Spinal | 13.06 - Rod | 13.06.03 - Dual Unit | 13.06.03.02 - Occipital |  | LB163 | 2250 |  | Globus Medical Australia | QUARTEX Occipital Jointed Rod | Occipital Jointed Rods | Left and Right, 4mm -Left and Right | 190061 | August 2017 |  | New Listing
13 - Spinal | 13.06 - Rod | 13.06.03 - Dual Unit | 13.06.03.02 - Occipital |  | NV101 | 2250 |  | Nuvasive Australia and NZ Pty Ltd | Vuepoint (Hinged Rod) | The VuePoint OCT System is intended to promote fusion of the cervical spine and occipito-thoracic junction (Occiput-T3), and is indicated for; 1: Degenerative disc disease (as defined by back pain of discogenic origin with degeneration of the disc confimred by patient history and radiographic studies), 2: Degenerative spondylolisthesis with objective evidence of neurologic impairment, 3: Fractur/Dislocation, 4: Spinal Stenosis, 5: Atlantaxial fracture with instability, 6; Occipitocervical dislocation, 7: Spinal tumor and/or 8: revision of previous cervical spine surgery | one size only | 132466 | August 2013 |  | New Listing
13 - Spinal | 13.06 - Rod | 13.06.03 - Dual Unit | 13.06.03.02 - Occipital |  | SX080 | 2250 |  | Scientx Australia | Avalon Occipital Fixation System - Rod | Occipital pre-contoured transition rod | Length: 280mm | 194964 | February 2013 |  | New Listing
13 - Spinal | 13.06 - Rod | 13.06.03 - Dual Unit | 13.06.03.02 - Occipital |  | ZI915 | 2250 |  | Zimmer Biomet Pty Ltd | Virage Occipital Rod | Occipital Hinged Rod | One size | 111775 | August 2015 |  | New Listing
13 - Spinal | 13.06 - Rod | 13.06.05 - Rod, Percutaneous Controlled Expansion |  |  | NV147 | 15600 |  | Nuvasive Australia and NZ Pty Ltd | MAGEC Spinal Bracing and Distraction System | Magnetically controlled growing rods | Actuator length: 70-90.mm | 231043 | February 2017 |  | Transferred from LH532
13 - Spinal | 13.07 - Plate-Rod | 13.07.01 - Plate Rod |  |  | MC509 | 3020 |  | Medtronic Australasia Pty Ltd | CD Occipital-Cervical Loop | CD Occipital-Cervical Loop | One size only | 169514 | February 2012 |  | Changed Product Group, Benefit.
13 - Spinal | 13.07 - Plate-Rod | 13.07.01 - Plate Rod |  |  | MC543 | 3020 |  | Medtronic Australasia Pty Ltd | Vertex Spinal System | Plate/rod | 80 - 240mm | 169514 | February 2012 |  | Changed Product Group, Benefit.
13 - Spinal | 13.07 - Plate-Rod | 13.07.01 - Plate Rod |  |  | OH406 | 3020 |  | Orthotech Pty Ltd | Ulrich Neon M plate | M plate for OC stabilisation and OC rod | one size | 130920 | February 2012 |  | New Listing
13 - Spinal | 13.07 - Plate-Rod | 13.07.01 - Plate Rod |  |  | SY184 | 3020 |  | Johnson & Johnson Medical Pty Ltd | Posterior Cervical Plate System | Plate - rod | Special Manufacture - One size only | 155808 | February 2012 |  | Changed Product Group, Benefit.
13 - Spinal | 13.07 - Plate-Rod | 13.07.01 - Plate Rod |  |  | SY445 | 3020 |  | Johnson & Johnson Medical Pty Ltd | CerviFix Posterior Cervical System | Occipital Plate Rod | one size | 133401 | February 2012 |  | Changed Product Group, Benefit.
13 - Spinal | 13.07 - Plate-Rod | 13.07.01 - Plate Rod |  |  | ER320 | 3020 |  | Emergo Asia Pacific Pty Ltd | Ulrich posterior OCT System (neon3)-Plate-rod | Ulrich posterior OCT System (neon3)-Occipital plate, lateral, with rod | One size | 279706 | February 2017 |  | New Listing
13 - Spinal | 13.08 - Washer/Staple | 13.08.01 - Washer |  |  | DE355 | 235 |  | Device Technologies Australia Pty Ltd | EasySpine - Spacers | Spacers that work to stabilise/take up length of the screw to enable secure fixation - EasySpien is a spinal fusion system | Single packs: diameters 5,6 and 7mm, lengths 5 to 10mm | 188177 | February 2012 |  | New Listing
13 - Spinal | 13.08 - Washer/Staple | 13.08.01 - Washer |  |  | ER033 | 235 |  | Emergo Asia Pacific Pty Ltd | ARI Anterior Staple System - Washer | The ARI Anterior Staple System - washer | One size only | 154442 | February 2012 |  | Changed Product Group, Product Sub Group, Benefit.
13 - Spinal | 13.08 - Washer/Staple | 13.08.01 - Washer |  |  | JJ649 | 235 |  | Johnson & Johnson Medical Pty Ltd | Washer & Single Hole Staple - Expedium Anterior Spine System | Washer and Single Hole Staple - Titanium | One size only | 97391 | February 2012 |  | Changed Product Group, Product Sub Group, Benefit.
13 - Spinal | 13.08 - Washer/Staple | 13.08.01 - Washer |  |  | JJ770 | 235 |  | Johnson & Johnson Medical Pty Ltd | Expedium Spine System | Washer | Various | 97391 | February 2012 |  | Changed Product Group, Product Sub Group, Benefit.
13 - Spinal | 13.08 - Washer/Staple | 13.08.01 - Washer |  |  | JJ830 | 235 |  | Johnson & Johnson Medical Pty Ltd | Moss Miami (Titanium) | Washers - slotted / angled | One size only | 128256 | February 2012 |  | Changed Product Group, Product Sub Group, Benefit.
13 - Spinal | 13.08 - Washer/Staple | 13.08.01 - Washer |  |  | LB032 | 235 |  | Globus Medical Australia | REVERE Blocking Plate, Anterior Screw | Blocking Plate | One Size | 190039 | February 2012 |  | New Listing
13 - Spinal | 13.08 - Washer/Staple | 13.08.01 - Washer |  |  | LH451 | 235 |  | Lifehealthcare Pty Ltd | DSS Spacer | The DSS Spacer is an integral component of the DSS pedicle screw construct. It is used on the mono-axial DSS screw and is used each time a screw is placed. It can not be used on its own. | One size only | 151022 | February 2012 |  | Changed Product Group, Product Sub Group, Benefit.
13 - Spinal | 13.08 - Washer/Staple | 13.08.01 - Washer |  |  | LH453 | 235 |  | Lifehealthcare Pty Ltd | DSS Washer | The DSS Washer is a washer that is an integral part of the DSS construct. The DSS construct can not be used without the washer nor can the washer be used as a separate implant. | One size only | 151022 | February 2012 |  | Changed Product Group, Product Sub Group, Benefit.
13 - Spinal | 13.08 - Washer/Staple | 13.08.01 - Washer |  |  | NV053 | 235 |  | Nuvasive Australia and NZ Pty Ltd | SpheRx II Anterior (Washer) | Washer | Small, Medium & Large | 132466 | February 2012 |  | Changed Description, Product Group, Product Sub Group, Benefit.
13 - Spinal | 13.08 - Washer/Staple | 13.08.01 - Washer |  |  | NV074 | 235 |  | Nuvasive Australia and NZ Pty Ltd | Radian Facet Screw System (Washer) | Washer | one size | 132466 | February 2012 |  | Changed Product Group, Product Sub Group, Suffix, Benefit.
13 - Spinal | 13.08 - Washer/Staple | 13.08.01 - Washer |  |  | OH404 | 235 |  | Orthotech Pty Ltd | Ulrich Neon Spacer | Neon spacer | 2-4mm | 130920 | February 2012 |  | New Listing
13 - Spinal | 13.08 - Washer/Staple | 13.08.01 - Washer |  |  | PZ034 | 235 |  | Prism Surgical Designs Pty Ltd | Centaur Screw System, Centaur Washer | Washer | 1 size | 217033 | February 2014 |  | Duplicated from SF016
13 - Spinal | 13.08 - Washer/Staple | 13.08.01 - Washer |  |  | SY150 | 235 |  | Johnson & Johnson Medical Pty Ltd | Universal Spine System (USS) | Washers | Pointed, Flat, 4.2 - 7mm | 133921 | February 2012 |  | Changed Product Group, Product Sub Group, Benefit.
13 - Spinal | 13.08 - Washer/Staple | 13.08.01 - Washer |  |  | ER365 | 235 |  | Emergo Asia Pacific Pty Ltd | Amendia ISSYS LP Spinal Fixation System-Washer | Amendia ISSYS LP Spinal Fixation System-Washer | one size | 281992 | February 2017 |  | New Listing
13 - Spinal | 13.08 - Washer/Staple | 13.08.01 - Washer |  |  | LB168 | 235 |  | Globus Medical Australia | REVERE Anterior Staple System - Washer | Washers and Stackable Washers | 5.5mm - 8.5mm | 190039 | August 2017 |  | New Listing
13 - Spinal | 13.08 - Washer/Staple | 13.08.01 - Washer |  |  | NK033 | 235 |  | National Surgical Pty Ltd | Silex Sacroiliac Joint Fusion System | Washers for the Silex Sacroiliac Joint Fusion System | 11, 13 & 15mm | 228758 | February 2015 |  | New Listing
13 - Spinal | 13.08 - Washer/Staple | 13.08.01 - Washer |  |  | NK047 | 235 |  | National Surgical Pty Ltd | Silex Washer | Silex Washer | 13mm | 228758 | February 2016 |  | Expanded from NK032
13 - Spinal | 13.08 - Washer/Staple | 13.08.01 - Washer |  |  | OF072 | 235 |  | Orthofix Australia Pty Limited | Blackstone Washers | Titanium | 2mm, 3mm, 4mm, 5mm, 6mm | 195012 | February 2017 |  | Compressed from OF041, OF042
13 - Spinal | 13.08 - Washer/Staple | 13.08.01 - Washer |  |  | OH509 | 235 |  | Orthotech Pty Ltd | Golden Gate Inlay | Inlay | One Size | 169136 | August 2015 |  | New Listing
13 - Spinal | 13.08 - Washer/Staple | 13.08.01 - Washer |  |  | ZI890 | 235 |  | Zimmer Biomet Pty Ltd | APEX Spine System - Screw Washers | 2mm Washers (closed and open) for pedicle screws | 2mm | 216458 | February 2014 |  | New Listing
13 - Spinal | 13.08 - Washer/Staple | 13.08.01 - Washer |  |  | ZI919 | 235 |  | Zimmer Biomet Pty Ltd | TriCor Sacroiliac Joint Fusion System - Washer | Washer | 13mm | 268152 | February 2016 |  | New Listing
13 - Spinal | 13.08 - Washer/Staple | 13.08.02 - Staple |  |  | ER032 | 410 |  | Emergo Asia Pacific Pty Ltd | ARI Anterior Staple System - Staple | A non-cervical anterolateral thoracolumbar screw stabilization as an adjunct to fusion. | Single Hole Design and Dual Hole Design: 13mm, Left & Right; 16mm, Left & Right; 18mm, Left & Right. | 154442 | February 2012 |  | Changed Product Group, Product Sub Group, Benefit.
13 - Spinal | 13.08 - Washer/Staple | 13.08.02 - Staple |  |  | JJ643 | 410 |  | Johnson & Johnson Medical Pty Ltd | Dual Hole Staple - Expendium Anterior Spine System | Dual Hole Staple - Titanium | Small to Xlarge - 4 sizes | 97391 | February 2012 |  | Changed Product Group, Product Sub Group, Benefit.
13 - Spinal | 13.08 - Washer/Staple | 13.08.02 - Staple |  |  | JJ657 | 410 |  | Johnson & Johnson Medical Pty Ltd | Single Hole Staple - Expedium Anterior Spine System | Single Hole Staple - Titanium | One Size Only | 97391 | February 2012 |  | Changed Product Group, Product Sub Group, Benefit.
13 - Spinal | 13.08 - Washer/Staple | 13.08.02 - Staple |  |  | JJ771 | 410 |  | Johnson & Johnson Medical Pty Ltd | Expedium Spine System | Staple | Various | 97391 | February 2012 |  | Changed Product Group, Product Sub Group, Benefit.
13 - Spinal | 13.08 - Washer/Staple | 13.08.02 - Staple |  |  | JJ829 | 410 |  | Johnson & Johnson Medical Pty Ltd | Moss Miami (Titanium) | Staple Washer | One size only | 128256 | February 2012 |  | Changed Product Group, Product Sub Group, Benefit.
13 - Spinal | 13.08 - Washer/Staple | 13.08.02 - Staple |  |  | LB031 | 410 |  | Globus Medical Australia | REVERE Integrated Staple Head Plate | Integrated Staple Head Plate | small, medium, large, x-large | 190039 | February 2012 |  | New Listing
13 - Spinal | 13.08 - Washer/Staple | 13.08.02 - Staple |  |  | MC437 | 410 |  | Medtronic Australasia Pty Ltd | CD-Horizon | Staples | 10 - 30mm | 169514 | February 2012 |  | Changed Product Group, Product Sub Group, Benefit.
13 - Spinal | 13.08 - Washer/Staple | 13.08.02 - Staple |  |  | MC614 | 410 |  | Medtronic Australasia Pty Ltd | Vantage | Vantage Plates and Screws; Staple (rostral/caudal) | One Size Only | 169514 | February 2012 |  | Changed Product Group, Product Sub Group, Benefit.
13 - Spinal | 13.08 - Washer/Staple | 13.08.02 - Staple |  |  | NV046 | 410 |  | Nuvasive Australia and NZ Pty Ltd | SpheRx II Anterior (Staple - Various) | Staple | Small, Medium & Large | 132466 | February 2012 |  | Changed Description, Product Group, Product Sub Group, Benefit.
13 - Spinal | 13.08 - Washer/Staple | 13.08.02 - Staple |  |  | NV081 | 410 |  | Nuvasive Australia and NZ Pty Ltd | Long Lateral Fixation System (Staple) | Staple | Single/Dual | 132466 | February 2012 |  | New Listing
13 - Spinal | 13.08 - Washer/Staple | 13.08.02 - Staple |  |  | SK242 | 410 |  | Stryker Australia Pty Ltd | Xia Spinal System | Titanium or Stainless Steel | Single Hole Staple; Dual Hole Staples (Caudal/Rostral) - Small, Medium, Large | 94635 | February 2012 |  | Changed Product Group, Product Sub Group, Benefit.
13 - Spinal | 13.08 - Washer/Staple | 13.08.02 - Staple |  | Complex | MC592 | 1240 |  | Medtronic Australasia Pty Ltd | CD Horizon System | SMA Staple | Length 4-10mm | 108421 | February 2012 |  | Changed Product Group, Product Sub Group, Suffix, Benefit.
13 - Spinal | 13.08 - Washer/Staple | 13.08.02 - Staple |  | Complex | MC593 | 1240 |  | Medtronic Australasia Pty Ltd | CD Horizon System | SMA Staple | Length 12-18mm | 108421 | February 2012 |  | Changed Product Group, Product Sub Group, Suffix, Benefit.
13 - Spinal | 13.08 - Washer/Staple | 13.08.02 - Staple |  | Complex | MN157 | 1240 |  | Johnson & Johnson Medical Pty Ltd | Viper Spinal System | Polyaxial washer with barb | 13 to 19mm | 178040 | February 2013 |  | New Listing
13 - Spinal | 13.08 - Washer/Staple | 13.08.02 - Staple |  |  | DE467 | 410 |  | Device Technologies Australia Pty Ltd | ROI-A Anchoring Plates | A pair of titanium anchoring plates to serve as integral fixation within the ROI-A ALIF Cage | Large - Plate length 27mm Medium - Plate length 24mm Small - Plate length 20mm | 188176 | February 2015 |  | New Listing
13 - Spinal | 13.08 - Washer/Staple | 13.08.02 - Staple |  |  | DE468 | 410 |  | Device Technologies Australia Pty Ltd | ROI-C Anchoring Plates | A pair of titanium plates to serve as integral fixation within the ROI-C Cervical Cage | Short Long | 188176 | February 2015 |  | New Listing
13 - Spinal | 13.08 - Washer/Staple | 13.08.02 - Staple |  |  | ER366 | 410 |  | Emergo Asia Pacific Pty Ltd | Amendia ISSYS LP Spinal Fixation System-Staple | Amendia ISSYS LP Spinal Fixation System-Staple (rostral or caudal) | Small;medium;large | 281992 | February 2017 |  | New Listing
13 - Spinal | 13.08 - Washer/Staple | 13.08.02 - Staple |  |  | EV019 | 410 |  | Evolution Surgical | Katana Staple | The Katana Pedicle Screw System is intended to provide immobilization and stabilisation of spinal segments in skeletally mature patients, as an adjunct to fusion in the thoracic, lumbar and sacral spine. | 13-25mm, Caudal, Rostral, Single | 236041 | February 2016 |  | New Listing
13 - Spinal | 13.08 - Washer/Staple | 13.08.02 - Staple |  |  | LB166 | 410 |  | Globus Medical Australia | REVERE Anterior Dual Staple | Dual Anterior Staple constructed of Titanium Alloy | small, medium, large, x-large | 190039 | August 2017 |  | New Listing
13 - Spinal | 13.08 - Washer/Staple | 13.08.02 - Staple |  |  | LB167 | 410 |  | Globus Medical Australia | REVERE Anterior Single Staple | Single anterior staple constructed of Titanium Alloy | small, medium, large | 190039 | August 2017 |  | New Listing
13 - Spinal | 13.08 - Washer/Staple | 13.08.02 - Staple |  |  | PZ044 | 410 |  | Prism Surgical Designs Pty Ltd | Centaur Screw System, Centaur Staple | Staple | small - extra large | 217033 | August 2014 |  | Duplicated from SF059
13 - Spinal | 13.09 - C-Ring | 13.09.01 - C-Ring |  |  | MC436 | 365 |  | Medtronic Australasia Pty Ltd | CD-Horizon | C-ring | One size only | 169514 | February 2012 |  | Changed Product Group, Benefit.
13 - Spinal | 13.09 - C-Ring | 13.09.01 - C-Ring |  |  | SY145 | 365 |  | Johnson & Johnson Medical Pty Ltd | Universal Spine System (USS) | Half Ring | SS, Standard, Self-Holding | 133401 | February 2012 |  | Changed Product Group, Benefit.
13 - Spinal | 13.09 - C-Ring | 13.09.01 - C-Ring |  |  | SY360 | 365 |  | Johnson & Johnson Medical Pty Ltd | Universal Spine System (USS) | Half Ring | SS, Standard, Self-Holding | 133401 | February 2012 |  | Changed Product Group, Benefit.
13 - Spinal | 13.10 - Fusion Cage | 13.10.01 - Interbody, Integral Fixation | 13.10.01.01 - Cervical |  | BF022 | 4550 |  | Matrix Medical Innovations | Redmond Cervical Cage | Stand-alone cervical interbody fusion cage with locking cap | 14mm L x 15mm W; 5mm - 12mm H 15mm L x 15mm W; 5mm - 12mm H 15mm L x 17mm W; 5mm - 12mm H | 211536 | August 2016 |  | New Listing
13 - Spinal | 13.10 - Fusion Cage | 13.10.01 - Interbody, Integral Fixation | 13.10.01.01 - Cervical |  | DE350 | 4550 |  | Device Technologies Australia Pty Ltd | ROI-C Cervical Cage | A cervical cage for anterior approaches to cervical spine | Footprints 12x14, 12x15.5, 14x14, 14x15.5; 14x17mm; Heights 4.5mm to 10mm | 188176 | February 2015 |  | Changed Size, Product Group, Product Sub Group, Benefit.
13 - Spinal | 13.10 - Fusion Cage | 13.10.01 - Interbody, Integral Fixation | 13.10.01.01 - Cervical |  | DU011 | 4550 |  | SPINEART AUSTRALIA PTY. LTD. | Scarlet AC-T Cervical Cage | Cervical cage - anatomical, lordotic | Height: 5mm, 6mm, 7mm, 8mm, 9mm, 10mm Footprint: 12 x 15mm (Small); 14 x 17mm (Large) | 166194 | February 2017 |  | New Listing
13 - Spinal | 13.10 - Fusion Cage | 13.10.01 - Interbody, Integral Fixation | 13.10.01.01 - Cervical |  | ER137 | 4550 |  | Emergo Asia Pacific Pty Ltd | Chesapeake Cervical | Cage with intergral fixation | Height: 5mm - 15mm | 193652 | February 2015 |  | Changed Size, Benefit.
13 - Spinal | 13.10 - Fusion Cage | 13.10.01 - Interbody, Integral Fixation | 13.10.01.01 - Cervical |  | EV013 | 4550 |  | Evolution Surgical | Evolution ACDF Standalone Cage | Interbody Fusion Cages are used to restore disc height and support loading during intervertebral body fusion. | Standard – 6 and 9 degrees, height 4-10mm | 248234 | August 2017 |  | Changed Size.
13 - Spinal | 13.10 - Fusion Cage | 13.10.01 - Interbody, Integral Fixation | 13.10.01.01 - Cervical |  | EV026 | 4550 |  | Evolution Surgical | Revolution Standalone ACDF cage | Interbody Fusion Cages are used to restore disc height and support loading during intervertebral body fusion. | Standard – 6 and 9 degrees, height 4-10mm | 236042 | August 2017 |  | Changed Size.
13 - Spinal | 13.10 - Fusion Cage | 13.10.01 - Interbody, Integral Fixation | 13.10.01.01 - Cervical |  | HC024 | 4550 |  | Health Care Surgical Pty Ltd | Perfect-C | The Perfect-C implant is a stand-alone anterior cervical interbody fusion device. | Height - 5mm - 8mm | 262490 | August 2016 |  | New Listing
13 - Spinal | 13.10 - Fusion Cage | 13.10.01 - Interbody, Integral Fixation | 13.10.01.01 - Cervical |  | HW518 | 4550 |  | Stryker Australia Pty Ltd | AVS Anchor C Cervical Cage System | Standalone Cervical Cage | 12 x 14mm, 14 x 16mm, height range ; 6mm-12 mm.) 0, 4 and 8 degree angulation | 189613 | August 2013 |  | New Listing
13 - Spinal | 13.10 - Fusion Cage | 13.10.01 - Interbody, Integral Fixation | 13.10.01.01 - Cervical |  | IB001 | 4550 |  | Implament | STACC Cervical Cage | PEEK Stand alone interbody fusion cage | 5.5, 6.5, 7.5, 8.5 (Height) x 14mm (Width) | 188902 | February 2014 |  | Changed Description, Size, Product Group, Product Sub Group, Benefit.
13 - Spinal | 13.10 - Fusion Cage | 13.10.01 - Interbody, Integral Fixation | 13.10.01.01 - Cervical |  | LB065 | 4550 |  | Globus Medical Australia | COALITION Spacer | ACDF Spacer | 12mm x 14mm, 14mm x 16mm and 15mm x 18mm ,5mm - 12mm height | 190040 | August 2016 |  | Changed Size.
13 - Spinal | 13.10 - Fusion Cage | 13.10.01 - Interbody, Integral Fixation | 13.10.01.01 - Cervical |  | LH536 | 4550 |  | Lifehealthcare Pty Ltd | Klementine PL | Interbody fusion cage | 4.5 - 8.5mm height | 178660 | August 2015 |  | Expanded from LH526
13 - Spinal | 13.10 - Fusion Cage | 13.10.01 - Interbody, Integral Fixation | 13.10.01.01 - Cervical |  | MI120 | 4550 |  | Medtronic Australasia Pty Ltd | PEEK PREVAIL Cervical Interbody Device | Cervical intervertebral body fusion device | Height : 5mm-9mm | 126313 | August 2013 |  | New Listing
13 - Spinal | 13.10 - Fusion Cage | 13.10.01 - Interbody, Integral Fixation | 13.10.01.01 - Cervical |  | MI154 | 4550 |  | Medtronic Australasia Pty Ltd | Divergence Anterior Cervical Fusion Standalone System | Divergence anterior cervical fusion Standalone interbody device | 5-10mm height | 126313 | February 2015 |  | New Listing
13 - Spinal | 13.10 - Fusion Cage | 13.10.01 - Interbody, Integral Fixation | 13.10.01.01 - Cervical |  | NK030 | 4550 |  | National Surgical Pty Ltd | IRIX - C Implants | Cervical intergrated fusion system | 18 x 14mm and 16 x 13mm; Heights 5 - 12mm; Shape - Lordotic and parallel | 160750 | August 2014 |  | New Listing
13 - Spinal | 13.10 - Fusion Cage | 13.10.01 - Interbody, Integral Fixation | 13.10.01.01 - Cervical |  | NV103 | 4550 |  | Nuvasive Australia and NZ Pty Ltd | CoRoent Small Interlock (cage) | The CoRoent Small Interlock System is a stand-alone anterior cervical interbody fusion system indicated for use in skeletally mature patients with degenerative disc disease (DDD) at one level from C2-T1. | Width 14-18mm x length 10-14mm x Height 5-16mm x Lordosis 0-20˚ | 132498 | August 2017 |  | Changed Size.
13 - Spinal | 13.10 - Fusion Cage | 13.10.01 - Interbody, Integral Fixation | 13.10.01.01 - Cervical |  | OF054 | 4550 |  | Orthofix Australia Pty Limited | Lonestar Cervical Stand Alone System Cage | The Lonestar Cervical Stand Alone device is a stand-alone cervical cage system consisting of cages, screws and a anti-backout cover plate. The Lonestar is manufactured from PEEK and Titanium with Titanium Bone Screws. | 15mm W x 13mm L. Parallel & & degree lordotic. 6-14mm H in 1mm increments 15mm W x 15mm L. Parallel & & degree lordotic. 6-14mm H in 1mm increments 17mm W x 13mm L. Parallel & & degree lordotic. 6-14mm H in 1mm increments 17mm W x 15mm L. Parallel & & degree lordotic. 6-14mm H in 1mm increments | 206571 | February 2015 |  | New Listing
13 - Spinal | 13.10 - Fusion Cage | 13.10.01 - Interbody, Integral Fixation | 13.10.01.01 - Cervical |  | OH487 | 4550 |  | Orthotech Pty Ltd | Stalif C | Interbody Fusion Cage - Domed | 5.5 - 9.5 | 196068 | August 2014 |  | Expanded from OH478
13 - Spinal | 13.10 - Fusion Cage | 13.10.01 - Interbody, Integral Fixation | 13.10.01.01 - Cervical |  | OH497 | 4550 |  | Orthotech Pty Ltd | Stalif C | Interbody Fusion Cage - Tapered | 5.5 – 9.5 | 196068 | February 2015 |  | Expanded from OH486
13 - Spinal | 13.10 - Fusion Cage | 13.10.01 - Interbody, Integral Fixation | 13.10.01.01 - Cervical |  | OH498 | 4550 |  | Orthotech Pty Ltd | Stalif C Ti | Interbody Fusion Cage – Tapered Ti coated PEEK | 5.5 – 9.5 | 196068 | February 2015 |  | Expanded from OH486
13 - Spinal | 13.10 - Fusion Cage | 13.10.01 - Interbody, Integral Fixation | 13.10.01.01 - Cervical |  | PB006 | 4550 |  | Australian Pacific Medical Pty Ltd | DCS System | Anterior cervical interbody fusion system | Cage Height: 5/6/7/8/9/10/11/12 mm | 214788 | August 2014 |  | New Listing
13 - Spinal | 13.10 - Fusion Cage | 13.10.01 - Interbody, Integral Fixation | 13.10.01.01 - Cervical |  | PC005 | 4550 |  | Precision Surgical Pty Ltd | Alias Cage | PEEK Fusion Cage with Plasma coating | 5-9mm, 4, 8 and 12 degree, Flat and contoured options | 268893 | August 2017 |  | Duplicated from SF104
13 - Spinal | 13.10 - Fusion Cage | 13.10.01 - Interbody, Integral Fixation | 13.10.01.01 - Cervical |  | PZ046 | 4550 |  | Prism Surgical Designs Pty Ltd | Borealis Spine System | Cervical Cage IF | Extra small - Extra Large | 217031 | August 2015 |  | Changed Product Name, Benefit.
13 - Spinal | 13.10 - Fusion Cage | 13.10.01 - Interbody, Integral Fixation | 13.10.01.01 - Cervical |  | SF104 | 4550 |  | Signature Orthopaedics | Alias Cage | PEEK Fusion Cage with Plasma coating | 5-9mm, 4, 8 and 12 degree, Flat and countoured options | 181030 | August 2017 |  | Changed Size.
13 - Spinal | 13.10 - Fusion Cage | 13.10.01 - Interbody, Integral Fixation | 13.10.01.01 - Cervical |  | SY752 | 4550 |  | Johnson & Johnson Medical Pty Ltd | Zero-P | Anterior Cervical Interbody Fusion System | 5-12mm Height | 133400 | February 2013 |  | New Listing
13 - Spinal | 13.10 - Fusion Cage | 13.10.01 - Interbody, Integral Fixation | 13.10.01.01 - Cervical |  | TV003 | 4550 |  | The Trustee for Range Orthopaedics Trust | Zuma-C Implant | Integrated low-profile titanium anterior fixation plate with PEEK Optima Interbody spacer | 13x12x16mm - 17x13x12mm | 275779 | August 2017 |  | Transferred from PJ021
13 - Spinal | 13.10 - Fusion Cage | 13.10.01 - Interbody, Integral Fixation | 13.10.01.01 - Cervical |  | ZI900 | 4550 |  | Zimmer Biomet Pty Ltd | Optio-C Anterior Cervical Spacer | Anterior Cervical PEEK Spacer | 12x14mm, 14x16mm and 15x18mm. Heights from 6mm to 12mm, Lordotic and Parallel. | 23716 | February 2015 |  | New Listing
13 - Spinal | 13.10 - Fusion Cage | 13.10.01 - Interbody, Integral Fixation | 13.10.01.02 - ThoracoLumbar / Lumbar |  | BB346 | 6500 |  | B Braun Australia Pty Ltd | Arcadius L Stand-Alone Interbody Device | Titanium Coated PEEK ALIF CAGE | 4 degree, 9 degree & 14 degree lordosis with width 35mm x Depth 25mm X Height 10/12/14/16/18/20mm. 4 degree, 9 degree & 14 degree lordosis with Width 40mm x Depth 29mm x Height 10/12/14/16/18/20mm. | 122641, 221528 | August 2014 |  | New Listing
13 - Spinal | 13.10 - Fusion Cage | 13.10.01 - Interbody, Integral Fixation | 13.10.01.02 - ThoracoLumbar / Lumbar |  | BF013 | 6500 |  | Matrix Medical Innovations | Redmond Lumbar Cage System - Fusion Cage | PEEK titanium ALIF | Height: 12, 14, 16, 18, 20mm Width: 28, 34, 36, 39, 43mm Length: 24, 27, 30, 32mm Angle: 6º, 12º, 18º | 211536 | August 2017 |  | Changed Size.
13 - Spinal | 13.10 - Fusion Cage | 13.10.01 - Interbody, Integral Fixation | 13.10.01.02 - ThoracoLumbar / Lumbar |  | DE349 | 6500 |  | Device Technologies Australia Pty Ltd | ROI-A ALIF Cage | The ROI-A implant is an ALIF interbody/fusion cage manufactured from PEEK-Optima. If the surgeon so chooses, additional stability can be added to the construct by inserting optional self-guided, locking anchoring plates into the cage and the adjacent vertebral bodies. | Footprints 23x26mm, 30x33mm, 33x36m, 27x36mm, 30x39mm. Lordosis angles 2, 6, 10, 14 degrees. Heights 9-19mm. 1 cage per pack. | 188176 | February 2015 |  | Changed Size, Product Group, Product Sub Group, Benefit.
13 - Spinal | 13.10 - Fusion Cage | 13.10.01 - Interbody, Integral Fixation | 13.10.01.02 - ThoracoLumbar / Lumbar |  | ER046 | 6500 |  | Emergo Asia Pacific Pty Ltd | Chesapeake Spinal System | Thoracolumbar Cage Peek/Ti | Footprint: 24mm - 30mm x 30mm - 40mm Height: 11mm - 21mm | 159146 | August 2014 |  | Changed Description, Size, Benefit.
13 - Spinal | 13.10 - Fusion Cage | 13.10.01 - Interbody, Integral Fixation | 13.10.01.02 - ThoracoLumbar / Lumbar |  | ER277 | 6500 |  | Emergo Asia Pacific Pty Ltd | Spineway Kili Lumbar Fusion Cage System-Cage | Spineway Kili lumbar fusion cage | Height (7-15mm) x Width (26-36mm) x Depth (21-29mm) x Angle (2-12 degrees) | 235415 | February 2016 |  | New Listing
13 - Spinal | 13.10 - Fusion Cage | 13.10.01 - Interbody, Integral Fixation | 13.10.01.02 - ThoracoLumbar / Lumbar |  | ER347 | 6500 |  | Emergo Asia Pacific Pty Ltd | Renovis S128 ALIF Fusion Cage System-Fusion Cage | Renovis S128 ALIF Fusion Cage System-Fusion Cage (Peek or Titanium) | Foot print (30-38mm)x(26-30mm); height 11-21mm, lordosis 7-12 degrees | 277038, 277039 | February 2017 |  | New Listing
13 - Spinal | 13.10 - Fusion Cage | 13.10.01 - Interbody, Integral Fixation | 13.10.01.02 - ThoracoLumbar / Lumbar |  | ER469 | 6500 |  | Emergo Asia Pacific Pty Ltd | Endoskeleton TAS | Titanium coated lumbar cage with integrated fixation | 32-40 x 21-27 mm | 285244 | August 2017 |  | Duplicated from OH492
13 - Spinal | 13.10 - Fusion Cage | 13.10.01 - Interbody, Integral Fixation | 13.10.01.02 - ThoracoLumbar / Lumbar |  | EV014 | 6500 |  | Evolution Surgical | Evolution ALIF Cage | ThoracoLumbar ALIF Cage | Small (34x25mm) 8 - 18 degrees, 10 - 18mm Medium (38x29mm) 8 - 18 degrees, 10 - 18mm Medium Long (38x34mm) 8 - 18 degrees, 10 - 18mm Large (42x30mm) 8 - 18 degrees, 10 - 18mm X Large (42x34mm) 8 - 18 degrees, 10 - 22mm XX Large (42x38mm) 13 degrees, 12 - 18mm | 248234 | August 2015 |  | New Listing
13 - Spinal | 13.10 - Fusion Cage | 13.10.01 - Interbody, Integral Fixation | 13.10.01.02 - ThoracoLumbar / Lumbar |  | EV016 | 6500 |  | Evolution Surgical | Evolution TM2 Cage | Thoraco Lumbar ALIF cage | standard | 248234 | August 2015 |  | New Listing
13 - Spinal | 13.10 - Fusion Cage | 13.10.01 - Interbody, Integral Fixation | 13.10.01.02 - ThoracoLumbar / Lumbar |  | EV030 | 6500 |  | Evolution Surgical | Evolution Altus ALIF Cage | ThoracoLumbar ALIF Cage | Small (34x25mm) 8 - 18 degrees, 10 - 18mm Medium (38x30mm) 8 - 18 degrees, 10 - 18mm Medium Long (38x34mm) 8 - 18 degrees, 10 - 18mm Large (42x30mm) 8 - 18 degrees, 10 - 18mm X Large (42x34mm) 8 - 18 degrees, 10 - 22mm XX Large (42x38mm) 13 degrees, 12 - 18mm | 236042 | August 2017 |  | New Listing
13 - Spinal | 13.10 - Fusion Cage | 13.10.01 - Interbody, Integral Fixation | 13.10.01.02 - ThoracoLumbar / Lumbar |  | HW512 | 6500 |  | Stryker Australia Pty Ltd | Anchor-L Lumbar Cage System, Anterior Lumbar Interbody Cage | Anterior Lumbar Interbody Cage | Footprints; 22x30mm, 25x35mm, 28x40mm Heights 10-20mm (2mm incr.) Lordosis 4°,8°,12°,16° | 205486 | August 2013 |  | New Listing
13 - Spinal | 13.10 - Fusion Cage | 13.10.01 - Interbody, Integral Fixation | 13.10.01.02 - ThoracoLumbar / Lumbar |  | LB001 | 6500 |  | Globus Medical Australia | Independence Spacer | Spacer with integral plate | small (24 X30mm), medium (26 X 34mm), large (29mm X 39mm) 8,15, 20, 25 and 30 deg 11mm – 25mm height | 190071 | August 2017 |  | Changed Size.
13 - Spinal | 13.10 - Fusion Cage | 13.10.01 - Interbody, Integral Fixation | 13.10.01.02 - ThoracoLumbar / Lumbar |  | MC987 | 6500 |  | Medtronic Australasia Pty Ltd | Sovereign Spinal System - Interbody Spacer | Sovereign Spinal System - Interbody Spacer with Coverplate | Small - 32mm x 23mm, Medium - 37mm x 27mm, Large - 42mm x 30mm | 126313 | February 2013 |  | Changed Product Sub Group.
13 - Spinal | 13.10 - Fusion Cage | 13.10.01 - Interbody, Integral Fixation | 13.10.01.02 - ThoracoLumbar / Lumbar |  | MU121 | 6500 |  | Medacta Australia Pty Ltd | MectaLIF Anterior Stand-Alone TiPEEK Cages. | TiPEEK Anterior Interbody cage with integral plate. | 24mm x 31mm, 27mm x 35mm, 30mm x 35mm, 30mm x 40mm. Height 12-18 in 2mm increments. | 207288 | February 2017 |  | Changed Size.
13 - Spinal | 13.10 - Fusion Cage | 13.10.01 - Interbody, Integral Fixation | 13.10.01.02 - ThoracoLumbar / Lumbar |  | MU122 | 6500 |  | Medacta Australia Pty Ltd | MectaLIF Anterior Stand-Alone PEEK Cages | PEEK Anterior Stand-Alone PEEK Cage | 24mm x 31mm, 27mm x 35mm, 30mm x 35mm and 30mm x 40mm. Height: 12-18mm in 2mm increments | 207288 | February 2017 |  | Changed Size.
13 - Spinal | 13.10 - Fusion Cage | 13.10.01 - Interbody, Integral Fixation | 13.10.01.02 - ThoracoLumbar / Lumbar |  | NK043 | 6500 |  | National Surgical Pty Ltd | IRIX-A Implant | Lumbar Integrated Fusion System. | 33mm x 26mm, 38mm x 28mm, 42mm x 30mm at 8 degrees and 12 degrees. | 238872 | February 2016 |  | New Listing
13 - Spinal | 13.10 - Fusion Cage | 13.10.01 - Interbody, Integral Fixation | 13.10.01.02 - ThoracoLumbar / Lumbar |  | NV071 | 6500 |  | Nuvasive Australia and NZ Pty Ltd | Brigade (implant) | Interbody fusion implant | 4-20mm x 34-42mm x 24-32mm, 0-30 degrees | 132498 | February 2017 |  | Changed Size.
13 - Spinal | 13.10 - Fusion Cage | 13.10.01 - Interbody, Integral Fixation | 13.10.01.02 - ThoracoLumbar / Lumbar |  | OF074 | 6500 |  | Orthofix Australia Pty Limited | PILLAR SA PTC | ALIF cage constructed of PEEK Titanium composite (PTC) with cover plate | Width - 33mm to 43mm Depth/Length - 28mm Height - 12mm to 20mm Cover Plate - 33mm to 43mm Lordosis - 7 to 12 degrees | 206571 | August 2017 |  | New Listing
13 - Spinal | 13.10 - Fusion Cage | 13.10.01 - Interbody, Integral Fixation | 13.10.01.02 - ThoracoLumbar / Lumbar |  | OF075 | 6500 |  | Orthofix Australia Pty Limited | PILLAR SA | ALIF Cage constructed of PEEK with titanium cover plate | Width - 33mm to 43mm Length/Depth - 28mm to 32mm Height - 12mm to 20mm Lordosis - 7 degrees to 12 degrees Coverplate - 33mm-43mm | 206571 | August 2017 |  | Compressed from OF021, OF044
13 - Spinal | 13.10 - Fusion Cage | 13.10.01 - Interbody, Integral Fixation | 13.10.01.02 - ThoracoLumbar / Lumbar |  | OH495 | 6500 |  | Orthotech Pty Ltd | Stalif | Interbody Fusion Cage | 36/39/42/45 | 196068 | February 2015 |  | Expanded from OH257
13 - Spinal | 13.10 - Fusion Cage | 13.10.01 - Interbody, Integral Fixation | 13.10.01.02 - ThoracoLumbar / Lumbar |  | OH496 | 6500 |  | Orthotech Pty Ltd | Stalif Midline II Ti | Interbody Fusion Cage | 30-42 | 196068 | February 2015 |  | Expanded from OH257
13 - Spinal | 13.10 - Fusion Cage | 13.10.01 - Interbody, Integral Fixation | 13.10.01.02 - ThoracoLumbar / Lumbar |  | PB047 | 6500 |  | Australian Pacific Medical Pty Ltd | ALIF Thoracic Lumbar Cage | Interbody Fusion Cage | 30-42mm | 215887 | February 2017 |  | New Listing
13 - Spinal | 13.10 - Fusion Cage | 13.10.01 - Interbody, Integral Fixation | 13.10.01.02 - ThoracoLumbar / Lumbar |  | PC004 | 6500 |  | Precision Surgical Pty Ltd | Advantage Cage | Plasma Coated PEEK Cage | Small, medium, Medium Wide, Large, Extra Large | 268893 | August 2017 |  | Duplicated from SF098
13 - Spinal | 13.10 - Fusion Cage | 13.10.01 - Interbody, Integral Fixation | 13.10.01.02 - ThoracoLumbar / Lumbar |  | PZ045 | 6500 |  | Prism Surgical Designs Pty Ltd | Australis Spine System | Thoracolumbar Cage IF | extra small - extra large | 217031 | August 2014 |  | Duplicated from SF055
13 - Spinal | 13.10 - Fusion Cage | 13.10.01 - Interbody, Integral Fixation | 13.10.01.02 - ThoracoLumbar / Lumbar |  | SF098 | 6500 |  | Signature Orthopaedics | Advantage Cage | Plasma Coated PEEK Cage | Small, medium, Medium Wide, Large, Extra Large | 181030 | February 2016 |  | New Listing
13 - Spinal | 13.10 - Fusion Cage | 13.10.01 - Interbody, Integral Fixation | 13.10.01.02 - ThoracoLumbar / Lumbar |  | SX090 | 6500 |  | Scientx Australia | Solus Anterior Lumbar Interbody Fusion | Interbody Spacer | Medium (33.5 x 26mm) or Large (37 x 30mm) footprint Height: 10 to 18mm Lordosis: 7 degrees, 12 degrees | 182733 | February 2015 |  | New Listing
13 - Spinal | 13.10 - Fusion Cage | 13.10.01 - Interbody, Integral Fixation | 13.10.01.02 - ThoracoLumbar / Lumbar |  | SY298 | 6500 |  | Johnson & Johnson Medical Pty Ltd | SynFix Spinal System | Interbody fusion cage prefilled or unfilled | 5mm to 19mm | 133400 | February 2013 |  | Changed Product Sub Group.
13 - Spinal | 13.10 - Fusion Cage | 13.10.01 - Interbody, Integral Fixation | 13.10.01.02 - ThoracoLumbar / Lumbar |  | SY801 | 6500 |  | Johnson & Johnson Medical Pty Ltd | SynFix Spinal System | Evolution, Interbody Fusion Spacer | 10.5mm - 19mm, small - large | 133400 | August 2015 |  | New Listing
13 - Spinal | 13.10 - Fusion Cage | 13.10.01 - Interbody, Integral Fixation | 13.10.01.02 - ThoracoLumbar / Lumbar |  | TV002 | 6500 |  | The Trustee for Range Orthopaedics Trust | Zuma implant with integral plate | PEEK Interbody cage with integral plate | 26mm x 24mm, 32mm x 25mm Height 10mm - 18mm | 275780 | August 2017 |  | Transferred from PJ008
13 - Spinal | 13.10 - Fusion Cage | 13.10.02 - Interbody, No Integral Fixation | 13.10.02.01 - Cervical |  | BB278 | 2503 |  | B Braun Australia Pty Ltd | Aesculap Interbody Cage | ACDF Interbody cage | All sizes | 122641, 273761 | August 2017 |  | Changed Description.
13 - Spinal | 13.10 - Fusion Cage | 13.10.02 - Interbody, No Integral Fixation | 13.10.02.01 - Cervical |  | BF012 | 2503 |  | Matrix Medical Innovations | Vigor PEEK Cervical Disc Spacer | PEEK cervical spine disc spacer | Height: 5mm, 6mm, 7mm, 8mm, 9mm, 10mm Width: 12mm, 13mm, 14mm, 15mm, 16mm, 17mm Length: 12mm, 14mm, 16mm Angulation: 0°, 5° | 211536 | August 2014 |  | New Listing
13 - Spinal | 13.10 - Fusion Cage | 13.10.02 - Interbody, No Integral Fixation | 13.10.02.01 - Cervical |  | BF018 | 2503 |  | Matrix Medical Innovations | Combo Cervical Cage | Combination titanium PEEK cervical cage | Height: 5, 6, 7, 8, 9, 10mm Width: 12, 13, 14, 15, 16, 17mm Length: 12, 14mm | 211536 | February 2015 |  | New Listing
13 - Spinal | 13.10 - Fusion Cage | 13.10.02 - Interbody, No Integral Fixation | 13.10.02.01 - Cervical |  | BH110 | 2503 |  | Zimmer Biomet Pty Ltd | C-Thru Anterior Spine System | Cervical Cage - PEEK | Lordotic 5-12mm, Parallel 5-12mm, Convex 5-12mm | 169025 | February 2012 |  | Changed Product Group, Product Sub Group, Benefit.
13 - Spinal | 13.10 - Fusion Cage | 13.10.02 - Interbody, No Integral Fixation | 13.10.02.01 - Cervical |  | BP004 | 2503 |  | ACRA REGULATORY SERVICES PTY LTD | PEEK Interbody system – Cervical | ACIF Implants; Sterile and Non Sterile | Diameter 14mm; 16mm: Height (5mm, - 12mm): Lordosis Angle 0 - 7.5 degrees: Curevd , Straight | 273366, 273367, 273374 | August 2016 |  | New Listing
13 - Spinal | 13.10 - Fusion Cage | 13.10.02 - Interbody, No Integral Fixation | 13.10.02.01 - Cervical |  | BP008 | 2503 |  | ACRA REGULATORY SERVICES PTY LTD | TyPEEK Interbody system – Cervical | ACIF Implants; Sterile Commercially Pure Titanium and Polyetheretherketone (PEEK-Optima®) | Diameter 14mm; 16mm: Height 5-12mm: Lordosis Angle 0 - 7.5 degrees: Curved , Straight | 273366, 273367, 273374 | August 2016 |  | New Listing
13 - Spinal | 13.10 - Fusion Cage | 13.10.02 - Interbody, No Integral Fixation | 13.10.02.01 - Cervical |  | DE561 | 2503 |  | Device Technologies Australia Pty Ltd | icotec ACDF Cage | Cervical Fusion Cage | Width: 13mm, 16mm and 18mm, Height: 5mm - 10mm, Depth: 13mm | 283852 | August 2017 |  | New Listing
13 - Spinal | 13.10 - Fusion Cage | 13.10.02 - Interbody, No Integral Fixation | 13.10.02.01 - Cervical |  | DP514 | 2503 |  | Johnson & Johnson Medical Pty Ltd | Brantigan I/F Cage | Cervical Brantigan Cage | Standard/Large 4-10mm | 98094 | February 2012 |  | Changed Product Group, Product Sub Group, Benefit.
13 - Spinal | 13.10 - Fusion Cage | 13.10.02 - Interbody, No Integral Fixation | 13.10.02.01 - Cervical |  | DU036 | 2503 |  | SPINEART AUSTRALIA PTY. LTD. | Tryptik Anterior Cervical Cage | Tryptik Anterior Cervical Cages are manufactured from PEEK and are anatomically shaped to fit between vertebral bodies. The cages have large graft windows for graft to increase the rate of fusion. The cage also features 4 stabilising spikes that provide s | The product is available in 2 sizes, the 12mm cage is available in 3 thicknesses, while the 14mm cage is available in 4 thicknesses 5, 6, 7, and 8mm | 166194 | February 2017 |  | Duplicated from SV013
13 - Spinal | 13.10 - Fusion Cage | 13.10.02 - Interbody, No Integral Fixation | 13.10.02.01 - Cervical |  | ER142 | 2503 |  | Emergo Asia Pacific Pty Ltd | Aleutian Cervical Interbody System | Cage, Convex, or Lordotic. PEEK | [(11x11) or (11x14) or (13x16)] footprint x (5 to14) mm height | 159146 | February 2014 |  | New Listing
13 - Spinal | 13.10 - Fusion Cage | 13.10.02 - Interbody, No Integral Fixation | 13.10.02.01 - Cervical |  | ER151 | 2503 |  | Emergo Asia Pacific Pty Ltd | Nubic | Cervical Fusion Implant in interbody fusion of the Cervical Spine | 4x13x14mm, 5x13x14mm, 6x13x14mm, 7x13x14mm, 8x13x14mm | 122274 | February 2014 |  | Transferred from LH303
13 - Spinal | 13.10 - Fusion Cage | 13.10.02 - Interbody, No Integral Fixation | 13.10.02.01 - Cervical |  | ER259 | 2503 |  | Emergo Asia Pacific Pty Ltd | Amendia Zeus Fusion Cages-Cervical | Zeus Fusion Cages-Cervical | width 14 mm x height (5-12 mmm) X lordosis (0-5 degrees) | 233730 | August 2015 |  | New Listing
13 - Spinal | 13.10 - Fusion Cage | 13.10.02 - Interbody, No Integral Fixation | 13.10.02.01 - Cervical |  | ER260 | 2503 |  | Emergo Asia Pacific Pty Ltd | Amendia Phenix Fusion Cages-Cervical | Amendia Phenix Fusion Cages-Cervical (straight and lordotic), PEEK | width (12-17 mm) x length (12-14 mm) x height (5-36 mm) x lordosis (0-10 degrees) | 233730 | August 2015 |  | New Listing
13 - Spinal | 13.10 - Fusion Cage | 13.10.02 - Interbody, No Integral Fixation | 13.10.02.01 - Cervical |  | ER273 | 2503 |  | Emergo Asia Pacific Pty Ltd | Spineway Ayers Rock Cervical Cage | Spineway Ayers Rock cervical fusion cage | Height (5-9mm) x Length (13-19mm) x Width (12-15mm) | 235415 | February 2016 |  | New Listing
13 - Spinal | 13.10 - Fusion Cage | 13.10.02 - Interbody, No Integral Fixation | 13.10.02.01 - Cervical |  | ER308 | 2503 |  | Emergo Asia Pacific Pty Ltd | Amendia Pathway ACIF Fusion Cage | Amendia Pathway ACIF Fusion Cage | (5-12) mm, 0-7° | 233730 | February 2017 |  | New Listing
13 - Spinal | 13.10 - Fusion Cage | 13.10.02 - Interbody, No Integral Fixation | 13.10.02.01 - Cervical |  | ER327 | 2503 |  | Emergo Asia Pacific Pty Ltd | Ulrich Anterior Cervical Cage | Ulrich cerv-X Anterior Cervical Cage-PEEK, convex and lordotic | height (4-10mm) x width (12-16mm) x length (12-14mm) x angle (0-5°) | 279703 | February 2017 |  | New Listing
13 - Spinal | 13.10 - Fusion Cage | 13.10.02 - Interbody, No Integral Fixation | 13.10.02.01 - Cervical |  | ER438 | 2503 |  | Emergo Asia Pacific Pty Ltd | LnK Cervical Interbody Fusion Cage System | LnK Cervical Interbody Fusion Cage System, PEEK | width (14-20 mm) x length (12-15 mm) x height (5-10mm) | 286126 | August 2017 |  | New Listing
13 - Spinal | 13.10 - Fusion Cage | 13.10.02 - Interbody, No Integral Fixation | 13.10.02.01 - Cervical |  | ER455 | 2503 |  | Emergo Asia Pacific Pty Ltd | Cascadia Cervical Interbody System | Cascadia Interbody spacer, Porous Ti | 5-13mm heights | 193652 | August 2017 |  | New Listing
13 - Spinal | 13.10 - Fusion Cage | 13.10.02 - Interbody, No Integral Fixation | 13.10.02.01 - Cervical |  | ER461 | 2503 |  | Emergo Asia Pacific Pty Ltd | Endoskeleton TC | Titanium coated anterior interbody fusion device for the lumbar spine | 12-16 x 14-18mm | 285244 | August 2017 |  | Duplicated from OH493
13 - Spinal | 13.10 - Fusion Cage | 13.10.02 - Interbody, No Integral Fixation | 13.10.02.01 - Cervical |  | ER470 | 2503 |  | Emergo Asia Pacific Pty Ltd | Endoskeleton TCS | Titanium Stand Alone ADCF Cage | 5-12mm Heights | 285244 | August 2017 |  | Duplicated from OH524
13 - Spinal | 13.10 - Fusion Cage | 13.10.02 - Interbody, No Integral Fixation | 13.10.02.01 - Cervical |  | EU005 | 2503 |  | Euros Orthopaedics Australia Pty Ltd | Cervical Interbody Cage E.C.C | PEEK cervical interbody cage | 7 cage sizes: -3 possible heights: 5, 6 and 7mm -2 possible widths: 16 and 19mm -2 possible depths: 12 and 14mm | 171933 | August 2013 |  | Changed Product Name.
13 - Spinal | 13.10 - Fusion Cage | 13.10.02 - Interbody, No Integral Fixation | 13.10.02.01 - Cervical |  | EV010 | 2503 |  | Evolution Surgical | Evolution ACDF Cage | Interbody Fusion Cages are used to restore disc height and support loading during intervertebral body fusion. Interbody Fusion Cages are used to restore disc height and support loading during intervertebral body fusion. | small, large – flat | 248234 | August 2015 |  | New Listing
13 - Spinal | 13.10 - Fusion Cage | 13.10.02 - Interbody, No Integral Fixation | 13.10.02.01 - Cervical |  | EV012 | 2503 |  | Evolution Surgical | Evolution ACDF Contoured Cage | Interbody Fusion Cages are used to restore disc height and support loading during intervertebral body fusion. Interbody Fusion Cages are used to restore disc height and support loading during intervertebral body fusion. | small, large - contoured | 248234 | August 2015 |  | New Listing
13 - Spinal | 13.10 - Fusion Cage | 13.10.02 - Interbody, No Integral Fixation | 13.10.02.01 - Cervical |  | EV020 | 2503 |  | Evolution Surgical | Fukiya ACDF Cage | Fukiya Fusion Cages are used to restore disc height and support loading during intervertebral body fusion. Interbody Fusion Cages are used to restore disc height and support loading during intervertebral body fusion. | 6-9 degrees, 5-10mm. Small, Medium, Large, Extra large | 236042 | February 2016 |  | New Listing
13 - Spinal | 13.10 - Fusion Cage | 13.10.02 - Interbody, No Integral Fixation | 13.10.02.01 - Cervical |  | EV025 | 2503 |  | Evolution Surgical | Eurospine ACDF Cage | Interbody Fusion Cages are used to restore disc height and support loading during intervertebral body fusion. | Flat or angled 6 - 9 degrees. Anterior width 17 - 19mm Posterior width 14 - 15mm Height 5 - 10mm | 273756 | August 2016 |  | New Listing
13 - Spinal | 13.10 - Fusion Cage | 13.10.02 - Interbody, No Integral Fixation | 13.10.02.01 - Cervical |  | HC006 | 2503 |  | Health Care Surgical Pty Ltd | Squale | Cervical Cage | 4-10mm | 159781 | February 2012 |  | Changed Product Group, Product Sub Group, Benefit.
13 - Spinal | 13.10 - Fusion Cage | 13.10.02 - Interbody, No Integral Fixation | 13.10.02.01 - Cervical |  | HC022 | 2503 |  | Health Care Surgical Pty Ltd | PM cage | Cervical cage | L :4-11mm | 201493 | February 2014 |  | New Listing
13 - Spinal | 13.10 - Fusion Cage | 13.10.02 - Interbody, No Integral Fixation | 13.10.02.01 - Cervical |  | IT018 | 2503 |  | Integrant Pty Ltd | Fuse It | Titanium alloy fusion cage - to use in situations such as anterior cervical fusion surgery | 6mm x 1cm, 8mm x 1cm, 10mm x 1cm, 12mm x 1cm, 6mm x 1cm, 8mm x 2cm, 10mm x 2cm, 12mm x 2cm | 235024 | February 2016 |  | Transferred from LA010
13 - Spinal | 13.10 - Fusion Cage | 13.10.02 - Interbody, No Integral Fixation | 13.10.02.01 - Cervical |  | LB034 | 2503 |  | Globus Medical Australia | Colonial Spacers | Anterior Cervical Interbody Cage | 12x11 mm, 14x12mm, 16x14mm, 18x15mm 0deg and 7deg lordosis | 190019 | February 2012 |  | New Listing
13 - Spinal | 13.10 - Fusion Cage | 13.10.02 - Interbody, No Integral Fixation | 13.10.02.01 - Cervical |  | LB117 | 2503 |  | Globus Medical Australia | Colonial - TPS ACDF System | ACDF spacer with Titanium Plasma Spray | Height : 5-12mm, Width 12-18mm, Length: 11-15mm | 191532 | February 2016 |  | New Listing
13 - Spinal | 13.10 - Fusion Cage | 13.10.02 - Interbody, No Integral Fixation | 13.10.02.01 - Cervical |  | LH530 | 2503 |  | Lifehealthcare Pty Ltd | Cervical Spine Truss System | Cage | 5-16mm Height | 252733 | August 2015 |  | New Listing
13 - Spinal | 13.10 - Fusion Cage | 13.10.02 - Interbody, No Integral Fixation | 13.10.02.01 - Cervical |  | LH547 | 2503 |  | Lifehealthcare Pty Ltd | SiNTx Interbody Fusion Device, AC | Cervical Fusion Cage | (14-16)mm x (12-14)mm | 244559 | August 2016 |  | New Listing
13 - Spinal | 13.10 - Fusion Cage | 13.10.02 - Interbody, No Integral Fixation | 13.10.02.01 - Cervical |  | LH569 | 2503 |  | Lifehealthcare Pty Ltd | Kasios KAGE | Cervical interbody cage, PEEK | Height 3mm - 10mm | 178660, 186610, 192697, 269594, 269595 | August 2016 |  | Transferred from AJ009
13 - Spinal | 13.10 - Fusion Cage | 13.10.02 - Interbody, No Integral Fixation | 13.10.02.01 - Cervical |  | LH575 | 2503 |  | Lifehealthcare Pty Ltd | EIT Cervical Cage | Cervical Cage with Titanium | 4-10mm heights 4, 5, 6, 7, 8mm Large | 227327 | February 2017 |  | Transferred from EQ003
13 - Spinal | 13.10 - Fusion Cage | 13.10.02 - Interbody, No Integral Fixation | 13.10.02.01 - Cervical |  | MC413 | 2503 |  | Medtronic Australasia Pty Ltd | Cornerstone Cage | Sterile and Non-sterile | 4 - 14mm | 126313 | February 2012 |  | Changed Product Group, Product Sub Group, Benefit.
13 - Spinal | 13.10 - Fusion Cage | 13.10.02 - Interbody, No Integral Fixation | 13.10.02.01 - Cervical |  | MC589 | 2503 |  | Medtronic Australasia Pty Ltd | Affinity Anterior cervical cage System | The Affinity Cage is constructed of titanium alloy - kit includes trials, reamers and inserters. | 6mm to 14mm | 99682 | February 2012 |  | Changed Product Group, Product Sub Group, Benefit.
13 - Spinal | 13.10 - Fusion Cage | 13.10.02 - Interbody, No Integral Fixation | 13.10.02.01 - Cervical |  | MI156 | 2503 |  | Medtronic Australasia Pty Ltd | Divergence Anterior Cervical Fusion Mini-plate System | Divergence Anterior cervical fusion Mini-plate cage | Height 5-11mm | 126313 | February 2015 |  | New Listing
13 - Spinal | 13.10 - Fusion Cage | 13.10.02 - Interbody, No Integral Fixation | 13.10.02.01 - Cervical |  | MU102 | 2503 |  | Medacta Australia Pty Ltd | Mecta-C | Cervical Interbody Fusion Device made with PEEK | Width: 12,14,and 15mm. Length: 14,16 and 18 mm. Height: from 4 to 9 mm. Flat Dome Shaped versions | 191090 | February 2014 |  | Changed Benefit.
13 - Spinal | 13.10 - Fusion Cage | 13.10.02 - Interbody, No Integral Fixation | 13.10.02.01 - Cervical |  | NK001 | 2503 |  | National Surgical Pty Ltd | Zoe Cervical Cage | The ZOE anterior cervical cage is an implant intended for the surgical treatment of the cervical vertebrae. It is designed for stabilisation and arthrodesis between the cervical verterbrae by the anterior approach, to optimize bone fusion from C3 to C7 levels. | Length: 12 - 14mm, Width: 14 - 16mm, Height: 4.5 - 10mm | 195211 | August 2012 |  | New Listing
13 - Spinal | 13.10 - Fusion Cage | 13.10.02 - Interbody, No Integral Fixation | 13.10.02.01 - Cervical |  | NK008 | 2503 |  | National Surgical Pty Ltd | Calix Interbody Spacer | Cervical cage, PEEK | Heights 5-12mm. Lordotic and Convex | 159605, 160750, 170220 | August 2012 |  | Transferred from AX067
13 - Spinal | 13.10 - Fusion Cage | 13.10.02 - Interbody, No Integral Fixation | 13.10.02.01 - Cervical |  | NK048 | 2503 |  | National Surgical Pty Ltd | C-Spine | Composition - Ti-Porous Trabecular Metal | D 12.5 & 14.5 mm x W 14 - 16 mm X 4-7mm Height | 278600 | February 2017 |  | New Listing
13 - Spinal | 13.10 - Fusion Cage | 13.10.02 - Interbody, No Integral Fixation | 13.10.02.01 - Cervical |  | NV010 | 2503 |  | Nuvasive Australia and NZ Pty Ltd | CoRoent | Cervical Cage | small | 132498 | February 2012 |  | Changed Product Group, Product Sub Group, Benefit.
13 - Spinal | 13.10 - Fusion Cage | 13.10.02 - Interbody, No Integral Fixation | 13.10.02.01 - Cervical |  | OF001 | 2503 |  | Orthofix Australia Pty Limited | Construx Mini PTC | Anterior cervical cage | 12x12mm, 15x12mm, 15x15mm, 5-14mm height, parallel or 5 degree lordotic | 206571 | August 2017 |  | Changed Size.
13 - Spinal | 13.10 - Fusion Cage | 13.10.02 - Interbody, No Integral Fixation | 13.10.02.01 - Cervical |  | OF045 | 2503 |  | Orthofix Australia Pty Limited | Blackstone Construx Mini PEEK VBR System | The Construx Mini is an anterior Cervical Interbody PEEK Cage | 12mm x 12mm 5 degrees lordotic. 5mm-12mm in 1mm increments. 12mm x 12mm, Parallel. 5mm - 12mm in 1mm increments. 15mm x 12mm, 5 degrees lordotic. 5mm - 12mm in 1mm increments. 15mm x 12mm, Parallel. 5mm-12mm in 1mm increments | 206571 | August 2014 |  | Transferred from AE191
13 - Spinal | 13.10 - Fusion Cage | 13.10.02 - Interbody, No Integral Fixation | 13.10.02.01 - Cervical |  | OH131 | 2503 |  | Orthotech Pty Ltd | Anterior Cervical Cage | Peek | Height 4 - 8mm Width 12 - 15mm Length 12 - 14mm | 168810 | February 2017 |  | Changed Size.
13 - Spinal | 13.10 - Fusion Cage | 13.10.02 - Interbody, No Integral Fixation | 13.10.02.01 - Cervical |  | OH543 | 2503 |  | Orthotech Pty Ltd | C7 Cervical Cage | Cervical Cage | H 3-16mm L 12-16mm W 12-16mm | 289247 | August 2017 |  | New Listing
13 - Spinal | 13.10 - Fusion Cage | 13.10.02 - Interbody, No Integral Fixation | 13.10.02.01 - Cervical |  | PB001 | 2503 |  | Australian Pacific Medical Pty Ltd | Anterior Cervical PEEK Cage | Interbody fusion cage | Height: 6 -10 mm in 1 mm increments | 215887 | February 2014 |  | New Listing
13 - Spinal | 13.10 - Fusion Cage | 13.10.02 - Interbody, No Integral Fixation | 13.10.02.01 - Cervical |  | PC001 | 2503 |  | Precision Surgical Pty Ltd | WeTop Cervical Cage | PEEK Cervical Cage | 12x12mm, 12x16mm, 14x18mm, 16x18mm, 16x20mm 18x20mm - all available in height ranges 4.5mm to 14mm | 221267 | August 2014 |  | New Listing
13 - Spinal | 13.10 - Fusion Cage | 13.10.02 - Interbody, No Integral Fixation | 13.10.02.01 - Cervical |  | PZ017 | 2503 |  | Prism Surgical Designs Pty Ltd | VerteLoc Spine System | Cervical Cage | extra small - extra large | 217031 | February 2014 |  | Duplicated from SF007.
13 - Spinal | 13.10 - Fusion Cage | 13.10.02 - Interbody, No Integral Fixation | 13.10.02.01 - Cervical |  | RI002 | 2503 |  | RTI Surgical Australia Pty Ltd | C-Plus Cervical Interbody Fusion Device | Cervical interbody fusion implant (anterior); PEEK with titanium alloy or tantalum markers | (12-17)mm width X (10-15)mm deep X (5-11)mm height; 0-6 degrees Lordosis | 233565 | August 2015 |  | New Listing
13 - Spinal | 13.10 - Fusion Cage | 13.10.02 - Interbody, No Integral Fixation | 13.10.02.01 - Cervical |  | RI021 | 2503 |  | RTI Surgical Australia Pty Ltd | NanOss Cervical Interbody | Cervical Cage with 6 degree of lodosis | Height 5mm, 6mm, 7mm, 9mm, 11mm Footprints: 14mm Wide & 12mm Depth, 17mm Wide & 14.5mm Depth | 191617 | August 2015 |  | Transferred from LH489
13 - Spinal | 13.10 - Fusion Cage | 13.10.02 - Interbody, No Integral Fixation | 13.10.02.01 - Cervical |  | ST712 | 2503 |  | Stryker Australia Pty Ltd | Solis Cervical Cage | PEEK Cervical Interbody Cage | 12/4-12/9 and 14/4-14/9 | 49029, 94643 | February 2012 |  | Changed Product Group, Product Sub Group, Benefit.
13 - Spinal | 13.10 - Fusion Cage | 13.10.02 - Interbody, No Integral Fixation | 13.10.02.01 - Cervical |  | SV027 | 2503 |  | Signature Spine and Joint Pty Ltd | AnyPlus ACIF PEEK Cage | The AnyPlus PEEK Cage System are designed for implantation between the endplates of adjacent vertebral bodies. It is intended to help fue segments of the spine to treat anatomical abnormalities of the vertebra. Their size and shape have been adapted to the intervertebral spaces and to the specified surgical techniques. They comprise one or more cavitites for bone grafts, as well as superior, inferior and lateral openings. The cages are available in different shapes and sizes. | Size (mm) - 12x14x5, 12x14x6,12x14x7, 12x14x8,12x14x9,14x14x5,14x14x6,14x14x7,14x14x8,14x14x9,13x15x5,13x15x6,13x15x7,13x15x8,13x15x9,12x17x5,12x17x6,12x17x6,12x17x7,12x17x8,12x17x9,13x17x5,13x17x6,13x17x7,13x17x8,13x17x9,14x17x5,14x17x6,14x17x7,14x17x8,14x17x9,15x17x5,15x17x6,15x17x7,15x17x7,15x17x8,15x17x9,14x19x5,14x19x6,14x19x7,14x19x8,14x19x9 | 205569 | August 2014 |  | New Listing
13 - Spinal | 13.10 - Fusion Cage | 13.10.02 - Interbody, No Integral Fixation | 13.10.02.01 - Cervical |  | SV062 | 2503 |  | Signature Spine and Joint Pty Ltd | STERISPINE™ Cervical Cage | Sterile Cervical Interbody Fusion Device | H05- W.14.5 D12 H06- W.14.5 D12 H07- W.14.5 D12 H08- W.14.5 D12 H05- W.16 D14 H06- W.16 D14 H07- W.16 D14 H08- W.16 D14 | 273290 | August 2017 |  | New Listing
13 - Spinal | 13.10 - Fusion Cage | 13.10.02 - Interbody, No Integral Fixation | 13.10.02.01 - Cervical |  | SX014 | 2503 |  | Scientx Australia | CBK Cage | PEEK | L: 15mm, W: 13mm, H: 4.5-9mm | 119277 | February 2012 |  | Changed Product Group, Product Sub Group, Benefit.
13 - Spinal | 13.10 - Fusion Cage | 13.10.02 - Interbody, No Integral Fixation | 13.10.02.01 - Cervical |  | SX056 | 2503 |  | Scientx Australia | Novel Cervical Spacer System | PEEK Vertebral body replacement, cervical | Small: 12mm width x 12mm depth; heaight: 12mm (1mm increments) Medium: 12mm width x 14mm depth; heaight: 12mm (1mm increments) Large: 14mm width x 16mm depth; heaight: 12mm (1mm increments) | 178148 | February 2012 |  | Changed Size, Product Group, Product Sub Group, Benefit.
13 - Spinal | 13.10 - Fusion Cage | 13.10.02 - Interbody, No Integral Fixation | 13.10.02.01 - Cervical |  | SX088 | 2503 |  | Scientx Australia | Samarys Anterior Cervical Cage System | Anterior Cervical Cage - PEEK | L15 x w17 x h5mm, L15 x w17 x h6mm, L15 x w17 x h7mm, L15 x w17 x h8mm, L13 x w17 x h5mm, L13 x w17 x h6mm, L15 x w20 x h5mm, L15 x w20 x h6mm | 119277 | February 2013 |  | Transferred from BB217
13 - Spinal | 13.10 - Fusion Cage | 13.10.02 - Interbody, No Integral Fixation | 13.10.02.01 - Cervical |  | SY273 | 2503 |  | Johnson & Johnson Medical Pty Ltd | Cervios IBF Cage | Interbody Fusion Cage | Height 5-10mm (1mm increments) | 133400 | February 2012 |  | Changed Product Group, Product Sub Group, Benefit.
13 - Spinal | 13.10 - Fusion Cage | 13.10.02 - Interbody, No Integral Fixation | 13.10.02.01 - Cervical |  | SY792 | 2503 |  | Johnson & Johnson Medical Pty Ltd | ACIS | Anterior Cervical Interbody Spacer | Small to large | 133400 | February 2014 |  | New Listing
13 - Spinal | 13.10 - Fusion Cage | 13.10.02 - Interbody, No Integral Fixation | 13.10.02.01 - Cervical |  | SY838 | 2503 |  | Johnson & Johnson Medical Pty Ltd | Bengal System | Cervical Fusion Device | 4 to 16mm | 98094 | February 2017 |  | New Listing
13 - Spinal | 13.10 - Fusion Cage | 13.10.02 - Interbody, No Integral Fixation | 13.10.02.01 - Cervical |  | ZI330 | 2503 |  | Zimmer Biomet Pty Ltd | Trabecular Metal Spinal Devices | Composition - Trabecular Metal | Various heights, sizes and diameters | 117781 | February 2012 |  | Changed Product Group, Product Sub Group, Benefit.
13 - Spinal | 13.10 - Fusion Cage | 13.10.02 - Interbody, No Integral Fixation | 13.10.02.01 - Cervical |  | ZI482 | 2503 |  | Zimmer Biomet Pty Ltd | Spine-Tech BAK Cervical Implant | Cervical Cage | 6 x 12mm, 8 x 12mm, 10 x 12mm, 12 x 12mm | 117220 | February 2012 |  | Changed Product Group, Product Sub Group, Benefit.
13 - Spinal | 13.10 - Fusion Cage | 13.10.02 - Interbody, No Integral Fixation | 13.10.02.01 - Cervical |  | ZI536 | 2503 |  | Zimmer Biomet Pty Ltd | Trabecular Metal Spinal Devices | Composition Trabecular Metal | Various heights, diameters and sizes | 117781 | February 2012 |  | Changed Product Group, Product Sub Group, Benefit.
13 - Spinal | 13.10 - Fusion Cage | 13.10.02 - Interbody, No Integral Fixation | 13.10.02.01 - Cervical |  | ZI696 | 2503 |  | Zimmer Biomet Pty Ltd | Fidji Cervical Cage | Fidji anterior interbody cage | 12 x 15, 12 x 17, 14 x 17, 14 x 19 | 157604 | February 2012 |  | Changed Description, Product Group, Product Sub Group, Benefit.
13 - Spinal | 13.10 - Fusion Cage | 13.10.02 - Interbody, No Integral Fixation | 13.10.02.01 - Cervical |  | ZZ034 | 2503 |  | AA-Med Pty Ltd | Valeo C+CSC | Anterior Cervical Interbody Fusion Device | Footprint: 16-17mm X 12-14mm Height: 5-12mm Lordosis: 0-6 degrees | 287982 | August 2017 |  | New Listing
13 - Spinal | 13.10 - Fusion Cage | 13.10.02 - Interbody, No Integral Fixation | 13.10.02.01 - Cervical |  | ZZ036 | 2503 |  | AA-Med Pty Ltd | Valeo II C | Anterior Cervical Interbody Fusion Device | Footprint: 14-16mm x 12-14m Height: 5-14mm Lordosis 0-6 degrees | 287982 | August 2017 |  | New Listing
13 - Spinal | 13.10 - Fusion Cage | 13.10.02 - Interbody, No Integral Fixation | 13.10.02.01 - Cervical | Complex | LH551 | 2700 |  | Lifehealthcare Pty Ltd | SiNTx Plus AC Cervical Interbody Fusion Device | Cervical Fusion Cage | 5-12mm heights | 244559 | August 2016 |  | New Listing
13 - Spinal | 13.10 - Fusion Cage | 13.10.02 - Interbody, No Integral Fixation | 13.10.02.01 - Cervical | Complex | SX010 | 2700 |  | Scientx Australia | PCB Plate-Cage | Titanium cervical plate-cage | L: 14-16mm, W: 12-15mm, Cage Height: 4.5-8mm, Plate Height: 23-29mm | 119277 | February 2012 |  | Changed Product Group, Product Sub Group, Suffix, Benefit.
13 - Spinal | 13.10 - Fusion Cage | 13.10.02 - Interbody, No Integral Fixation | 13.10.02.01 - Cervical | Complex | SX072 | 2700 |  | Scientx Australia | Samarys RF - PEEK Cage | Pre-filled cervical cage | Depty x width: 12 x 15mm, 13 x 17mm, 15 x 17mm, 15 x 20mm; Height: 4.5, 5, 6, 7, 8, 9, 10mm | 119277 | February 2013 |  | New Listing
13 - Spinal | 13.10 - Fusion Cage | 13.10.02 - Interbody, No Integral Fixation | 13.10.02.02 - ThoracoLumbar / Lumbar |  | BB070 | 3600 |  | B Braun Australia Pty Ltd | Prospace Block | Titanium | 9mm-11mm | 101789 | February 2012 |  | Changed Product Group, Product Sub Group, Benefit.
13 - Spinal | 13.10 - Fusion Cage | 13.10.02 - Interbody, No Integral Fixation | 13.10.02.02 - ThoracoLumbar / Lumbar |  | BB252 | 3600 |  | B Braun Australia Pty Ltd | Aesculap Interbody Cage | Interbody Cage | All sizes | 122641, 273761 | August 2016 |  | Changed Product Name, Description.
13 - Spinal | 13.10 - Fusion Cage | 13.10.02 - Interbody, No Integral Fixation | 13.10.02.02 - ThoracoLumbar / Lumbar |  | BB365 | 3600 |  | B Braun Australia Pty Ltd | Aesculap Interbody Cage | PLIF Interbody Cage | All sizes | 122641, 273761 | August 2017 |  | New Listing
13 - Spinal | 13.10 - Fusion Cage | 13.10.02 - Interbody, No Integral Fixation | 13.10.02.02 - ThoracoLumbar / Lumbar |  | BF019 | 3600 |  | Matrix Medical Innovations | Latero Lumbar Cage | PEEK lumbar cage | Height: 10, 11, 12, 13, 14, 15, 16 or 18mm Width: 16, 18, 20 or 22mm Length: 30, 35, 40, 45, 50 or 55mm Angle: 9* | 211536 | February 2015 |  | New Listing
13 - Spinal | 13.10 - Fusion Cage | 13.10.02 - Interbody, No Integral Fixation | 13.10.02.02 - ThoracoLumbar / Lumbar |  | BH143 | 3600 |  | Zimmer Biomet Pty Ltd | Zyston Curved Interbody Spacer | Transformaminal Lumbar Interbody Spacer, PEEK | (7 to 18)mm height to (27x32)mm length, Parallel, Lordotic | 169024 | February 2012 |  | New Listing
13 - Spinal | 13.10 - Fusion Cage | 13.10.02 - Interbody, No Integral Fixation | 13.10.02.02 - ThoracoLumbar / Lumbar |  | BP001 | 3600 |  | ACRA REGULATORY SERVICES PTY LTD | TyPEEK Interbody system – Lumbar PLIF/TLIF (single) | Sterile PLIF Implants TLIF Implants Commercially Pure Titanium and Polyetheretherketone (PEEK-Optima®) | Width 8-12mm: Length 22-34mm: Height 7-17mm: Lordosis Angle 0-8 degrees | 273366, 273367, 273374 | August 2016 |  | New Listing
13 - Spinal | 13.10 - Fusion Cage | 13.10.02 - Interbody, No Integral Fixation | 13.10.02.02 - ThoracoLumbar / Lumbar |  | BP002 | 3600 |  | ACRA REGULATORY SERVICES PTY LTD | PEEK Interbody System – Lumbar ALIF | Sterile and Non sterile ALIF Implants | Width 24-28mm: Length 28-38mm: Height 8-17mm: Lordosis Angle 6 - 8 degrees | 273366, 273367, 273374 | August 2016 |  | New Listing
13 - Spinal | 13.10 - Fusion Cage | 13.10.02 - Interbody, No Integral Fixation | 13.10.02.02 - ThoracoLumbar / Lumbar |  | BP005 | 3600 |  | ACRA REGULATORY SERVICES PTY LTD | PEEK Interbody system – Lumbar PLIF/TLIF (single) | Sterile and Non sterile PLIF Implants TLIF Implants | Width 8-12mm: Length 22-34mm: Height 7-17mm: Lordosis Angle 0-8 degrees | 273366, 273367, 273374 | August 2016 |  | New Listing
13 - Spinal | 13.10 - Fusion Cage | 13.10.02 - Interbody, No Integral Fixation | 13.10.02.02 - ThoracoLumbar / Lumbar |  | BP006 | 3600 |  | ACRA REGULATORY SERVICES PTY LTD | TyPEEK Interbody system – Lumbar DLIF | Sterile DLIF Implants Commercially Pure Titanium and Polyetheretherketone (PEEK-Optima®) | Width 18-22mm: Length 40-60mm: Height 8-17mm: Lordosis Angle 0 - 8 degrees | 273366, 273367, 273374 | August 2016 |  | New Listing
13 - Spinal | 13.10 - Fusion Cage | 13.10.02 - Interbody, No Integral Fixation | 13.10.02.02 - ThoracoLumbar / Lumbar |  | BP009 | 3600 |  | ACRA REGULATORY SERVICES PTY LTD | PEEK Interbody System – DLIF Lumbar | Sterile and Non sterile DLIF Implants | Width 18-22mm: Length 40-60mm: Height 8-17mm: Lordosis Angle 0 - 8 degrees | 273366, 273367, 273374 | August 2016 |  | New Listing
13 - Spinal | 13.10 - Fusion Cage | 13.10.02 - Interbody, No Integral Fixation | 13.10.02.02 - ThoracoLumbar / Lumbar |  | BP010 | 3600 |  | ACRA REGULATORY SERVICES PTY LTD | TyPEEK Interbody system – Lumbar ALIF | Sterile ALIF Implants Commercially Pure Titanium and Polyetheretherketone (PEEK-Optima®) | Width 24-28mm: Length 28-38mm: Height 8-17mm: Lordosis Angle 6-8 degrees, | 273366, 273367, 273374 | August 2016 |  | New Listing
13 - Spinal | 13.10 - Fusion Cage | 13.10.02 - Interbody, No Integral Fixation | 13.10.02.02 - ThoracoLumbar / Lumbar |  | DE377 | 3600 |  | Device Technologies Australia Pty Ltd | ROI-T TLIF Cage | ROI-T is a TLIF (Transforaminal Lumbar Interbody Fusion) interbody fusion cage manufactured from PPEK-Optima, designed for ease of insertion and graft maximisation. The transforaminal approach allows for exposure of the disc space by removing the facet joints and protecting the nerve roots. The disc space is entered and disc material is removed. The ROI-T cage is filled with bone graft material and is placed into the cage space to maintain the disc height and impart additional stability to the construct. Note that ROI-T cages must be used in conjunction with a posterior screw and rod system to properly stabilise the segments and enable fusion to occur. | Lordotic angles 0, 5 and 9 degrees. Length 30mm. Heights: 8 to 16mm in increments of 1 mm. | 188176 | August 2012 |  | New Listing
13 - Spinal | 13.10 - Fusion Cage | 13.10.02 - Interbody, No Integral Fixation | 13.10.02.02 - ThoracoLumbar / Lumbar |  | DE558 | 3600 |  | Device Technologies Australia Pty Ltd | icotec ETurn Cage | TLIF Cage | 32mm Length, 12 and 16mm width and 7-15mm height | 283852 | August 2017 |  | New Listing
13 - Spinal | 13.10 - Fusion Cage | 13.10.02 - Interbody, No Integral Fixation | 13.10.02.02 - ThoracoLumbar / Lumbar |  | DP511 | 3600 |  | Johnson & Johnson Medical Pty Ltd | Brantigan I/F Cage | ALIF C/F Cage | Small - Large, 21.5 - 29mm | 98094 | February 2012 |  | Changed Product Group, Product Sub Group, Benefit.
13 - Spinal | 13.10 - Fusion Cage | 13.10.02 - Interbody, No Integral Fixation | 13.10.02.02 - ThoracoLumbar / Lumbar |  | DU009 | 3600 |  | SPINEART AUSTRALIA PTY. LTD. | Juliet Ti TL, Juliet Ti OL | Titanium lumbar cage | TL - Length: 30mm or 34mm Height: 8mm, 9mm, 10mm, 11mm, 12mm, 13mm, 14mm, 15mm or 16mm Width: 10.5mm Lordosis: 6º OL - Length: 28mm, 32mm or 36mm Height: 7mm, 8mm, 9mm, 10mm, 11mm, 12mm, 13mm, 14mm, 15mm or 16 mm Width: 8mm, 8.5mm, 9mm or 10.5mm Lordosis: 6º or 12º | 166194 | February 2017 |  | New Listing
13 - Spinal | 13.10 - Fusion Cage | 13.10.02 - Interbody, No Integral Fixation | 13.10.02.02 - ThoracoLumbar / Lumbar |  | DU016 | 3600 |  | SPINEART AUSTRALIA PTY. LTD. | Juliet LL Lateral Lumbar Cage | Lateral lumbar - PEEK or titanium | PEEK- Width: 21mm Length: 40mm, 45mm, 50mm, 55mm, 60mm Height: 8mm, 10mm, 12mm, 14mm, 16mm Lordotic angle: 6º Titanium- Width: 17mm, 21mm, 25mm Length: 25mm, 30mm, 35mm, 40mm, 45mm, 50mm, 55mm, 60mm Height: 6mm, 8mm, 10mm, 12mm, 14mm, 16mm Lordotic angle: 0º, 6º | 166194 | February 2017 |  | New Listing
13 - Spinal | 13.10 - Fusion Cage | 13.10.02 - Interbody, No Integral Fixation | 13.10.02.02 - ThoracoLumbar / Lumbar |  | DU031 | 3600 |  | SPINEART AUSTRALIA PTY. LTD. | Juliet Anterior Lumbar Cage | PEEK cage with built in anatomical shape. The cage has built in stabilising Titanium spike to stabilise the implant in the disc space. | All 26 mm length. 10, 12, 14 and 16mm height. 5 or 10 degree slope. | 166194 | February 2017 |  | Duplicated from SV010
13 - Spinal | 13.10 - Fusion Cage | 13.10.02 - Interbody, No Integral Fixation | 13.10.02.02 - ThoracoLumbar / Lumbar |  | DU034 | 3600 |  | SPINEART AUSTRALIA PTY. LTD. | Juliet TLIF Cage | PEEK cage with built in anatomical angulations | 4 thicknesses - 8, 10, 12 and 14mm | 166194 | February 2017 |  | Duplicated from SV005
13 - Spinal | 13.10 - Fusion Cage | 13.10.02 - Interbody, No Integral Fixation | 13.10.02.02 - ThoracoLumbar / Lumbar |  | DY406 | 3600 |  | Johnson & Johnson Medical Pty Ltd | Leopard 5 Lodotic Carbon Fibre Body Fusion Device | Carbon Fibre cage | 7 - 18mm | 98094 | February 2012 |  | Changed Product Group, Product Sub Group, Benefit.
13 - Spinal | 13.10 - Fusion Cage | 13.10.02 - Interbody, No Integral Fixation | 13.10.02.02 - ThoracoLumbar / Lumbar |  | DY407 | 3600 |  | Johnson & Johnson Medical Pty Ltd | Leopard Parallel Carbon Fibre Body Fusion Device | Carbon Fibre Cage | 7 - 18mm | 98094 | February 2012 |  | Changed Product Group, Product Sub Group, Benefit.
13 - Spinal | 13.10 - Fusion Cage | 13.10.02 - Interbody, No Integral Fixation | 13.10.02.02 - ThoracoLumbar / Lumbar |  | ER021 | 3600 |  | Emergo Asia Pacific Pty Ltd | Aleutian Anterior | Anterior/lateral lumbar interbody spacer | (30-60)mm wide x (18-28)mm long x (8-21)mm height | 159146 | February 2015 |  | Changed Product Name, Description, Size, Benefit.
13 - Spinal | 13.10 - Fusion Cage | 13.10.02 - Interbody, No Integral Fixation | 13.10.02.02 - ThoracoLumbar / Lumbar |  | ER022 | 3600 |  | Emergo Asia Pacific Pty Ltd | Aleutian TLIF | Transforaminal lumbar interbody spacer | (8.5-12)mm wide x (22-36)mm long x (4-17)mm height x (6-18) degree lordotic angle | 159146 | February 2016 |  | Changed Description, Size.
13 - Spinal | 13.10 - Fusion Cage | 13.10.02 - Interbody, No Integral Fixation | 13.10.02.02 - ThoracoLumbar / Lumbar |  | ER045 | 3600 |  | Emergo Asia Pacific Pty Ltd | Aleutian Lateral | Lateral Interbody Spacer | (16-22)mm width x (25-60)mm length x (6-20)mm height, (0-15) degreee lordotic angle | 159146 | February 2015 |  | Changed Description, Size, Benefit.
13 - Spinal | 13.10 - Fusion Cage | 13.10.02 - Interbody, No Integral Fixation | 13.10.02.02 - ThoracoLumbar / Lumbar |  | ER150 | 3600 |  | Emergo Asia Pacific Pty Ltd | Signus - Semial | Composition - PEEK | Height (ant) 7.80, 10.40, 13.20; Diameter 38, 43, 48; Height (post) 5.4, 8.0, 8.1, 10.8; Angle 5.00, 10.40 | 122274 | February 2014 |  | Transferred from LH252
13 - Spinal | 13.10 - Fusion Cage | 13.10.02 - Interbody, No Integral Fixation | 13.10.02.02 - ThoracoLumbar / Lumbar |  | ER162 | 3600 |  | Emergo Asia Pacific Pty Ltd | Signus Mobis Lumbar TLIF Cage | Peek-Optima Lumbar intervertebral TLIF cage | 6, 7, 8, 9, 10, 11, 12, 13, 14, 16, 18mm heights | 122272 | February 2014 |  | Transferred from LH370
13 - Spinal | 13.10 - Fusion Cage | 13.10.02 - Interbody, No Integral Fixation | 13.10.02.02 - ThoracoLumbar / Lumbar |  | ER190 | 3600 |  | Emergo Asia Pacific Pty Ltd | Signus Mobis II TLIF Implant | Signus Mobis II Thoracolumbar Fusion Cage-Peek or Ti | Height (6-14 mm)xWidth 9 mm x Length 29 mm | 122272 | August 2014 |  | New Listing
13 - Spinal | 13.10 - Fusion Cage | 13.10.02 - Interbody, No Integral Fixation | 13.10.02.02 - ThoracoLumbar / Lumbar |  | ER206 | 3600 |  | Emergo Asia Pacific Pty Ltd | Signus TLIF Implant | Signus TLIF Implant (Peek or Titanium) | Height (6-18 mm) x Width 11 mm x Length (28-40) mm x 0 or 6 degree angle | 129772 | February 2015 |  | New Listing
13 - Spinal | 13.10 - Fusion Cage | 13.10.02 - Interbody, No Integral Fixation | 13.10.02.02 - ThoracoLumbar / Lumbar |  | ER229 | 3600 |  | Emergo Asia Pacific Pty Ltd | SIGNUS Noval Interbody Fusion Cage | SIGNUS Noval Interbody Fusion Cage | height (8-18 mm) x width (40-48 mm)x lordosis (5-15 degrees) | 129772 | August 2015 |  | New Listing
13 - Spinal | 13.10 - Fusion Cage | 13.10.02 - Interbody, No Integral Fixation | 13.10.02.02 - ThoracoLumbar / Lumbar |  | ER242 | 3600 |  | Emergo Asia Pacific Pty Ltd | Cascadia Interbody Spacer | Cascadia interbody spacer, porous Ti | 8.5 -10mm wide | 193652 | August 2015 |  | New Listing
13 - Spinal | 13.10 - Fusion Cage | 13.10.02 - Interbody, No Integral Fixation | 13.10.02.02 - ThoracoLumbar / Lumbar |  | ER244 | 3600 |  | Emergo Asia Pacific Pty Ltd | Spineway Twin Peaks TLIF Fusion Cage | Twin Peaks TLIF Fusion Cage | height (7-15 mm) x length (25-35 mm) x lordosis (4-9 degrees) | 235415 | August 2015 |  | New Listing
13 - Spinal | 13.10 - Fusion Cage | 13.10.02 - Interbody, No Integral Fixation | 13.10.02.02 - ThoracoLumbar / Lumbar |  | ER245 | 3600 |  | Emergo Asia Pacific Pty Ltd | Spineway Twin Peaks PLIF Fusion Cage | Twin Peaks PLIF Fusion Cage-oblique | height (7-14 mm) x length (28-32 mm) | 235415 | August 2015 |  | New Listing
13 - Spinal | 13.10 - Fusion Cage | 13.10.02 - Interbody, No Integral Fixation | 13.10.02.02 - ThoracoLumbar / Lumbar |  | ER255 | 3600 |  | Emergo Asia Pacific Pty Ltd | Amendia Zeus Fusion Cages-TLIF | Zeus Fusion Cages-TLIF, PEEK (straight-versatile/curved/bullet nosed) | width (9-13 mm) x length (20-36 mm) x height (7-16 mm) | 233730 | August 2015 |  | New Listing
13 - Spinal | 13.10 - Fusion Cage | 13.10.02 - Interbody, No Integral Fixation | 13.10.02.02 - ThoracoLumbar / Lumbar |  | ER256 | 3600 |  | Emergo Asia Pacific Pty Ltd | Amendia Zeus Fusion Cages-ALIF | Amendia Zeus Fusion Cages-ALIF, PEEK | width (34-42 mm) x length (24-27 mm) x height (8-22 mm) x lordosis (0-13 degrees) | 233730 | August 2015 |  | New Listing
13 - Spinal | 13.10 - Fusion Cage | 13.10.02 - Interbody, No Integral Fixation | 13.10.02.02 - ThoracoLumbar / Lumbar |  | ER258 | 3600 |  | Emergo Asia Pacific Pty Ltd | Amendia Zeus Fusion Cages-Lateral (LLIF) | Zeus Fusion Cages-Lateral (LLIF)-straight/lordotic/oblique | width (9-25 mm) x length (24-60 mm) x height (8-18 mm) x lordosis (0-28 degrees) | 233730 | August 2015 |  | New Listing
13 - Spinal | 13.10 - Fusion Cage | 13.10.02 - Interbody, No Integral Fixation | 13.10.02.02 - ThoracoLumbar / Lumbar |  | ER282 | 3600 |  | Emergo Asia Pacific Pty Ltd | Cascadia Lateral | Interbody spacer, Porous Ti | 45-60mm length, 8-16mm high | 193652 | August 2017 |  | Changed Size.
13 - Spinal | 13.10 - Fusion Cage | 13.10.02 - Interbody, No Integral Fixation | 13.10.02.02 - ThoracoLumbar / Lumbar |  | ER306 | 3600 |  | Emergo Asia Pacific Pty Ltd | Amendia Pathway TLIF Fusion Cage | Pathway TLIF | 28mm x 10 mm x (7-14) mm | 233730 | February 2017 |  | New Listing
13 - Spinal | 13.10 - Fusion Cage | 13.10.02 - Interbody, No Integral Fixation | 13.10.02.02 - ThoracoLumbar / Lumbar |  | ER356 | 3600 |  | Emergo Asia Pacific Pty Ltd | Ulrich Fusion Cages-ALIF | Ulrich Fusion Cages pezo/tezo-ALIF (various shapes), PEEK or Titanium | height (8-26mm) x width (22-28mm) x length (28-34mm) x angle (0-12°) | 279703, 279705 | February 2017 |  | New Listing
13 - Spinal | 13.10 - Fusion Cage | 13.10.02 - Interbody, No Integral Fixation | 13.10.02.02 - ThoracoLumbar / Lumbar |  | ER357 | 3600 |  | Emergo Asia Pacific Pty Ltd | Ulrich Fusion Cages-TLIF | Ulrich Fusion Cages pezo/tezo-TLIF (various shapes), PEEK or Titanium | height (7-14mm) x width (11-16mm) x length (29-34mm) x angle 5° | 279703, 279705 | February 2017 |  | New Listing
13 - Spinal | 13.10 - Fusion Cage | 13.10.02 - Interbody, No Integral Fixation | 13.10.02.02 - ThoracoLumbar / Lumbar |  | ER441 | 3600 |  | Emergo Asia Pacific Pty Ltd | LnK Lumbar Interbody Fusion Cage System-TPLIF | LnK Lumbar Interbody Fusion Cage System-TPLIF, PEEK | length 32mm x width 11mm x height (6-16mm) x angle (0-8 degrees) | 286125 | August 2017 |  | New Listing
13 - Spinal | 13.10 - Fusion Cage | 13.10.02 - Interbody, No Integral Fixation | 13.10.02.02 - ThoracoLumbar / Lumbar |  | ER442 | 3600 |  | Emergo Asia Pacific Pty Ltd | LnK Lumbar Interbody Fusion Cage System-TLIF | LnK Lumbar Interbody Fusion Cage System-TLIF, PEEK, lordotic | length (26-32mm) x width 11mm x height (7-16mm) x angle (0-8 degrees) | 286125 | August 2017 |  | New Listing
13 - Spinal | 13.10 - Fusion Cage | 13.10.02 - Interbody, No Integral Fixation | 13.10.02.02 - ThoracoLumbar / Lumbar |  | ER443 | 3600 |  | Emergo Asia Pacific Pty Ltd | LnK Lumbar Interbody Fusion Cage System-ALIF | LnK Lumbar Interbody Fusion Cage System-ALIF, PEEK, lordotic | length (24-29mm) x width (32-38mm) x height (8-19mm) x angle (0-14mm) | 286125 | August 2017 |  | New Listing
13 - Spinal | 13.10 - Fusion Cage | 13.10.02 - Interbody, No Integral Fixation | 13.10.02.02 - ThoracoLumbar / Lumbar |  | ER444 | 3600 |  | Emergo Asia Pacific Pty Ltd | LnK Lumbar Interbody Fusion Cage System-DLIF | LnK Lumbar Interbody Fusion Cage System-DLIF, PEEK | length 18mm x width (40-60mm) x height (8-16mm) x angle (0-12mm) | 286125 | August 2017 |  | New Listing
13 - Spinal | 13.10 - Fusion Cage | 13.10.02 - Interbody, No Integral Fixation | 13.10.02.02 - ThoracoLumbar / Lumbar |  | ER462 | 3600 |  | Emergo Asia Pacific Pty Ltd | Endoskeleton TL | Lateral Vertebral Body Spacer. Titanium with Surface Treated Technology | Length: 45-60mm | 285244 | August 2017 |  | Duplicated from OH522
13 - Spinal | 13.10 - Fusion Cage | 13.10.02 - Interbody, No Integral Fixation | 13.10.02.02 - ThoracoLumbar / Lumbar |  | ER463 | 3600 |  | Emergo Asia Pacific Pty Ltd | Endoskeleton TA | Titanium coated anterior interbody fusion device for the lumbar spine | 32-40 x 21-27mm | 285244 | August 2017 |  | Duplicated from OH490
13 - Spinal | 13.10 - Fusion Cage | 13.10.02 - Interbody, No Integral Fixation | 13.10.02.02 - ThoracoLumbar / Lumbar |  | EV017 | 3600 |  | Evolution Surgical | Shuriken Cage | Interbody Fusion Cages are used to restore disc height and support loading during intervertebral body fusion. | 7-13mm height; 30-35mm length; 6-18 degrees lordosis | 236041 | August 2015 |  | New Listing
13 - Spinal | 13.10 - Fusion Cage | 13.10.02 - Interbody, No Integral Fixation | 13.10.02.02 - ThoracoLumbar / Lumbar |  | EV023 | 3600 |  | Evolution Surgical | Shinto PLIF Cage | Interbody Fusion Cages are used to restore disc height and support loading during intervertebral body fusion. | Angle 8 - 22 degrees Length 21 - 26mm Height 5 - 13mm | 236042 | August 2016 |  | New Listing
13 - Spinal | 13.10 - Fusion Cage | 13.10.02 - Interbody, No Integral Fixation | 13.10.02.02 - ThoracoLumbar / Lumbar |  | HW406 | 3600 |  | Stryker Australia Pty Ltd | Aria Spinal System / Peek DLIF Interbody Spacer | PEEK DLIF Interbody Spacer | H: 8-18mm L: 40-60mm W: 18-22mm 0-8 degree lordosis | 178870 | February 2012 |  | Changed Product Group, Product Sub Group, Benefit.
13 - Spinal | 13.10 - Fusion Cage | 13.10.02 - Interbody, No Integral Fixation | 13.10.02.02 - ThoracoLumbar / Lumbar |  | HW520 | 3600 |  | Stryker Australia Pty Ltd | AVS Navigator | Steerable TLIF Cage | L 26-31mm, H6-15mm, 0 and 4 degree anglulation | 205486 | August 2013 |  | New Listing
13 - Spinal | 13.10 - Fusion Cage | 13.10.02 - Interbody, No Integral Fixation | 13.10.02.02 - ThoracoLumbar / Lumbar |  | HW560 | 3600 |  | Stryker Australia Pty Ltd | Tritanium PL Posterior Lumbar Cage | Porous Titanium Alloy Interbody Cage | 6-16mm height, 23-32mm length, 9-11mm width, 0, 6 and 12 degrees | 265560 | February 2016 |  | New Listing
13 - Spinal | 13.10 - Fusion Cage | 13.10.02 - Interbody, No Integral Fixation | 13.10.02.02 - ThoracoLumbar / Lumbar |  | JJ520 | 3600 |  | Johnson & Johnson Medical Pty Ltd | CONCORDE Spine System | Parallel Carbon Fibre Interbody Fusion Device | 7 - 18mm | 98094 | February 2012 |  | Changed Product Group, Product Sub Group, Benefit.
13 - Spinal | 13.10 - Fusion Cage | 13.10.02 - Interbody, No Integral Fixation | 13.10.02.02 - ThoracoLumbar / Lumbar |  | JJ569 | 3600 |  | Johnson & Johnson Medical Pty Ltd | Cougar Spine System | Anterior/lateral Lumbar Interbody Fusion Cage, Carbon Fibre Reinforced Polymer (CFRP) | Small - Large, 7 - 65mm | 98094 | February 2016 |  | Changed Size.
13 - Spinal | 13.10 - Fusion Cage | 13.10.02 - Interbody, No Integral Fixation | 13.10.02.02 - ThoracoLumbar / Lumbar |  | JJ899 | 3600 |  | Johnson & Johnson Medical Pty Ltd | CONCORDE Spine System | Lordotic Carbon Fibre Interbody Fusion Device | 7-18mm | 149723 | August 2012 |  | Expanded from JJ521
13 - Spinal | 13.10 - Fusion Cage | 13.10.02 - Interbody, No Integral Fixation | 13.10.02.02 - ThoracoLumbar / Lumbar |  | LB004 | 3600 |  | Globus Medical Australia | TransContinental Spacer | PEEK Interbody cages | X-small, small, medium, large, x-large 0 deg, 6 deg and 10 degree 7 - 17mm Height | 191535 | August 2016 |  | Changed Size.
13 - Spinal | 13.10 - Fusion Cage | 13.10.02 - Interbody, No Integral Fixation | 13.10.02.02 - ThoracoLumbar / Lumbar |  | LB005 | 3600 |  | Globus Medical Australia | TransContinental M Spacer | PEEK Interbody cages | 0 degree, 6 degree, 20 degree and 25 degree, Height: 8mm - 21mm . Length: 35mm-60mm, Width: 20mm | 191535 | August 2017 |  | Changed Size.
13 - Spinal | 13.10 - Fusion Cage | 13.10.02 - Interbody, No Integral Fixation | 13.10.02.02 - ThoracoLumbar / Lumbar |  | LB006 | 3600 |  | Globus Medical Australia | Signature Spacer | PEEK Interbody spacer | small, medium, large. 7mm - 17mm Height | 190020 | February 2012 |  | New Listing
13 - Spinal | 13.10 - Fusion Cage | 13.10.02 - Interbody, No Integral Fixation | 13.10.02.02 - ThoracoLumbar / Lumbar |  | LB007 | 3600 |  | Globus Medical Australia | Continental Spacer | PEEK Interbody spacer | x-small, small, medium, large. 0deg, 8deg, 15deg. 9mm - 21mm Height | 190020 | February 2012 |  | New Listing
13 - Spinal | 13.10 - Fusion Cage | 13.10.02 - Interbody, No Integral Fixation | 13.10.02.02 - ThoracoLumbar / Lumbar |  | LB071 | 3600 |  | Globus Medical Australia | SUSTAIN Spacer | TLIF Cage | 8mm-17mm height, 8mm-12mm width, 26-30mm length | 191534 | February 2014 |  | Expanded from LB035
13 - Spinal | 13.10 - Fusion Cage | 13.10.02 - Interbody, No Integral Fixation | 13.10.02.02 - ThoracoLumbar / Lumbar |  | LB118 | 3600 |  | Globus Medical Australia | Continental TPS Spacer | ALIF PEEK spacer with Titanium Plasma Spray | Width 25-39mm, Length 20-28mm, Height 9-21mm | 191535 | February 2016 |  | New Listing
13 - Spinal | 13.10 - Fusion Cage | 13.10.02 - Interbody, No Integral Fixation | 13.10.02.02 - ThoracoLumbar / Lumbar |  | LB126 | 3600 |  | Globus Medical Australia | Sustain - O TPS | TPS coated PEEK radiolucent lumbar interbody fusion device | Height-8mm-18mm, Width 8mm - 12mm, Length - 26mm-30mm | 191535 | February 2016 |  | New Listing
13 - Spinal | 13.10 - Fusion Cage | 13.10.02 - Interbody, No Integral Fixation | 13.10.02.02 - ThoracoLumbar / Lumbar |  | LB128 | 3600 |  | Globus Medical Australia | Signature-R, Signature-R TPS & Signature-Ti TLIF System | PEEK or TPS Coated PEEK or Titanium lumbar interbody fusion device | Small - 10 x 28mm with heights from 7-17mm Large - 11 x 33mm with heights from 7-17mm PEEK TPS - 10-11mm x 32-37mm with heights from 7-17mm | 191535 | February 2016 |  | New Listing
13 - Spinal | 13.10 - Fusion Cage | 13.10.02 - Interbody, No Integral Fixation | 13.10.02.02 - ThoracoLumbar / Lumbar |  | LB132 | 3600 |  | Globus Medical Australia | Sustain-IR and Sustain-IR Narrow | PEEK radiolucent interbody lumbar fusion device | Height 7-17mm, Length 26-30mm | 191535 | February 2016 |  | New Listing
13 - Spinal | 13.10 - Fusion Cage | 13.10.02 - Interbody, No Integral Fixation | 13.10.02.02 - ThoracoLumbar / Lumbar |  | LB134 | 3600 |  | Globus Medical Australia | Calber Expandable Lumbar Fusion Device | Expandable titanium alloy and PEEK lumbar interbody fusion device | Un-expanded Height -7-12mm, Expanded Height 11-17mm, Width 10-12mm, Length 26-30mm | 190042 | August 2016 |  | New Listing
13 - Spinal | 13.10 - Fusion Cage | 13.10.02 - Interbody, No Integral Fixation | 13.10.02.02 - ThoracoLumbar / Lumbar |  | LB136 | 3600 |  | Globus Medical Australia | TransContinental TPS | Lateral Lumbar Interbody Fusion (LLIF) Device | Length - 40-60mm in 5mm increments Height - 7-17mm Width - 18mm & 22mm | 191535 | August 2016 |  | New Listing
13 - Spinal | 13.10 - Fusion Cage | 13.10.02 - Interbody, No Integral Fixation | 13.10.02.02 - ThoracoLumbar / Lumbar |  | LB141 | 3600 |  | Globus Medical Australia | RISE | Expandable Lumbar Fusion Device | Width:10mm, Length: 26mm, 30mm Width:12mm, Length: 26mm and 30mm Heights 7-17mm | 214537 | February 2017 |  | New Listing
13 - Spinal | 13.10 - Fusion Cage | 13.10.02 - Interbody, No Integral Fixation | 13.10.02.02 - ThoracoLumbar / Lumbar |  | LB143 | 3600 |  | Globus Medical Australia | Rise IntraLIF | Intradiscal Lumbar Interbody Fusion Device | Width 8mm, Length 26mm, 30mm and 34mm Height 7-14mm | 214537 | February 2017 |  | New Listing
13 - Spinal | 13.10 - Fusion Cage | 13.10.02 - Interbody, No Integral Fixation | 13.10.02.02 - ThoracoLumbar / Lumbar |  | LB150 | 3600 |  | Globus Medical Australia | Caliber -L | Expandable Lateral Lumbar Interbody Fusion Device | Width -16mm, Length 25-40mm in 5mm increments Width -18mm, Length 40-60mm in 5mm increments Width -22mm, 40 - 60mm in 5mm increments Heights - 7-10mm, 8-11mm, 9-13mm, 10-13mm, 10mm-14mm, 11-15mm, 11-16mm, 12-16mm, 12-17mm | 190042 | February 2017 |  | New Listing
13 - Spinal | 13.10 - Fusion Cage | 13.10.02 - Interbody, No Integral Fixation | 13.10.02.02 - ThoracoLumbar / Lumbar |  | LB169 | 3600 |  | Globus Medical Australia | RISE-L Lateral Lumbar Interbody Fusion Device | Expandable titanium lumbar interbody fusion device | Width 18-22mm, Length 40-60mm, Height 7-10mm (unexpanded) - 14-17mm (expanded) | 214537 | August 2017 |  | New Listing
13 - Spinal | 13.10 - Fusion Cage | 13.10.02 - Interbody, No Integral Fixation | 13.10.02.02 - ThoracoLumbar / Lumbar |  | LH520 | 3600 |  | Lifehealthcare Pty Ltd | Kasios TLIF Kage PL | Interbody Fusion Cage | 7 - 14mm height | 178660 | August 2014 |  | New Listing
13 - Spinal | 13.10 - Fusion Cage | 13.10.02 - Interbody, No Integral Fixation | 13.10.02.02 - ThoracoLumbar / Lumbar |  | LH529 | 3600 |  | Lifehealthcare Pty Ltd | ALIF Spine Truss System | Cage | 8-20mm height | 252733 | August 2015 |  | New Listing
13 - Spinal | 13.10 - Fusion Cage | 13.10.02 - Interbody, No Integral Fixation | 13.10.02.02 - ThoracoLumbar / Lumbar |  | LH543 | 3600 |  | Lifehealthcare Pty Ltd | Posterior Spine Truss System Interbody Fusion Device | TLIF Cage | (9-12)mm x (22-34)mm | 252733 | February 2016 |  | New Listing
13 - Spinal | 13.10 - Fusion Cage | 13.10.02 - Interbody, No Integral Fixation | 13.10.02.02 - ThoracoLumbar / Lumbar |  | LH546 | 3600 |  | Lifehealthcare Pty Ltd | Lateral Spine Truss System | Interbody spacer, Porous Ti | 8-16mm high | 252733 | August 2016 |  | New Listing
13 - Spinal | 13.10 - Fusion Cage | 13.10.02 - Interbody, No Integral Fixation | 13.10.02.02 - ThoracoLumbar / Lumbar |  | LH548 | 3600 |  | Lifehealthcare Pty Ltd | SiNTx Interbody Fusion Device, AL | Anterior Lumber Fusion Cage | (30-36)mm x (24-28)mm | 244559 | August 2016 |  | New Listing
13 - Spinal | 13.10 - Fusion Cage | 13.10.02 - Interbody, No Integral Fixation | 13.10.02.02 - ThoracoLumbar / Lumbar |  | LH549 | 3600 |  | Lifehealthcare Pty Ltd | SiNTx Interbody Fusion Device, PL | Lumbar Fusion Cage, Inline | 9mm x (21-32)mm | 244559 | August 2016 |  | New Listing
13 - Spinal | 13.10 - Fusion Cage | 13.10.02 - Interbody, No Integral Fixation | 13.10.02.02 - ThoracoLumbar / Lumbar |  | LH550 | 3600 |  | Lifehealthcare Pty Ltd | SiNTx Interbody Fusion Device, TL | Lumber Fusion Cage, curved | (10-12)mm x (27-33)mm | 244559 | August 2016 |  | New Listing
13 - Spinal | 13.10 - Fusion Cage | 13.10.02 - Interbody, No Integral Fixation | 13.10.02.02 - ThoracoLumbar / Lumbar |  | LH570 | 3600 |  | Lifehealthcare Pty Ltd | EIT ALIF Cage | Lumbar Cage with Titanium | 8-18mm heights | 227327 | February 2017 |  | New Listing
13 - Spinal | 13.10 - Fusion Cage | 13.10.02 - Interbody, No Integral Fixation | 13.10.02.02 - ThoracoLumbar / Lumbar |  | LH573 | 3600 |  | Lifehealthcare Pty Ltd | EIT TLIF Cage | Titanium Lumbar Cage | 7-15mm heights | 227327 | February 2017 |  | Transferred from EQ001
13 - Spinal | 13.10 - Fusion Cage | 13.10.02 - Interbody, No Integral Fixation | 13.10.02.02 - ThoracoLumbar / Lumbar |  | MC602 | 3600 |  | Medtronic Australasia Pty Ltd | Union | Verte-Stack | 8 - 20mm | 169501 | February 2012 |  | Changed Product Group, Product Sub Group, Benefit.
13 - Spinal | 13.10 - Fusion Cage | 13.10.02 - Interbody, No Integral Fixation | 13.10.02.02 - ThoracoLumbar / Lumbar |  | MC673 | 3600 |  | Medtronic Australasia Pty Ltd | Verte-Stack | Perimeter Cage | Extra Small, Small, Medium, Large, Extra Large | 126313 | February 2012 |  | Changed Product Group, Product Sub Group, Benefit.
13 - Spinal | 13.10 - Fusion Cage | 13.10.02 - Interbody, No Integral Fixation | 13.10.02.02 - ThoracoLumbar / Lumbar |  | MC685 | 3600 |  | Medtronic Australasia Pty Ltd | Verte-Stack Crescent | PEEK | Height 6 - 18mm | 126313, 172926 | February 2012 |  | Changed Product Group, Product Sub Group, Benefit.
13 - Spinal | 13.10 - Fusion Cage | 13.10.02 - Interbody, No Integral Fixation | 13.10.02.02 - ThoracoLumbar / Lumbar |  | MC974 | 3600 |  | Medtronic Australasia Pty Ltd | Capstone Cage | TLIF Vertebral Body Spacer | Length: 32mm - 36mm | 126313 | February 2012 |  | Changed Product Group, Product Sub Group, Benefit.
13 - Spinal | 13.10 - Fusion Cage | 13.10.02 - Interbody, No Integral Fixation | 13.10.02.02 - ThoracoLumbar / Lumbar |  | MC975 | 3600 |  | Medtronic Australasia Pty Ltd | Capstone Cage | DLIF Vertebral Body Spacer | Length: 40mm - 60mm | 126313 | February 2012 |  | Changed Product Group, Product Sub Group, Benefit.
13 - Spinal | 13.10 - Fusion Cage | 13.10.02 - Interbody, No Integral Fixation | 13.10.02.02 - ThoracoLumbar / Lumbar |  | MI062 | 3600 |  | Medtronic Australasia Pty Ltd | Capstone Control | TLIF vertebral Body Spacer | Length: 27-32mm | 126313 | February 2013 |  | New Listing
13 - Spinal | 13.10 - Fusion Cage | 13.10.02 - Interbody, No Integral Fixation | 13.10.02.02 - ThoracoLumbar / Lumbar |  | MI064 | 3600 |  | Medtronic Australasia Pty Ltd | Crescent Spinal System | Titanium | height: 7-16mm | 126313 | February 2013 |  | New Listing
13 - Spinal | 13.10 - Fusion Cage | 13.10.02 - Interbody, No Integral Fixation | 13.10.02.02 - ThoracoLumbar / Lumbar |  | MI065 | 3600 |  | Medtronic Australasia Pty Ltd | Clydesdale Spinal System | Lateral vertebral body spacer (PEEK & PTC) | Length: 40mm - 60mm | 126313 | August 2017 |  | Changed Description.
13 - Spinal | 13.10 - Fusion Cage | 13.10.02 - Interbody, No Integral Fixation | 13.10.02.02 - ThoracoLumbar / Lumbar |  | MI068 | 3600 |  | Medtronic Australasia Pty Ltd | Loop Spinal System | TLIF Vertebral Body Spacer | Length: 32.5mm -37.5mm | 200709 | February 2013 |  | New Listing
13 - Spinal | 13.10 - Fusion Cage | 13.10.02 - Interbody, No Integral Fixation | 13.10.02.02 - ThoracoLumbar / Lumbar |  | MI172 | 3600 |  | Medtronic Australasia Pty Ltd | Divergence-L Anterior/Oblique Lumbar Fusion System | Interbody cage | 10-20mm | 126313 | August 2015 |  | New Listing
13 - Spinal | 13.10 - Fusion Cage | 13.10.02 - Interbody, No Integral Fixation | 13.10.02.02 - ThoracoLumbar / Lumbar |  | MI186 | 3600 |  | Medtronic Australasia Pty Ltd | PIVOX Oblique Lateral Spinal System | Interbody Cage | 20-27mm width | 126313 | February 2016 |  | New Listing
13 - Spinal | 13.10 - Fusion Cage | 13.10.02 - Interbody, No Integral Fixation | 13.10.02.02 - ThoracoLumbar / Lumbar |  | MU103 | 3600 |  | Medacta Australia Pty Ltd | Mectalif Oblique | Oblique Transforaminal Interbody Fusion Device made with PEEK | Width: 12mm. Length 28, 30, 32,34, 36 and 40 mm. Height: from 7 to 15 mm | 180172 | August 2014 |  | Changed Size.
13 - Spinal | 13.10 - Fusion Cage | 13.10.02 - Interbody, No Integral Fixation | 13.10.02.02 - ThoracoLumbar / Lumbar |  | MU105 | 3600 |  | Medacta Australia Pty Ltd | Mectalif Transforaminal | Transforaminal Interbody Fusion Device _ Banana Shape - made with PEEK | Width: 12 and 14 mm. Length: 30 and 34 mm. Height from 8 to 15 mm | 180172 | February 2014 |  | Changed Benefit.
13 - Spinal | 13.10 - Fusion Cage | 13.10.02 - Interbody, No Integral Fixation | 13.10.02.02 - ThoracoLumbar / Lumbar |  | NV012 | 3600 |  | Nuvasive Australia and NZ Pty Ltd | CoRoent | TLIF cage - PEEK or Titanium | Width 8-14mm x Length 20-40mm x Height 6-14mm x Lordosis 0-15° | 132498 | February 2017 |  | Changed Size.
13 - Spinal | 13.10 - Fusion Cage | 13.10.02 - Interbody, No Integral Fixation | 13.10.02.02 - ThoracoLumbar / Lumbar |  | NV013 | 3600 |  | Nuvasive Australia and NZ Pty Ltd | CoRoent | XLIF cage – PEEK or Titanium | Width 16mm-26mm x Length 25-60mm x Height 4-20mm x Lordosis 0-35 degrees | 132498 | August 2016 |  | Changed Description.
13 - Spinal | 13.10 - Fusion Cage | 13.10.02 - Interbody, No Integral Fixation | 13.10.02.02 - ThoracoLumbar / Lumbar |  | NV014 | 3600 |  | Nuvasive Australia and NZ Pty Ltd | CoRoent | ALIF cage | XLR | 132498 | February 2012 |  | Changed Product Group, Product Sub Group, Benefit.
13 - Spinal | 13.10 - Fusion Cage | 13.10.02 - Interbody, No Integral Fixation | 13.10.02.02 - ThoracoLumbar / Lumbar |  | NV094 | 3600 |  | Nuvasive Australia and NZ Pty Ltd | Brigade Ti System | Interbody fusion implant | 10-20mm x 34-42mm | 132498 | February 2013 |  | New Listing
13 - Spinal | 13.10 - Fusion Cage | 13.10.02 - Interbody, No Integral Fixation | 13.10.02.02 - ThoracoLumbar / Lumbar |  | NV131 | 3600 |  | Nuvasive Australia and NZ Pty Ltd | Foundation LL (Cage) | The Foundation LL System is indicated for spinal fusion procedures in skeletally mature patients with degenerative disc disease (DOD) at one or two contiguous levels in the lumbar spine (L2 to S1). DOD is defined as back pain of discogenic origin with degeneration of the disc confirmed by patient history and radiographic studies. DOD patients may also have up to Grade 1 spondylolisthesis or retrolisthesis at the involved levels. These patients may have had a previous non-fusion spinal surgery at the involved level(s). The Foundation LL System is intended for use with autograft. The Foundation LL System 10-20 degree lordotic cages may be used as a standalone system. The Foundation LL System 25-30 degree lordotic cages must be used with supplemental internal spinal fixation systems (i.e. , posterior pedicle screw and rod system) that are cleared by the FDA for use in the lumbar spine. Patients must have undergone a regimen of at least six (6) months of non-operative treatment prior to being treated with the Foundation LL System. | 6-12mm tall, 34-38mm wide, 24-28mm deep and 0-30 degree lordosis | 132498 | February 2016 |  | New Listing
13 - Spinal | 13.10 - Fusion Cage | 13.10.02 - Interbody, No Integral Fixation | 13.10.02.02 - ThoracoLumbar / Lumbar |  | NV143 | 3600 |  | Nuvasive Australia and NZ Pty Ltd | Base Interfixated | Interbody fusion implant | 6-14mm tall, 34-42mm wide, 24-30mm deep and 0-30° lordosis | 132498 | February 2017 |  | Changed Product Name, Size.
13 - Spinal | 13.10 - Fusion Cage | 13.10.02 - Interbody, No Integral Fixation | 13.10.02.02 - ThoracoLumbar / Lumbar |  | NV150 | 3600 |  | Nuvasive Australia and NZ Pty Ltd | Nuvasive TLX Interbody System | Expandable Lumbar Fusion Device | Width 11mm x Length 26-36mm x Height 7-14mm x Lordosis 12-15° | 132498 | August 2017 |  | New Listing
13 - Spinal | 13.10 - Fusion Cage | 13.10.02 - Interbody, No Integral Fixation | 13.10.02.02 - ThoracoLumbar / Lumbar |  | OF046 | 3600 |  | Orthofix Australia Pty Limited | Forza PLIF | PEEK PLIF cages in various sizes | 9x23/27mm 11x23/27mm 0 and 8 degree 6-16mm height in 1mm increments | 206571 | August 2014 |  | Transferred from AE151
13 - Spinal | 13.10 - Fusion Cage | 13.10.02 - Interbody, No Integral Fixation | 13.10.02.02 - ThoracoLumbar / Lumbar |  | OF047 | 3600 |  | Orthofix Australia Pty Limited | FORZA TLIF | PEEK TLIF cages in various sizes | Width - 9mm to 11mm Length - 27mm to 33mm Height - 6mm to 16mm 0 - 8 degree | 206571 | August 2017 |  | Changed Size.
13 - Spinal | 13.10 - Fusion Cage | 13.10.02 - Interbody, No Integral Fixation | 13.10.02.02 - ThoracoLumbar / Lumbar |  | OF048 | 3600 |  | Orthofix Australia Pty Limited | Blackstone Medical Pillar AL | Anterior Lumbar Interbody Fusion PEEK cage | 26mm x 20mm, 7 degrees (lordotic). 8-20mm height in 2mm increments. 30mm x 24mm, 0 degrees (parallel). 8mm 18mm height in 2mm increments. 30mm x 24mm, 7 degrees (lorotic). 10-22mm height in 2mm increments. 30mm x 24mm, 12 degrees (lordotic). 12-24mm heigh | 206571 | August 2014 |  | Transferred from AE192
13 - Spinal | 13.10 - Fusion Cage | 13.10.02 - Interbody, No Integral Fixation | 13.10.02.02 - ThoracoLumbar / Lumbar |  | OF057 | 3600 |  | Orthofix Australia Pty Limited | FORZA PTC | PEEK/Titanium spacer with porous titanium endplates | 9mm X 27mm, Height 7mm-14mm 11mm X 27mm, Height 7mm-14mm 11mm X 31mm, Height 7mm-14mm | 191948 | August 2016 |  | New Listing
13 - Spinal | 13.10 - Fusion Cage | 13.10.02 - Interbody, No Integral Fixation | 13.10.02.02 - ThoracoLumbar / Lumbar |  | OF068 | 3600 |  | Orthofix Australia Pty Limited | SKYHAWK Interbody Fusion Device | PEEK Interbody Fusion Device | Width - 16mm, 18mm and 20mm, 22mm, 26mm Length - 35mm, 40mm, 45mm, 50mm, 55mm, 60mm Height - 8mm, 10mm, 11mm, 12mm, 13mm, 14mm, 15mm, 16mm, 17mm, 18mm, 19mm, 20mm | 206571 | February 2017 |  | New Listing
13 - Spinal | 13.10 - Fusion Cage | 13.10.02 - Interbody, No Integral Fixation | 13.10.02.02 - ThoracoLumbar / Lumbar |  | OH128 | 3600 |  | Orthotech Pty Ltd | Anterior Lumbar Cage | Titanium or PEEK | Height 2 - 20mm | 168810 | February 2012 |  | Changed Product Group, Product Sub Group, Benefit.
13 - Spinal | 13.10 - Fusion Cage | 13.10.02 - Interbody, No Integral Fixation | 13.10.02.02 - ThoracoLumbar / Lumbar |  | OH523 | 3600 |  | Orthotech Pty Ltd | Stalif L | No Profile® Lumbar Integrated Interbody Device | 45mm, 50mm, 55mm | 196068 | August 2016 |  | New Listing
13 - Spinal | 13.10 - Fusion Cage | 13.10.02 - Interbody, No Integral Fixation | 13.10.02.02 - ThoracoLumbar / Lumbar |  | OH538 | 3600 |  | Orthotech Pty Ltd | Taurus-P | Taurus-P Fusion Cage | 0-8°, H7-16mm, L25-40mm, W9-12mm | 289247 | August 2017 |  | New Listing
13 - Spinal | 13.10 - Fusion Cage | 13.10.02 - Interbody, No Integral Fixation | 13.10.02.02 - ThoracoLumbar / Lumbar |  | PB005 | 3600 |  | Australian Pacific Medical Pty Ltd | TLIF (D-REX) Cage | Interbody fusion cage. | Height: 7-15 mm. | 215887 | February 2014 |  | New Listing
13 - Spinal | 13.10 - Fusion Cage | 13.10.02 - Interbody, No Integral Fixation | 13.10.02.02 - ThoracoLumbar / Lumbar |  | PB014 | 3600 |  | Australian Pacific Medical Pty Ltd | ATP Cage | Lateral Interbody Spacer | 22 mm width x (40-60)mm length x (8-16)mm height, (8 &15) degree lordotic angle | 215887 | August 2015 |  | New Listing
13 - Spinal | 13.10 - Fusion Cage | 13.10.02 - Interbody, No Integral Fixation | 13.10.02.02 - ThoracoLumbar / Lumbar |  | PB048 | 3600 |  | Australian Pacific Medical Pty Ltd | ALIF Cage System | Lateral Interbody Spacer | Foot Prints 24 x 30 mm & 28 x 36 mm Angle 5°, 10°, & 15° Lordotic Options Cage Height 9mm-21mm in 1mm increment | 215887 | February 2017 |  | New Listing
13 - Spinal | 13.10 - Fusion Cage | 13.10.02 - Interbody, No Integral Fixation | 13.10.02.02 - ThoracoLumbar / Lumbar |  | PZ018 | 3600 |  | Prism Surgical Designs Pty Ltd | VerteLoc™ Spine System | Interbody Fusion Device | 7mm - 18mm | 217031 | February 2014 |  | Duplicated from SF002
13 - Spinal | 13.10 - Fusion Cage | 13.10.02 - Interbody, No Integral Fixation | 13.10.02.02 - ThoracoLumbar / Lumbar |  | PZ019 | 3600 |  | Prism Surgical Designs Pty Ltd | Australis Spine System | Thoracolumbar Cage | small to extra large | 217031 | August 2015 |  | Changed Benefit.
13 - Spinal | 13.10 - Fusion Cage | 13.10.02 - Interbody, No Integral Fixation | 13.10.02.02 - ThoracoLumbar / Lumbar |  | PZ055 | 3600 |  | Prism Surgical Designs Pty Ltd | Australis Spine System | Thoracolumbar Cage PC | Small to extra large | 217031 | February 2016 |  | Transferred from SF086
13 - Spinal | 13.10 - Fusion Cage | 13.10.02 - Interbody, No Integral Fixation | 13.10.02.02 - ThoracoLumbar / Lumbar |  | RI001 | 3600 |  | RTI Surgical Australia Pty Ltd | Bullet-Tip Interbody Fusion Device | TLIF interbody fusion implant; PEEK with tantalum markers | (8- 13)mm width X (22-32)mm long X (8-17)mm height; 0-6 degrees Lordosis | 233565 | August 2015 |  | New Listing
13 - Spinal | 13.10 - Fusion Cage | 13.10.02 - Interbody, No Integral Fixation | 13.10.02.02 - ThoracoLumbar / Lumbar |  | RI003 | 3600 |  | RTI Surgical Australia Pty Ltd | CrossFuse II Interbody Fusion Device | Interbody fusion implant for Lateral Approach (LLIF); PEEK with tantalum markers | (14- 22)mm width X (35-70)mm long X (7-17)mm height; Lordosis 0-18 degrees; Cornal taper: 0-6 degrees | 233565 | August 2015 |  | New Listing
13 - Spinal | 13.10 - Fusion Cage | 13.10.02 - Interbody, No Integral Fixation | 13.10.02.02 - ThoracoLumbar / Lumbar |  | RI005 | 3600 |  | RTI Surgical Australia Pty Ltd | T-Plus Interbody Fusion Device | TLIF interbody fusion implant; PEEK with tantalum markers | (10)mm width X (27-36)mm long X (7-15)mm height; 0-6 degrees Lordosis | 233565 | August 2015 |  | New Listing
13 - Spinal | 13.10 - Fusion Cage | 13.10.02 - Interbody, No Integral Fixation | 13.10.02.02 - ThoracoLumbar / Lumbar |  | SF099 | 3600 |  | Signature Orthopaedics | Advantage Plus Cage | Plasma Coated PEEK Cage | Small, medium, Medium Wide, Large, Extra Large | 181030 | February 2016 |  | New Listing
13 - Spinal | 13.10 - Fusion Cage | 13.10.02 - Interbody, No Integral Fixation | 13.10.02.02 - ThoracoLumbar / Lumbar |  | SF101 | 3600 |  | Signature Orthopaedics | Revolve Cage | Spinal Cage | 9-17mm high, 21-27mm length, 12-22 degrees | 181030 | February 2016 |  | New Listing
13 - Spinal | 13.10 - Fusion Cage | 13.10.02 - Interbody, No Integral Fixation | 13.10.02.02 - ThoracoLumbar / Lumbar |  | SR050 | 3600 |  | Stryker Australia Pty Ltd | AVS TL Peek Spacer System | Transforaminal Lumbar Interbody Fusion cage, PEEK | 7-18mm x 25--30mm. 0-4 degree | 94643 | February 2012 |  | Changed Product Group, Product Sub Group, Benefit.
13 - Spinal | 13.10 - Fusion Cage | 13.10.02 - Interbody, No Integral Fixation | 13.10.02.02 - ThoracoLumbar / Lumbar |  | SR066 | 3600 |  | Stryker Australia Pty Ltd | AVS AL PEEK Spacer System | Anterior Lumbar Interbody Fusion Cage | 22mm deep x 28mm wide x 10mm - 50mm height and 28mm deep x 33mm wide x 10mm-50mm height. Both base sizes come in 4 degree and 8 degree angulations | 94643 | February 2012 |  | Changed Product Group, Product Sub Group, Benefit.
13 - Spinal | 13.10 - Fusion Cage | 13.10.02 - Interbody, No Integral Fixation | 13.10.02.02 - ThoracoLumbar / Lumbar |  | SR082 | 3600 |  | Stryker Australia Pty Ltd | UniLIF | PEEK Unilateral Lumbar Interbody Fusion Cage | Width 11mm, Height 6mm to 13mm, Length 30mm - 33mm | 94643 | February 2012 |  | Changed Product Group, Product Sub Group, Benefit.
13 - Spinal | 13.10 - Fusion Cage | 13.10.02 - Interbody, No Integral Fixation | 13.10.02.02 - ThoracoLumbar / Lumbar |  | SV028 | 3600 |  | Signature Spine and Joint Pty Ltd | AnyPlus ALIF PEEK Cage | The AnyPlus PEEK Cage System are designed for implantation between the endplates of adjacent vertebral bodies. It is intended to help fuse segments of the spine to treat anatomical abnormalities of the vertebrate. Their size and shape have been adapted to the invertebral spaces and to the specified surgical techniques. They comprise one or more cavities for bone grafts, as well as superior, inferior and lateral openings. The cages are available in different shapes and sizes | Size in mm 23x31x10-4, 23x31x11-4,23x31x12-4,23x31x13-4,23x31x14-4,23x31x15-4,23x31x16-4,23x31x10-8,23x31x11-8,23x31x12-8,23x31x13-8,23x31x14-8,23x31x15-8,23x31x16-8,27x31x10-4,27x31x11-4,27x31x12-4,27x31x13-4,27x31x14-4,27x31x15-4,27x31x16-4,27x31x10-8,27x31x11-8,27x31x12-8,27x31x13-8,27x31x14-8,27x31x15-8,27x31x16-8 | 205569 | August 2014 |  | New Listing
13 - Spinal | 13.10 - Fusion Cage | 13.10.02 - Interbody, No Integral Fixation | 13.10.02.02 - ThoracoLumbar / Lumbar |  | SV030 | 3600 |  | Signature Spine and Joint Pty Ltd | AnyPlus TLIF PEEK Cage | The AnyPlus PEEK Cage system are designed for implantation between the endplates of adjacent vertebral bodies. It is intended to help fuse segments of the spine to treat anatomical abnormalities of the vertebrate. Their size and shape have been adapted to the intervertebral space and to the specified surgical techniques. They comprise one or more cavities for bone grafts, as well as superior, inferior and lateral openings. The cages are available in different shapes and sizes | Size mm 9x28x7,9x28x8,9x28x9,9x28x10,9x28x11,9x28x12,9x28x13,9x28x14,9x28x15,9x28x15,9x28x16 | 205569 | August 2014 |  | New Listing
13 - Spinal | 13.10 - Fusion Cage | 13.10.02 - Interbody, No Integral Fixation | 13.10.02.02 - ThoracoLumbar / Lumbar |  | SV066 | 3600 |  | Signature Spine and Joint Pty Ltd | STERISPINE™ Lumbar Cage -Single | Curved and Straight Fusion Cage- Oblique/TLIF/PLIF PEEK (straight/curved/bullet nosed) | Straight: Height 7-14mm Width: 10-12mm Length: 22-32mm Curved Height: 7-14mm Length: 28-32mm | 273286 | August 2017 |  | New Listing
13 - Spinal | 13.10 - Fusion Cage | 13.10.02 - Interbody, No Integral Fixation | 13.10.02.02 - ThoracoLumbar / Lumbar |  | SX007 | 3600 |  | Scientx Australia | Antelys | Cage | H: 9-15mm | 119277 | February 2012 |  | Changed Product Group, Product Sub Group, Benefit.
13 - Spinal | 13.10 - Fusion Cage | 13.10.02 - Interbody, No Integral Fixation | 13.10.02.02 - ThoracoLumbar / Lumbar |  | SX033 | 3600 |  | Scientx Australia | Olys | PEEK TLIF Cage | Length 28mm, 35mm: Height 7mm, 9mm, 11mm, 13mm | 119277 | February 2012 |  | Changed Product Group, Product Sub Group, Benefit.
13 - Spinal | 13.10 - Fusion Cage | 13.10.02 - Interbody, No Integral Fixation | 13.10.02.02 - ThoracoLumbar / Lumbar |  | SX055 | 3600 |  | Scientx Australia | Novel Anterior Lumbar Interbody Spinal Spacer System | PEEK lumbar fusion cage | Small: 26mm wide x 23mm depth; height: 8mm - 20mm (2mm increments); 7° or 12° lordotic Medium: 32mm wide x 26mm depth; height: 8mm - 20mm (2mm increments); 7° or 12° lordotic Large: 36mm wide x 30mm depth; height: 10mm - 20mm (2mm increments); 7° or 12° l | 178148 | February 2012 |  | Changed Size, Product Group, Product Sub Group, Benefit.
13 - Spinal | 13.10 - Fusion Cage | 13.10.02 - Interbody, No Integral Fixation | 13.10.02.02 - ThoracoLumbar / Lumbar |  | SX059 | 3600 |  | Scientx Australia | Novel TL Spinal Spacer System | PEEK fusion cage | Standard design: Small: 22mm width x 10mm depth; height: 7mm - 14mm (1mm increments); 0° or 5° lordosis Medium: 24mm width x 10mm depth; height: 7mm - 17mm (1mm increments); 0° or 5° lordosis Large: 28mm width x 10mm depth; height: 7mm - 17mm (1mm increme | 178148 | February 2012 |  | Changed Size, Product Group, Product Sub Group, Benefit.
13 - Spinal | 13.10 - Fusion Cage | 13.10.02 - Interbody, No Integral Fixation | 13.10.02.02 - ThoracoLumbar / Lumbar |  | SX060 | 3600 |  | Scientx Australia | Guided Lumbar Interbody Fusion spinal spacer | Spinal spacer | Length: 40, 50, 60mm; Height: 8, 10, 12, 14, 16, 18mm; Lordosis: 0 degrees, 7 degrees | 190253 | February 2012 |  | New Listing
13 - Spinal | 13.10 - Fusion Cage | 13.10.02 - Interbody, No Integral Fixation | 13.10.02.02 - ThoracoLumbar / Lumbar |  | SX082 | 3600 |  | Scientx Australia | Novel TL Spinal Spacer System (Sterile) | PEEK thoracolumbar fusion cage - Tapered design (Sterile) | Medium: 24mm width x 10mm depth; height: 6mm-15 mm (1mm increments); 5° lordosis Large: 28mm width x 10mm depth; height: 6mm -15mm (1mm increments); 5° lordosis Extra Large : 30mm width x 10mm depth; height: 6mm-15mm (1mm increments) 5° lordosis | 200122 | February 2013 |  | New Listing
13 - Spinal | 13.10 - Fusion Cage | 13.10.02 - Interbody, No Integral Fixation | 13.10.02.02 - ThoracoLumbar / Lumbar |  | SX083 | 3600 |  | Scientx Australia | Novel ALS Spinal Spacer System (Sterile) | PEEK lumbar fusion cage (Sterile) | Small: 26mm wide x 23mm depth; height: 8mm-18mm (2mm increments) 7° or 12° Medium: 32mm wide x 26mm depth; height 8mm-18mm (2mm increments); 7° or 12° lordotic Large: 36mm wide x 30mm depth; height 10mm-18mm (2mm increments) 7° or 12° lordotic | 200122 | February 2013 |  | New Listing
13 - Spinal | 13.10 - Fusion Cage | 13.10.02 - Interbody, No Integral Fixation | 13.10.02.02 - ThoracoLumbar / Lumbar |  | SX098 | 3600 |  | Scientx Australia | Battalion Universal Spacer System | Spinal Fusion Cage | Battalion PC: Height 7-20mm (1mm increments): Width 10mm: Length 25, 30, 35 and 40mm: Lordosis: 0, 5 and 10 Battalion PS: Height 7-20mm (1mm increments): Width 9 and 10mm: Length 20, 25, 30, 35 and 40mm: Lordosis: 0, 5 and 10 | 252233 | February 2016 |  | New Listing
13 - Spinal | 13.10 - Fusion Cage | 13.10.02 - Interbody, No Integral Fixation | 13.10.02.02 - ThoracoLumbar / Lumbar |  | SY137 | 3600 |  | Johnson & Johnson Medical Pty Ltd | Syncage | Interbody fusion cage | 9-19mm | 133400 | August 2013 |  | Changed Size, Benefit.
13 - Spinal | 13.10 - Fusion Cage | 13.10.02 - Interbody, No Integral Fixation | 13.10.02.02 - ThoracoLumbar / Lumbar |  | SY300 | 3600 |  | Johnson & Johnson Medical Pty Ltd | Travios | Interbody fusion cage, prefilled or unfilled | 5mm to 19mm | 133400 | February 2012 |  | Changed Product Group, Product Sub Group, Benefit.
13 - Spinal | 13.10 - Fusion Cage | 13.10.02 - Interbody, No Integral Fixation | 13.10.02.02 - ThoracoLumbar / Lumbar |  | SY439 | 3600 |  | Johnson & Johnson Medical Pty Ltd | OPAL | Cage Spacer | 7-177mm, 10 x 28-32mm | 133400 | February 2012 |  | Changed Product Group, Product Sub Group, Benefit.
13 - Spinal | 13.10 - Fusion Cage | 13.10.02 - Interbody, No Integral Fixation | 13.10.02.02 - ThoracoLumbar / Lumbar |  | SY453 | 3600 |  | Johnson & Johnson Medical Pty Ltd | Oracle | Lumbar Interbody Fusion Cage | 40-55mm M/L x 22mm A/P, 9-17mm Height | 133400 | February 2012 |  | Changed Product Group, Product Sub Group, Benefit.
13 - Spinal | 13.10 - Fusion Cage | 13.10.02 - Interbody, No Integral Fixation | 13.10.02.02 - ThoracoLumbar / Lumbar |  | SY570 | 3600 |  | Johnson & Johnson Medical Pty Ltd | T-PAL | Interbody Fusion Cage System - Lumbar | 7-17mm | 133400 | February 2012 |  | Changed Product Group, Product Sub Group, Benefit.
13 - Spinal | 13.10 - Fusion Cage | 13.10.02 - Interbody, No Integral Fixation | 13.10.02.02 - ThoracoLumbar / Lumbar |  | UL009 | 3600 |  | Kynesis Pty Ltd | Revolution Cage | Spinal Cage | 9-17mm high, 21-27mm length, 12-22 degrees | 285840 | February 2015 |  | New Listing
13 - Spinal | 13.10 - Fusion Cage | 13.10.02 - Interbody, No Integral Fixation | 13.10.02.02 - ThoracoLumbar / Lumbar |  | UL011 | 3600 |  | Kynesis Pty Ltd | Revolution TC/TS lumbar interbody fusion implant | Revolution TC/TS lumbar interbody fusion implant | 21, 24, 27 lengths; 9-17mm heights; 12, 16, 22 deg lordosis | 285840 | February 2016 |  | New Listing
13 - Spinal | 13.10 - Fusion Cage | 13.10.02 - Interbody, No Integral Fixation | 13.10.02.02 - ThoracoLumbar / Lumbar |  | ZI537 | 3600 |  | Zimmer Biomet Pty Ltd | Trabecular Metal Spinal Device | Composition Trabecular Metal | Various heights, sizes and diameters | 117781 | February 2012 |  | Changed Product Group, Product Sub Group, Benefit.
13 - Spinal | 13.10 - Fusion Cage | 13.10.02 - Interbody, No Integral Fixation | 13.10.02.02 - ThoracoLumbar / Lumbar |  | ZI658 | 3600 |  | Zimmer Biomet Pty Ltd | Traxis Peek-Optima (sterile) | Vue Radiolucent Implant | 12mm | 157900 | February 2012 |  | Changed Product Group, Product Sub Group, Benefit.
13 - Spinal | 13.10 - Fusion Cage | 13.10.02 - Interbody, No Integral Fixation | 13.10.02.02 - ThoracoLumbar / Lumbar |  | ZI695 | 3600 |  | Zimmer Biomet Pty Ltd | Anterior Lumbar Cage | Titanium or PEEK | Height 2 - 20mm | 157604 | February 2012 |  | Changed Product Group, Product Sub Group, Benefit.
13 - Spinal | 13.10 - Fusion Cage | 13.10.02 - Interbody, No Integral Fixation | 13.10.02.02 - ThoracoLumbar / Lumbar |  | ZI869 | 3600 |  | Zimmer Biomet Pty Ltd | TM (Trabecular metal) Ardis Interbody System | Fenestrated and non-fenestrated intervertebral body fusion device - for single insertion | Length 26mm x Width 9 & 11mm x Height - 8-16mm (1mm increments, excludes 15mm) Total 16 sizes Length 30mm x Width x 9 & 11mm x Height - 8-16mm (1mm increments, excludes 15mm) Total 16 sizes Length – 34mm x Width – 11mm x Height - 8-16mm (1mm increments, excludes 15mm) Total 8 sizes There are 40 sizes as above. The implant comes in both Fenestrated and un-fenestrated types, therefore there are 80 options in total. | 11781 | February 2013 |  | New Listing
13 - Spinal | 13.10 - Fusion Cage | 13.10.02 - Interbody, No Integral Fixation | 13.10.02.02 - ThoracoLumbar / Lumbar |  | ZI949 | 3600 |  | Zimmer Biomet Pty Ltd | Timberline Lateral Fusion System | Interbody Fusion Implant | 25-60mm length | 282040 | February 2017 |  | New Listing
13 - Spinal | 13.10 - Fusion Cage | 13.10.02 - Interbody, No Integral Fixation | 13.10.02.02 - ThoracoLumbar / Lumbar |  | ZZ031 | 3600 |  | AA-Med Pty Ltd | Valeo II AL | Anterior Lumbar Interbody Fusion Device | Footprint: 30 x 24mm, 36 x 28mm, 39 x 30mm Height: 9-22mm Lordosis: 4-12 degrees | 287982 | August 2017 |  | New Listing
13 - Spinal | 13.10 - Fusion Cage | 13.10.02 - Interbody, No Integral Fixation | 13.10.02.02 - ThoracoLumbar / Lumbar |  | ZZ033 | 3600 |  | AA-Med Pty Ltd | Valeo II TL | Transforaminal Lumbar Interbody Fusion Device | Footprint: 10 x 27mm, 10 x 33mm, 12 x 27mm, 12 x 33mm Height: 7-16mm Lordosis: 6 degrees | 287982 | August 2017 |  | New Listing
13 - Spinal | 13.10 - Fusion Cage | 13.10.02 - Interbody, No Integral Fixation | 13.10.02.02 - ThoracoLumbar / Lumbar |  | ZZ038 | 3600 |  | AA-Med Pty Ltd | Valeo II and Valeo Gen 1 PL/OL | PLIF lumbar interbody fusion device | Footprint: 9 x 21mm, 9 x 25mm, 9 x 29mm, 9x 32mm Height: 7-18mm Lordosis: 0-6 degrees | 287982 | August 2017 |  | New Listing
13 - Spinal | 13.10 - Fusion Cage | 13.10.02 - Interbody, No Integral Fixation | 13.10.02.02 - ThoracoLumbar / Lumbar |  | ZZ039 | 3600 |  | AA-Med Pty Ltd | Valeo II LL | Lateral Lumbar Interbody Fusion Device | Footprint: 18-22mm x 40mm-60mm Height: 8-16mm Lordosis: 0 - 6 degrees | 287982 | August 2017 |  | New Listing
13 - Spinal | 13.10 - Fusion Cage | 13.10.02 - Interbody, No Integral Fixation | 13.10.02.02 - ThoracoLumbar / Lumbar | Paired | BF001 | 3000 |  | Matrix Medical Innovations | Vigor/X'Plo PEEK Interbody Fusion Cage | Rotatable posterior lumbar interbody fusion cage | Heights: 7mm, 8mm, 9mm, 10mm, 11mm, 12mm, 14mm, 16mm and Lengths: 24mm, 26mm, 32mm | 211536 | August 2013 |  | Changed Product Name, Size, Benefit. Transferred from AJ020.
13 - Spinal | 13.10 - Fusion Cage | 13.10.02 - Interbody, No Integral Fixation | 13.10.02.02 - ThoracoLumbar / Lumbar | paired | BH170 | 3000 |  | Zimmer Biomet Pty Ltd | Zyston Straight Interbody Spacer | Posterior Lumbar Interbody Spacer, PEEK | (7mm x 20mm) to (18mm x 30mm), Convex, Lordotic | 169024 | February 2013 |  | New Listing
13 - Spinal | 13.10 - Fusion Cage | 13.10.02 - Interbody, No Integral Fixation | 13.10.02.02 - ThoracoLumbar / Lumbar | Paired | BP003 | 3000 |  | ACRA REGULATORY SERVICES PTY LTD | TyPEEK Interbody System – Lumbar PLIF/TLIF (Paired) | Sterile PLIF Implants TLIF Implants Commercially Pure Titanium and Polyetheretherketone (PEEK-Optima®) | Width 8-12mm: Length 22-34mm: Height 7-17mm: Lordosis Angle 0-8 degrees | 273366, 273367, 273374 | August 2016 |  | New Listing
13 - Spinal | 13.10 - Fusion Cage | 13.10.02 - Interbody, No Integral Fixation | 13.10.02.02 - ThoracoLumbar / Lumbar | Paired | BP007 | 3000 |  | ACRA REGULATORY SERVICES PTY LTD | PEEK Interbody System – Lumbar PLIF/TLIF (Paired) | Sterile and Non sterile PLIF Implants TLIF Implants | Width 8-12mm: Length 22-34mm: Height 7-17mm: Lordosis Angle 0-8 degrees, | 273366, 273367, 273374 | August 2016 |  | New Listing
13 - Spinal | 13.10 - Fusion Cage | 13.10.02 - Interbody, No Integral Fixation | 13.10.02.02 - ThoracoLumbar / Lumbar | Paired | DE351 | 3000 |  | Device Technologies Australia Pty Ltd | ROI PLIF Cages | The ROI PLIF cages are manufactured from PEEK-Optima and are implanted from the posterior approach for interbody fusion. The cages are supplied in pairs (2 per pack) as is standard for this procedure. | Lordotic angles, 0, 5 & 8 degrees, posterior heights 6 to 11mm, anterior heights 7 to 13mm. | 188176 | February 2012 |  | New Listing
13 - Spinal | 13.10 - Fusion Cage | 13.10.02 - Interbody, No Integral Fixation | 13.10.02.02 - ThoracoLumbar / Lumbar | Paired | DP510 | 3000 |  | Johnson & Johnson Medical Pty Ltd | Brantigan I/F Cage | PLIF C/F Cage | Straight / Wedge | 98094 | February 2012 |  | Changed Product Group, Product Sub Group, Suffix, Benefit.
13 - Spinal | 13.10 - Fusion Cage | 13.10.02 - Interbody, No Integral Fixation | 13.10.02.02 - ThoracoLumbar / Lumbar | Paired | DP515 | 3000 |  | Johnson & Johnson Medical Pty Ltd | I/F Ramp | PLIF C/F Ramp | 7-15 x 9-17 x 21 - 25 mm | 98094 | February 2012 |  | Changed Product Group, Product Sub Group, Suffix, Benefit.
13 - Spinal | 13.10 - Fusion Cage | 13.10.02 - Interbody, No Integral Fixation | 13.10.02.02 - ThoracoLumbar / Lumbar | Paired | DP851 | 3000 |  | Johnson & Johnson Medical Pty Ltd | Surgical Titanium Mesh System | Standard & Trapezoidal | 10-16mm x 8-17mm Hgt | 98094 | February 2012 |  | Changed Product Group, Product Sub Group, Suffix, Benefit.
13 - Spinal | 13.10 - Fusion Cage | 13.10.02 - Interbody, No Integral Fixation | 13.10.02.02 - ThoracoLumbar / Lumbar | Paired | DU010 | 3000 |  | SPINEART AUSTRALIA PTY. LTD. | Juliet Ti PO | Titanium lumbar cage | Length: 24mm Height: 7mm, 8mm, 9mm, 10mm, 11mm, 12mm, 13mm, 14mm, 15mm or 16mm Width: 8mm, 8.5mm, 9mm or 10.5mm Lordosis: 6º or 12º | 166194 | February 2017 |  | New Listing
13 - Spinal | 13.10 - Fusion Cage | 13.10.02 - Interbody, No Integral Fixation | 13.10.02.02 - ThoracoLumbar / Lumbar | Paired | DU030 | 3000 |  | SPINEART AUSTRALIA PTY. LTD. | Juliet Posterior Lumbar Interbody Cage | PEEK cage built in anatomical slope. | All 22mm length. 8, 10, 12 and 14mm heights. 0 or 5 degrees anatomical slope. | 166194 | February 2017 |  | Duplicated from SV012
13 - Spinal | 13.10 - Fusion Cage | 13.10.02 - Interbody, No Integral Fixation | 13.10.02.02 - ThoracoLumbar / Lumbar | Paired | ER020 | 3000 |  | Emergo Asia Pacific Pty Ltd | Aleutian PLIF | Posterior lumbar spacer, PEEK | (22-28)mm long x (8.5-10)mm wide x (4-17)mm high x (0-18) degree lordosis | 159146 | August 2014 |  | Changed Product Name.
13 - Spinal | 13.10 - Fusion Cage | 13.10.02 - Interbody, No Integral Fixation | 13.10.02.02 - ThoracoLumbar / Lumbar | Paired | ER149 | 3000 |  | Emergo Asia Pacific Pty Ltd | Tetris Lumbar Fusion Implant System | Titanium or peek, spinal implant | Footprint:9 x 24mm, 9 x 20mm Heights: 7mm to 15mm Lordosis: 0, 4 and 8 | 122274 | February 2014 |  | Transferred from LH182
13 - Spinal | 13.10 - Fusion Cage | 13.10.02 - Interbody, No Integral Fixation | 13.10.02.02 - ThoracoLumbar / Lumbar | Paired | ER246 | 3000 |  | Emergo Asia Pacific Pty Ltd | Spineway Twin Peaks PLIF Fusion Cage-Paired | Twin Peaks PLIF Fusion Cage-Paired, (standard or bullet shaped) | height (7-14 mm) x length (20-25 mm) x lordosis (0-8 degrees) | 235415 | August 2016 |  | Changed Product Name, Description, Size.
13 - Spinal | 13.10 - Fusion Cage | 13.10.02 - Interbody, No Integral Fixation | 13.10.02.02 - ThoracoLumbar / Lumbar | Paired | ER257 | 3000 |  | Emergo Asia Pacific Pty Ltd | Amendia Zeus Fusion Cages-PLIF | Amendia Zeus Fusion Cages-PLIF (paired), PEEK | width (9-13 mm) x length (22-30 mm) x height (7-18 mm) x lordosis (0-8 degrees) | 233730 | August 2015 |  | New Listing
13 - Spinal | 13.10 - Fusion Cage | 13.10.02 - Interbody, No Integral Fixation | 13.10.02.02 - ThoracoLumbar / Lumbar | Paired | ER307 | 3000 |  | Emergo Asia Pacific Pty Ltd | Amendia Pathway PLIF Fusion Cage | Amendia Pathway PLIF Fusion Cage (paired) | 23mm x 10mm x (7-14) mm, 0-6° | 233730 | February 2017 |  | New Listing
13 - Spinal | 13.10 - Fusion Cage | 13.10.02 - Interbody, No Integral Fixation | 13.10.02.02 - ThoracoLumbar / Lumbar | Paired | ER358 | 3000 |  | Emergo Asia Pacific Pty Ltd | Ulrich Fusion Cages-PLIF (paired) | Ulrich Fusion Cages pezo/tezo-PLIF, paired, various, PEEK or Titanium | height (7-14mm) x length (24-29mm) x angle (5-12°) | 279703, 279705 | February 2017 |  | New Listing
13 - Spinal | 13.10 - Fusion Cage | 13.10.02 - Interbody, No Integral Fixation | 13.10.02.02 - ThoracoLumbar / Lumbar | Paired | ER440 | 3000 |  | Emergo Asia Pacific Pty Ltd | LnK Lumbar Interbody Fusion Cage System-PLIF | LnK Lumbar Interbody Fusion Cage System-PLIF cages, paired, PEEK, bullet shape, lordotic | Length (25-28mm) x width 11mm x height (6-16 mm) x (angle (0-8 degrees) | 286125 | August 2017 |  | New Listing
13 - Spinal | 13.10 - Fusion Cage | 13.10.02 - Interbody, No Integral Fixation | 13.10.02.02 - ThoracoLumbar / Lumbar | Paired | ER460 | 3000 |  | Emergo Asia Pacific Pty Ltd | Endoskeleton TT / TO | Titanium coated posterior interbody fusion cage | TT- 7-14mm Height /TO 8-16mm Height | 285244 | August 2017 |  | Duplicated from OH494
13 - Spinal | 13.10 - Fusion Cage | 13.10.02 - Interbody, No Integral Fixation | 13.10.02.02 - ThoracoLumbar / Lumbar | paired | EU010 | 3000 |  | Euros Orthopaedics Australia Pty Ltd | Posterior Interbody Cage PIC | PEEK posterior interbody cage | 6 thickness available: 8, 9, 10, 11, 12 and 13mm 3 type of angulation: 0, 4, 8° 2 lengths available: 20 and 25mm | 171933 | February 2012 |  | New Listing
13 - Spinal | 13.10 - Fusion Cage | 13.10.02 - Interbody, No Integral Fixation | 13.10.02.02 - ThoracoLumbar / Lumbar | Paired | HC005 | 3000 |  | Health Care Surgical Pty Ltd | Swingo | Lumbar Cage | 7-14mm | 159781 | February 2012 |  | Changed Product Group, Product Sub Group, Suffix, Benefit.
13 - Spinal | 13.10 - Fusion Cage | 13.10.02 - Interbody, No Integral Fixation | 13.10.02.02 - ThoracoLumbar / Lumbar | Paired | HC015 | 3000 |  | Health Care Surgical Pty Ltd | SHARK CAGE | Lumbar cage | L:8-16mm | 201493 | February 2014 |  | New Listing
13 - Spinal | 13.10 - Fusion Cage | 13.10.02 - Interbody, No Integral Fixation | 13.10.02.02 - ThoracoLumbar / Lumbar | paired | JJ900 | 3000 |  | Johnson & Johnson Medical Pty Ltd | CONCORDE Spine System | Lordotic Carbon Fibre Interbody Fusion Device for paired insertion | 7-18mm | 149723 | August 2012 |  | Expanded from JJ521
13 - Spinal | 13.10 - Fusion Cage | 13.10.02 - Interbody, No Integral Fixation | 13.10.02.02 - ThoracoLumbar / Lumbar | Paired | LB070 | 3000 |  | Globus Medical Australia | SUSTAIN spacer | PLIF cage | 8mm-17mm height, 8mm-12mm width, 22mm length | 191531 | February 2014 |  | Expanded from LB035
13 - Spinal | 13.10 - Fusion Cage | 13.10.02 - Interbody, No Integral Fixation | 13.10.02.02 - ThoracoLumbar / Lumbar | Paired | LB127 | 3000 |  | Globus Medical Australia | Sustain - O TPS | TPS coated PEEK radiolucent lumbar interbody fusion device | Height 8-18mm, Width 8-12mm, Length 22mm | 191535 | February 2016 |  | New Listing
13 - Spinal | 13.10 - Fusion Cage | 13.10.02 - Interbody, No Integral Fixation | 13.10.02.02 - ThoracoLumbar / Lumbar | Paired | LB133 | 3000 |  | Globus Medical Australia | Sustain-IR and Sustain-IR Narrow - Paired | PEEK radiolucent interbody lumbar fusion device | Height 7-17mm, Length 18-22mm | 191535 | February 2016 |  | New Listing
13 - Spinal | 13.10 - Fusion Cage | 13.10.02 - Interbody, No Integral Fixation | 13.10.02.02 - ThoracoLumbar / Lumbar | Paired | LB135 | 3000 |  | Globus Medical Australia | Caliber Expandable Lumbar Fusion Device - Paired | Expandable titanium alloy and PEEK lumbar inter-body fusion device | Unexpanded Height 7-12mm, Expanded Height 11-17mm, Width 10-12mm, Length 22mm | 190042 | August 2016 |  | New Listing
13 - Spinal | 13.10 - Fusion Cage | 13.10.02 - Interbody, No Integral Fixation | 13.10.02.02 - ThoracoLumbar / Lumbar | Paired | LB142 | 3000 |  | Globus Medical Australia | RISE - paired | Expandable Lumbar Fusion Device | Width: 8mm, 10mm and 12mm Length: 22mm Height 7-17mm | 214537 | February 2017 |  | New Listing
13 - Spinal | 13.10 - Fusion Cage | 13.10.02 - Interbody, No Integral Fixation | 13.10.02.02 - ThoracoLumbar / Lumbar | Paired | LB144 | 3000 |  | Globus Medical Australia | RISE IntraLIF - paired | Intradiscal Lumbar Interbody Fusion Device | 8mm Width, 22mm Length 7-14mm Height | 214537 | February 2017 |  | New Listing
13 - Spinal | 13.10 - Fusion Cage | 13.10.02 - Interbody, No Integral Fixation | 13.10.02.02 - ThoracoLumbar / Lumbar | Paired | LH571 | 3000 |  | Lifehealthcare Pty Ltd | EIT PLIF Cage | Lumbar Cage with Titanium | 7-16mm Heights | 227327 | February 2017 |  | Transferred from EQ002
13 - Spinal | 13.10 - Fusion Cage | 13.10.02 - Interbody, No Integral Fixation | 13.10.02.02 - ThoracoLumbar / Lumbar | Paired | MC456 | 3000 |  | Medtronic Australasia Pty Ltd | Interfix | Titanium Cage | 12 x 20mm - 24 x 50mm | 126313 | February 2012 |  | Changed Product Group, Product Sub Group, Suffix, Benefit.
13 - Spinal | 13.10 - Fusion Cage | 13.10.02 - Interbody, No Integral Fixation | 13.10.02.02 - ThoracoLumbar / Lumbar | Paired | MC457 | 3000 |  | Medtronic Australasia Pty Ltd | LordoTec Cage (LT-Cage) | Titanium, PEEK | 18-28mm | 99682 | February 2012 |  | Changed Product Group, Product Sub Group, Suffix, Benefit.
13 - Spinal | 13.10 - Fusion Cage | 13.10.02 - Interbody, No Integral Fixation | 13.10.02.02 - ThoracoLumbar / Lumbar | Paired | MC577 | 3000 |  | Medtronic Australasia Pty Ltd | R90 Spacer | Spinal Implant (Peek) | Height 7 - 16mm Lordosis 6 - 18 degrees | 126313 | February 2012 |  | Changed Product Group, Product Sub Group, Suffix, Benefit.
13 - Spinal | 13.10 - Fusion Cage | 13.10.02 - Interbody, No Integral Fixation | 13.10.02.02 - ThoracoLumbar / Lumbar | Paired | MC976 | 3000 |  | Medtronic Australasia Pty Ltd | Capstone Cage | PLIF Vertebral Body Spacer | Length: 22mm - 26mm | 126313 | February 2012 |  | Changed Product Group, Product Sub Group, Suffix, Benefit.
13 - Spinal | 13.10 - Fusion Cage | 13.10.02 - Interbody, No Integral Fixation | 13.10.02.02 - ThoracoLumbar / Lumbar | Paired | MI063 | 3000 |  | Medtronic Australasia Pty Ltd | Capstone Control | PLIF Vertebral Body Spacer | Length: 22-26mm | 126313 | February 2013 |  | New Listing
13 - Spinal | 13.10 - Fusion Cage | 13.10.02 - Interbody, No Integral Fixation | 13.10.02.02 - ThoracoLumbar / Lumbar | Paired | MI066 | 3000 |  | Medtronic Australasia Pty Ltd | Fuse Spinal system | PLIF Vertebral Body Spacer | Length: 24.5mm | 200709 | February 2013 |  | New Listing
13 - Spinal | 13.10 - Fusion Cage | 13.10.02 - Interbody, No Integral Fixation | 13.10.02.02 - ThoracoLumbar / Lumbar | Paired | MU104 | 3000 |  | Medacta Australia Pty Ltd | Mectalif Posterior | Posterior Interbody Fusion Device made with PEEK | Width: 11mm. Length: 22 and 25 mm. Height: from 7 to 15 mm | 180172 | February 2014 |  | Changed Suffix, Benefit.
13 - Spinal | 13.10 - Fusion Cage | 13.10.02 - Interbody, No Integral Fixation | 13.10.02.02 - ThoracoLumbar / Lumbar | paired | NK009 | 3000 |  | National Surgical Pty Ltd | Calix Peek Lumbar System | Peek lumbar interbody spacer for fusion of the lumbar spine using an anterior, posterior or transverse approach. | 36mm x 24mm x 8mm x 8 deg 36mm x 24mm x 10mm x 8 deg 36mm x 24mm x 12mm x 8 deg 36mm x 24mm x 14mm x 8 deg 36mm x 24mm x 16mm x 8 deg 36mm x 24mm x 18mm x 8 deg 36mm x 24mm x 20mm x 8 deg 36mm x 24mm x 8mm x 12 deg 36mm x 24mm x 10mm x 12 deg 36mm x 24mm x 12mm x 12 deg 36mm x 24mm x 14mm x 12 deg 36mm x 24mm x 16mm x 12 deg 36mm x 24mm x 18mm x 12 deg 36mm x 24mm x 20mm x 12 deg 28mm x 10mm x 6mm 28mm x 10mm x 7mm 28mm x 10mm x 8mm 28mm x 10mm x 9mm 28mm x 10mm x 10mm 28mm x 10mm x 11mm 28mm x 10mm x 12mm 28mm x 10mm x 13mm 28mm x 10mm x 14mm 28mm x 10mm x 15mm 28mm x 10mm x 16mm 22mm x 10mm x 6mm 22mm x 10mm x 7mm 22mm x 10mm x 8mm 22mm x 10mm x 9mm 22mm x 10mm x 10mm 22mm x 10mm x 11mm 22mm x 10mm x 12mm 22mm x 10mm x 13mm 22mm x 10mm x 14mm 22mm x 10mm x 15mm 22mm x 10mm x 16mm 26mm x 10mm x 6mm 26mm x 10mm x 8mm 26mm x 10mm x 10mm 26mm x 10mm x 12mm 26mm x 10mm x 14mm 26mm x 10mm x 6mm x 5o 26mm x 10mm x 8mm x 5o 26mm x 10mm x 10mm x 5o 26mm x 10mm x 12mm x 5o 26mm x 10mm x 14mm x 5o | 159605, 160750, 170220 | August 2012 |  | Transferred from AX092
13 - Spinal | 13.10 - Fusion Cage | 13.10.02 - Interbody, No Integral Fixation | 13.10.02.02 - ThoracoLumbar / Lumbar | Paired | NV011 | 3000 |  | Nuvasive Australia and NZ Pty Ltd | CoRoent | PLIF cage - PEEK or Titanium | Width 8-12mm x Length 20-40mm x Height 6-14mm x Lordosis 0-15° | 132498 | August 2016 |  | Changed Description.
13 - Spinal | 13.10 - Fusion Cage | 13.10.02 - Interbody, No Integral Fixation | 13.10.02.02 - ThoracoLumbar / Lumbar | Paired | OF058 | 3000 |  | Orthofix Australia Pty Limited | FORZA PTC | PEEK/Titanium spacer with porous titanium endplates | 9mm X 23mm, Height 7mm-14mm | 191948 | August 2016 |  | New Listing
13 - Spinal | 13.10 - Fusion Cage | 13.10.02 - Interbody, No Integral Fixation | 13.10.02.02 - ThoracoLumbar / Lumbar | Paired | OH129 | 3000 |  | Orthotech Pty Ltd | Posterior Lumbar Cage | Titanium or PEEK | Height 7 - 20mm | 114027, 168810, 82909 | February 2012 |  | Changed Product Group, Product Sub Group, Suffix, Benefit.
13 - Spinal | 13.10 - Fusion Cage | 13.10.02 - Interbody, No Integral Fixation | 13.10.02.02 - ThoracoLumbar / Lumbar | Paired | OH536 | 3000 |  | Orthotech Pty Ltd | Dynamic Cage | PLIF/TLIF Spinal Cage | Angle 0° - 12° Height 7-16mm Length 22-32mm Width 8-11mm | 289247 | August 2017 |  | New Listing
13 - Spinal | 13.10 - Fusion Cage | 13.10.02 - Interbody, No Integral Fixation | 13.10.02.02 - ThoracoLumbar / Lumbar | Paired | OH537 | 3000 |  | Orthotech Pty Ltd | Medussa-PL Cage | ThoracoLumbar/Lumbar Interbody Fusion Cage - PLIF, TLIF | 0°-8°, H 6-16mm L 25-38mm W 9-11mm | 289247 | August 2017 |  | New Listing
13 - Spinal | 13.10 - Fusion Cage | 13.10.02 - Interbody, No Integral Fixation | 13.10.02.02 - ThoracoLumbar / Lumbar | Paired | OH542 | 3000 |  | Orthotech Pty Ltd | LP Cage | LP - PLIF Peek Cage | 0°-8°, H 8-15mm L 22-27mm W 9-11mm | 289247 | August 2017 |  | New Listing
13 - Spinal | 13.10 - Fusion Cage | 13.10.02 - Interbody, No Integral Fixation | 13.10.02.02 - ThoracoLumbar / Lumbar | Paired | PB002 | 3000 |  | Australian Pacific Medical Pty Ltd | Thoracic-lumbar PEEK cage | Interbody fusion cage | Height: 6 - 15mm | 215887 | February 2014 |  | New Listing
13 - Spinal | 13.10 - Fusion Cage | 13.10.02 - Interbody, No Integral Fixation | 13.10.02.02 - ThoracoLumbar / Lumbar | Paired | RI004 | 3000 |  | RTI Surgical Australia Pty Ltd | Rotate Interbody Fusion Device | Posterior interbody fusion implant; PEEK with tantalum markers; Paired | (7- 13)mm width X (20-25)mm long X (11-17)mm height | 233565 | August 2015 |  | New Listing
13 - Spinal | 13.10 - Fusion Cage | 13.10.02 - Interbody, No Integral Fixation | 13.10.02.02 - ThoracoLumbar / Lumbar | Paired | SF102 | 3000 |  | Signature Orthopaedics | Revolve Spacer | Spinal Spacer | 9-17mm high, 21-27mm length, 12-22 degrees | 181030 | February 2016 |  | New Listing
13 - Spinal | 13.10 - Fusion Cage | 13.10.02 - Interbody, No Integral Fixation | 13.10.02.02 - ThoracoLumbar / Lumbar | Paired | ST711 | 3000 |  | Stryker Australia Pty Ltd | PEEK Interbody Cages | Peek lumbar cages poly ether ether ketone 0, 4 & 8 degree | Size 7-18mm | 49029, 94643 | February 2012 |  | Changed Product Group, Product Sub Group, Suffix, Benefit.
13 - Spinal | 13.10 - Fusion Cage | 13.10.02 - Interbody, No Integral Fixation | 13.10.02.02 - ThoracoLumbar / Lumbar | Paired | SV029 | 3000 |  | Signature Spine and Joint Pty Ltd | AnyPlus PLIF PEEK Cage | The AnyPlus PEEK Cage system are designed for implantation between the endplates of adjacent vertebral bodies. It is intended to help fuse segments of the spine to treat anatomical abnormalities of the vertebrate. Their size and shape have been adapted to the intervertebral space and to the specified surgical techniques. They comprise one or more cavities for bone grafts, as well as superior, inferior and lateral openings. The cages are available in different shapes and sizes | Size mm 25x11x8-0,25x11x9-0,25x11x10-0,25x11x11-0,25x11x12-0,25x11x13-0,25x11x14-0,25x11x15-0,25x11x9-4,25x11x10-4,25x11x11-4,25x11x12-4,25x11x13-4,25x11x14-4,24x11x15-4,25x11x16-4,25x11x10-8,25x11x11-8,25x11x12-8,25x11x13-8,25x11x13-8,25x11x14-8,25x11x15-8,25x11x16-8,28x11x8-0,28x11x9-0,28x11x10-0,28x11x11-0,28x11x12-0,28x11x13-0,28x11x14-0,28x11x14-0,28x11x15-0,28x11x9-4,28x11x10-4,28x11x11-4,28x11x12-4,28x11x13-4,28x11x14-4,28x11x15-4,28x11x16-4,28x11x10-8,28x11x11-8,28x11x12-8,28x11x13-8,28x11x14-8,28x11x15-8,28x11x16-8 | 205569 | August 2014 |  | New Listing
13 - Spinal | 13.10 - Fusion Cage | 13.10.02 - Interbody, No Integral Fixation | 13.10.02.02 - ThoracoLumbar / Lumbar | Paired | SV071 | 3000 |  | Signature Spine and Joint Pty Ltd | STERISPINE™ Lumbar Cage- Paired | Curved and Straight Fusion Cage- Oblique/TLIF/PLIF PEEK (straight/curved/bullet nosed)- Paired | 7 – 14mm in height, 10 – 12mm in width, 22 and 28mm in length | 273286 | August 2017 |  | New Listing
13 - Spinal | 13.10 - Fusion Cage | 13.10.02 - Interbody, No Integral Fixation | 13.10.02.02 - ThoracoLumbar / Lumbar | Paired | SX013 | 3000 |  | Scientx Australia | CC-CO Cages | PEEK Polymer | L: 23.5mm, W: 10-13.5mm, H: 8-14mm | 119277 | February 2012 |  | Changed Product Group, Product Sub Group, Suffix, Benefit.
13 - Spinal | 13.10 - Fusion Cage | 13.10.02 - Interbody, No Integral Fixation | 13.10.02.02 - ThoracoLumbar / Lumbar | Paired | SX058 | 3000 |  | Scientx Australia | Novel SD Spinal Spacer System | Self-distracting PEEK fusion cage | Small: 9mm width x 22mm depth; height: 8mm - 20mm (1mm increments) 11mm width x 22mm depth; height: 8mm - 20mm (1mm increments) Medium: 9mm width x 25mm depth; height: 8mm - 20mm (1mm increments) 11mm width x 25mm depth; height: 8mm - 20mm (1mm increment | 178148 | February 2012 |  | Changed Size, Product Group, Product Sub Group, Suffix, Benefit.
13 - Spinal | 13.10 - Fusion Cage | 13.10.02 - Interbody, No Integral Fixation | 13.10.02.02 - ThoracoLumbar / Lumbar | Paired | SX081 | 3000 |  | Scientx Australia | Novel SD Spinal Spacer System (Sterile) | Self-distracting PEEK fusion cage (Sterile) | Small 9mm width x 22mm depth; height 8mm-20mm (1mm increments) Medium 9mm width x 25mm depth; height 8mm-20mm (1mm increments) Large 9mm width x 28mm depth; height 8mm-20mm (1mm increments) | 200122 | February 2013 |  | New Listing
13 - Spinal | 13.10 - Fusion Cage | 13.10.02 - Interbody, No Integral Fixation | 13.10.02.02 - ThoracoLumbar / Lumbar | Paired | SY088 | 3000 |  | Johnson & Johnson Medical Pty Ltd | Plif Cage: Cage | Contact fusion cage - bone compression screw for PLIF cage | Width 8 - 11mm / height 9 - 15mm | 133400 | February 2012 |  | Changed Product Group, Product Sub Group, Suffix, Benefit.
13 - Spinal | 13.10 - Fusion Cage | 13.10.02 - Interbody, No Integral Fixation | 13.10.02.02 - ThoracoLumbar / Lumbar | Paired | SY274 | 3000 |  | Johnson & Johnson Medical Pty Ltd | Plivios IBF Cage | Interbody Fusion Cage | Height 7-17mm | 133400 | February 2012 |  | Changed Product Group, Product Sub Group, Suffix, Benefit.
13 - Spinal | 13.10 - Fusion Cage | 13.10.02 - Interbody, No Integral Fixation | 13.10.02.02 - ThoracoLumbar / Lumbar | Paired | SY340 | 3000 |  | Johnson & Johnson Medical Pty Ltd | PlivioPore | Ti PLIF cage | Height 7 - 17mm / width 7 - 13mm | 133400 | February 2012 |  | Changed Product Group, Product Sub Group, Suffix, Benefit.
13 - Spinal | 13.10 - Fusion Cage | 13.10.02 - Interbody, No Integral Fixation | 13.10.02.02 - ThoracoLumbar / Lumbar | Paired | UL010 | 3000 |  | Kynesis Pty Ltd | Revolution Spacer | Spinal Spacer | 9-17mm high, 21-27mm length, 12-22 degrees | 285840 | February 2015 |  | New Listing
13 - Spinal | 13.10 - Fusion Cage | 13.10.02 - Interbody, No Integral Fixation | 13.10.02.02 - ThoracoLumbar / Lumbar | Paired | ZI483 | 3000 |  | Zimmer Biomet Pty Ltd | Spine-Tech BAK "L" Cage | Lumbar Cage | 9 x 20mm, 9 x 24mm, 11 x 20mm, 13 x 20mm, 13 x 24mm, 15 x 20mm, 15 x 24mm, 17 x 24mm, 17 x 28mm | 117220 | February 2012 |  | Changed Product Group, Product Sub Group, Suffix, Benefit.
13 - Spinal | 13.10 - Fusion Cage | 13.10.02 - Interbody, No Integral Fixation | 13.10.02.02 - ThoracoLumbar / Lumbar | Paired | ZI615 | 3000 |  | Zimmer Biomet Pty Ltd | ARDIS LUMBAR INTERBODY SPINAL CAGE | A lumbar interbody fusion cage | H 8 to 16mm; W 9 & 11mm; L 22 to 34mm | 157900 | February 2012 |  | Changed Product Group, Product Sub Group, Suffix, Benefit.
13 - Spinal | 13.10 - Fusion Cage | 13.10.02 - Interbody, No Integral Fixation | 13.10.02.02 - ThoracoLumbar / Lumbar | Paired | ZI694 | 3000 |  | Zimmer Biomet Pty Ltd | Posterior Lumbar Cage | Titanium or PEEK | Height 7 - 20mm | 157604 | February 2012 |  | Changed Product Group, Product Sub Group, Suffix, Benefit.
13 - Spinal | 13.10 - Fusion Cage | 13.10.02 - Interbody, No Integral Fixation | 13.10.02.02 - ThoracoLumbar / Lumbar | paired | ZI868 | 3000 |  | Zimmer Biomet Pty Ltd | TM (Trabecular Metal) Ardis Interbody System | Fenestrated and non-fenestrated intervertebral body fusion device | Length 22mm x Width - 9mm x Height – 8-16mm (1mm increments, excludes 15mm) Total 8 sizes. The implant comes in both Fenestrated and un-fenestrated types, therefore there are 16 options in total. | 11781 | February 2013 |  | New Listing
13 - Spinal | 13.10 - Fusion Cage | 13.10.02 - Interbody, No Integral Fixation | 13.10.02.02 - ThoracoLumbar / Lumbar | Paired | ZZ037 | 3000 |  | AA-Med Pty Ltd | Valeo II and Gen 1 PL/OL - paired | PLIF lumbar interbody fusion device - paired | Footprint: 9 x 21mm and 9 x 25mm Height: 7-18mm Lordosis: 0 -6 degrees | 287982 | August 2017 |  | New Listing
13 - Spinal | 13.10 - Fusion Cage | 13.10.03 - Facet Joint |  |  | PZ020 | 1500 |  | Prism Surgical Designs Pty Ltd | ZygoLoc | Facet Fusion Cage | 3-15mm | 217031 | February 2014 |  | Duplicated from SF004
13 - Spinal | 13.11 - Disc Replacement | 13.11.01 - System | 13.11.01.01 - Cervical |  | BB347 | 6500 |  | B Braun Australia Pty Ltd | activ C Cervical Disc Prosthesis | Cervical disc prosthesis consisting of superior and inferior endplates, plasmapore coated with anatomical adapted footprint and shape. | XS=16Wx13Lx5H or 6H; S=16Wx14Lx5H OR 6H; M=17WX15LX5H or 6H; L=18Wx16Lx5H or 6H; XL=19Wx17Lx5H or 6H; XXL=19Wx18Lx5H or 6H | 181018 | February 2015 |  | New Listing
13 - Spinal | 13.11 - Disc Replacement | 13.11.01 - System | 13.11.01.01 - Cervical |  | DE411 | 6500 |  | Device Technologies Australia Pty Ltd | Mobi-C Cervical Disc Prosthesis | A cervical intervertebral disc replacement consisting of superior and inferior spinal plates and a mobile bearing insert. | Depth (13-19mm) x width (15-19mm) x height (4.5-7mm) | 188862 | February 2013 |  | New Listing
13 - Spinal | 13.11 - Disc Replacement | 13.11.01 - System | 13.11.01.01 - Cervical |  | LB104 | 6500 |  | Globus Medical Australia | SECURE Cervical Artificial Disc | Cervical Disc Replacement System | 5mm - 9mm, 11x12 - 15x18mm | 191978 | August 2014 |  | New Listing
13 - Spinal | 13.11 - Disc Replacement | 13.11.01 - System | 13.11.01.01 - Cervical |  | LH490 | 6500 |  | Lifehealthcare Pty Ltd | M6C Artificial Cervical Disc | The M6 artificial cervical disc is an intervertebral disc prosthesis designed to maintain motion of a functional spinal unit when the native disc is diseased. | Footprints: 12.5mm x 15mm 15mm x 15mm 14mm x 17mm 16mm x 17mm Heights: 6mm & 7mm | 177101 | February 2013 |  | New Listing
13 - Spinal | 13.11 - Disc Replacement | 13.11.01 - System | 13.11.01.01 - Cervical |  | MI058 | 6500 |  | Medtronic Australasia Pty Ltd | Bryan Cervical Disc | Cervical intervertebral disc prosthesis consisting of a polyurethane nucleus designed to fit between two titanium alloy shells | 14mm-18mm | 100706 | February 2013 |  | New Listing
13 - Spinal | 13.11 - Disc Replacement | 13.11.01 - System | 13.11.01.01 - Cervical |  | MI059 | 6500 |  | Medtronic Australasia Pty Ltd | Prestige Cervical Disc | Cervical intervertebral disc prosthesis with ball-and-trough designed articulation | 5mm - 8mm x 12mm - 18mm | 100706 | February 2013 |  | New Listing
13 - Spinal | 13.11 - Disc Replacement | 13.11.01 - System | 13.11.01.01 - Cervical |  | NV090 | 6500 |  | Nuvasive Australia and NZ Pty Ltd | PCM Cervical Disc | Total disc replacement system | 5.7-8.0mm | 167239 | February 2013 |  | New Listing
13 - Spinal | 13.11 - Disc Replacement | 13.11.01 - System | 13.11.01.01 - Cervical |  | OH521 | 6500 |  | Orthotech Pty Ltd | CP ESP Cervical disc | Cervical disc prosthesis | 13-15 x 15-20 H5/6/7 |  | February 2016 |  | New Listing
13 - Spinal | 13.11 - Disc Replacement | 13.11.01 - System | 13.11.01.01 - Cervical |  | SX084 | 6500 |  | Scientx Australia | Discocerv Cervical Disc | Cervical disc prosthesis, also supplied pre-loaded on single-use inserter tip. | Length x Depth:17mm x 13mm,20mm x15mm; Height: 5.25mm, 6mm 6.7mm, 7.5mm, 8.25mm | 142637 | February 2013 |  | New Listing
13 - Spinal | 13.11 - Disc Replacement | 13.11.01 - System | 13.11.01.01 - Cervical |  | SY751 | 6500 |  | Johnson & Johnson Medical Pty Ltd | Prodisc-C | Cervical Intervertebral Disc | 5-7mm Height; 15-19mm Width; 12-18mm Depth | 133399 | February 2013 |  | New Listing
13 - Spinal | 13.11 - Disc Replacement | 13.11.01 - System | 13.11.01.02 - Lumbar |  | BB361 | 9550 |  | B Braun Australia Pty Ltd | activ L Lumbar Disc Prosthesis | activ L is the lumbar disc prosthesis for the motion preserving treatment of degenerative disc disease of the lumbar spine. | H= 8.5mm/10mm/ 12mm/ 14mm. Small: D= 26mm x W = 31mm Medium: D= 28mm x W = 34.5mm Large: D= 30mm x W = 39mm Extra Large: D= 33mm x W = 40mm | 120419 | February 2017 |  | New Listing
13 - Spinal | 13.11 - Disc Replacement | 13.11.01 - System | 13.11.01.02 - Lumbar |  | DR001 | 9550 |  | MEDIVANCE PTY LTD | Freedom Lumbar Disc | Lumbar Disc Replacement Prosthesis | 26mmx36mm, 28mmx38mm, 30mmx40mm, 12-16mm, 4-12 degrees. | 279935 | August 2017 |  | New Listing
13 - Spinal | 13.11 - Disc Replacement | 13.11.01 - System | 13.11.01.02 - Lumbar |  | LH531 | 9550 |  | Lifehealthcare Pty Ltd | M6L Artificial Lumbar Disc | Intervertebral Artificial Disc – Lumbar | (Medium, Large, Xlarge) footprint, 3 - 16 degrees lordosis | 177102 | August 2015 |  | New Listing
13 - Spinal | 13.11 - Disc Replacement | 13.11.01 - System | 13.11.01.02 - Lumbar |  | MC585 | 9550 |  | Medtronic Australasia Pty Ltd | Maverick Artificial Disc | Cobalt Chrome | 8mm - 14mm | 126312 | February 2013 |  | Changed Product Sub Group.
13 - Spinal | 13.11 - Disc Replacement | 13.11.01 - System | 13.11.01.02 - Lumbar |  | NV138 | 9550 |  | Nuvasive Australia and NZ Pty Ltd | XL-TDR (Total Disc Replacement) | NuVasive's XL TDR is indicated for reconstruction of the disc following discectomy in skeletally mature patients with symptomatic degenerative disc disease (DOD) of the lumbar spine at one or more levels from L 1 to L5, where disc arthroplasty is indicated. | 45/50/55mm x 8-13mm | 169347 | February 2016 |  | New Listing
13 - Spinal | 13.11 - Disc Replacement | 13.11.01 - System | 13.11.01.02 - Lumbar |  | OH467 | 9550 |  | Orthotech Pty Ltd | LP-ESP® Intervertebral Disc Prosthesis | Lumbar disc prosthesis | 10-12mm thickness, 7/9/11 degrees | 181919 | August 2013 |  | New Listing
13 - Spinal | 13.11 - Disc Replacement | 13.11.02 - End Plate |  |  | SY327 | 4200 |  | Johnson & Johnson Medical Pty Ltd | Spine Solutions Prodisc | Artificial mechanical disc, superior plate component | 3 Degree, 6 Degree, 11 Degree, Medium, Large | 133399 | February 2012 |  | Changed Product Group, Product Sub Group, Suffix, Benefit.
13 - Spinal | 13.11 - Disc Replacement | 13.11.02 - End Plate |  |  | SY329 | 4200 |  | Johnson & Johnson Medical Pty Ltd | Spine Solutions Prodisc | Artificial mechanical disc, inferior plate component | 0 Degree, 3 Degree, 8 Degree,Medium, Large | 116262 | February 2012 |  | Changed Product Group, Product Sub Group, Suffix, Benefit.
13 - Spinal | 13.11 - Disc Replacement | 13.11.03 - Core |  |  | SY328 | 1150 |  | Johnson & Johnson Medical Pty Ltd | Spine Solutions Prodisc | Artificial mechanical disc, polyethylene inlay | 10,12,14mm, Medium, Large | 133399 | February 2012 |  | Changed Product Group, Product Sub Group, Suffix, Benefit.
13 - Spinal | 13.12 - Vertebral Body Replacement | 13.12.01 - Telescoping Cage | 13.12.01.01 - Integral Fixation |  | LB137 | 2300 |  | Globus Medical Australia | Fortify® I Integrated Corpectomy Spacer System - Core | PEEK and Titanium Cores with option of fixed lower endplate | 12mm, 14mm and 20mm diameter Height 24-90mm to 32-120mm (expanded) | 190055 | August 2016 |  | New Listing
13 - Spinal | 13.12 - Vertebral Body Replacement | 13.12.01 - Telescoping Cage | 13.12.01.02 - No Integral Fixation | Cervical | LB066 | 3100 |  | Globus Medical Australia | XP and R Corpectomy Spacer System | Expandable Corpectomy spacer | Small, Medium,15-88mm in varying lordotic/kyphotic angles | 190055 | February 2014 |  | New Listing
13 - Spinal | 13.12 - Vertebral Body Replacement | 13.12.01 - Telescoping Cage | 13.12.01.02 - No Integral Fixation | Cervical | NV102 | 3100 |  | Nuvasive Australia and NZ Pty Ltd | X-Core Mini | the NuVasive X-CORE Mini expandable VBR System is a vertebral body repalcement device for use in the spine (C3 to L5) to replace a diseased or damaged vertebral body caused by tumor or fracure, to restore height of a collapsed vertebral body, and to achieve decompression of the spinal cord and neural tissues, | 15-80mm | 132498 | August 2013 |  | New Listing
13 - Spinal | 13.12 - Vertebral Body Replacement | 13.12.01 - Telescoping Cage | 13.12.01.02 - No Integral Fixation | Cervical | OH303 | 3100 |  | Orthotech Pty Ltd | ADD / ADDplus | Addplus is an anterior distraction device and is also used for vertebral column replacement which can be used for the anterior cervical column and for the cervico-thoracic transition. The ADD/ADDplus effects the reconstruction, support and stabilization | 12mm, 14mm, 16mm Diameters. 10 - 65mm Heights. 0 - 18 degrees. | 130922 | August 2016 |  | Changed Description, Size, Product Sub Group, Suffix, Benefit.
13 - Spinal | 13.12 - Vertebral Body Replacement | 13.12.01 - Telescoping Cage | 13.12.01.02 - No Integral Fixation | Cervical | SX035 | 3100 |  | Scientx Australia | TeCorp Vertebral Body Replacement System | TeCorp Cervical | All sizes | 164923 | February 2012 |  | Changed Product Group, Product Sub Group, Suffix, Benefit.
13 - Spinal | 13.12 - Vertebral Body Replacement | 13.12.01 - Telescoping Cage | 13.12.01.02 - No Integral Fixation | Cervical | SY356 | 3100 |  | Johnson & Johnson Medical Pty Ltd | ECD - Expandable Corpectomy Device | Vertebral body replacement system, PEEK/Titanium | Angle 4.5Deg/7Deg, Height 17mm - 70mm | 133398 | February 2012 |  | Changed Product Group, Product Sub Group, Suffix, Benefit.
13 - Spinal | 13.12 - Vertebral Body Replacement | 13.12.01 - Telescoping Cage | 13.12.01.02 - No Integral Fixation | ThoracoLumba | LB055 | 4300 |  | Globus Medical Australia | Xpand Corpectomy Spacer System | Expandable corpectomy spacer | small, Medium, Large. 15-120mm in varying lordotic/kyphotic angles | 190055 | February 2012 |  | New Listing
13 - Spinal | 13.12 - Vertebral Body Replacement | 13.12.01 - Telescoping Cage | 13.12.01.02 - No Integral Fixation | ThoracoLumbar | BB288 | 4300 |  | B Braun Australia Pty Ltd | Aesculap Vertebral Body System | Vertebral Body System, Titanium Alloy | All sizes | 132297 | February 2012 |  | Changed Product Group, Product Sub Group, Suffix, Benefit.
13 - Spinal | 13.12 - Vertebral Body Replacement | 13.12.01 - Telescoping Cage | 13.12.01.02 - No Integral Fixation | ThoracoLumbar | ER184 | 4300 |  | Emergo Asia Pacific Pty Ltd | Signus Poseidon Vertebral Body Replacement System-Vertebral Body | SIGNUS Poseidon Vertebral Body | Dia 20mm x (Height 35-88mm); | 216750 | August 2014 |  | New Listing
13 - Spinal | 13.12 - Vertebral Body Replacement | 13.12.01 - Telescoping Cage | 13.12.01.02 - No Integral Fixation | ThoracoLumbar | ER210 | 4300 |  | Emergo Asia Pacific Pty Ltd | Capri Vertebral Body Replacement System-Cage | Cage, Internal or External Component | 23 - 122mm height, multiple footprints | 204117 | February 2015 |  | New Listing
13 - Spinal | 13.12 - Vertebral Body Replacement | 13.12.01 - Telescoping Cage | 13.12.01.02 - No Integral Fixation | ThoracoLumbar | ER309 | 4300 |  | Emergo Asia Pacific Pty Ltd | Ulrich Anterior Distraction Device | Ulrich Anterior Distraction Device (ADD)-telescoping cage, thoracolumbar | dia (12-16 mm) x height collapsed (10-39 mm) x height extended (13-65 mm) x angle (0-6°) | 279702 | February 2017 |  | New Listing
13 - Spinal | 13.12 - Vertebral Body Replacement | 13.12.01 - Telescoping Cage | 13.12.01.02 - No Integral Fixation | ThoracoLumbar | ER350 | 4300 |  | Emergo Asia Pacific Pty Ltd | Ulrich Anterior Distraction Device System (ADDplus)-Telescopic cage | Ulrich Anterior Distraction System (ADDplus) telescopic cage, integral end plate, cervical. | dia 12 mm x collapsed height (13-40 mm) x expanded height (18-65 mm) x angle (0-18°) | 279702 | February 2017 |  | New Listing
13 - Spinal | 13.12 - Vertebral Body Replacement | 13.12.01 - Telescoping Cage | 13.12.01.02 - No Integral Fixation | ThoracoLumbar | ER354 | 4300 |  | Emergo Asia Pacific Pty Ltd | Ulrich thoracolumbar body replacement system (ObeliscPro)-Telescoping cage | Ulrich thoracolumbar body replacement system (ObeliscPro)-Telescoping cage, thoracolumbar | dia 20 mm x collapsed height (17-76 mm) x expanded height (23-132 mm) | 279702 | February 2017 |  | New Listing
13 - Spinal | 13.12 - Vertebral Body Replacement | 13.12.01 - Telescoping Cage | 13.12.01.02 - No Integral Fixation | ThoracoLumbar | HW515 | 4300 |  | Stryker Australia Pty Ltd | GIZA vertebral Body Replacement System | A Titanium expandable Vertebral Body Replacement System with integral variable angled endplates | 14mm diameter, 18mm -54mm length, 2 deg to 10deg angulation. | 207282 | August 2013 |  | New Listing
13 - Spinal | 13.12 - Vertebral Body Replacement | 13.12.01 - Telescoping Cage | 13.12.01.02 - No Integral Fixation | ThoracoLumbar | JJ782 | 4300 |  | Johnson & Johnson Medical Pty Ltd | X-MESH - Expandable Cage System | Telescoping, vertebral body replacement device | Footprint/diameter 10-40mm, variable height range | 149723 | February 2012 |  | Changed Product Group, Product Sub Group, Suffix, Benefit.
13 - Spinal | 13.12 - Vertebral Body Replacement | 13.12.01 - Telescoping Cage | 13.12.01.02 - No Integral Fixation | ThoracoLumbar | LB093 | 4300 |  | Globus Medical Australia | FORTIFY Ti Corpectomy Spacer Core | Expandable corpectomy spacer | 12mm and 20mm x 15mm-120mm | 190055 | February 2017 |  | Changed Product Group, Product Sub Group, Suffix, Benefit.
13 - Spinal | 13.12 - Vertebral Body Replacement | 13.12.01 - Telescoping Cage | 13.12.01.02 - No Integral Fixation | ThoracoLumbar | LB097 | 4300 |  | Globus Medical Australia | FORTIFY R Corpectomy Spacer Core | Expandable corpectomy spacer | 14mm 15mm-88mm | 190055 | August 2014 |  | New Listing
13 - Spinal | 13.12 - Vertebral Body Replacement | 13.12.01 - Telescoping Cage | 13.12.01.02 - No Integral Fixation | ThoracoLumbar | MC507 | 4300 |  | Medtronic Australasia Pty Ltd | LIFT/VERTE-SPAN | Vertebral Body Cages | Short - Extra Long | 169501 | February 2012 |  | Changed Product Group, Product Sub Group, Suffix, Benefit.
13 - Spinal | 13.12 - Vertebral Body Replacement | 13.12.01 - Telescoping Cage | 13.12.01.02 - No Integral Fixation | ThoracoLumbar | MC820 | 4300 |  | Medtronic Australasia Pty Ltd | T2 | Expandable vertebral body replacement cage | Diameters: 13 - 31mm | 169501 | February 2012 |  | Changed Product Group, Product Sub Group, Suffix, Benefit.
13 - Spinal | 13.12 - Vertebral Body Replacement | 13.12.01 - Telescoping Cage | 13.12.01.02 - No Integral Fixation | ThoracoLumbar | NK051 | 4300 |  | National Surgical Pty Ltd | GIZA vertebral Body Replacement System | A Titanium expandable Vertebral Body Replacement System with integral variable angled endplates | 14mm diameter, 18mm -54mm length, 2 deg to 10deg angulation. | 286771 | August 2017 |  | Duplicated from HW515
13 - Spinal | 13.12 - Vertebral Body Replacement | 13.12.01 - Telescoping Cage | 13.12.01.02 - No Integral Fixation | ThoracoLumbar | NV078 | 4300 |  | Nuvasive Australia and NZ Pty Ltd | X-CORE (Expandable cage) | Expandable VBR Cage | Diameter: 12-22mm Height: 15-121mm | 132498 | August 2013 |  | Changed Size.
13 - Spinal | 13.12 - Vertebral Body Replacement | 13.12.01 - Telescoping Cage | 13.12.01.02 - No Integral Fixation | ThoracoLumbar | OH301 | 4300 |  | Orthotech Pty Ltd | Obelisc vertebral body replacement | Centre Piece Made from titanium. | Diam. 20mm Height 17 - 132mm | 130922 | February 2017 |  | Changed Description, Size.
13 - Spinal | 13.12 - Vertebral Body Replacement | 13.12.01 - Telescoping Cage | 13.12.01.02 - No Integral Fixation | ThoracoLumbar | PZ042 | 4300 |  | Prism Surgical Designs Pty Ltd | VerteLoc Expandable System | Expandable Cage | 20-100mm | 217031 | August 2014 |  | New Listing
13 - Spinal | 13.12 - Vertebral Body Replacement | 13.12.01 - Telescoping Cage | 13.12.01.02 - No Integral Fixation | ThoracoLumbar | SK448 | 4300 |  | Stryker Australia Pty Ltd | VLIFT | Vertebral Body Replacement System, DIS Implant | Diameters 12 to 22mm | 130216 | February 2012 |  | Changed Product Group, Product Sub Group, Suffix, Benefit.
13 - Spinal | 13.12 - Vertebral Body Replacement | 13.12.01 - Telescoping Cage | 13.12.01.02 - No Integral Fixation | ThoracoLumbar | SX036 | 4300 |  | Scientx Australia | TeCorp Vertebral Body Replacement System | TeCorp Thoracic | All sizes | 164923 | February 2012 |  | Changed Product Group, Product Sub Group, Suffix, Benefit.
13 - Spinal | 13.12 - Vertebral Body Replacement | 13.12.01 - Telescoping Cage | 13.12.01.02 - No Integral Fixation | ThoracoLumbar | SX037 | 4300 |  | Scientx Australia | TeCorp Vertebral Body Replacement System | TeCorp Lumbar | All sizes | 164923 | February 2012 |  | Changed Product Group, Product Sub Group, Suffix, Benefit.
13 - Spinal | 13.12 - Vertebral Body Replacement | 13.12.01 - Telescoping Cage | 13.12.01.02 - No Integral Fixation | ThoracoLumbar | SY341 | 4300 |  | Johnson & Johnson Medical Pty Ltd | Expandable Cage Titanium | Synex II, Titanium | Height 14mm-123mm | 133398 | February 2012 |  | Changed Product Group, Product Sub Group, Suffix, Benefit.
13 - Spinal | 13.12 - Vertebral Body Replacement | 13.12.01 - Telescoping Cage | 13.12.01.02 - No Integral Fixation | ThoracoLumbar | SY343 | 4300 |  | Johnson & Johnson Medical Pty Ltd | Expandable Cage Titanium | Synex, Titanium, with endplates | Height 14mm - 93mm, Angle 0 - 40 degree | 133398 | February 2012 |  | Changed Product Group, Product Sub Group, Suffix, Benefit.
13 - Spinal | 13.12 - Vertebral Body Replacement | 13.12.01 - Telescoping Cage | 13.12.01.02 - No Integral Fixation | ThoracoLumbar | SY794 | 4300 |  | Johnson & Johnson Medical Pty Ltd | XRL | Expandable Vertebral Body | 22 - 121mm Height | 133398 | February 2014 |  | New Listing
13 - Spinal | 13.12 - Vertebral Body Replacement | 13.12.01 - Telescoping Cage | 13.12.01.03 - End Plate |  | ER185 | 1200 |  | Emergo Asia Pacific Pty Ltd | Signus Poseidon Vertebral Body Replacement System-End Plate | Signus Poseidon End Plate | (23-26mm)x(25-43mm); 0-15 degrees | 216750 | August 2014 |  | New Listing
13 - Spinal | 13.12 - Vertebral Body Replacement | 13.12.01 - Telescoping Cage | 13.12.01.03 - End Plate |  | ER355 | 1200 |  | Emergo Asia Pacific Pty Ltd | Ulrich thoracolumbar body replacement system (ObeliscPRO)-End plates | Ulrich thoracolumbar body replacement system (ObeliscPRO)-End plates, various shapes | dia (20-32 mm) x angle (0-15°); oval (32x26 mm) x angle (0-15°); lateral length (35-55 mm) x angle (0-15°) | 279702 | February 2017 |  | New Listing
13 - Spinal | 13.12 - Vertebral Body Replacement | 13.12.01 - Telescoping Cage | 13.12.01.03 - End Plate |  | LB096 | 1200 |  | Globus Medical Australia | FORTIFY Ti Corpectomy Spacer Endplate | Expandable corpectomy spacer endplate | 12 and 20mm x 12-50mm 0-12deg | 190055 | August 2014 |  | New Listing
13 - Spinal | 13.12 - Vertebral Body Replacement | 13.12.01 - Telescoping Cage | 13.12.01.03 - End Plate |  | LB098 | 1200 |  | Globus Medical Australia | FORTIFY R Corpectomy Spacer Endplate | Expandable corpectomy spacer endplate | 14-30mm X 14-25mm | 190055 | August 2016 |  | Changed Size.
13 - Spinal | 13.12 - Vertebral Body Replacement | 13.12.01 - Telescoping Cage | 13.12.01.03 - End Plate |  | LB138 | 1200 |  | Globus Medical Australia | Fortify I Integrated Corpectomy Spacer System - Endplates | PEEK and Titanium endplates | Lateral – 22mm X 40-50mm, 14mm X 14-16mm, 12-14mmX 14-16mm, 21x23mm and 25 X 30mm | 190055 | August 2016 |  | New Listing
13 - Spinal | 13.12 - Vertebral Body Replacement | 13.12.01 - Telescoping Cage | 13.12.01.03 - End Plate |  | NV079 | 1200 |  | Nuvasive Australia and NZ Pty Ltd | X-CORE (End Cap) | End plate | Round 12-30mm x -8° to 16°; Rectangular 12-22mm x 15-60mm x -8° to 16° | 132498 | August 2014 |  | Changed Size.
13 - Spinal | 13.12 - Vertebral Body Replacement | 13.12.01 - Telescoping Cage | 13.12.01.03 - End Plate |  | OH302 | 1200 |  | Orthotech Pty Ltd | Obelisc vertebral body replacement | End Piece Made from titanium. | diameter - 20 - 32mm angle - 0° - 20° length - 35 - 55mm | 130922 | February 2017 |  | Changed Description, Size.
13 - Spinal | 13.12 - Vertebral Body Replacement | 13.12.01 - Telescoping Cage | 13.12.01.03 - End Plate |  | SK339 | 1200 |  | Stryker Australia Pty Ltd | VLIFT | End cap | Diameters 12 to 22mm | 94643 | February 2012 |  | Changed Product Group, Product Sub Group, Benefit.
13 - Spinal | 13.12 - Vertebral Body Replacement | 13.12.01 - Telescoping Cage | 13.12.01.03 - End Plate |  | SY342 | 1200 |  | Johnson & Johnson Medical Pty Ltd | Expandable Cage Titanium | Synex II, Titanium endplate | Angle 0 - 40 degree. Endplate Size 19x20, 22x25, 26x30 | 133398 | February 2012 |  | Changed Product Group, Product Sub Group, Benefit.
13 - Spinal | 13.12 - Vertebral Body Replacement | 13.12.01 - Telescoping Cage | 13.12.01.03 - End Plate |  | SY795 | 1200 |  | Johnson & Johnson Medical Pty Ltd | XRL | Endplate | -10˚/+15˚ Degrees | 133398 | February 2014 |  | New Listing
13 - Spinal | 13.12 - Vertebral Body Replacement | 13.12.02 - Stackable Cage |  |  | DP513 | 4400 |  | Johnson & Johnson Medical Pty Ltd | Stackable Corpectomy CFRP Cage System | Stackable Cage | Xsmall-Xlarge | 98094 | February 2013 |  | Changed Description.
13 - Spinal | 13.12 - Vertebral Body Replacement | 13.12.02 - Stackable Cage |  |  | DY322 | 4400 |  | Johnson & Johnson Medical Pty Ltd | Carbon Fibre Interbody Fusion Device | Stackable C/F Cage System Wedges | 11 Degree Small-Large | 98094 | February 2012 |  | Changed Product Group, Product Sub Group, Benefit.
13 - Spinal | 13.12 - Vertebral Body Replacement | 13.12.02 - Stackable Cage |  |  | ER164 | 4400 |  | Emergo Asia Pacific Pty Ltd | Signus Athlet VBR System - Main Body | Peek Vertebral Body Replacement System (Main body) | 12, 18, 24, 30, 36 and 42mm lengths | 129772 | February 2014 |  | Transferred from LH389
13 - Spinal | 13.12 - Vertebral Body Replacement | 13.12.02 - Stackable Cage |  |  | ER165 | 4400 |  | Emergo Asia Pacific Pty Ltd | Signus Athlet VBR System - End Body | Peek Vertebral Body Replacement System (End body) | 4, 6, 8mm heights | 129772 | February 2014 |  | Transferred from LH397
13 - Spinal | 13.12 - Vertebral Body Replacement | 13.12.02 - Stackable Cage |  |  | MC603 | 4400 |  | Medtronic Australasia Pty Ltd | Union | Verte-Stack | 8 - 20mm | 169501 | February 2012 |  | Changed Product Group, Product Sub Group, Benefit.
13 - Spinal | 13.12 - Vertebral Body Replacement | 13.12.02 - Stackable Cage |  |  | MC606 | 4400 |  | Medtronic Australasia Pty Ltd | Union | Verte-Stack | Centre Piece 5-40mm | 169501 | February 2012 |  | Changed Product Group, Product Sub Group, Benefit.
13 - Spinal | 13.12 - Vertebral Body Replacement | 13.12.02 - Stackable Cage |  |  | MC632 | 4400 |  | Medtronic Australasia Pty Ltd | Verte-Stack | XS Centre Piece. Stackable Corpectomy Device. | Height 5-50mm | 169501 | February 2012 |  | Changed Product Group, Product Sub Group, Benefit.
13 - Spinal | 13.12 - Vertebral Body Replacement | 13.12.02 - Stackable Cage |  |  | PZ021 | 4400 |  | Prism Surgical Designs Pty Ltd | VerteLoc Spine System | Locking Screw | 20mm - 150mm | 217033 | February 2014 |  | Duplicated from SF048
13 - Spinal | 13.12 - Vertebral Body Replacement | 13.12.02 - Stackable Cage |  |  | PZ022 | 4400 |  | Prism Surgical Designs Pty Ltd | VerteLoc Spine System | Stackable Cage | Extra Small- Extra large | 217031 | February 2014 |  | Duplicated from SF049
13 - Spinal | 13.12 - Vertebral Body Replacement | 13.12.02 - Stackable Cage |  |  | PZ023 | 4400 |  | Prism Surgical Designs Pty Ltd | VerteLoc Spine System | Locking Nut | one size only | 217033 | February 2014 |  | Duplicated from SF050
13 - Spinal | 13.12 - Vertebral Body Replacement | 13.12.02 - Stackable Cage |  |  | ER175 | 4400 |  | Emergo Asia Pacific Pty Ltd | Santorini Stackable Corpectomy Cage-Small | Corpectomy Cage, Peek | (12x17)mm footprint x (2-62)mm height | 198786 | August 2014 |  | New Listing
13 - Spinal | 13.12 - Vertebral Body Replacement | 13.12.02 - Stackable Cage |  |  | ER176 | 4400 |  | Emergo Asia Pacific Pty Ltd | Santorini Stackable Corpectomy Cage-Medium/Large | Corpectomy Cage, Peek | (16x20) or (21x25)mm footprint x (2-98)mm height | 198786 | August 2014 |  | New Listing
13 - Spinal | 13.12 - Vertebral Body Replacement | 13.12.02 - Stackable Cage |  |  | NV145 | 4400 |  | Nuvasive Australia and NZ Pty Ltd | Monolith Corpectomy System | Vertebral Body Replacement System | Diameter 12-14mm | 209197 | February 2017 |  | New Listing
13 - Spinal | 13.12 - Vertebral Body Replacement | 13.12.03 - Mesh |  |  | DP427 | 3605 |  | Johnson & Johnson Medical Pty Ltd | Surgical Titanium Mesh System | Various shapes | 10- 26 x 15 -150mm | 98094 | February 2012 |  | Changed Product Group, Product Sub Group, Benefit.
13 - Spinal | 13.12 - Vertebral Body Replacement | 13.12.03 - Mesh |  |  | DP438 | 3605 |  | Johnson & Johnson Medical Pty Ltd | Surgical Titanium Mesh System | Mesh - Oblong | 12 - 13 x 15 -17mm x 10 - 20mm | 98094 | February 2012 |  | Changed Product Group, Product Sub Group, Benefit.
13 - Spinal | 13.12 - Vertebral Body Replacement | 13.12.03 - Mesh |  |  | MC378 | 3605 |  | Medtronic Australasia Pty Ltd | Pyramesh | Titanium Surgical Mesh | 51 - 500mm | 169501 | February 2012 |  | Changed Product Group, Product Sub Group, Benefit.
13 - Spinal | 13.12 - Vertebral Body Replacement | 13.12.03 - Mesh |  |  | MC379 | 3605 |  | Medtronic Australasia Pty Ltd | Pyramesh | Titanium Surgical Mesh | 5 - 50mm | 169501 | February 2012 |  | Changed Product Group, Product Sub Group, Benefit.
13 - Spinal | 13.12 - Vertebral Body Replacement | 13.12.03 - Mesh |  |  | MC449 | 3605 |  | Medtronic Australasia Pty Ltd | Pyramesh | Angled | 25 - 150mm | 169501 | February 2012 |  | Changed Product Group, Product Sub Group, Benefit.
13 - Spinal | 13.12 - Vertebral Body Replacement | 13.12.03 - Mesh |  |  | MC450 | 3605 |  | Medtronic Australasia Pty Ltd | Pyramesh | Curved / Round | 20 - 150mm | 169501 | February 2012 |  | Changed Product Group, Product Sub Group, Benefit.
13 - Spinal | 13.12 - Vertebral Body Replacement | 13.12.03 - Mesh |  |  | MC451 | 3605 |  | Medtronic Australasia Pty Ltd | Pyramesh | Ovoid | 8 - 130mm | 169501 | February 2012 |  | Changed Product Group, Product Sub Group, Benefit.
13 - Spinal | 13.12 - Vertebral Body Replacement | 13.12.03 - Mesh |  |  | NV015 | 3605 |  | Nuvasive Australia and NZ Pty Ltd | Titanium Mesh | Oval/Flat/Long/Round | 10mm - 16mm Diameter, 6mm - 14mm Length | 132467 | February 2012 |  | Changed Product Group, Product Sub Group, Benefit.
13 - Spinal | 13.12 - Vertebral Body Replacement | 13.12.03 - Mesh |  |  | NV016 | 3605 |  | Nuvasive Australia and NZ Pty Ltd | Titanium Mesh | Oval/Flat/Long/Round | 10mm - 16mm Diameter, 15mm - 90mm Length | 132467 | February 2012 |  | Changed Product Group, Product Sub Group, Benefit.
13 - Spinal | 13.12 - Vertebral Body Replacement | 13.12.03 - Mesh |  |  | NV017 | 3605 |  | Nuvasive Australia and NZ Pty Ltd | Titanium Mesh | Oval/Flat/Long/Round | 20mm + Diameter, 30mm - 90mm Length | 132467 | February 2012 |  | Changed Product Group, Product Sub Group, Benefit.
13 - Spinal | 13.12 - Vertebral Body Replacement | 13.12.03 - Mesh |  |  | OF051 | 3605 |  | Orthofix Australia Pty Limited | Blackstone - Surgical Mesh | 4 lobe, 6 lobe | 4 lobe: 12 x 15mm, 8mm - 17 x 22, 15mm, 6 lobe: (diameter x height) 10 - 16 x 10 - 16mm (2mm increments), 7 - 70mm | 185173 | August 2014 |  | Transferred from AE182
13 - Spinal | 13.12 - Vertebral Body Replacement | 13.12.03 - Mesh |  |  | SK338 | 3605 |  | Stryker Australia Pty Ltd | VBOSS/VLIFT | Titanium | Available from 10 to 25mm in Diameter and from 8 to 120mm in Length | 94643 | February 2012 |  | Changed Product Group, Product Sub Group, Benefit.
13 - Spinal | 13.12 - Vertebral Body Replacement | 13.12.03 - Mesh |  |  | SX057 | 3605 |  | Scientx Australia | Novel CP Corpectomy Spinal Spacer System | PEEK vertebral body replacement, thoracolumbar | Small: 14mm width x 12mm depth; height: 10mm - 50mm (2mm increments) Medium: 17mm width x 15mm depth; height: 10mm - 50mm (2mm increments) | 178148 | February 2012 |  | Changed Size, Product Group, Product Sub Group, Benefit.
13 - Spinal | 13.12 - Vertebral Body Replacement | 13.12.03 - Mesh |  |  | SY293 | 3605 |  | Johnson & Johnson Medical Pty Ltd | Synmesh | Mesh, Oblong | 6mm - 88mm | 133398 | February 2012 |  | Changed Product Group, Product Sub Group, Benefit.
13 - Spinal | 13.12 - Vertebral Body Replacement | 13.12.03 - Mesh |  |  | SY294 | 3605 |  | Johnson & Johnson Medical Pty Ltd | Synmesh | Mesh, Round | 6mm - 88mm | 133398 | February 2012 |  | Changed Product Group, Product Sub Group, Benefit.
13 - Spinal | 13.12 - Vertebral Body Replacement | 13.12.03 - Mesh |  |  | BF002 | 3605 |  | Matrix Medical Innovations | A-Mesh Spinal Titanium Mesh Spacer | A-Mesh® Spinal Titanium Mesh is designed to restore biomechanical integrity throughout the thoracic and lumbar spine following vertebrectomy or corpectomy for patients with spine tumors or fractures. | Diameter: 10mm, Length: 20mm, 50mm 70mm Diameter: 12mm, Length: 20mm, 50mm, 70mm Diameter: 14mm, Length: 20mm, 50mm, 70mm Diameter: 16mm, Length: 20mm, 50mm, 70mm, 90mm Diameter: 20mm, Length: 20mm, 50mm, 70mm, 90mm Diameter: 25mm, Length: 20mm, 50mm, 70mm, 90mm Diameter: 30mm, Length: 20mm, 50mm, 70mm, 90mm Diameter: 35mm, Length: 20mm, 50mm, 70mm, 90mm | 187179 | August 2014 |  | Changed Size, Product Sub Group.
13 - Spinal | 13.12 - Vertebral Body Replacement | 13.12.04 - Mesh, End Plate |  |  | DY087 | 1325 |  | Johnson & Johnson Medical Pty Ltd | Surgical Titanium Mesh System | End Plate or Screws or End Cap (Round / Oblong / Trapezoidal) | 10-33mm | 128257, 97391, 98094 | February 2012 |  | Changed Product Group, Product Sub Group, Benefit.
13 - Spinal | 13.12 - Vertebral Body Replacement | 13.12.04 - Mesh, End Plate |  |  | DY088 | 1325 |  | Johnson & Johnson Medical Pty Ltd | Surgical Titanium Mesh System | Rings (Standard and Angled) | 17-26mm x 22-33mm | 98094 | February 2012 |  | Changed Product Group, Product Sub Group, Benefit.
13 - Spinal | 13.12 - Vertebral Body Replacement | 13.12.04 - Mesh, End Plate |  |  | MC539 | 1325 |  | Medtronic Australasia Pty Ltd | Pyramesh | End ring/cap | 10 - 25mm | 169501 | February 2012 |  | Changed Product Group, Product Sub Group, Benefit.
13 - Spinal | 13.12 - Vertebral Body Replacement | 13.12.04 - Mesh, End Plate |  |  | MC821 | 1325 |  | Medtronic Australasia Pty Ltd | T2 | End Cap | 13-31 mm, 0, 4, 8, 15 degree lordosis | 169501 | February 2012 |  | Changed Product Group, Product Sub Group, Benefit.
13 - Spinal | 13.12 - Vertebral Body Replacement | 13.12.04 - Mesh, End Plate |  |  | OF052 | 1325 |  | Orthofix Australia Pty Limited | Blackstone - End Ring | Surgical Mesh | [Surgical mesh X Angle] 10-16mm (2mm increments) X 0-2.5 degrees | 185173 | August 2014 |  | Transferred from AE180
13 - Spinal | 13.12 - Vertebral Body Replacement | 13.12.04 - Mesh, End Plate |  |  | SK424 | 1325 |  | Stryker Australia Pty Ltd | VBOSS | End cap | Sizes 10 to 25mm | 94643 | February 2012 |  | Changed Product Group, Product Sub Group, Benefit.
13 - Spinal | 13.12 - Vertebral Body Replacement | 13.12.04 - Mesh, End Plate |  |  | SY295 | 1325 |  | Johnson & Johnson Medical Pty Ltd | Synmesh | End rings | round/oblong | 133398 | February 2012 |  | Changed Product Group, Product Sub Group, Benefit.
13 - Spinal | 13.12 - Vertebral Body Replacement | 13.12.04 - Mesh, End Plate |  |  | BF020 | 1325 |  | Matrix Medical Innovations | A-Mesh Spinal Titanium Mesh Plate and Set Screw | A-Mesh Spinal Titanium Mesh is designed to restore biomechanical integrity throughout the thoracic and lumbar spine following vertebrectomy or corpectomy for patients with spine tumors or fractures | Diameter 10m 12, 14, 16, 20, 15, 30 or 35mm | 187179 | August 2015 |  | Changed Size, Benefit.
13 - Spinal | 13.12 - Vertebral Body Replacement | 13.12.05 - Non Stackable Cage, other |  |  | ER138 | 3605 |  | Emergo Asia Pacific Pty Ltd | Santorini Solid Corpectomy Cage System | Cage, fixed height, Peek | (12x14) or (16x20) mm footprint x (18-62) mm height | 198786 | February 2014 |  | New Listing
13 - Spinal | 13.12 - Vertebral Body Replacement | 13.12.05 - Non Stackable Cage, other |  |  | ER262 | 3605 |  | Emergo Asia Pacific Pty Ltd | Amendia Samson Corpectomy Vertebral Body Replacement System | Amendia Samson Corpectomy Vertebral Body Replacement System | dia 13.5x height (14-48 mm) | 233540 | August 2015 |  | New Listing
13 - Spinal | 13.12 - Vertebral Body Replacement | 13.12.05 - Non Stackable Cage, other |  |  | ER409 | 3605 |  | Emergo Asia Pacific Pty Ltd | Capri Small Solid Corpectomy Cage System | Non Stackable vertebral body replacement | (12 x14)mm or (13x16)mm footprint | 204117 | August 2017 |  | New Listing
13 - Spinal | 13.12 - Vertebral Body Replacement | 13.12.05 - Non Stackable Cage, other |  |  | LB131 | 3605 |  | Globus Medical Australia | Niko Corpectomy Spacer | PEEK Thoracolumbar pre-assembled corpectomy cage | Width 12 and 14mm, Length 14mm and 16mm, Height 15-33mm in 2mm increments | 190055 | February 2016 |  | New Listing
13 - Spinal | 13.12 - Vertebral Body Replacement | 13.12.05 - Non Stackable Cage, other |  |  | LB140 | 3605 |  | Globus Medical Australia | Fortify® I-R Static Corpectomy Spacer System -Spacer | PEEK spacer with integrated titanium plates | Footprint - 12 X14mm Heights 15-33mm (2mm increments) | 190055 | August 2016 |  | New Listing
13 - Spinal | 13.13 - Interspinous Fixation | 13.13.01 - Interspinous Fixation Device |  |  | LH483 | 1425 |  | Lifehealthcare Pty Ltd | Coflex-F | Interspinous fusion device | 8, 10, 12, 14, 16mm | 151022 | August 2012 |  | New Listing
13 - Spinal | 13.13 - Interspinous Fixation | 13.13.01 - Interspinous Fixation Device |  |  | MC637 | 1425 |  | Medtronic Australasia Pty Ltd | CD Horizon | Spire Plate | 35-41mm | 169514 | August 2013 |  | Changed Size, Benefit.
13 - Spinal | 13.13 - Interspinous Fixation | 13.13.01 - Interspinous Fixation Device |  |  | NV064 | 1425 |  | Nuvasive Australia and NZ Pty Ltd | Affix Plate | Spinous process plate with an integrated canted-coil locking mechanism. | 25mm - 55mm | 132466 | February 2012 |  | Changed Product Group, Benefit.
13 - Spinal | 13.13 - Interspinous Fixation | 13.13.01 - Interspinous Fixation Device |  |  | DU032 | 1425 |  | SPINEART AUSTRALIA PTY. LTD. | Romeo 2 PAD System | Interspinous fusion device | 8mm to 18mm | 198720 | February 2017 |  | Duplicated from SV044
13 - Spinal | 13.13 - Interspinous Fixation | 13.13.01 - Interspinous Fixation Device |  |  | LB113 | 1425 |  | Globus Medical Australia | SP-Fix™ Spinous Process Fixation | Posterior non-pedicle supplemental fixation device | 35-55mm | 237299 | August 2015 |  | New Listing
13 - Spinal | 13.13 - Interspinous Fixation | 13.13.01 - Interspinous Fixation Device |  |  | NK027 | 1425 |  | National Surgical Pty Ltd | Axle Interspinous fusion System | Interspinous fusion plate system | Plates: 28mm to 55mm Inserts: 8-18mm | 160750 | August 2015 |  | Changed Size, Product Sub Group, Benefit.
13 - Spinal | 13.13 - Interspinous Fixation | 13.13.01 - Interspinous Fixation Device |  |  | SX091 | 1425 |  | Scientx Australia | Bridgepoint Spinous Process Fixation System | Spinous process fixation system with intergrated set screws | Small 35-40mm, Medium 40-45mm, Large 45-50mm | 178208 | February 2015 |  | New Listing
13 - Spinal | 13.14 - Sacroiliac Joint Fixation | 13.14.01 - Sacroiliac Joint Fixation Device |  |  | LB062 | 2000 |  | Globus Medical Australia | SI-LOK Stabilization System | Fusion Screw | 8.0-12.0mm diameter x 25-60mm length | 199414 | February 2016 |  | Changed Product Name, Benefit.
13 - Spinal | 13.14 - Sacroiliac Joint Fixation | 13.14.01 - Sacroiliac Joint Fixation Device |  |  | NK045 | 2000 |  | National Surgical Pty Ltd | Silex Joint Fixation Device | Single-Thread Sacroiliac Anchor Implant or Dual-Thread Sacroiliac Anchor Implant | 12.5mm x 30-70mm | 228758 | February 2016 |  | Expanded from NK032
13 - Spinal | 13.14 - Sacroiliac Joint Fixation | 13.14.01 - Sacroiliac Joint Fixation Device |  |  | ZI918 | 2000 |  | Zimmer Biomet Pty Ltd | TriCor Sacroiliac Joint Fusion System, Anchor Implant | Anchor Implant | 12.5mm diameter, 30-70mm | 268152 | February 2016 |  | New Listing
13 - Spinal | 13.14 - Sacroiliac Joint Fixation | 13.14.01 - Sacroiliac Joint Fixation Device |  | no suffix | ER272 | 2000 |  | Emergo Asia Pacific Pty Ltd | iFuse Implant System-Implant | iFuse Implant System-Implant | 4-10.75 mm; length 30-90 mm | 212886 | August 2017 |  | Changed Size, Suffix.
13 - Spinal | 13.14 - Sacroiliac Joint Fixation | 13.14.01 - Sacroiliac Joint Fixation Device |  | no suffix | ER345 | 2000 |  | Emergo Asia Pacific Pty Ltd | Signus Diana SI Joint Fusion Device | The DIANA® sacroiliac fusion device is a titanium alloy, tapered hollow cylindrical implant with radial fenestrations to encourage bony in-growth and a threaded outer surface for fixation and stabilisation of the sacroiliac joint. | Tapered design: dia at wide point (13-21 mm) x dia at narrow point (12-20mm) x length 30mm | 216752 | February 2017 |  | New Listing
13 - Spinal | 13.14 - Sacroiliac Joint Fixation | 13.14.01 - Sacroiliac Joint Fixation Device |  | no suffix | EV029 | 2000 |  | Evolution Surgical | Katana Curved Rod | The Katana Pedicle Screw System is intended to provide immobilization and stabilisation of spinal segments in skeletally mature patients, as an adjunct to fusion in the thoracic, lumbar and sacral spine. The Katana curved rod is used as part of the Katana Pedicle Screw System. | 25 - 500mm | 236041 | August 2017 |  | Changed Size.
13 - Spinal | 13.14 - Sacroiliac Joint Fixation | 13.14.01 - Sacroiliac Joint Fixation Device |  | no suffix | MI197 | 2000 |  | Medtronic Australasia Pty Ltd | Rialto | SI Fusion System | 12mm Dia. 40mm to 60mm Length | 218942 | February 2017 |  | New Listing
13 - Spinal | 13.15 - Annular closure/reconstruction | 13.15.01 - Annular closure/reconstruction device |  |  | ER305 | 5900 |  | Emergo Asia Pacific Pty Ltd | Barricaid | Annular replacement prosthesis | Height: 14mm; Width 8mm, 10mm, 12mm | 273822 | August 2016 |  | Transferred from GO274