## Prostheses List
Press TAB to move to input areas. press Up or DOWN arrow in column A to read through the document
Product Category | Assessment Body | Product Group | Product Sub-Group | Suffix | Billing Code | Min Benefit | Max Benefit | Sponsor | Product Name | Description | Size | ARTG | Last Updated | Note | Change1
01 - Ophthalmic | 01.02 - POSTERIOR CHAMBER INTRAOCULAR LENSES | 01.02.02 - Foldable | 01.02.02.02 - No edge modification |  | EJ001 | 253 |  | ELLEX MEDICAL PTY LTD | Staar foldable silicone intraocular lens: Model AQ 5010V | Polyimide haptics 6.3mm optic - low diopters | 14.0mm length | 135694 | February 2017 |  | Transferred from XE002
01 - Ophthalmic | 01.02 - POSTERIOR CHAMBER INTRAOCULAR LENSES | 01.02.02 - Foldable | 01.02.02.03 - Edge modification |  | EJ003 | 290 |  | ELLEX MEDICAL PTY LTD | Staar foldable silicone IOLs: Models AQ2010V, AQ2017V and AO2003V | Plate haptics 6.0mm; Polymide haptics 5.5 or 6.3mm optic; | 10.8mm 0 13.5mm length | 135694 | February 2017 |  | Transferred from XE003
01 - Ophthalmic | 01.02 - POSTERIOR CHAMBER INTRAOCULAR LENSES | 01.02.02 - Foldable | 01.02.02.03 - Edge modification | at, pl | DV265 | 337 |  | Designs for Vision Pty Ltd | RayOne Ashperic preloaded | Preloaded aspheric intraocular lens, hydrophilic acrylic, UV absorbing, 360 square edge, anti-vaulting haptics | 6mm optic, range sphere -10 to +34 | 220612 | February 2017 |  | New Listing
01 - Ophthalmic | 01.02 - POSTERIOR CHAMBER INTRAOCULAR LENSES | 01.02.02 - Foldable | 01.02.02.03 - Edge modification | at, pl | EJ002 | 337 |  | ELLEX MEDICAL PTY LTD | Preloaded Aspheric Intraocular Lens | Silicone intraocular lens | 6.0mm | 135694 | February 2017 |  | Transferred from XE004
01 - Ophthalmic | 01.02 - POSTERIOR CHAMBER INTRAOCULAR LENSES | 01.02.02 - Foldable | 01.02.02.03 - Edge modification | at, pl, t1 | DE516 | 684 |  | Device Technologies Australia Pty Ltd | Oculentis LENTIS LU313T Pre-loaded | Patient Specific: Pre-loaded foldable one-piece monofocal toric acrylic IOL | Optic Size 6.0mm, overall length 11.0mm. Sph +/-10.0D to +35.0D (in 0.01D increments) Cyl +0.25 to +6.99D cyl (in 0.01D increments) | 198807 | February 2017 |  | Expanded from DE390
01 - Ophthalmic | 01.02 - POSTERIOR CHAMBER INTRAOCULAR LENSES | 01.02.02 - Foldable | 01.02.02.03 - Edge modification | at, pl, t1 | DE518 | 684 |  | Device Technologies Australia Pty Ltd | Oculentis LENTIS LS-313-T1-T6 Pre-loaded | Pre-loaded foldable one-piece monofocal toric acrylic IOL | Optic Size 6.0mm, Overall Length 11.00mm. Available diopters: +10.0D to +30.0D (0.5D). Cyl: (T1 + 1.5D) (T2 +2.25D) (T3 +3.0D) (T4 + 3.75D) (T5 + 4.5D) (T6 +5.25D) | 198807 | February 2017 |  | Expanded from DE397
01 - Ophthalmic | 01.02 - POSTERIOR CHAMBER INTRAOCULAR LENSES | 01.02.02 - Foldable | 01.02.02.03 - Edge modification | at, pl, t1 | DV266 | 684 |  | Designs for Vision Pty Ltd | RayOne Toric Aspheric preloaded | Single piece preloaded aspheric toric acrylic IOL, UV absorbing, 360 square edge, anti-vaulting haptics | 6mm optic, +8 ro +30 sphere, +1 to +6 cylinder in 0.5 steps | 220612 | February 2017 |  | New Listing
01 - Ophthalmic | 01.02 - POSTERIOR CHAMBER INTRAOCULAR LENSES | 01.02.02 - Foldable | 01.02.02.03 - Edge modification | at, pl, t1, vblf | DV267 | 720 |  | Designs for Vision Pty Ltd | Hoya Vivinex XY1AT Toric | Preloaded injector system, toric / corrects corneal astigmatism, micro-incision, aspheric, blue blocker, single piece hydrophobic | IOL Power: + 10.0 to 30.0 (0.5 steps), IOL Cylinder power: 1.0D (XY1AT2), 1.50D (XY1AT3), 2.25D (XY1AT4), 3.00D (XY1AT5), 3.75D (XY1AT6), 4.50D (XY1AT7), 5.25D (XY1AT8), 6.00D (XY1AT9) | 117417 | February 2017 |  | New Listing
01 - Ophthalmic | 01.02 - POSTERIOR CHAMBER INTRAOCULAR LENSES | 01.02.02 - Foldable | 01.02.02.03 - Edge modification | at, t1 | DE515 | 666 |  | Device Technologies Australia Pty Ltd | Oculentis LENTIS LU313T | Patient Specific: Foldable one-piece monofocal toric acrylic IOL | Optic Size 6.0mm, overall length 11.0mm. Sph +/-10.0D to +35.0D (in 0.01D increments) Cyl +0.25 to +6.99D cyl (in 0.01D increments) | 198807 | February 2017 |  | Expanded from DE390
01 - Ophthalmic | 01.02 - POSTERIOR CHAMBER INTRAOCULAR LENSES | 01.02.02 - Foldable | 01.02.02.03 - Edge modification | at, t1 | DE517 | 666 |  | Device Technologies Australia Pty Ltd | Oculentis LENTIS LS-313T1-T6 | Foldable one-piece monofocal toric acrylic IOL. | Optic Size 6.0mm, Overall Length 11.00mm. Available diopters: +10.0D to +30.0D (0.5D). Cyl: (T1 + 1.5D) (T2 +2.25D) (T3 +3.0D) (T4 + 3.75D) (T5 + 4.5D) (T6 +5.25D) | 198807 | February 2017 |  | Expanded from DE397
01 - Ophthalmic | 01.02 - POSTERIOR CHAMBER INTRAOCULAR LENSES | 01.02.02 - Foldable | 01.02.02.03 - Edge modification | at, t2 | DE519 | 938 |  | Device Technologies Australia Pty Ltd | Oculentis LENTIS LU-313T | Patient Specific: Foldable one-piece monofocal toric acrylic IOL | Optic Size: 6.0mm, overall length 11.00mm. Sph +/-10.0D to +35.0D (in 0.01D increments) Cyl +6.99D to +12.0D cyl (in 0.01D increments) | 198807 | February 2017 |  | Expanded from DE391
01 - Ophthalmic | 01.02 - POSTERIOR CHAMBER INTRAOCULAR LENSES | 01.02.02 - Foldable | 01.02.02.03 - Edge modification | at, t2, pl | DE520 | 947 |  | Device Technologies Australia Pty Ltd | Oculentis LENTIS LU-313T Pre-loaded | Patient Specific: Pre-loaded foldable one-piece monofocal toric acrylic IOL | Optic Size: 6.0mm, overall length 11.00mm. Sph +/-10.0D to +35.0D (in 0.01D increments) Cyl +6.99D to +12.0D cyl (in 0.01D increments) | 198807 | February 2017 |  | Expanded from DE391
01 - Ophthalmic | 01.02 - POSTERIOR CHAMBER INTRAOCULAR LENSES | 01.02.02 - Foldable | 01.02.02.03 - Edge modification | at, t2, vblf | DE511 | 976 |  | Device Technologies Australia Pty Ltd | Oculentis LENTIS LU-313TY | Patient Specific: Foldable one-piece monofocal toric acrylic IOL. Violet Light Filter. | Optic Size: 6.0mm, overall length 11.00mm. -10.0D to +35.0D (0.01D increments) Available diopters: Cyl +7.00D to +12.0D inclusive in 0.01D increments. | 198807 | February 2017 |  | Expanded from DE393
01 - Ophthalmic | 01.02 - POSTERIOR CHAMBER INTRAOCULAR LENSES | 01.02.02 - Foldable | 01.02.02.03 - Edge modification | at, t2, vblf, pl | DE512 | 985 |  | Device Technologies Australia Pty Ltd | Oculentis LENTIS LU-313TY Pre-loaded | Patient Specific: Pre-loaded foldable one-piece monofocal toric acrylic IOL. Violet Light Filter. | Optic Size: 6.0mm, overall length 11.00mm. -10.0D to +35.0D (0.01D increments) Available diopters: Cyl +7.00D to +12.0D inclusive in 0.01D increments. | 198807 | February 2017 |  | Expanded from DE393
01 - Ophthalmic | 01.02 - POSTERIOR CHAMBER INTRAOCULAR LENSES | 01.02.02 - Foldable | 01.02.02.04 - Multifocal or bifocal | at, pl, t1 | DE506 | 1096 |  | Device Technologies Australia Pty Ltd | Oculentis LENTIS Comfort Toric LS313MF15T0-T6 | Pre-loaded foldable one piece multifocal toric plate haptic acrylic IOL | Overall Length 11.0mm and Optic Size 6.0mm, SE: +10.0D to +30.0D (0.5D steps), Cyl: +0.75D to +5.25D (0.75D steps). | 198807 | February 2017 |  | New Listing
01 - Ophthalmic | 01.02 - POSTERIOR CHAMBER INTRAOCULAR LENSES | 01.02.02 - Foldable | 01.02.02.04 - Multifocal or bifocal | at, pl, t1, vlbf | DE524 | 1134 |  | Device Technologies Australia Pty Ltd | Oculentis LENTIS LU-313MFTY Pre-loaded | Patient specific pre-loaded one-piece multifocal-toric plate haptic acrylic IOL. | Overall Length 11.0mm and Optic Size 6.0mm, +-0.0D to +36.0D inclusive in 0.01D increments. Cyl +0.25D to +6.99D inclusive in 0.01D increments. | 198807 | February 2017 |  | Expanded from DE394
01 - Ophthalmic | 01.02 - POSTERIOR CHAMBER INTRAOCULAR LENSES | 01.02.02 - Foldable | 01.02.02.04 - Multifocal or bifocal | at, pl, t2 | DE522 | 1368 |  | Device Technologies Australia Pty Ltd | Oculentis Lentis Mplus Toric LU-313MFT Pre-loaded | Pre-loaded patient specific one-piece multifocal toric acrylic plate haptic IOL | Overall Length 11.0mm and Optic Size 6.0mm + 0.0D to +36.0D inclusive in 0.01D increments. Cyl +6.99D to +12.00D inclusive in 0.01D increments. | 198807 | February 2017 |  | Expanded from DE389
01 - Ophthalmic | 01.02 - POSTERIOR CHAMBER INTRAOCULAR LENSES | 01.02.02 - Foldable | 01.02.02.04 - Multifocal or bifocal | at, pl, t2, vlbf | DE514 | 1406 |  | Device Technologies Australia Pty Ltd | Oculentis LENTIS LU313MFTY Pre-loaded | Patient specific pre-loaded one-piece multifocal toric plate haptic acrylic IOL. Violet Light Filter | Overall Length 11.00mm and Optic Size 6.0mm +-0.0D to +36.0D inclusive in 0.01D increments. Cyl +7.00D to +12.0D inclusive in 0.01D increments. | 198807 | February 2017 |  | Expanded from DE395
01 - Ophthalmic | 01.02 - POSTERIOR CHAMBER INTRAOCULAR LENSES | 01.02.02 - Foldable | 01.02.02.04 - Multifocal or bifocal | at, t1, vblf | AL043 | 1116 |  | Alcon Laboratories (Aust.) Pty Ltd | AcrySof IQ PanOptix Toric Presbyopia Correcting IOL | Trifocal posterior chamber, toric, UV absorbing, foldable, acrylic, aspheric, single piece lens with apodised diffractive trifocal optic and blue light protection. The apodised diffractive trifocal optic (anterior) provides two diffractive focal points (+3.25D near focus and 2.17D intermediate focus). | +6.0 to +30.0D in 0.5 Diopter increments and +31.0 to +34.0D in 1.0 Diopter increments. Cylinder: +1.0; +1.50; +2.25; +3.00 and +3.75 D | 92318 | February 2017 |  | New Listing
01 - Ophthalmic | 01.02 - POSTERIOR CHAMBER INTRAOCULAR LENSES | 01.02.02 - Foldable | 01.02.02.04 - Multifocal or bifocal | at, t1, vblf | DE523 | 1116 |  | Device Technologies Australia Pty Ltd | Oculentis LENTIS LU-313MFTY | Patient specific one-piece multifocal toric plate haptic acrylic IOL. Violet light filter. | Overall Length 11.0mm and Optic Size 6.0mm, +-0.0D to +36.0D inclusive in 0.01D increments. Cyl +0.25D to +6.99D inclusive in 0.01D increments. | 198807 | February 2017 |  | Expanded from DE394
01 - Ophthalmic | 01.02 - POSTERIOR CHAMBER INTRAOCULAR LENSES | 01.02.02 - Foldable | 01.02.02.04 - Multifocal or bifocal | at, t1, vblf | IS037 | 1116 |  | Insight Surgical Pty Ltd | 677MTY | BiFlex Single-Piece Aspheric Hydrophilic Progressive Diffractive Toric IOL with Blue filter and 360' Special Square Edge for implantation into capsular bag | Optic diameter: 6.0 mm ±0.05 mm, Overall diameter: 13.0 mm ±0.10 mm Powers available: -10.0 - +30.0 D ±0.25 D increment: 0.5 D Cylinders available: +1.0 D - +4.5 D increment: 0.5 D +5.25D - +6.0 D increment: 0.75 D | 221834 | February 2017 |  | New Listing
01 - Ophthalmic | 01.02 - POSTERIOR CHAMBER INTRAOCULAR LENSES | 01.02.02 - Foldable | 01.02.02.04 - Multifocal or bifocal | at, t2 | DE521 | 1350 |  | Device Technologies Australia Pty Ltd | Oculentis Lentis Mplus Toric LU-313MFT | Patient specific one-piece multifocal toric acrylic plate haptic IOL | Overall Length 11.0mm and Optic Size 6.0mm + 0.0D to +36.0D inclusive in 0.01D increments. Cyl +6.99D to +12.00D inclusive in 0.01D increments | 198807 | February 2017 |  | Expanded from DE389
01 - Ophthalmic | 01.02 - POSTERIOR CHAMBER INTRAOCULAR LENSES | 01.02.02 - Foldable | 01.02.02.04 - Multifocal or bifocal | at, t2, vblf | DE513 | 1388 |  | Device Technologies Australia Pty Ltd | Oculentis LENTIS LU313MFTY | Patient specific one-piece multifocal toric plate haptic acrylic IOL. Violet Light Filter | Overall Length 11.00mm and Optic Size 6.0mm +-0.0D to +36.0D inclusive in 0.01D increments. Cyl +7.00D to +12.0D inclusive in 0.01D increments. | 198807 | February 2017 |  | Expanded from DE395
01 - Ophthalmic | 01.02 - POSTERIOR CHAMBER INTRAOCULAR LENSES | 01.02.02 - Foldable | 01.02.02.04 - Multifocal or bifocal | at, vblf | IL004 | 778 |  | iNova Pharmaceuticals Australia Pty Ltd | B+L FINEVISION HP (POD F GF) | POD F GF test intraocular lens (IOL) is a foldable IOL with a quadripode “POD” open-loop design intended for capsular bag implantation. The IOL is made of the proprietary hydrophobic glistening-free (GFree®) material containing a UV-blocker and additional blue blocker. The material is a hydrophobic acrylic copolymer of medical quality which includes a UV (λ< 400 nm) absorbing filter and a blue light-filtering chromophore which is covalently bounded to the hydrophobic material. The optical part of the test POD F GF lens is biconvex and aspherical partially compensating the positive spherical aberration of the cornea. The optic bears a diffractive TRIFOCAL element on its anterior side (toward patient pupil), allowing for presbyopia correction and spectacle independence for near and intermediate visions. The add-power at the IOL plane for the near vision is + 3.5 diopters and for the intermediate vision + 1.75 diopters. POD F GF is intended for implantation in the capsular bag after human lens extraction after cataract. The IOL material is capable of being folded prior to insertion, allowing placement through an incision (2.0-2.2 mm) smaller than the optic diameter of the lens. After surgical insertion into the eye, the lens unfolds to ReSTOR the optical performance. The supporting haptics provide for proper positioning and fixation of the IOL optic within the eye. | Optic diameter: 6.00mm Total diameter: 11.40mm From Ø to +35 Diopters, with 0.5 Diopter increments | 211587 | February 2017 |  | New Listing
01 - Ophthalmic | 01.02 - POSTERIOR CHAMBER INTRAOCULAR LENSES | 01.02.03 - Pseudo-phakic, piggy-back | 01.02.03.01 - Monofocal | at, t1, vblf | SO078 | 666 |  | Spectrum Surgical | Human Optics Torica Add-On IOL | Toric Add-On IOL, for sulcus fixation in pseudophakic eyes, 3-piece, foldable, UV absorber, blue light filter, Iris protection, safety profile technology and undulated haptics. | Sphere -4.0 to +1.5 in 0.5D steps, Cylinder <7D | 227764 | February 2017 |  | Expanded from SO061
01 - Ophthalmic | 01.02 - POSTERIOR CHAMBER INTRAOCULAR LENSES | 01.02.03 - Pseudo-phakic, piggy-back | 01.02.03.01 - Monofocal | at, t2 | SO079 | 1006 |  | Spectrum Surgical | Human Optics Torica Add-On IOL | Toric Add-On IOL, for sulcus fixation in pseudophakic eyes, 3-piece, foldable, UV absorber, blue light filter, Iris protection, safety profile technology and undulated haptics. | Sphere -30D to +6D, Cylinder 7.0D to 30.0D | 227764 | February 2017 |  | Expanded from SO061
01 - Ophthalmic | 01.05 - GLAUCOMA DRAINAGE | 01.05.03 - Ab Interno Glaucoma Drainage Device | 01.05.03.02 - external to Schlemm's canal |  | AL042 | 1400 |  | Alcon Laboratories (Aust.) Pty Ltd | CyPass System | The CyPass System consists of the CyPass Micro-Stent, which is contained in a loading device (Loader), and the CyPass Applier. | 6.35mm length | 163624 | February 2017 |  | New Listing
02 - Ear, Nose & Throat | 02.01 - EAR | 02.01.02 - Speech Processors | 02.01.02.01 - Initial |  | BD023 | 11500 |  | Advanced Bionics Australia Pty Ltd | Naida CI Q90 Sound Processor (Initial Order) | Sound Processor | One size | 282255 | February 2017 |  | New Listing
02 - Ear, Nose & Throat | 02.01 - EAR | 02.01.04 - Implantable Bone Conduction Hearing System | 02.01.04.01 - Sound Processor | Programmable, Wireless-enabled | OI032 | 6825 |  | Audmet Australia Pty Ltd trading as Oticon Medical | Ponto 3 Sound Processor | A wireless enabled - fully programmable head worn sound processor for bone conduction hearing systems with full smart phone capabilities. Optional Superpower model, delivering higher output across the entire bandwidth. | Ponto 3: 34x21x11mm Ponto 3 Power: 34x21x14mm Ponto 3 SuperPower: 34x21x14mm | 198104 | February 2017 |  | New Listing
02 - Ear, Nose & Throat | 02.01 - EAR | 02.01.05 - Ossicle/Middle Ear Prosthesis | 02.01.05.01 - Stapes |  | LM332 | 104 |  | LMT Surgical Pty Ltd | Stapes | a) NiTiBOND b) Soft CliP c) K-Piston d) Angular Piston e) CliP Piston aWengen f) CliP Piston MVP g) Lenticle Cup | a) Diameter - 0.4 or 0.6mm in lengths - 3.5 to 5.5mm b) Diameter - 0.4 or 0.6mm in lengths 3.5 to 5.5mm c) Diameter - 0.4 or 0.6mm in lengths 3.5 to 10mm d) Diameter 0.4 or 0.6mm in lengths 4.25, 4.5, 4.75mm e) Diameter - 0.4mm or 0.6mm in lengths 3.5 to 5.5mm f) Diameter 0.4 or 0.6mm in lengths - 5 to 6.25mm g) lengths - 3 to 4.5mm | 119746 | February 2017 |  | Transferred from TX045
02 - Ear, Nose & Throat | 02.01 - EAR | 02.01.05 - Ossicle/Middle Ear Prosthesis | 02.01.05.03 - Partial Ossicle Replacement (one or two) |  | LM329 | 360 |  | LMT Surgical Pty Ltd | Partial Ossicle Replacement | a) TTP Tuebingen Type bell b) CliP Dresden Type c) Malleus d) Angular Plester e) Angular CliP f) TTP - Vario Bell TTP - Variac System, Partial g) CliP Partial FlexBAL h) Duesseldorf Type Partial | a) length - 1.75 to 3.5mm b) Length 1.75 to 3.5mm c) 1075 to 3.5mm d) length 2.25 or 3.25mm e) length 2.25 or 3.25mm f) one size g) lengths - 1.75 to 3.5mm h) lengths - 1.75 to 4.5mm | 119746 | February 2017 |  | Transferred from TX046
02 - Ear, Nose & Throat | 02.01 - EAR | 02.01.05 - Ossicle/Middle Ear Prosthesis | 02.01.05.03 - Partial Ossicle Replacement (one or two) |  | LM330 | 360 |  | LMT Surgical Pty Ltd | NitiFlex | Stapes Prosthesis | Diameters: 4mm, 6mm Lengths: 3.50mm, 3.75mm, 4.00mm, 4.25mm, 4.50mm, 4.75mm, 5.00mm, 5.50mm. | 119746 | February 2017 |  | Transferred from TX002
02 - Ear, Nose & Throat | 02.01 - EAR | 02.01.05 - Ossicle/Middle Ear Prosthesis | 02.01.05.03 - Partial Ossicle Replacement (one or two) |  | LM331 | 360 |  | LMT Surgical Pty Ltd | MatriX | Stapes Prosthesis | Diameters: 4mm, 5mm, 6mm Lengths: 3.50mm, 3.75mm, 4.00mm, 4.25mm, 4.50mm, 4.75mm, 5.00mm, 5.25mm, 5.50mm. | 119746 | February 2017 |  | Transferred from TX001
02 - Ear, Nose & Throat | 02.01 - EAR | 02.01.05 - Ossicle/Middle Ear Prosthesis | 02.01.05.04 - Total Ossicle Replacement (three) |  | LM328 | 404 |  | LMT Surgical Pty Ltd | Total Ossicle Replacement | a) TTP Tuebingen Type Aerial Type b) TTB-Vario Aerial c) TTP Variac System Total d) Malleus Notch Prosthesis e) Regensburg Type Titanium Prosthesis f) Malleus Replacement g) Regensburg Type Total h) Duesseldorf Type Total | a) Length - 3 to to 7mm b) one size only d) Length - 3 to 7mm e) Length - 4 to 5mm f) one size only g) lengths - 4 to 5mm h) lengths - 3 to 7mm | 119747 | February 2017 |  | Transferred from TX047
02 - Ear, Nose & Throat | 02.03 - THROAT | 02.03.01 - Tracheal Speaking Valve |  |  | BQ007 | 696 |  | ATOS MEDICAL PTY LIMITED | ProTrach DualCare Set | ProTrach DualCare is attached to a tracheostomy tube and is designed to eliminate the necessity of finger occlusion, enabling the tracheostomised patient to speak easily and more clearly. It combines a speaking valve with an HME, and this way both enabling hands-free speech and helping to keep the lungs healthy by providing the important humidification of the inhaled air. The Set includes: 180pc HME Regular, 1pc Speaking Valve, 1pc ProTrach HME DigiTop, 1 Removal Aid and 1 connection strap. | 15mm 22mm | 275618 | February 2017 |  | New Listing
02 - Ear, Nose & Throat | 02.03 - THROAT | 02.03.01 - Tracheal Speaking Valve |  |  | BQ008 | 102 |  | ATOS MEDICAL PTY LIMITED | ProTrach DualCare Speaking Valve | ProTrach DualCare System is attached to a tracheostomy tube and is designed to eliminate the necessity of finger occlusion, enabling the tracheostomised patient to speak easily and more clearly. It combines a speaking valve with a HME and in this way enabling speaking and supporing your lungs with important heating and moisturising. The Set includes: 1pc Speaking Valve, 1pc ProTrach HME DigiTop, 1 Removal Aid and 1 connection strap.ProTrach DualCare Speaking Valve, 1 HME DigiTop, 1 removal aid and 1pc Connection Strap | 15mm 22mm | 275618 | February 2017 |  | New Listing
02 - Ear, Nose & Throat | 02.03 - THROAT | 02.03.03 - Tracheal Stents |  | Nitinol | LH576 | 2500 |  | Lifehealthcare Pty Ltd | Tracheobronxane Silmet | Nitinol wire - tracheal and bronchial stents - Dumon | 12 - 20mm diameter, 20 - 90mm length | 143612 | February 2017 |  | Transferred from My002
02 - Ear, Nose & Throat | 02.03 - THROAT | 02.03.03 - Tracheal Stents |  | Silicone | LH574 | 1000 |  | Lifehealthcare Pty Ltd | Endoxane | Silicone tracheal and bronchial stents - Dumon | 10 - 20mm diameter, 20 - 60mm length | 143612 | February 2017 |  | Transferred from My001
03 - General Miscellaneous | 03.01 - BRACHYTHERAPY | 03.01.02 - Prostatic I-125 | 03.01.02.01 - Standard Dose |  | RQ078 | 6500 |  | RQSolutions Medical Devices Distribution Support | TheraStrand Rx with AgX100 Brachytherapy Kit | The TheraStrand RX brachytherapy kit is prescription-loaded and supplied sterile. The prescription generally comprises 25 needles containing the brachytherapy I-125 sources (80-100 seeds) sequenced per the physician's treatment plan. All sources are of the same activity/strength. | The seed includes a silver rod with I 125 contained in a sealed titanium capsule of 4.5 mm length and 0.8 mm in diameter. | 205063 | February 2017 |  | Transferred from ER145
03 - General Miscellaneous | 03.01 - BRACHYTHERAPY | 03.01.02 - Prostatic I-125 | 03.01.02.01 - Standard Dose |  | RQ079 | 6500 |  | RQSolutions Medical Devices Distribution Support | I-Seed AgX100 Cartridge Brachytherapy Kit | The I-Seed AgX100 Cartridge brachytherapy kit comprises 8 or fewer cartridges (max. 20 seed) in a vertical seed magazine, VSM20. The kit is supplied sterile and is compatible with the Mick applicator. | The I-Seed AgX100 Cartridge Brachytherapy Kit generally contains 8 or fewer cartridges, each a max. 20 seeds, a total of 80-100 seeds. Each seed comprises a silver rod with the source within 4.5 x 0.8mm sealed titanium capsule. | 205023 | February 2017 |  | Transferred from ER146
03 - General Miscellaneous | 03.01 - BRACHYTHERAPY | 03.01.02 - Prostatic I-125 | 03.01.02.02 - Single Seed or Partial Dose |  | RQ077 | 82 |  | RQSolutions Medical Devices Distribution Support | TheraStrand RX with I-Seed AgX100 I125 implants | AgX100 I-125 Seeds pre-loaded. The billing code is to be applied only if more than 100 seeds are used per patient. Benefit is per seed. | One representation with a loading of more than 100 seeds. The seed includes a silver rod with I 125 contained in a sealed titanium capsule of 4.5 mm length and 0.8 mm in diameter | 205063 | February 2017 |  | New Listing
03 - General Miscellaneous | 03.02 - DRUG DELIVERY DEVICES | 03.02.05 - Infusion Pump Accessories | 03.02.05.04 - Administration Set |  | SI047 | 7 |  | Smiths Medical Australasia Pty Ltd | CADD Extension Set | For use with CADD pumps | 90 inches (229cm), priming volume 2.3mL | 145297 | February 2017 |  | Expanded from SI029
03 - General Miscellaneous | 03.02 - DRUG DELIVERY DEVICES | 03.02.05 - Infusion Pump Accessories | 03.02.05.04 - Administration Set |  | SI048 | 7 |  | Smiths Medical Australasia Pty Ltd | CADD Extension set | For use with CADD pumps | 60 inch (152cm), priming volume 1.7mL | 145297 | February 2017 |  | Expanded from SI029
03 - General Miscellaneous | 03.02 - DRUG DELIVERY DEVICES | 03.02.05 - Infusion Pump Accessories | 03.02.05.05 - Other |  | SI046 | 20 |  | Smiths Medical Australasia Pty Ltd | Pump Pouch, single use | Pump pouch, single use 50/100mL | 50/100mL | 117451 | February 2017 |  | New Listing
03 - General Miscellaneous | 03.05 - HAEMOSTATIC DEVICES | 03.05.02 - Powder |  |  | RH026 | 100 |  | Reid Healthcare | HaemoCer Haemostatic Powder | Absorbable Polysaccharide Haemostat | 2gms | 205062 | February 2017 |  | Transferred from SQ072
03 - General Miscellaneous | 03.05 - HAEMOSTATIC DEVICES | 03.05.02 - Powder |  |  | RH027 | 250 |  | Reid Healthcare | HaemoCer Haemostatic Powder | Absorbable Polysaccharide Haemostat | 5gms |  | February 2017 |  | Transferred from SQ073
03 - General Miscellaneous | 03.05 - HAEMOSTATIC DEVICES | 03.05.02 - Powder |  |  | BF024 | 150 |  | Matrix Medical Innovations | NexStat | The Topical Hemostatic powder consists of purified potato starch polysaccharide. These products are sterile packed and intended for single use. | 3grams | 280607 | February 2017 |  | New Listing
03 - General Miscellaneous | 03.05 - HAEMOSTATIC DEVICES | 03.05.02 - Powder | 03.05.02.01 - Integrated Delivery System | > 10 grams | WA004 | 550 |  | WILLIAM A COOK AUSTRALIA PTY LTD | Hemospray Endoscopic Hemostat | Inorganic haemostatic agent | 20 grams of powder Catheter: 7-10Fr, length 220cm. | 276342 | February 2017 |  | New Listing
03 - General Miscellaneous | 03.05 - HAEMOSTATIC DEVICES | 03.05.06 - Foam |  |  | HW582 | 150 |  | Stryker Australia Pty Ltd | NasoPore / OtoPore | NasoPore / OtoPore is a bioresorbable foam packing for the nasal or ear cavity. | 4cm and 8cm | 232794, 243332 | February 2017 |  | New Listing
03 - General Miscellaneous | 03.06 - LUMINAL STENTS | 03.06.01 - Biliary Stents | 03.06.01.01 - Non-reinforced Wall |  | WA003 | 82 |  | WILLIAM A COOK AUSTRALIA PTY LTD | Compass BDS Biliary Stent | Plastic biliary stent | 7 Fr, Length: 5-15cm | 133255 | February 2017 |  | New Listing
03 - General Miscellaneous | 03.06 - LUMINAL STENTS | 03.06.06 - Tracheobronchial Stents |  |  | AK009 | 1900 |  | CK Surgitech Pty Ltd | Oesophageal Tracheal Stents | Nitinol wire expandable stents, covered and non covered, Y shaped | multiple sizes | 173875 | February 2017 |  | Expanded from AK002
03 - General Miscellaneous | 03.06 - LUMINAL STENTS | 03.06.06 - Tracheobronchial Stents |  |  | AK010 | 1200 |  | CK Surgitech Pty Ltd | Oesophageal Tracheal Stents | self expanding nitinol stent, covered and uncovered, straight and J shape | multiple sizes | 173875 | February 2017 |  | Expanded from AK002
03 - General Miscellaneous | 03.07 - PULMONARY/PERITONEAL DEVICES | 03.07.01 - Drainage Catheters | 03.07.01.01 - Pleural |  | WA005 | 120 |  | WILLIAM A COOK AUSTRALIA PTY LTD | Wayne Pneumothorax Set | Wayne Pneumothorax Set for Seldinger Placement. Set includes: introducer needle, wire guide, dilator, pigtail catheter, and Cook Chest Drain Valve | Length: 29cm, 14Fr | 142280 | February 2017 |  | New Listing
03 - General Miscellaneous | 03.08 - CLOSURE DEVICES | 03.08.02 - Internal Adhesives | 03.08.02.01 - Adhesive ≤2ml | Synthetic | SQ124 | 300 |  | Surgical Specialties | INDERMIL Flexifuze | Topical Tissue Adhesive with Applicator | 0.75g per ampoule | 283083 | February 2017 |  | New Listing
03 - General Miscellaneous | 03.08 - CLOSURE DEVICES | 03.08.02 - Internal Adhesives | 03.08.02.03 - Adhesive >5ml | Biological | MN204 | 1400 |  | Johnson & Johnson Medical Pty Ltd | Evicel Solutions for Fibrin Sealant | Human fibrinogen and Human thrombin | 10mL kit | 181319 | February 2017 |  | New Listing
03 - General Miscellaneous | 03.08 - CLOSURE DEVICES | 03.08.02 - Internal Adhesives | 03.08.02.06 - Pleurodesis Powder |  | LH572 | 150 |  | Lifehealthcare Pty Ltd | Steritalc | Sterile granules of talc implanted in pleural space to act as permanent adhesive | 3 grams & 4 grams | 143613 | February 2017 |  | Transferred from My003
03 - General Miscellaneous | 03.08 - CLOSURE DEVICES | 03.08.03 - Ligating Devices | 03.08.03.01 - Clips | Polymeric Non-resorbable | EB136 | 46 |  | Ebos Group Pty Ltd | Click’aV® polymer non-absorbable ligating clips, cartridge of 6 | Click’aV® ligating clips are intended for ligating of any linear tissue structures or vessels during an operation for haemostasis where use of non-absorbable clips is required. Click’aV® ligating clips are sterile and disposable. They are made of non-absorbable polymer suitable for implantation. Clip is equipped with latch for reliable closure and lateral clip legs stability. The clips are placed around the tissue and closed with the grip of a clip applier. | Medium Medium Large Large Extra Large | 280976 | February 2017 |  | New Listing
03 - General Miscellaneous | 03.08 - CLOSURE DEVICES | 03.08.03 - Ligating Devices | 03.08.03.01 - Clips | Polymeric Non-resorbable | EB137 | 31 |  | Ebos Group Pty Ltd | Click’aV® polymer non-absorbable ligating clips, cartridge of 4 | Click’aV® ligating clips are intended for ligating of any linear tissue structures or vessels during an operation for haemostasis where use of non-absorbable clips is required. Click’aV® ligating clips are sterile and disposable. They are made of non-absorbable polymer suitable for implantation. Clip is equipped with latch for reliable closure and lateral clip legs stability. The clips are placed around the tissue and closed with the grip of a clip applier. | Medium Medium large Large Extra large | 280976 | February 2017 |  | New Listing
03 - General Miscellaneous | 03.08 - CLOSURE DEVICES | 03.08.03 - Ligating Devices | 03.08.03.01 - Clips | Polymeric Non-resorbable | EB138 | 16 |  | Ebos Group Pty Ltd | Click’aV® polymer non-absorbable ligating clips, cartridge of 2 | Click’aV® ligating clips are intended for ligating of any linear tissue structures or vessels during an operation for haemostasis where use of non-absorbable clips is required. Click’aV® ligating clips are sterile and disposable. They are made of non-absorbable polymer suitable for implantation. Clip is equipped with latch for reliable closure and lateral clip legs stability. The clips are placed around the tissue and closed with the grip of a clip applier. | Medium Large Large Extra Large | 280976 | February 2017 |  | New Listing
03 - General Miscellaneous | 03.08 - CLOSURE DEVICES | 03.08.03 - Ligating Devices | 03.08.03.03 - Clips with Disposable Applier | Endoscopic | AK008 | 145 |  | CK Surgitech Pty Ltd | Ligation Loop | A device used in combination with a dedicated endoscope. It is intended to ligate a polyp using loop wire for haemostasis or necrosis during endoscopy. It consist of an insertion sheath, a loop wire attached at the distal end of the sheath, and a control handle and operation wire connected to both the loop wire and control handle. | Introducer up to 240cm long Loop sizes 15mm-40mm | 279077 | February 2017 |  | New Listing
03 - General Miscellaneous | 03.08 - CLOSURE DEVICES | 03.08.03 - Ligating Devices | 03.08.03.03 - Clips with Disposable Applier | Endoscopic, OTS | ET083 | 3000 |  | Endotherapeutics Pty Ltd | Full-Thickness Resection Device (FTRD) | The FTRD System Set is used for diagnostic and therapeutic full-thickness resection via flexible endoscopy in the colon and rectum. The FTRD System Set is designed to ensure that the transection of tissue happens only after the defect has been completely closed. | The FTRD clip is and 11mm nitinol clip. Also supplied with the FTRD marking probe (220cm) and FTRD Grasper (220cm). | 235539 | February 2017 |  | New Listing
03 - General Miscellaneous | 03.08 - CLOSURE DEVICES | 03.08.03 - Ligating Devices | 03.08.03.03 - Clips with Disposable Applier | Laparoscopic | MI213 | 412 |  | Medtronic Australasia Pty Ltd | Endo Clip | Laparoscopic Clip Applier | 5mm device with various clip sizes | 182307 | February 2017 |  | Compressed from AS073, AS137
03 - General Miscellaneous | 03.08 - CLOSURE DEVICES | 03.08.03 - Ligating Devices | 03.08.03.03 - Clips with Disposable Applier | Open | MI217 | 250 |  | Medtronic Australasia Pty Ltd | Surgiclip | Ligation Clips - Disposable clip applier and ligating clips | Small, Medium, Large device with various clip sizes | 183878, 235587 | February 2017 |  | Compressed from AS006, AS131, AS132
03 - General Miscellaneous | 03.08 - CLOSURE DEVICES | 03.08.04 - Staples & Tackers | 03.08.04.01 - Staples, Non-bone (Reload) |  | MI215 | 244 |  | Medtronic Australasia Pty Ltd | PI/TA Reloading Units | PI/TA Disposable Surgical Loading Unit | 30mm, 45mm, 60mm, 90mm | 181429, 185017 | February 2017 |  | Compressed from AS025, AS026, AS030
03 - General Miscellaneous | 03.08 - CLOSURE DEVICES | 03.08.04 - Staples & Tackers | 03.08.04.01 - Staples, Non-bone (Reload) |  | MI216 | 244 |  | Medtronic Australasia Pty Ltd | GIA/ILA Reloading Units | Single Use Loading Units | 50mm, 60mm, 80mm, 90mm, 100mm | 181429 | February 2017 |  | Compressed from AS013, AS016, AS017, AS114, AS116, AS118
03 - General Miscellaneous | 03.08 - CLOSURE DEVICES | 03.08.04 - Staples & Tackers | 03.08.04.02 - Staplers | Endoscopic, Articulating/Roticulating | ME206 | 415 |  | Getz Healthcare Pty Ltd | Endoscopic Universal Handle | The Endoscopic Universal Handle is a single patient delivery system, supplied sterile and used with the Linear Cutter Stapler reloading unit ranges which can be applied in abdominal, gynaecological, paediatric and thoracic surgical procedures for resection, transection and creation of anastomosis. | 30mm, 45mm, and 60mm staple lengths. 2.5mm, 3.5mm, and 4.8mm staple sizes. | 283316 | February 2017 |  | New Listing
03 - General Miscellaneous | 03.08 - CLOSURE DEVICES | 03.08.04 - Staples & Tackers | 03.08.04.02 - Staplers | Endoscopic, Articulating/Roticulating | MN206 | 415 |  | Johnson & Johnson Medical Pty Ltd | Endopath Cutter | Cutter and Stapler | 45mm | 132168, 132169, 155639 | February 2017 |  | Compressed from JJ892, JJ894
03 - General Miscellaneous | 03.08 - CLOSURE DEVICES | 03.08.04 - Staples & Tackers | 03.08.04.04 - Staples, Non-bone with Disposable Applier |  | MI212 | 370 |  | Medtronic Australasia Pty Ltd | PI/TA Stapler | Disposable Surgical Stapler and Loading Unit | 30mm, 45mm, 60mm, 90mm | 181434, 185015, 185733 | February 2017 |  | Compressed from AS018, AS019, AS102, AS133
03 - General Miscellaneous | 03.08 - CLOSURE DEVICES | 03.08.04 - Staples & Tackers | 03.08.04.04 - Staples, Non-bone with Disposable Applier |  | MI214 | 370 |  | Medtronic Australasia Pty Ltd | GIA Linear Cutter Stapler and single use loading units | single use, reloadable stapler | 2.5mm, 3.8mm, 4.8mm, 60mm, 75mm, 80mm, 100mm | 181272, 182206, 185453 | February 2017 |  | Compressed from AS011, AS113, AS115, AS117
03 - General Miscellaneous | 03.08 - CLOSURE DEVICES | 03.08.04 - Staples & Tackers | 03.08.04.04 - Staples, Non-bone with Disposable Applier | Articulating/Roticulating | MI218 | 770 |  | Medtronic Australasia Pty Ltd | Roticulator Stapler | Roticulator Stapler | 30mm, 55mm | 181414, 181434, 182207 | February 2017 |  | Compressed from AS035, AS036, AS037
03 - General Miscellaneous | 03.08 - CLOSURE DEVICES | 03.08.04 - Staples & Tackers | 03.08.04.04 - Staples, Non-bone with Disposable Applier | Endoscopic, Circular | MI219 | 780 |  | Medtronic Australasia Pty Ltd | EEA Circular Stapler | Circular staplers | 21mm to 34mm | 178517 | February 2017 |  | Compressed from AS072, AS119, AS135
03 - General Miscellaneous | 03.08 - CLOSURE DEVICES | 03.08.05 - Polypropylene/Polyester Mesh | 03.08.05.01 - ≤200cm² | Coated | AA017 | 350 |  | Alliance Surgical | 4D - SEMI ABSORBABLE HERNIA MESH | 4DMESH semi absorbable bio mesh for abdominal reinforcement inguinal, femoral and incisional hernias | 6 x 13.5 cm 8.5 x 12.5 cm 10 x 15 cm | 283655 | February 2017 |  | New Listing
03 - General Miscellaneous | 03.08 - CLOSURE DEVICES | 03.08.05 - Polypropylene/Polyester Mesh | 03.08.05.02 - 201-400cm² | Coated | AA018 | 555 |  | Alliance Surgical | 4D - Semi Absorbable Hernia Mesh | 4DMESH semi absorbable bio mesh for abdominal reinforcement inguinal, femoral and incisional hernias. | 13 x 17 cm 17 x 17 cm | 283655 | February 2017 |  | New Listing
04 - Neurosurgical | 04.02 - DURA DEFECT REPAIR | 04.02.02 - Repair, Graft, Medium (>10 to 50cm²) |  |  | BB363 | 472 |  | B Braun Australia Pty Ltd | Neuropatch Dura Substitute | Polyurethane | Medium | 138310 | February 2017 |  | Compressed from BB114, BB115, BB116, BB117
04 - Neurosurgical | 04.02 - DURA DEFECT REPAIR | 04.02.05 - Repair, Liquid Sealant (0 to 3ml) |  |  | MN202 | 800 |  | Johnson & Johnson Medical Pty Ltd | Evicel | Dural sealant | 0 to 3ml | 266221 | February 2017 |  | New Listing
04 - Neurosurgical | 04.02 - DURA DEFECT REPAIR | 04.02.06 - Repair, Liquid Sealant (>3 to 6ml) |  |  | MN203 | 835 |  | Johnson & Johnson Medical Pty Ltd | Evicel | Dural sealant | >3 to 6ml | 181318 | February 2017 |  | New Listing
04 - Neurosurgical | 04.04 - DEEP BRAIN STIMULATION (DBS) | 04.04.01 - Implantable Pulse Generator | 04.04.01.01 - Primary Cell Pulse Generator (non-rechargeable) | Dual Channel | BS318 | 15060 |  | Boston Scientific Australia Pty Ltd | Vercise PC | Dual channel primary cell deep brain stimulation system | One size only | 279185 | February 2017 |  | New Listing
04 - Neurosurgical | 04.04 - DEEP BRAIN STIMULATION (DBS) | 04.04.02 - External Components | 04.04.02.01 - Patient Programmer | Bluetooth | SJ387 | 700 |  | St Jude Medical Australia Pty Ltd | Infinity Patient Programmer | Patient Programmer | iPod Touch | 277756 | February 2017 |  | New Listing
04 - Neurosurgical | 04.04 - DEEP BRAIN STIMULATION (DBS) | 04.04.03 - Leads | 04.04.03.01 - Permanent Lead | Current steering | BS319 | 4565 |  | Boston Scientific Australia Pty Ltd | Cartesia Directional Lead | Deep brain stimulation lead with 8 in-line contact electrodes. Independent 19-filar platinum-core. Contacts are separated circumferentially allowing for both axial and rotational stimulation selectivity. | 30cm - 45cm | 279186 | February 2017 |  | New Listing
04 - Neurosurgical | 04.04 - DEEP BRAIN STIMULATION (DBS) | 04.04.03 - Leads | 04.04.03.02 - Lead Extension |  | BS324 | 2100 |  | Boston Scientific Australia Pty Ltd | Vercise M8 Adapter | 1 x 8 in-line connector designed to connect another manufacturer's previously implanted lead extensions to the Vercise Stimulator | 15 - 55cm | 281579 | February 2017 |  | New Listing
04 - Neurosurgical | 04.05 - NEUROSTIMULATION THERAPIES FOR PAIN MANAGEMENT | 04.05.01 - Pulse Generators | 04.05.01.01 - Primary Cell Pulse Generator (non-rechargeable) | Adaptive Stimulation | BS322 | 21150 |  | Boston Scientific Australia Pty Ltd | Precision Novi IPG | 16-output, multi-channel, neurostimulation system IPG with 3D algorythmic programming | One Size Only | 283692, 283693, 283694 | February 2017 |  | New Listing
04 - Neurosurgical | 04.05 - NEUROSTIMULATION THERAPIES FOR PAIN MANAGEMENT | 04.05.02 - External Components | 04.05.02.01 - Patient Programmer |  | BS325 | 1500 |  | Boston Scientific Australia Pty Ltd | FreeLink Remote Control Kit | Hand held remote control/external patient programmer | One size only | 283693, 283694 | February 2017 |  | New Listing
04 - Neurosurgical | 04.05 - NEUROSTIMULATION THERAPIES FOR PAIN MANAGEMENT | 04.05.02 - External Components | 04.05.02.01 - Patient Programmer | Bluetooth | SJ388 | 700 |  | St Jude Medical Australia Pty Ltd | Proclaim Patient Programmer | Patient Programmer | iPod Touch | 277756 | February 2017 |  | New Listing
04 - Neurosurgical | 04.05 - NEUROSTIMULATION THERAPIES FOR PAIN MANAGEMENT | 04.05.03 - Leads | 04.05.03.01 - Permanent Lead | Greater than 8 and Less than 32 electrodes | MI199 | 7640 |  | Medtronic Australasia Pty Ltd | Specify SureScan MRI 5-6-5 Lead Kit | Triple Array 16 Electrode Surgical Lead MRICS | 65 - 90 cms | 280179 | February 2017 |  | New Listing
04 - Neurosurgical | 04.05 - NEUROSTIMULATION THERAPIES FOR PAIN MANAGEMENT | 04.05.03 - Leads | 04.05.03.01 - Permanent Lead | Greater than 8 and Less than 32 electrodes | MI209 | 7640 |  | Medtronic Australasia Pty Ltd | Specify SureScan MRI 2x8 Surgical Lead Kit | MRI conditional surgical lead | 65-90cms | 280180 | February 2017 |  | New Listing
04 - Neurosurgical | 04.05 - NEUROSTIMULATION THERAPIES FOR PAIN MANAGEMENT | 04.05.04 - Lead Extension |  |  | BS323 | 1510 |  | Boston Scientific Australia Pty Ltd | Precision M8 Adaptor | Designed to connect a Precision IPG or Precision Spectra IPG to another manufacturer's previously implanted compatible lead or lead extension | 15cm - 55cm | 281250 | February 2017 |  | New Listing
04 - Neurosurgical | 04.08 - NEURO INTERVENTION | 04.08.03 - Assist Devices | 04.08.03.01 - Catheters |  | MI198 | 700 |  | Medtronic Australasia Pty Ltd | Rebar microcatheter (Rebar-10; Rebar-14; Rebar-18; Rebar-27) | For the delivery of therapeutic agents (e.g. embolisation coils and liquid embolics) and diagnostic agents such as contrast media. | Proximal OD/Distal OD (F): 2.3, 2.4, 2.8/1.7, 1.9, 2.7, 2.8; distal ID (in) 0.015, 0.017, 0.021, 0.027; total length (cm): 158, 135, 115. | 274593 | February 2017 |  | New Listing
04 - Neurosurgical | 04.08 - NEURO INTERVENTION | 04.08.03 - Assist Devices | 04.08.03.01 - Catheters |  | MI207 | 700 |  | Medtronic Australasia Pty Ltd | Marathon Flow Directed Micro Catheter (with or without stylet) | For the delivery of therapeutic agents (e.g. embolisation coils and liquid embolics) and diagnostic agents such as contrast media. | OD 2.7-1.5 Fr; Distal ID 0.013 in; total length 170 cm; usable Length 165 cm; distal length 25 cm; max. guidewire 0.010 in. | 274595, 274596 | February 2017 |  | New Listing
04 - Neurosurgical | 04.08 - NEURO INTERVENTION | 04.08.03 - Assist Devices | 04.08.03.01 - Catheters |  | MI211 | 700 |  | Medtronic Australasia Pty Ltd | Echelon Microcatheter (Echelon-10; Echelon-14) | For the delivery of therapeutic agents (e.g. embolisation coils and liquid embolics) and diagnostic agents such as contrast media | Tip configuration: straight; 450, 900; tip length: 3 mm, 5 mm; total length/usable length: 155 cm/150 cm; proximal OD/distal OD: 2.1F/1.7F; proximal ID/distal ID: 0.017”/0.017” | 274594 | February 2017 |  | New Listing
06 - Specialist Orthopaedic | 06.01 - ANKLE AND FOOT | 06.01.04 - Replacement of other joints of the foot including articulations | 06.01.04.04 - Great toe, resurfacing hemi articulation, metatarsal | non-metallic | ER346 | 740 |  | Emergo Asia Pacific Pty Ltd | Cartiva® Synthetic Cartilage Implant | Polymer | Diameter: 6mm, 8mm, 10mm | 278815 | February 2017 |  | New Listing
06 - Specialist Orthopaedic | 06.02 - UPPER LIMB | 06.02.02 - Finger Joint Articulations | 06.02.02.09 - Finger, metacarpophalangeal - proximal component |  | MJ024 | 700 |  | MatOrtho Australia Pty Ltd | TMPR Metacarpal | CoCr Proximal Component | 9.5mm to 17mm (4 sizes) | 192787 | February 2017 |  | New Listing
06 - Specialist Orthopaedic | 06.02 - UPPER LIMB | 06.02.02 - Finger Joint Articulations | 06.02.02.10 - Finger, metacarpophalangeal - distal component |  | MJ025 | 700 |  | MatOrtho Australia Pty Ltd | TMPR Phalanx and MC Plug | UHMWPE Distal Component | 9.5mm to 17mm - Small and Standard | 192787 | February 2017 |  | New Listing
06 - Specialist Orthopaedic | 06.02 - UPPER LIMB | 06.02.04 - Shoulder - Humeral | 06.02.04.02 - Humeral component - cemented | Reverse | DD059 | 6800 |  | DJO Australasia Pty Ltd | RSP Monoblock Humeral Stem Cemented | RSP Monoblock Humeral Stem cemented | 6 x 101mm, 7 x 101mm, 8 x 101mm, 10 x 101mm, 12 x 101mm 6 x 175mm, 8 x 175mm,10 x 175mm, 12 x 175mm | 283578, 283579 | February 2017 |  | New Listing
06 - Specialist Orthopaedic | 06.02 - UPPER LIMB | 06.02.04 - Shoulder - Humeral | 06.02.04.03 - Humeral component - uncemented | Reverse | DD060 | 6330 |  | DJO Australasia Pty Ltd | RSP Monoblock Humeral Stem Uncemented | RSP Monoblock Humeral Stem Uncemented | 6 x 101mm, 7 x 101mm, 8 x 101mm, 10 x 101mm,12 x 101mm 6 x 175mm, 8 x 175mm, 10 x 175mm, 12 x 175mm | 283578, 283579 | February 2017 |  | New Listing
06 - Specialist Orthopaedic | 06.02 - UPPER LIMB | 06.02.04 - Shoulder - Humeral | 06.02.04.03 - Humeral component - uncemented | Reverse | SQ119 | 6330 |  | Surgical Specialties | Verso Shoulder System - Humeral Shell | Verso Shoulder Humeral Shell | Standard & Stemmed | 284179 | February 2017 |  | New Listing
06 - Specialist Orthopaedic | 06.02 - UPPER LIMB | 06.02.05 - Shoulder - Glenoid | 06.02.05.01 - Glenoid component, All poly |  | TO178 | 1995 |  | Tornier Pty Ltd | Aequalis PerFORM Glenoid - CortiLoc | UHMWPE pegged glenoid with CortiLoc central peg | Small - backside radius of 30mm, 35mm and 40mm Medium - backside radius of 30mm, 35mm and 40mm Large - backside radius of 40mm, 50mm and 60mm Extra large - backside radius of 40mm, 50mm and 60mm | 206664 | February 2017 |  | New Listing
06 - Specialist Orthopaedic | 06.02 - UPPER LIMB | 06.02.05 - Shoulder - Glenoid | 06.02.05.04 - Glenoid insert |  | SQ120 | 1960 |  | Surgical Specialties | Verso Shoulder System - Liner | Verso Shoulder Liner | 3-12mm Offsets | 284175, 284176 | February 2017 |  | New Listing
06 - Specialist Orthopaedic | 06.02 - UPPER LIMB | 06.02.05 - Shoulder - Glenoid | 06.02.05.05 - Reverse glenoid component, Base plate, uncemented |  | SQ117 | 2096 |  | Surgical Specialties | Verso Shoulder System - Glenoid Baseplate | Verso Shoulder Glenoid Base Plate | Standard, Long (Revision) | 284178 | February 2017 |  | New Listing
06 - Specialist Orthopaedic | 06.02 - UPPER LIMB | 06.02.05 - Shoulder - Glenoid | 06.02.05.06 - Glenosphere |  | SQ118 | 2290 |  | Surgical Specialties | Verso Shoulder System - Glenoid Head | Verso Shoulder Glenoid Head | 36mm, 41mm | 284177 | February 2017 |  | New Listing
06 - Specialist Orthopaedic | 06.03 - SKELETAL RECONSTRUCTION | 06.03.01 - Intramedullary Nails | 06.03.01.01 - Femoral, Proximal short (<220mm) |  | DZ019 | 1063 |  | AUSTRALIAN ORTHOPAEDIC FIXATIONS PTY LTD | Austofix Femoral and Tibial Nailing System | H2 Hip Nail 4.8/6.5, stainless steel or titanium | Dia 11mm, Lengths 170mm – 240mm | 111818 | February 2017 |  | Transferred from AX026
06 - Specialist Orthopaedic | 06.03 - SKELETAL RECONSTRUCTION | 06.03.01 - Intramedullary Nails | 06.03.01.02 - Femoral, Proximal long (≥220mm) |  | DZ007 | 1442 |  | AUSTRALIAN ORTHOPAEDIC FIXATIONS PTY LTD | F3 Femoral Nail | F3 Femoral Nail Titanium | Length 320mm to 440mm, left and right | 111818 | February 2017 |  | Transferred from AX107
06 - Specialist Orthopaedic | 06.03 - SKELETAL RECONSTRUCTION | 06.03.01 - Intramedullary Nails | 06.03.01.02 - Femoral, Proximal long (≥220mm) |  | DZ018 | 1442 |  | AUSTRALIAN ORTHOPAEDIC FIXATIONS PTY LTD | Austofix Femoral & Tibial Nailing System | F2 Femoral Nail 4.8/6.2; s-s | Dia 9 - 12mm; Lengths 320 - 460mm | 111818 | February 2017 |  | Transferred from AX024
06 - Specialist Orthopaedic | 06.03 - SKELETAL RECONSTRUCTION | 06.03.01 - Intramedullary Nails | 06.03.01.04 - Tibial/Fibular |  | DZ012 | 1335 |  | AUSTRALIAN ORTHOPAEDIC FIXATIONS PTY LTD | Austofix Femoral and Tibial Nailing System | Universal Tibial Nail (UTN) 4.0/4.8, stainless steel or titanium | Diameter 8 – 11mm, Lengths 260mm – 420mm | 111818 | February 2017 |  | Transferred from AX022
06 - Specialist Orthopaedic | 06.03 - SKELETAL RECONSTRUCTION | 06.03.01 - Intramedullary Nails | 06.03.01.05 - Humeral |  | DZ016 | 924 |  | AUSTRALIAN ORTHOPAEDIC FIXATIONS PTY LTD | Proximal Humeral Nail | Stainless Steel | Diameter 8 mm, Length 170 mm | 111818 | February 2017 |  | Transferred from AX013
06 - Specialist Orthopaedic | 06.03 - SKELETAL RECONSTRUCTION | 06.03.01 - Intramedullary Nails | 06.03.01.13 - Arthrodesis | Interphalangeal | MN205 | 577 |  | Johnson & Johnson Medical Pty Ltd | Hammerlock | Intramedulary Nitinol Implant | Small to large | 95685 | February 2017 |  | New Listing
06 - Specialist Orthopaedic | 06.03 - SKELETAL RECONSTRUCTION | 06.03.02 - Intramedullary Nail Accessories | 06.03.02.01 - Intramedullary nail lag screw |  | DZ011 | 209 |  | AUSTRALIAN ORTHOPAEDIC FIXATIONS PTY LTD | Austofix Femoral and Tibial Nailing System | 6.2/6.5 Hip Screw, stainless steel or titanium | Diameter 6.2-6.5mm, Lengths 70-120mm | 111818 | February 2017 |  | Transferred from AX025
06 - Specialist Orthopaedic | 06.03 - SKELETAL RECONSTRUCTION | 06.03.02 - Intramedullary Nail Accessories | 06.03.02.03 - Set screw/Locking bolt |  | DZ024 | 150 |  | AUSTRALIAN ORTHOPAEDIC FIXATIONS PTY LTD | Austofix Femoral and Tibial Nailing System | 4.0/4.8 Screws, Locking, stainless steel or titanium | Diameter 4.0-4.8mm, Lengths 20-90mm | 111818 | February 2017 |  | Transferred from AX023
06 - Specialist Orthopaedic | 06.03 - SKELETAL RECONSTRUCTION | 06.03.02 - Intramedullary Nail Accessories | 06.03.02.04 - End caps and extension caps |  | DZ021 | 101 |  | AUSTRALIAN ORTHOPAEDIC FIXATIONS PTY LTD | Austofix Femoral and Tibial Nailing System | M8 End Cap, Intramedullary Nails, stainless steel or titanium | 1mm-20mm | 111818 | February 2017 |  | Transferred from AX029
06 - Specialist Orthopaedic | 06.03 - SKELETAL RECONSTRUCTION | 06.03.03 - Plates | 06.03.03.02 - Standard (screw size ≥4.5mm)(including blade) ≥ 7 to ≤ 15 holes |  | DE502 | 710 |  | Device Technologies Australia Pty Ltd | Arthrex Clavicle Plating System | Locking clavicle plate and screw system for fixation of clavicle fractures. | 7-10 holes | 140686 | February 2017 |  | New Listing
06 - Specialist Orthopaedic | 06.03 - SKELETAL RECONSTRUCTION | 06.03.03 - Plates | 06.03.03.04 - Small (screw size 2.71mm – 4.49mm)(including blade) ≤ 6 holes | LK | DE504 | 495 |  | Device Technologies Australia Pty Ltd | Double Compression Plate System | Fixation plates for surgical compression across fusion sites. | Double Compression Plate, 2 Hole, 20 mm Double Compression Plate, 2 Hole, 25 mm Double Compression Plate, 2 Hole, 30 mm Double Compression Plate, 3 Hole, 20 mm Double Compression Plate, 3 Hole, 25 mm Double Compression Plate, 3 Hole, 30 mm Double Compression Plate, 4 Hole, Straight, 20 mm Double Compression Plate, 4 Hole, Straight, 25 mm Double Compression Plate, 4 Hole, Straight, 30 mm Double Compression Plate, 4 Hole, Square, 20 mm Double Compression Plate, 4 Hole, Square, 25 mm Double Compression Plate, 4 Hole, Square, 30 mm | 140686 | February 2017 |  | New Listing
06 - Specialist Orthopaedic | 06.03 - SKELETAL RECONSTRUCTION | 06.03.03 - Plates | 06.03.03.04 - Small (screw size 2.71mm – 4.49mm)(including blade) ≤ 6 holes | LK | DE508 | 495 |  | Device Technologies Australia Pty Ltd | MTP Plate | 1st MTP Arthrodesis Plate | ≤ 6 holes | 140686 | February 2017 |  | New Listing
06 - Specialist Orthopaedic | 06.03 - SKELETAL RECONSTRUCTION | 06.03.03 - Plates | 06.03.03.04 - Small (screw size 2.71mm – 4.49mm)(including blade) ≤ 6 holes | VAL | DE501 | 825 |  | Device Technologies Australia Pty Ltd | MTP Plate, Straight | Metatarso-Phalangeal Fusion plate for 1st MTP | Small and Standard, ≤ 6 holes | 140686 | February 2017 |  | New Listing
06 - Specialist Orthopaedic | 06.03 - SKELETAL RECONSTRUCTION | 06.03.03 - Plates | 06.03.03.05 - Small (screw size 2.71mm – 4.49mm)(including blade) ≥ 7 to ≤ 15 holes | VAL | DE505 | 894 |  | Device Technologies Australia Pty Ltd | MTP Plate, Straight , Long | 1st MTP Arthrodesis Plate , Straight, Long - 8 Holes | 8 Holes | 140686 | February 2017 |  | New Listing
06 - Specialist Orthopaedic | 06.03 - SKELETAL RECONSTRUCTION | 06.03.03 - Plates | 06.03.03.07 - Mini (screw size ≤2.7mm)(including blade) ≤ 6 holes | Com, LK | MO438 | 1330 |  | Medical & Optical Instruments Australia Pty Ltd | RibLoc U+ Chest Wall Plate | RibLoc U+ Chest Wall Plate | 4 Hole | 158695 | February 2017 |  | New Listing
06 - Specialist Orthopaedic | 06.03 - SKELETAL RECONSTRUCTION | 06.03.03 - Plates | 06.03.03.07 - Mini (screw size ≤2.7mm)(including blade) ≤ 6 holes | Com, VAL | OH534 | 1660 |  | Orthotech Pty Ltd | KLS Martin Hand Fracture System - Plates | Various Size and Shapes plates | 1 to 6 hole | 236206 | February 2017 |  | Expanded from OH516
06 - Specialist Orthopaedic | 06.03 - SKELETAL RECONSTRUCTION | 06.03.03 - Plates | 06.03.03.07 - Mini (screw size ≤2.7mm)(including blade) ≤ 6 holes | VAL | MO436 | 1260 |  | Medical & Optical Instruments Australia Pty Ltd | Acumed Hand Fracture System | Straight Plates Variable Angle Locking | 6 hole | 99824 | February 2017 |  | New Listing
06 - Specialist Orthopaedic | 06.03 - SKELETAL RECONSTRUCTION | 06.03.03 - Plates | 06.03.03.07 - Mini (screw size ≤2.7mm)(including blade) ≤ 6 holes | VAL | OH533 | 1260 |  | Orthotech Pty Ltd | KLS Martin Hand Fracture System - Plates | Various Size and Shaped Plates | 1 to 6 Hole | 236206 | February 2017 |  | Expanded from OH516
06 - Specialist Orthopaedic | 06.03 - SKELETAL RECONSTRUCTION | 06.03.03 - Plates | 06.03.03.08 - Mini (screw size ≤2.7mm)(including blade) ≥ 7 to ≤ 15 holes | Com, LK | MO440 | 1072 |  | Medical & Optical Instruments Australia Pty Ltd | RibLoc U+ Chest Wall Plate | RibLoc U+ Chest Wall Plate | 8 Hole,12 Hole | 158695 | February 2017 |  | New Listing
06 - Specialist Orthopaedic | 06.03 - SKELETAL RECONSTRUCTION | 06.03.03 - Plates | 06.03.03.08 - Mini (screw size ≤2.7mm)(including blade) ≥ 7 to ≤ 15 holes | Com, VAL | OH532 | 1402 |  | Orthotech Pty Ltd | KLS Martin Hand Fracture System - Plates | Various size and shaped plates | 7 to 15 hole | 236206 | February 2017 |  | Expanded from OH516
06 - Specialist Orthopaedic | 06.03 - SKELETAL RECONSTRUCTION | 06.03.03 - Plates | 06.03.03.08 - Mini (screw size ≤2.7mm)(including blade) ≥ 7 to ≤ 15 holes | VAL | OH531 | 1002 |  | Orthotech Pty Ltd | KLS Martin Hand Fracture System - Plates | Various size and shaped plates | 7 to 15 hole | 236206 | February 2017 |  | Expanded from OH516
06 - Specialist Orthopaedic | 06.03 - SKELETAL RECONSTRUCTION | 06.03.03 - Plates | 06.03.03.09 - Mini (screw size ≤2.7mm)(including blade) ≥ 16 holes | Com, VAL | MO439 | 1670 |  | Medical & Optical Instruments Australia Pty Ltd | RibLOc U+ Chest Wall Plate | RibLoc U+ Chest Wall Plate | 16 Hole, 22 Hole | 158695 | February 2017 |  | New Listing
06 - Specialist Orthopaedic | 06.03 - SKELETAL RECONSTRUCTION | 06.03.03 - Plates | 06.03.03.16 - Periarticular anatomic - Clavicle plate ≤ 6 holes | LK | DZ005 | 1420 |  | AUSTRALIAN ORTHOPAEDIC FIXATIONS PTY LTD | Valens Shoulder and Elbow - Clavicle | Clavicle - Superior, Anterior, Hook, Locking Plates | ≤ 6 holes | 276915 | February 2017 |  | New Listing
06 - Specialist Orthopaedic | 06.03 - SKELETAL RECONSTRUCTION | 06.03.03 - Plates | 06.03.03.16 - Periarticular anatomic - Clavicle plate ≤ 6 holes | VAL | DZ006 | 1750 |  | AUSTRALIAN ORTHOPAEDIC FIXATIONS PTY LTD | Valens Shoulder and Elbow - Clavicle | Clavicle – Superior, Anterior, Hook, Locking Plates | 7-15 Holes | 276915 | February 2017 |  | New Listing
06 - Specialist Orthopaedic | 06.03 - SKELETAL RECONSTRUCTION | 06.03.03 - Plates | 06.03.03.19 - Periarticular anatomic - Humerus ≤ 6 holes | LK | DZ001 | 1400 |  | AUSTRALIAN ORTHOPAEDIC FIXATIONS PTY LTD | Valens Shoulder and Elbow - Elbow | Distal Humerus, Lateral, Medial, Olecranon, Locking Plates | 1-6 Holes | 276915 | February 2017 |  | New Listing
06 - Specialist Orthopaedic | 06.03 - SKELETAL RECONSTRUCTION | 06.03.03 - Plates | 06.03.03.20 - Periarticular anatomic - Humerus ≥ 7 to ≤ 15 holes | VAL | DZ002 | 1730 |  | AUSTRALIAN ORTHOPAEDIC FIXATIONS PTY LTD | Valens Shoulder and Elbow - Elbow | Distal Humerus, Lateral, Medial, Olecranon, Locking Plates | 7-15 Holes | 276915 | February 2017 |  | New Listing
06 - Specialist Orthopaedic | 06.03 - SKELETAL RECONSTRUCTION | 06.03.03 - Plates | 06.03.03.20 - Periarticular anatomic - Humerus ≥ 7 to ≤ 15 holes | VAL | DZ025 | 1730 |  | AUSTRALIAN ORTHOPAEDIC FIXATIONS PTY LTD | Austofix Proximal Humeral Plating System - Austofix Proximal Humeral Plate | Anatomic Periarticular Humeral Variable Angle Locking Plate, Titanium | 3-15 Hole | 111818 | February 2017 |  | Transferred from AX088
06 - Specialist Orthopaedic | 06.03 - SKELETAL RECONSTRUCTION | 06.03.03 - Plates | 06.03.03.22 - Periarticular anatomic - Radius ≤ 6 holes | VAL | DZ003 | 1515 |  | AUSTRALIAN ORTHOPAEDIC FIXATIONS PTY LTD | Valens Shoulder and Elbow - Elbow | Locking Compression Plate Proximal Radius | 1-6 Holes | 276915 | February 2017 |  | New Listing
06 - Specialist Orthopaedic | 06.03 - SKELETAL RECONSTRUCTION | 06.03.03 - Plates | 06.03.03.22 - Periarticular anatomic - Radius ≤ 6 holes | VAL | LM321 | 1515 |  | LMT Surgical Pty Ltd | GEMINUS Volar Distal Radius Plates | Fixation Plate for Distal Radius Fractures | 3 and 4 hole | 278692 | February 2017 |  | New Listing
06 - Specialist Orthopaedic | 06.03 - SKELETAL RECONSTRUCTION | 06.03.03 - Plates | 06.03.03.23 - Periarticular anatomic - Radius ≥ 7 to ≤ 15 holes | LK | DZ009 | 1185 |  | AUSTRALIAN ORTHOPAEDIC FIXATIONS PTY LTD | VRP Distal Radius Fixation System Volar Distal Radius Plate - Standard | Volar Distal Radius Plate - Standard | Standard, 3 and 4 hole, left and right | 149433 | February 2017 |  | Transferred from AX041
06 - Specialist Orthopaedic | 06.03 - SKELETAL RECONSTRUCTION | 06.03.03 - Plates | 06.03.03.23 - Periarticular anatomic - Radius ≥ 7 to ≤ 15 holes | LK | LM318 | 1185 |  | LMT Surgical Pty Ltd | PROTEAN Plate | Plate | One size | 278692 | February 2017 |  | New Listing
06 - Specialist Orthopaedic | 06.03 - SKELETAL RECONSTRUCTION | 06.03.03 - Plates | 06.03.03.23 - Periarticular anatomic - Radius ≥ 7 to ≤ 15 holes | VAL | DZ022 | 1515 |  | AUSTRALIAN ORTHOPAEDIC FIXATIONS PTY LTD | VRP Distal Radius Fixation System | Volar Distal Radius Plate | Standard, 3, 4, 7 and 12 hole, left and right Wide, narrow, long, short, universal | 149433 | February 2017 |  | Transferred from AX040
06 - Specialist Orthopaedic | 06.03 - SKELETAL RECONSTRUCTION | 06.03.03 - Plates | 06.03.03.23 - Periarticular anatomic - Radius ≥ 7 to ≤ 15 holes | VAL | LM322 | 1515 |  | LMT Surgical Pty Ltd | GEMINUS Volar Distal Radius Plate | Volar Bearing Plate | 7 hole | 278692 | February 2017 |  | New Listing
06 - Specialist Orthopaedic | 06.03 - SKELETAL RECONSTRUCTION | 06.03.03 - Plates | 06.03.03.24 - Periarticular anatomic - Radius ≥ 16 holes | VAL | MN201 | 1780 |  | Johnson & Johnson Medical Pty Ltd | AO/ASIF Plates | Anatomical Radial Plates | ≥ 16 Holes | 157069 | February 2017 |  | New Listing
06 - Specialist Orthopaedic | 06.03 - SKELETAL RECONSTRUCTION | 06.03.03 - Plates | 06.03.03.26 - Periarticular anatomic - Ulna ≥ 7 to ≤ 15 holes | VAL | DZ004 | 1515 |  | AUSTRALIAN ORTHOPAEDIC FIXATIONS PTY LTD | Valens Shoulder and Elbow - Elbow | Ulna Hook Locking Compression Plate | 7 Holes | 276915 | February 2017 |  | New Listing
06 - Specialist Orthopaedic | 06.03 - SKELETAL RECONSTRUCTION | 06.03.04 - Screws | 06.03.04.01 - Standard ( ≥4.5mm) |  | SQ121 | 72 |  | Surgical Specialties | Verso Shoulder System - Baseplate Fixation Screw | Verso Shoulder Base Plate Fixation Screw | 5mm diameter, 15mm-50mm | 262473 | February 2017 |  | New Listing
06 - Specialist Orthopaedic | 06.03 - SKELETAL RECONSTRUCTION | 06.03.04 - Screws | 06.03.04.01 - Standard ( ≥4.5mm) |  | TN030 | 72 |  | Newclip Technics Australia Pty Ltd | Newclip Non Locking Bone Screw | Newclip Non Locking Bone Screw | >4.5mm diameter, Length 20 - 110mm | 260233, 260234 | February 2017 |  | New Listing
06 - Specialist Orthopaedic | 06.03 - SKELETAL RECONSTRUCTION | 06.03.04 - Screws | 06.03.04.01 - Standard ( ≥4.5mm) | CN,DT | BU020 | 402 |  | CAB MEDICAL PTY LTD | MAGNEZIX CS 4.8 | Compression screw for bone fixation. | Diameter 4.8mm Length 24 - 70mm | 283491 | February 2017 |  | New Listing
06 - Specialist Orthopaedic | 06.03 - SKELETAL RECONSTRUCTION | 06.03.04 - Screws | 06.03.04.01 - Standard ( ≥4.5mm) | CN,DT | PF024 | 402 |  | Perios Pty Ltd | FH Screw Systems | Large Compression Screw | 45mm - 110mm | 141164 | February 2017 |  | New Listing
06 - Specialist Orthopaedic | 06.03 - SKELETAL RECONSTRUCTION | 06.03.04 - Screws | 06.03.04.02 - Small (2.71mm – 4.49mm) |  | DZ013 | 91 |  | AUSTRALIAN ORTHOPAEDIC FIXATIONS PTY LTD | Austofix Proximal Humeral Plating System - Austofix PHP Cancellous Screw | Cancellous Screw, Titanium | 4mm 20-40mm | 111818 | February 2017 |  | Transferred from AX090
06 - Specialist Orthopaedic | 06.03 - SKELETAL RECONSTRUCTION | 06.03.04 - Screws | 06.03.04.02 - Small (2.71mm – 4.49mm) |  | DZ015 | 91 |  | AUSTRALIAN ORTHOPAEDIC FIXATIONS PTY LTD | Austofix Proximal Humeral Plating System - Austofix Cortical Screw | Cortical Screw, Titanium | 3.5mm, 20-40mm | 111818 | February 2017 |  | Transferred from AX087
06 - Specialist Orthopaedic | 06.03 - SKELETAL RECONSTRUCTION | 06.03.04 - Screws | 06.03.04.02 - Small (2.71mm – 4.49mm) |  | DZ020 | 91 |  | AUSTRALIAN ORTHOPAEDIC FIXATIONS PTY LTD | VRP Distal Radius Fixation System, 3.5mm Cortical Screw, Titanium | 3.5mm Cortical Screw, Titanium | 3.5mm diameter, 10mm-20mm lengths | 149433 | February 2017 |  | Transferred from AX042
06 - Specialist Orthopaedic | 06.03 - SKELETAL RECONSTRUCTION | 06.03.04 - Screws | 06.03.04.02 - Small (2.71mm – 4.49mm) |  | LM317 | 91 |  | LMT Surgical Pty Ltd | Skeletal Dynamics Bone Screw Non Locking | Non-Locking Cortical Bone Screws | 3.5mm | 278692 | February 2017 |  | New Listing
06 - Specialist Orthopaedic | 06.03 - SKELETAL RECONSTRUCTION | 06.03.04 - Screws | 06.03.04.02 - Small (2.71mm – 4.49mm) |  | LM326 | 91 |  | LMT Surgical Pty Ltd | Extremilock Screws | Screws | 2.7mm - 4.49mm x 8-70mm | 149435, 202319 | February 2017 |  | Compressed from LM075, LM251
06 - Specialist Orthopaedic | 06.03 - SKELETAL RECONSTRUCTION | 06.03.04 - Screws | 06.03.04.02 - Small (2.71mm – 4.49mm) | CN,DT | BU019 | 421 |  | CAB MEDICAL PTY LTD | MAGNEZIX CS 3.2 | Compression screw for bone fixation. | Diameter 3.2mm Length 10-40mm | 283491 | February 2017 |  | New Listing
06 - Specialist Orthopaedic | 06.03 - SKELETAL RECONSTRUCTION | 06.03.04 - Screws | 06.03.04.02 - Small (2.71mm – 4.49mm) | CN,DT | LM315 | 421 |  | LMT Surgical Pty Ltd | Headless Compression Screws | Compression Screws | 3.5mm | 279795 | February 2017 |  | New Listing
06 - Specialist Orthopaedic | 06.03 - SKELETAL RECONSTRUCTION | 06.03.04 - Screws | 06.03.04.02 - Small (2.71mm – 4.49mm) | LK | DZ008 | 161 |  | AUSTRALIAN ORTHOPAEDIC FIXATIONS PTY LTD | Austofix Intramedullary Screws | Humeral Head Screw, stainless steel | 4.3mm | 111818 | February 2017 |  | Transferred from AX003
06 - Specialist Orthopaedic | 06.03 - SKELETAL RECONSTRUCTION | 06.03.04 - Screws | 06.03.04.02 - Small (2.71mm – 4.49mm) | LK | DZ014 | 161 |  | AUSTRALIAN ORTHOPAEDIC FIXATIONS PTY LTD | Austofix Proximal Humeral Plating System - Austofix PHP Locking Screw | Locking Screw Titanium | 3.5mm, 20-100mm | 111818 | February 2017 |  | Transferred from AX086
06 - Specialist Orthopaedic | 06.03 - SKELETAL RECONSTRUCTION | 06.03.04 - Screws | 06.03.04.02 - Small (2.71mm – 4.49mm) | LK | DZ017 | 161 |  | AUSTRALIAN ORTHOPAEDIC FIXATIONS PTY LTD | Austofix Proximal Humeral Plating System - Austofix VA Locking Screw | Variable Angle Locking Screw, Cobalt Chrome | 3.5mm 20-100mm | 111818 | February 2017 |  | Transferred from AX089
06 - Specialist Orthopaedic | 06.03 - SKELETAL RECONSTRUCTION | 06.03.04 - Screws | 06.03.04.02 - Small (2.71mm – 4.49mm) | LK | LM310 | 161 |  | LMT Surgical Pty Ltd | Skeletal Dynamics Bone Screw Locking | Bone Screw Locking | 3.5mm | 278692 | February 2017 |  | New Listing
06 - Specialist Orthopaedic | 06.03 - SKELETAL RECONSTRUCTION | 06.03.04 - Screws | 06.03.04.03 - Mini (2.01 – 2.7 mm) |  | LM313 | 93 |  | LMT Surgical Pty Ltd | GEMINUS Hook Plate Screws, GEMINUS Cannulated Polyaxial Locking Screws | Volar Bearing Plate Screws | Hook Screw one size, 2.5mm (width) x 10-30mm (legnth) | 278692 | February 2017 |  | New Listing
06 - Specialist Orthopaedic | 06.03 - SKELETAL RECONSTRUCTION | 06.03.04 - Screws | 06.03.04.03 - Mini (2.01 – 2.7 mm) |  | LM319 | 93 |  | LMT Surgical Pty Ltd | Screws | Non Locking | 2.7mm X 12 - 40mm | 278692 | February 2017 |  | New Listing
06 - Specialist Orthopaedic | 06.03 - SKELETAL RECONSTRUCTION | 06.03.04 - Screws | 06.03.04.03 - Mini (2.01 – 2.7 mm) |  | LM325 | 93 |  | LMT Surgical Pty Ltd | Osteomed Screws | Bone Screw standard and threaded/lag. | 2.01-2.7mm x 4-50mm. | 202319, 202320 | February 2017 |  | Compressed from LM249, LM261
06 - Specialist Orthopaedic | 06.03 - SKELETAL RECONSTRUCTION | 06.03.04 - Screws | 06.03.04.03 - Mini (2.01 – 2.7 mm) | CN,DT | BU018 | 423 |  | CAB MEDICAL PTY LTD | MAGNEZIX CS 2.7 | Compression screw for bone fixation. | Diameter 2.7mm Length 10 - 34mm | 283491 | February 2017 |  | New Listing
06 - Specialist Orthopaedic | 06.03 - SKELETAL RECONSTRUCTION | 06.03.04 - Screws | 06.03.04.03 - Mini (2.01 – 2.7 mm) | CN,DT | LM314 | 423 |  | LMT Surgical Pty Ltd | Headless Compression Screws | Compression Screws | 2.5mm | 279795 | February 2017 |  | New Listing
06 - Specialist Orthopaedic | 06.03 - SKELETAL RECONSTRUCTION | 06.03.04 - Screws | 06.03.04.03 - Mini (2.01 – 2.7 mm) | CN,DT | LM327 | 423 |  | LMT Surgical Pty Ltd | Osteomed Screws | Cannulated Compression Screws | Diameter 2.0mm, 2.4mm and 2.7mm. Length 6mm to 52mm | 202320, 202435 | February 2017 |  | Compressed from LM259, LM269
06 - Specialist Orthopaedic | 06.03 - SKELETAL RECONSTRUCTION | 06.03.04 - Screws | 06.03.04.03 - Mini (2.01 – 2.7 mm) | CN,DT,LK | LM312 | 493 |  | LMT Surgical Pty Ltd | Skeletal Dynamics Peg High Compression Locking | High Compression Locking Peg | 2.7mm | 278692 | February 2017 |  | New Listing
06 - Specialist Orthopaedic | 06.03 - SKELETAL RECONSTRUCTION | 06.03.04 - Screws | 06.03.04.03 - Mini (2.01 – 2.7 mm) | CN,LK | MO437 | 303 |  | Medical & Optical Instruments Australia Pty Ltd | Acu-Loc Distal Radius Plating System | Frag-Loc Cannulated Compression Screw with Compression Sleeve | Standard 16mm to 24mm,Long 20mm to 28mm | 99823 | February 2017 |  | New Listing
06 - Specialist Orthopaedic | 06.03 - SKELETAL RECONSTRUCTION | 06.03.04 - Screws | 06.03.04.03 - Mini (2.01 – 2.7 mm) | LK | DZ010 | 163 |  | AUSTRALIAN ORTHOPAEDIC FIXATIONS PTY LTD | VRP Distal Radius Fixation System | VRP Distal Radius Fixation System, Variable Angle, Threaded, non-threaded, partially threaded locking, non-locking screw, peg, titanium | Standard, 3, 4, 7 and 12 hole, left and right Wide, narrow, long, short, universal | 149433 | February 2017 |  | Transferred from AX043
06 - Specialist Orthopaedic | 06.03 - SKELETAL RECONSTRUCTION | 06.03.04 - Screws | 06.03.04.03 - Mini (2.01 – 2.7 mm) | LK | DZ026 | 163 |  | AUSTRALIAN ORTHOPAEDIC FIXATIONS PTY LTD | VRP Distal Radius Fixation System - VRP VA locking Screw | Variable Angle Locking Screw, Cobalt Chrome | 2.5mm, 10-30mm | 149433 | February 2017 |  | Transferred from AX083
06 - Specialist Orthopaedic | 06.03 - SKELETAL RECONSTRUCTION | 06.03.04 - Screws | 06.03.04.03 - Mini (2.01 – 2.7 mm) | LK | LM320 | 163 |  | LMT Surgical Pty Ltd | Screws | Screws, Locking | 2.3mm X 12- 40mm | 278692 | February 2017 |  | New Listing
06 - Specialist Orthopaedic | 06.03 - SKELETAL RECONSTRUCTION | 06.03.04 - Screws | 06.03.04.03 - Mini (2.01 – 2.7 mm) | LK | LM324 | 163 |  | LMT Surgical Pty Ltd | Osteomed Screws | Bone Screws | 2- 2.7m x 6-38mm | 202319, 202320 | February 2017 |  | Compressed from LM250, LM260
06 - Specialist Orthopaedic | 06.03 - SKELETAL RECONSTRUCTION | 06.03.04 - Screws | 06.03.04.03 - Mini (2.01 – 2.7 mm) | LK | MO435 | 163 |  | Medical & Optical Instruments Australia Pty Ltd | RibLoc Dual Locking Screw | Locking Screws | 2.7mm diameter,6mm to 14mm length | 158694 | February 2017 |  | New Listing
06 - Specialist Orthopaedic | 06.03 - SKELETAL RECONSTRUCTION | 06.03.04 - Screws | 06.03.04.04 - Micro (≤ 2.0mm) | CN,DT | BU017 | 397 |  | CAB MEDICAL PTY LTD | MAGNEZIX CS 2.0 | Absorbable compression screw. | Diameter 2.0mm | 283491 | February 2017 |  | New Listing
06 - Specialist Orthopaedic | 06.03 - SKELETAL RECONSTRUCTION | 06.03.04 - Screws | 06.03.04.06 - Screw Washers |  | DZ023 | 103 |  | AUSTRALIAN ORTHOPAEDIC FIXATIONS PTY LTD | Austofix Femoral & Tibial Nailing System | Washer for screws; s-s | Dia 11mm & 13mm | 111818 | February 2017 |  | Transferred from AX027
06 - Specialist Orthopaedic | 06.03 - SKELETAL RECONSTRUCTION | 06.03.04 - Screws | 06.03.04.06 - Screw Washers |  | LM316 | 103 |  | LMT Surgical Pty Ltd | Skeletal Dynamics Washer | Washer | One size | 278692 | February 2017 |  | New Listing
06 - Specialist Orthopaedic | 06.03 - SKELETAL RECONSTRUCTION | 06.03.04 - Screws | 06.03.04.07 - Screw post/peg |  | LM311 | 140 |  | LMT Surgical Pty Ltd | Skeletal Dynamics Pegs | Smooth Pegs:Locking, Threaded Pegs: Locking & Non Locking | 2mm, 2.3mm & 2.7mm | 278692 | February 2017 |  | New Listing
06 - Specialist Orthopaedic | 06.03 - SKELETAL RECONSTRUCTION | 06.03.05 - Surgical Accessories | 06.03.05.02 - Pins | AB | BU016 | 294 |  | CAB MEDICAL PTY LTD | MAGNEZIX Pin | Bioabsorbable bone pin. | Diameter 1.5, 2.0, 2.7 and 3.2mm Length 8 - 50mm | 283492 | February 2017 |  | New Listing
06 - Specialist Orthopaedic | 06.03 - SKELETAL RECONSTRUCTION | 06.03.05 - Surgical Accessories | 06.03.05.06 - Wire forms (including washers/screws) - all sizes |  | LM323 | 123 |  | LMT Surgical Pty Ltd | GEMINUS Hook Plate | GEMINUS Hook Plate | One size | 278692 | February 2017 |  | New Listing
06 - Specialist Orthopaedic | 06.03 - SKELETAL RECONSTRUCTION | 06.03.06 - Staples | 06.03.06.01 - Staples | MM | SY837 | 534 |  | Johnson & Johnson Medical Pty Ltd t/a DePuy Synthes | Nitinol Implant System | Bone staples | Bridge size 9-30 | 95685 | February 2017 |  | New Listing
06 - Specialist Orthopaedic | 06.03 - SKELETAL RECONSTRUCTION | 06.03.07 - Soft Tissue Fixation Devices | 06.03.07.02 - Suture, Small anchors (≤2.3mm) |  | HW583 | 310 |  | Stryker Australia Pty Ltd | ICONiX w/ Needles | ICONiX w/ Needles Anchor for soft tissue fixation | 1.4mm, 2.3mm | 229717 | February 2017 |  | New Listing
06 - Specialist Orthopaedic | 06.03 - SKELETAL RECONSTRUCTION | 06.03.07 - Soft Tissue Fixation Devices | 06.03.07.02 - Suture, Small anchors (≤2.3mm) |  | SF147 | 310 |  | Signature Orthopaedics | S-Knot Anchor | All suture anchors | 1.3 and 1.8mm | 193153 | February 2017 |  | New Listing
06 - Specialist Orthopaedic | 06.03 - SKELETAL RECONSTRUCTION | 06.03.07 - Soft Tissue Fixation Devices | 06.03.07.02 - Suture, Small anchors (≤2.3mm) |  | SV060 | 310 |  | Signature Spine and Joint Pty Ltd | Draw Tight Suture Anchors | Suture Anchor | 1.8mm | 177866 | February 2017 |  | New Listing
06 - Specialist Orthopaedic | 06.03 - SKELETAL RECONSTRUCTION | 06.03.07 - Soft Tissue Fixation Devices | 06.03.07.02 - Suture, Small anchors (≤2.3mm) |  | ZI974 | 310 |  | Zimmer Biomet Pty Ltd | Soft Tissue Anchor | All-Suture, UHMWPE | 1.4-2.2mm, Single & Double Loaded | 209509 | February 2017 |  | Transferred from SQ110
06 - Specialist Orthopaedic | 06.03 - SKELETAL RECONSTRUCTION | 06.03.07 - Soft Tissue Fixation Devices | 06.03.07.03 - Suture, Medium anchors (2.4 – 3.9mm) |  | DE503 | 465 |  | Device Technologies Australia Pty Ltd | Dx Swivelock | A knotless screw in anchor used for soft tissue fixation to bone | 3.5mm Diameter x 13.5mm Length | 126657 | February 2017 |  | New Listing
06 - Specialist Orthopaedic | 06.03 - SKELETAL RECONSTRUCTION | 06.03.07 - Soft Tissue Fixation Devices | 06.03.07.03 - Suture, Medium anchors (2.4 – 3.9mm) |  | SF146 | 465 |  | Signature Orthopaedics | S-Knot Suture Anchor | The S-Knot Suture Anchor is constructed from High Strength Flat Braided Suture threaded with either 2 or 3 #2 suture strands. The anchor may be inserted either by pre-punching using a 2.8mm bone punch or in the instance of softer bone and driven in using a mallet. Once the anchor is below the level of the cortical bone the anchor is seated by pulling back on the sutures. | 2.8mm | 193153 | February 2017 |  | New Listing
06 - Specialist Orthopaedic | 06.03 - SKELETAL RECONSTRUCTION | 06.03.07 - Soft Tissue Fixation Devices | 06.03.07.04 - Suture, Large anchors (≥4mm) |  | LV145 | 465 |  | ConMed Linvatec Australia Pty Ltd | CrossFt Knotless | Screw in knotless anchor | 4.0mm CrossFT Knotless Anchor 4.0mm CrossFT Knotless Anchor (w/ 1 blue Hi-Fi tape) 4.0mm CrossFT Knotless Anchor (w/ 1 white/black Hi-Fi tape) 4.75mm CrossFT Knotless Anchor 4.75mm CrossFT Knotless Anchor (w/ 1 blue Hi-Fi tape) 4.75mm CrossFT Knotless Anchor (w/ 1 white/black Hi-Fi tape) 5.5mm CrossFT Knotless Anchor 5.5mm CrossFT Knotless Anchor (w/ 1 blue Hi-Fi tape) 5.5mm CrossFT Knotless Anchor (w/ 1 white/black Hi-Fi tape) | 136631 | February 2017 |  | New Listing
06 - Specialist Orthopaedic | 06.03 - SKELETAL RECONSTRUCTION | 06.03.07 - Soft Tissue Fixation Devices | 06.03.07.04 - Suture, Large anchors (≥4mm) |  | SF148 | 465 |  | Signature Orthopaedics | Dynaloc Shoulder Anchor | PEEK Optima Shoulder Anchor | 4.5, 5.5, 6.5mm | 193153 | February 2017 |  | New Listing
06 - Specialist Orthopaedic | 06.03 - SKELETAL RECONSTRUCTION | 06.03.07 - Soft Tissue Fixation Devices | 06.03.07.05 - Button/thread/tape or Button/thread/button |  | DE507 | 394 |  | Device Technologies Australia Pty Ltd | Mini Tightrope CMC | CMC fixation device | One size only | 151509 | February 2017 |  | New Listing
06 - Specialist Orthopaedic | 06.03 - SKELETAL RECONSTRUCTION | 06.03.07 - Soft Tissue Fixation Devices | 06.03.07.05 - Button/thread/tape or Button/thread/button |  | DE509 | 394 |  | Device Technologies Australia Pty Ltd | Mini Tightrope | CMC Fixation Device | One Size fits all | 151509 | February 2017 |  | New Listing
06 - Specialist Orthopaedic | 06.03 - SKELETAL RECONSTRUCTION | 06.03.07 - Soft Tissue Fixation Devices | 06.03.07.05 - Button/thread/tape or Button/thread/button |  | HW584 | 394 |  | Stryker Australia Pty Ltd | ProCinch | ProCinch Adjustable Loop Fixation Device | Universal Sizing: Button 13mmx4mm 2 Construct Options: ProCinch RT (reverse tension)- tension device through AM Portal ProCinch ST (standard tension)- tension device through lateral femoral condyle | 229717 | February 2017 |  | New Listing
06 - Specialist Orthopaedic | 06.03 - SKELETAL RECONSTRUCTION | 06.03.07 - Soft Tissue Fixation Devices | 06.03.07.05 - Button/thread/tape or Button/thread/button |  | ZI973 | 394 |  | Zimmer Biomet Pty Ltd | Aperfix Femoral Fixation System | Aperfix Femoral Fixation System | 9x24mm,10x24mm,9x29mm,10x29mm,11x29mm | 152854 | February 2017 |  | Transferred from SQ109
06 - Specialist Orthopaedic | 06.03 - SKELETAL RECONSTRUCTION | 06.03.07 - Soft Tissue Fixation Devices | 06.03.07.06 - Button |  | DE500 | 394 |  | Device Technologies Australia Pty Ltd | TightRope Button | Titanium or stainless steel button | 5mm-20mm | 126657 | February 2017 |  | New Listing
06 - Specialist Orthopaedic | 06.03 - SKELETAL RECONSTRUCTION | 06.03.07 - Soft Tissue Fixation Devices | 06.03.07.07 - Interference Screw (± sleeve) |  | DE510 | 190 |  | Device Technologies Australia Pty Ltd | Tenodesis Screw | Non Absorbable Tenodesis Screw | 3mm-9mm | 98527 | February 2017 |  | New Listing
06 - Specialist Orthopaedic | 06.03 - SKELETAL RECONSTRUCTION | 06.03.07 - Soft Tissue Fixation Devices | 06.03.07.07 - Interference Screw (± sleeve) |  | ZI972 | 190 |  | Zimmer Biomet Pty Ltd | Aperfix Tibial Fixation System | Aperfix Tibial Fixation System | 9x24mm,10x24mm,9x29mm,10x29mm,11x29mm,8x30mm,9x30mm,10x30mm11x30mm,7x20mm,7x25mm,8x20mm,8x25mm,8x30mm,9x20mm,9x25mm,9x30mm,10x25mm,10x30mm,11x30mm,12x30mm | 152855 | February 2017 |  | Transferred from SQ108
06 - Specialist Orthopaedic | 06.03 - SKELETAL RECONSTRUCTION | 06.03.08 - Soft Tissue Substitute | 06.03.08.02 - Non-biological |  | MA545 | 4439 |  | Mathys Orthopaedics Pty Ltd | Ligamys DIS Suture with button | UHMWPE braid with Ti alloy button | One size | 232098 | February 2017 | That an Artificial Ligament should only be funded for intra-articular cases where no non-synthetic graft sources (allografts and autografts) are available. | New Listing
06 - Specialist Orthopaedic | 06.03 - SKELETAL RECONSTRUCTION | 06.03.11 - External Fixateurs | 06.03.11.02 - Frame Complete - Monoplanar & Modular Frames | CDD | WR304 | 9925 |  | Wright Medical Australia | SALVATION Limb Salvage Pre-Assembled Frame Assemblies | Pre - Assembled Frame | 120mm - 180mm | 198486 | February 2017 |  | New Listing
06 - Specialist Orthopaedic | 06.03 - SKELETAL RECONSTRUCTION | 06.03.11 - External Fixateurs | 06.03.11.02 - Frame Complete - Monoplanar & Modular Frames | CDD | WR305 | 9925 |  | Wright Medical Australia | SALVATION Limb Salvage Frame Assemblies | Frame Assemblies | 160mm - 200mm | 198486 | February 2017 |  | New Listing
06 - Specialist Orthopaedic | 06.03 - SKELETAL RECONSTRUCTION | 06.03.11 - External Fixateurs | 06.03.11.03 - Frame Component - Monoplanar, Clamp |  | WR312 | 1662 |  | Wright Medical Australia | SALVATION Limb Salvage Clamp | Clamp | 5mm and 6mm, 1 hole to 4 hole cube | 198486 | February 2017 |  | New Listing
06 - Specialist Orthopaedic | 06.03 - SKELETAL RECONSTRUCTION | 06.03.11 - External Fixateurs | 06.03.11.06 - Frame Component - Full Circular Ring |  | WR307 | 721 |  | Wright Medical Australia | SALVATION Limb Salvage Full Rings | Full Rings | 120mm - 200mm | 198486 | February 2017 |  | New Listing
06 - Specialist Orthopaedic | 06.03 - SKELETAL RECONSTRUCTION | 06.03.11 - External Fixateurs | 06.03.11.07 - Frame Component - Partial Circular Ring |  | WR308 | 1105 |  | Wright Medical Australia | SALVATION Limb Salvage Partial Ring | Partial Ring | 120mm - 200mm | 198486 | February 2017 |  | New Listing
06 - Specialist Orthopaedic | 06.03 - SKELETAL RECONSTRUCTION | 06.03.11 - External Fixateurs | 06.03.11.09 - Frame Component - Circular Frame Strut Device |  | WR316 | 1000 |  | Wright Medical Australia | SALVATION Limb Salvage Struts | Struts | 60mm - 230mm | 198486 | February 2017 |  | New Listing
06 - Specialist Orthopaedic | 06.03 - SKELETAL RECONSTRUCTION | 06.03.11 - External Fixateurs | 06.03.11.10 - Frame Component - Foot Plate |  | WR306 | 3000 |  | Wright Medical Australia | SALVATION Limb Salvage Foot Plates | Foot Plates | 120mm - 180mm | 198486 | February 2017 |  | New Listing
06 - Specialist Orthopaedic | 06.03 - SKELETAL RECONSTRUCTION | 06.03.11 - External Fixateurs | 06.03.11.11 - Frame Component - Circular Frame, Nuts & Spacers |  | WR311 | 47 |  | Wright Medical Australia | SALVATION Limb Salvage Circular Frame Nuts and Spacers | Circular Frame Nuts and Spacers | 1mm - 120mm, 1 hole to 4 hole, Standard - Large | 198486 | February 2017 |  | New Listing
06 - Specialist Orthopaedic | 06.03 - SKELETAL RECONSTRUCTION | 06.03.11 - External Fixateurs | 06.03.11.12 - Frame Component - Coupling Device |  | WR309 | 770 |  | Wright Medical Australia | SALVATION Limb Salvage Wire Fixaters | Wire Fixaters | 2mm - 40mm | 198486 | February 2017 |  | New Listing
06 - Specialist Orthopaedic | 06.03 - SKELETAL RECONSTRUCTION | 06.03.11 - External Fixateurs | 06.03.11.12 - Frame Component - Coupling Device | Small | ZI963 | 655 |  | Zimmer Biomet Pty Ltd | XtraFix External Fixation System | Rod & Pin-Rod couplings | Small | 270757 | February 2017 |  | New Listing
06 - Specialist Orthopaedic | 06.03 - SKELETAL RECONSTRUCTION | 06.03.11 - External Fixateurs | 06.03.11.13 - Frame Component - Rods | Small | ZI964 | 144 |  | Zimmer Biomet Pty Ltd | XtraFix External Fixation System | Connecting rods | 6mm | 270757 | February 2017 |  | New Listing
06 - Specialist Orthopaedic | 06.03 - SKELETAL RECONSTRUCTION | 06.03.11 - External Fixateurs | 06.03.11.13 - Frame Component - Rods | Standard | WR314 | 155 |  | Wright Medical Australia | SALVATION Limb Salvage Rods | Rods | 60mm - 400mm | 198486 | February 2017 |  | New Listing
06 - Specialist Orthopaedic | 06.03 - SKELETAL RECONSTRUCTION | 06.03.11 - External Fixateurs | 06.03.11.13 - Frame Component - Rods | Standard | ZI965 | 155 |  | Zimmer Biomet Pty Ltd | XtraFix External Fixation System | Connecting rods | 11mm, large | 270757 | February 2017 |  | New Listing
06 - Specialist Orthopaedic | 06.03 - SKELETAL RECONSTRUCTION | 06.03.11 - External Fixateurs | 06.03.11.14 - Frame Component - Pins |  | WR313 | 149 |  | Wright Medical Australia | SALVATION Limb Salvage Pins | Pins | 1.8mm - 6mm diameter, 25mm - 180mm length | 198486 | February 2017 |  | New Listing
06 - Specialist Orthopaedic | 06.03 - SKELETAL RECONSTRUCTION | 06.03.11 - External Fixateurs | 06.03.11.14 - Frame Component - Pins |  | ZI968 | 149 |  | Zimmer Biomet Pty Ltd | XtraFix External Fixation System | Pins | 2.5-6 | 272132 | February 2017 |  | New Listing
06 - Specialist Orthopaedic | 06.03 - SKELETAL RECONSTRUCTION | 06.03.11 - External Fixateurs | 06.03.11.15 - Frame Component - Pin Clamp Assembly |  | ZI966 | 1077 |  | Zimmer Biomet Pty Ltd | XtraFix External Fixation System | Pin clamp assembly | large | 270757 | February 2017 |  | New Listing
06 - Specialist Orthopaedic | 06.03 - SKELETAL RECONSTRUCTION | 06.03.11 - External Fixateurs | 06.03.11.15 - Frame Component - Pin Clamp Assembly | 3D | ZI967 | 3348 |  | Zimmer Biomet Pty Ltd | XtraFix External Fixation System | Clamp, 3D | Large | 270757 | February 2017 |  | New Listing
06 - Specialist Orthopaedic | 06.03 - SKELETAL RECONSTRUCTION | 06.03.11 - External Fixateurs | 06.03.11.16 - Frame Component - Pin Clamp Assembly Post |  | WR310 | 111 |  | Wright Medical Australia | SALVATION Limb Salvage Posts | Posts | 1 - 6 hole, short and tall | 198486 | February 2017 |  | New Listing
06 - Specialist Orthopaedic | 06.03 - SKELETAL RECONSTRUCTION | 06.03.11 - External Fixateurs | 06.03.11.17 - Articulating Hinge | Mini | WR315 | 2460 |  | Wright Medical Australia | SALVATION Limb Salvage Hinges | Hinges | Universal and In-line. | 198486 | February 2017 |  | New Listing
06 - Specialist Orthopaedic | 06.03 - SKELETAL RECONSTRUCTION | 06.03.15 - Bone Graft Substitute | 06.03.15.01 - Ceramic, 0-5cc |  | BB362 | 760 |  | B Braun Australia Pty Ltd | Nanogel | Synthetic, Biomimetic Bone Substitute Material | Syringe 0.5ml, 1.0ml, 2.5ml, 5.0ml | 282244 | February 2017 |  | New Listing
06 - Specialist Orthopaedic | 06.03 - SKELETAL RECONSTRUCTION | 06.03.15 - Bone Graft Substitute | 06.03.15.01 - Ceramic, 0-5cc |  | JA001 | 760 |  | JOY SURGICAL PTY LTD | uDesis™ Gel | uDesis™ is a synthetic, highly crystalline beta-tricalcium phosphate bone substitute. uDesis™ is used by orthopaedic surgeons treating defects of the skeleton such as fractures and in specialist surgical techniques such as spine surgery, uDesis™ is regularly and successfully used in place of both autograft and allograft bone. Clinical results prove the very good rates of fusion. uDesis™ is resorbed analogously to bone regeneration. | 1cc, 2.5cc and 5cc | 283845 | February 2017 |  | New Listing
06 - Specialist Orthopaedic | 06.03 - SKELETAL RECONSTRUCTION | 06.03.15 - Bone Graft Substitute | 06.03.15.01 - Ceramic, 0-5cc |  | ZI959 | 760 |  | Zimmer Biomet Pty Ltd | Calcium Phosphate BSM | Bone Substitute Material | 1.0, 2.5 and 5cc | 181439, 182303 | February 2017 |  | New Listing
06 - Specialist Orthopaedic | 06.03 - SKELETAL RECONSTRUCTION | 06.03.15 - Bone Graft Substitute | 06.03.15.01 - Ceramic, 0-5cc | AUG | GO288 | 1080 |  | Global Orthopaedic Technology | NanoBone - Granules | Nanocrystalline HA in a porous silica matrix, synthetic bone graft substitute granules | 0.6ml, 1.2ml, 2.4ml, 5ml | 281303 | February 2017 |  | New Listing
06 - Specialist Orthopaedic | 06.03 - SKELETAL RECONSTRUCTION | 06.03.15 - Bone Graft Substitute | 06.03.15.01 - Ceramic, 0-5cc | AUG | GO289 | 1080 |  | Global Orthopaedic Technology | NanoBone - Granules | Nanocrystalline HA in a porous silica matrix, synthetic bone graft substitute block | 0. 75ml (5x10x15 mm3) | 281303 | February 2017 |  | New Listing
06 - Specialist Orthopaedic | 06.03 - SKELETAL RECONSTRUCTION | 06.03.15 - Bone Graft Substitute | 06.03.15.02 - Ceramic, >5cc - 10cc |  | ZI960 | 1200 |  | Zimmer Biomet Pty Ltd | Calcium Phosphate BSM | Bone substitute Material | 10cc | 181439, 182303 | February 2017 |  | New Listing
06 - Specialist Orthopaedic | 06.03 - SKELETAL RECONSTRUCTION | 06.03.15 - Bone Graft Substitute | 06.03.15.17 - Metal Scaffold |  | ZI956 | 1283 |  | Zimmer Biomet Pty Ltd | TM Interpositional Spacers | Trabecular Metal Interpositional Spacer | S,M,L with heights of 25, 30, 35 and 40mm | 242595 | February 2017 |  | New Listing
07 - Plastic and Reconstructive | 07.01 - CRANIOMAXILLOFACIAL RECONSTRUCTION & FIXATION | 07.01.05 - Fracture or Reconstruction Plates | 07.01.05.11 - 1.0-1.99mm thick, 8-15 holes |  | ZI970 | 420 |  | Zimmer Biomet Pty Ltd | Mandibular Fracture System | Mandibular fracture plates | 8-15 holes | 128458 | February 2017 |  | Compressed from BH027, BH029, BI767
08 - Cardiac | 08.01 - Single Chamber ICDs | 08.01.02 - Features of 8.1.1 plus auto test sensing parameters, auto capture threshold test, lead impedance test, wireless remote analysis |  | a, d | MI203 | 39528 |  | Medtronic Australasia Pty Ltd | VISIA AF XT/S ICDs/ VISIA AF MRI XT/S SureScan ICDs | Digital single chamber implantable cardioverter defibrillator. PhysioCurve™ Design, SmartShock™ Technology, OptiVol™ 2.0 Fluid Status Monitoring, Complete Capture Management™ Diagnostic (RVCM), AF Diagnostics including SureScan/ MRI models | 33cm³ 77g | 282960, 282961 | February 2017 |  | New Listing
08 - Cardiac | 08.01 - Single Chamber ICDs | 08.01.02 - Features of 8.1.1 plus auto test sensing parameters, auto capture threshold test, lead impedance test, wireless remote analysis |  | a, d | SA176 | 39528 |  | Livanova Australia Pty Limited | Platinium VR 1210 | PLATINIUM VR is an implantable single-chamber cardioverter defibrillator. It is equipped with an accelerometer to allow adaptation of pacing to suit the patient’s activity. PLATINIUM VR is also equipped with the RF wireless technology which enables remote monitoring of patients who have the Sorin SMARTVIEW Monitor installed at home, wireless interrogation and device programming by Orchestra Plus programmer equipped with ORCHESTRA PLUS LINK accessory. PLATINIUM VR provides high energy shocks (42 J) for enhanced safety, as well as automatic lead measurements to monitor system integrity. PLATINIUM VR is protected against high-frequency signals emitted by cellular telephones. The PLATINIUM VR ICD device and programming system. The programming system includes the Sorin dedicated programmer with the SMARTVIEW programming software connected to a CPR3 programming head. The programming system is configured and furnished by Sorin. The PLATINIUM VR can serve as a defibrillation electrode (active housing) with a total surface area of 63 cm2. PLATINIUM VR 1210 has two DF-1 and one IS-1 connector ports. The PLATINIUM VR is designed to recognize and treat slow or fast VT and VF by continuously monitoring ventricular activity to identify persistent ventricular arrhythmias and to deliver appropriate therapies. PLATINIUM VR features DISCRIMINATION algorithm. | Dimensions 73 x 54.3 x 11.1mm Weight 85 g Volume 33 cm3 Active surface area of casing 62.7cm2 Connector IS-1 bipolar, 2*DF-1. | 282817 | February 2017 |  | New Listing
08 - Cardiac | 08.01 - Single Chamber ICDs | 08.01.02 - Features of 8.1.1 plus auto test sensing parameters, auto capture threshold test, lead impedance test, wireless remote analysis |  | a, d, e | MI202 | 40203 |  | Medtronic Australasia Pty Ltd | VISIA AF XT/ S MRI ICD | Single Chamber, MRI compatible, Implantable Cardioverter Defibrillator with AF detection and diagnosis, PhysioCurve Design, Optimised Battery Chemistry, Smart Shock Technology 2.0, Optivol 2.0 Fluid Status Monitoring, Complete Capture Management. DF4 | 33cm³ 77g | 280354, 280355 | February 2017 |  | New Listing
08 - Cardiac | 08.01 - Single Chamber ICDs | 08.01.02 - Features of 8.1.1 plus auto test sensing parameters, auto capture threshold test, lead impedance test, wireless remote analysis |  | a, d, e | MI204 | 40203 |  | Medtronic Australasia Pty Ltd | VISIA AF XT ICD DF4 | Single Chamber Implantable Cardioverter Defibrillator with AF detection and diagnosis, PhysioCurve Design, Optimised Battery Chemistry, Smart Shock Technology 2.0, Optivol 2.0 Fluid Status Monitoring, Complete Capture Management. DF4 | 33cm³ 77g | 280352 | February 2017 |  | New Listing
08 - Cardiac | 08.01 - Single Chamber ICDs | 08.01.02 - Features of 8.1.1 plus auto test sensing parameters, auto capture threshold test, lead impedance test, wireless remote analysis |  | a, d, e | SA178 | 40203 |  | Livanova Australia Pty Limited | Platinium VR 1240 | PLATINIUM VR 1240 is an implantable single-chamber cardioverter defibrillator. It is equipped with an accelerometer to allow adaptation of pacing to suit the patient’s activity. PLATINIUM VR is also equipped with the RF wireless technology which enables remote monitoring of patients who have the Sorin SMARTVIEW Monitor installed at home, wireless interrogation and device programming by Orchestra Plus programmer equipped with ORCHESTRA PLUS LINK accessory. PLATINIUM VR provides high energy shocks (42 J) for enhanced safety, as well as automatic lead measurements to monitor system integrity. PLATINIUM VR is protected against high-frequency signals emitted by cellular telephones. The PLATINIUM VR can serve as a defibrillation electrode (active housing) with a total surface area of 63 cm2. The PLATINIUM VR is designed to recognize and treat slow or fast VT and VF by continuously monitoring ventricular activity to identify persistent ventricular arrhythmias and to deliver appropriate therapies. PLATINIUM VR features DISCRIMINATION algorithm, which is specifically designed to differentiate ventricular tachycardias from fast rhythms of supraventricular origin. DISCRIMINATION continuously monitors R-R interval stability, searches for long cycles and evaluates sudden onset. | Dimensions 65.8 x 54.3 x 11.1 mm Weight 84 g Volume 31.2 cm3 Active surface area of casing 62.9cm2 Connector DF4. | 282816 | February 2017 |  | New Listing
08 - Cardiac | 08.02 - Dual Chamber ICDs | 08.02.02 - Features of 8.2.1 plus auto test sensing parameters, auto capture threshold test, lead impedance test, wireless remote analysis |  | a,d | SA183 | 42417 |  | Livanova Australia Pty Limited | Platinium DR 1510 | PLATINIUM DR 1510 is an implantable dual-chamber cardioverter defibrillator. It is equipped with an accelerometer to allow adaptation of pacing to suit the patient’s activity. PLATINIUM DR 1510 is also equipped with the RF wireless technology which enables remote monitoring of patients who have the Sorin SMARTVIEW Monitor installed at home and wireless interrogation and device programming by Orchestra Plus programmer equipped with ORCHESTRA PLUS LINK accessory. The PLATINIUM DR 1510 is designed to recognize and treat slow or fast VT and VF by continuously monitoring atrial and ventricular activity to identify persistent ventricular arrhythmias and to deliver appropriate therapies. PLATINIUM DR 1510 features the PARAD/PARAD+ algorithm, which is specifically designed to differentiate ventricular tachycardias from fast rhythms of supraventricular origin. PARAD/PARAD+ continuously monitors R-R interval stability, searches for long cycles, assesses the degree of P-R association, evaluates sudden onset and determines the chamber of arrhythmia acceleration. | Dimensions 73 x 54.3 x 11.1 mm Weight 86 g Volume 33 cm3 Active surface area of casing 62.7cm2 Connector Atrium: IS-1 bipolar. Ventricle: IS-1 bipolar, 2*DF-1. | 282818 | February 2017 |  | New Listing
08 - Cardiac | 08.02 - Dual Chamber ICDs | 08.02.02 - Features of 8.2.1 plus auto test sensing parameters, auto capture threshold test, lead impedance test, wireless remote analysis |  | a,d,e | SA181 | 43092 |  | Livanova Australia Pty Limited | Platinium DR 1540 | PLATINIUM DR is an implantable dual-chamber cardioverter defibrillator. It is equipped with an accelerometer to allow adaptation of pacing to suit the patient’s activity. PLATINIUM DR is also equipped with the RF wireless technology which enables remote monitoring of patients who have the Sorin SMARTVIEW Monitor installed at home, wireless interrogation and device programming by Orchestra Plus programmer equipped with ORCHESTRA PLUS LINK accessory. PLATINIUM DR provides high energy shocks (42 J) for enhanced safety, as well as automatic lead measurements to monitor system integrity.The PLATINIUM DR can serve as a defibrillation electrode (active housing) with a total surface area of 63 cm². The PLATINIUM DR is designed to recognize and treat slow or fast VT and VF by continuously monitoring atrial and ventricular activity to identify persistent ventricular arrhythmias and to deliver appropriate therapies. PLATINIUM DR features the PARAD/PARAD+ algorithm, which is specifically designed to differentiate ventricular tachycardias from fast rhythms of supraventricular origin. PARAD/PARAD+ continuously monitors R-R interval stability, searches for long cycles, assesses the degree of P-R association, evaluates sudden onset and determines the chamber of arrhythmia acceleration. In addition to the advanced detection scheme, PLATINIUM DR offers programmable dual or single-chamber pacing | Dimensions 72.3 x 54.3 x 11.1 mm Weight 86 g Volume 33 cm3 Active surface area of casing 62.8cm2 Connector Atrium: IS-1 bipolar. Ventricle: DF4. | 282819 | February 2017 |  | New Listing
08 - Cardiac | 08.03 - ICDs with CRT | 08.03.02 - Features of 8.3.1 plus auto test sensing parameters, auto capture threshold test, lead impedance test, wireless remote analysis |  | a,c,d,e | MI205 | 47475 |  | Medtronic Australasia Pty Ltd | Amplia MRI CRT-D | ICD with CRT. MRI compatible, PhysioCurve Design, CardioSync Optimisation, VectorExpress, V Automated Test, Optimised Battery Chemistry, Smart Shock Technology 2.0. Complete Capture management. DF4. | 35cm3 80g | 280184 | February 2017 |  | New Listing
08 - Cardiac | 08.03 - ICDs with CRT | 08.03.02 - Features of 8.3.1 plus auto test sensing parameters, auto capture threshold test, lead impedance test, wireless remote analysis |  | a,d | SA177 | 46800 |  | Livanova Australia Pty Limited | Platinium CRT-D 1711 | PLATINIUM CRT-D is an implantable cardioverter defibrillator for the recognition and treatment of ventricular tachycardia and fibrillation, with ventricular resynchronization, in patients with spontaneous or inducible tachyarrhythmias. PLATINIUM CRT-D is equipped with an accelerometer to allow adaptation of pacing to suit the patient’s activity. PLATINIUM CRT-D is also equipped with the RF wireless technology which enables remote monitoring of patients who have the Sorin SMARTVIEW Monitor installed at home and wireless interrogation and device programming by Orchestra Plus programmer equipped with ORCHESTRA PLUS LINK accessory. PLATINIUM CRT-D provides a range of therapeutic and diagnostic functions including high energy shocks, atrial tachyarrhythmia prevention, automatic lead measurements, and advanced diagnostic functions. PLATINIUM CRT-D is protected against high-frequency signals emitted by cellular telephones. | Dimensions 73 x 54.3 x 11.1 mm Weight 86 g Volume 33 cm3 Active surface area of casing 62.7cm2 Connector Atrium: IS-1 bipolar. Right ventricle: IS-1 bipolar, 2*DF-1. Left ventricle: IS-1 bipolar (unipolar compatible). | 282820 | February 2017 |  | New Listing
08 - Cardiac | 08.03 - ICDs with CRT | 08.03.02 - Features of 8.3.1 plus auto test sensing parameters, auto capture threshold test, lead impedance test, wireless remote analysis |  | a,d | SA182 | 46800 |  | Livanova Australia Pty Limited | Platinium CRT-D SonR 1811 | PLATINIUM SonR CRT-D is an implantable cardioverter defibrillator for the recognition and treatment of ventricular tachycardia and fibrillation, with ventricular resynchronization, in patients with spontaneous or inducible tachyarrhythmias. PLATINIUM SonR CRT-D is equipped with an accelerometer to allow adaptation of pacing to suit the patient’s activity. PLATINIUM SonR CRT-D is also equipped with the RF wireless technology which enables remote monitoring of patients who have the Sorin SMARTVIEW Monitor installed at home, and wireless interrogation and device programming by Orchestra Plus programmer equipped with ORCHESTRA PLUS LINK accessory. If used in conjunction with a dedicated atrial lead featuring the SonR sensor, PLATINIUM SonR CRT-D can analyze micro-accelerations of the heart walls to derive information pertaining to cardiac contractility. The signal picked-up by the SonR sensor can be processed by PLATINIUM SonR CRT-D in order to automatically adjust AV and VV delays for optimal resynchronization therapy. PLATINIUM SonR CRT-D provides a range of therapeutic and diagnostic functions: ─ high energy shocks ─ atrial tachyarrhythmia prevention ─ automatic lead measurements ─ advanced diagnostic functions ─ automatic AV and VV delay optimization PLATINIUM SonR CRT-D is protected against high-frequency signals emitted by cellular telephones. | 1811 MODEL: Dimensions 73 x 54.3 x 11.1 mm Weight 86 g Volume 33 cm3 Active surface area of casing 62.7cm2 Connector Atrium: SonR (IS-1 bipolar compatible). Right ventricle: IS-1 bipolar, 2*DF-1. Left ventricle: IS-1 bipolar (unipolar compatible). | 282822 | February 2017 |  | New Listing
08 - Cardiac | 08.03 - ICDs with CRT | 08.03.02 - Features of 8.3.1 plus auto test sensing parameters, auto capture threshold test, lead impedance test, wireless remote analysis |  | a,d,e | MI200 | 47475 |  | Medtronic Australasia Pty Ltd | Claria Quad MRI CRT-D | Digital implantable cardioverter defibrillator with cardiac resynchronisation therapy and SureScan™ Technology | 35cm3 81g | 280183 | February 2017 |  | New Listing
08 - Cardiac | 08.03 - ICDs with CRT | 08.03.02 - Features of 8.3.1 plus auto test sensing parameters, auto capture threshold test, lead impedance test, wireless remote analysis |  | a,d,e | MI206 | 47475 |  | Medtronic Australasia Pty Ltd | Amplia MRI Quad CRT-D | ICD with CRT. MRI compatible, PhysioCurve Design, CardioSync Optimisation, VectorExpress, V Automated Test, Optimised Battery Chemistry, Smart Shock Technology 2.0. Complete Capture management. Quad DF4. | 35cm3 81g | 280182 | February 2017 |  | New Listing
08 - Cardiac | 08.03 - ICDs with CRT | 08.03.02 - Features of 8.3.1 plus auto test sensing parameters, auto capture threshold test, lead impedance test, wireless remote analysis |  | a,d,e | MI210 | 47475 |  | Medtronic Australasia Pty Ltd | Claria MRI CRT-D | Digital implantable cardioverter defibrillator with cardiac resynchronisation therapy and SureScan™ Technology | 35cm3 80g | 280186 | February 2017 |  | New Listing
08 - Cardiac | 08.03 - ICDs with CRT | 08.03.02 - Features of 8.3.1 plus auto test sensing parameters, auto capture threshold test, lead impedance test, wireless remote analysis |  | a,d,e | SA179 | 47475 |  | Livanova Australia Pty Limited | Platinium CRT-D SonR 1841 DF4 | PLATINIUM SonR CRT-D is an implantable cardioverter defibrillator for the recognition and treatment of ventricular tachycardia and fibrillation, with ventricular resynchronization, in patients with spontaneous or inducible tachyarrhythmias. PLATINIUM SonR CRT-D is equipped with an accelerometer to allow adaptation of pacing to suit the patient’s activity. PLATINIUM SonR CRT-D is also equipped with the RF wireless technology which enables remote monitoring of patients who have the Sorin SMARTVIEW Monitor installed at home, wireless interrogation and device programming by Orchestra Plus programmer equipped with ORCHESTRA PLUS LINK accessory. If used in conjunction with a dedicated atrial lead featuring the SonR sensor, PLATINIUM SonR CRT-D can analyze micro-accelerations of the heart walls to derive information pertaining to cardiac contractility. The signal picked-up by the SonR sensor can be processed by PLATINIUM SonR CRT-D in order to automatically adjust AV and VV delays for optimal resynchronization therapy. PLATINIUM SonR CRT-D provides a range of therapeutic and diagnostic functions: ─ high energy shocks ─ atrial tachyarrhythmia prevention ─ automatic lead measurements ─ advanced diagnostic functions ─ automatic AV and VV delay optimization PLATINIUM SonR CRT-D is protected against high-frequency signals emitted by cellular telephones. | 1841 MODEL: Dimensions 72.3 x 54.3 x 11.1 mm Weight 87 g Volume 33 cm3 Active surface area of casing 62.8cm2 Connector Atrium: SonR (IS-1 bipolar compatible). Right ventricle: DF4. Left ventricle: IS-1 bipolar (unipolar compatible). | 282823 | February 2017 |  | New Listing
08 - Cardiac | 08.03 - ICDs with CRT | 08.03.02 - Features of 8.3.1 plus auto test sensing parameters, auto capture threshold test, lead impedance test, wireless remote analysis |  | a,d,e | SA180 | 47475 |  | Livanova Australia Pty Limited | Platinium CRT-D 1741 | PLATINIUM CRT-D 1741 is an implantable cardioverter defibrillator for the recognition and treatment of ventricular tachycardia and fibrillation, with ventricular resynchronization, in patients with spontaneous or inducible tachyarrhythmias. PLATINIUM CRT-D 1741 is equipped with an accelerometer to allow adaptation of pacing to suit the patient’s activity. PLATINIUM CRT-D 1741 is also equipped with the RF wireless technology which enables remote monitoring of patients who have the Sorin SMARTVIEW Monitor installed at home and wireless interrogation and device programming by Orchestra Plus programmer equipped with ORCHESTRA PLUS LINK accessory. PLATINIUM CRT-D 1741 provides a range of therapeutic and diagnostic functions including high energy shocks, atrial tachyarrhythmia prevention, automatic lead measurements, and advanced diagnostic functions. PLATINIUM CRT-D is protected against high-frequency signals emitted by cellular telephones. | Dimensions 72.3 x 54.3 x 11.1 mm Weight 87 g Volume 33 cm3 Active surface area of casing 62.8cm2 Connector Atrium: IS-1 bipolar. Right ventricle: DF4. Left ventricle: IS-1 bipolar (unipolar compatible). | 282821 | February 2017 |  | New Listing
08 - Cardiac | 08.04 - Single Chamber Pacemakers | 08.04.03 - SSIR with small/compact size, multi-programmability & longevity, & four or more advanced features |  | i | BS320 | 5335 |  | Boston Scientific Australia Pty Ltd | ACCOLADE MRI SR | Single Chamber Pacemaker, MRI Conditional | ACCOLADE MRI SR 4.45 x 4.81 x 0.75cm | 280319 | February 2017 |  | New Listing
08 - Cardiac | 08.05 - Dual Chamber Pacemakers | 08.05.04 - DDDR with continuous threshold monitoring in atrium + ventricle with ability to adapt pacing outputs accordingly, & with four or more advanced features |  | i | BS321 | 10296 |  | Boston Scientific Australia Pty Ltd | ACCOLADE MRI DR SL and EL | Dual Chamber Pacemaker, MRI Conditional | ACCOLADE MRI DR SL 4.45 x 5.02 x 0.75cm and ACCOLADE MRI DR EL 4.45 x 5.88 x 0.75cm | 280315, 280316 | February 2017 |  | New Listing
08 - Cardiac | 08.06 - CRT Pacemakers | 08.06.02 - Features of 8.6.1 plus continuous threshold monitoring in atrium & ventricle with ability to adapt pacing outputs accordingly |  | i | BS326 | 12168 |  | Boston Scientific Australia Pty Ltd | VISIONIST X4 CRT-P, VISIONIST CRT-P | Cardiac Resynchronization Therapy Pacemaker | U228: 4.45 x 6.17 x 0.75cm. U225 and U226: 4.45 x 6.13 x 0.75cm | 279330, 279331 | February 2017 |  | New Listing
08 - Cardiac | 08.06 - CRT Pacemakers | 08.06.02 - Features of 8.6.1 plus continuous threshold monitoring in atrium & ventricle with ability to adapt pacing outputs accordingly |  | i | BT188 | 12168 |  | Biotronik Australia Pty Ltd | Eluna 8 HF-T | Triple Chamber CRT-Pacemaker, capture management all chambers, physiological rate adaption, atrial overdrive pacing, event triggered IEMG transmission. Wandless telemetry, Home Monitoring, MRI conditional, IS-1 connector | 53 x 49 x 6.5 mm, 14cm3, 25grams | 283279 | February 2017 |  | New Listing
08 - Cardiac | 08.06 - CRT Pacemakers | 08.06.02 - Features of 8.6.1 plus continuous threshold monitoring in atrium & ventricle with ability to adapt pacing outputs accordingly |  | i | BT189 | 12168 |  | Biotronik Australia Pty Ltd | Etrinsa 8 HF-T | Triple Chamber CRT-Pacemaker, capture management all chambers, physiological rate adaption, atrial overdrive pacing, event triggered IEMG transmission. Wandless telemetry, Home Monitoring, MRI conditional, IS-1 connector | 53 x 49 x 6.5 mm, 14cm3, 25grams | 283280 | February 2017 |  | New Listing
08 - Cardiac | 08.08 - Pacemaker Leads | 08.08.11 - Transvenous, Multi-Polar, Passive, Steroid, Left Ventricular |  |  | MI201 | 5616 |  | Medtronic Australasia Pty Ltd | Attain stability lead | Steroid eluting, active fixation, dual electrode, transvenous, guide wire delivered, cardiac vein pacing lead with an IS-1 connector | 88cm | 279871 | February 2017 |  | New Listing
08 - Cardiac | 08.11 - Pacemaker/Lead Accessories | 08.11.01 - Pacemaker/Lead Accessories |  |  | BT190 | 72 |  | Biotronik Australia Pty Ltd | BK Lead Sealing Cap | Biotronik BK Lead Seal Cap | BK-IS :IS1/DF1 Caps BK-IS4/DF4 :IS4/DF4 Caps | 151988 | February 2017 |  | New Listing
08 - Cardiac | 08.12 - Coronary Stents | 08.12.01 - Drug Eluting | 08.12.01.01 - General Purpose |  | DO001 | 3105 |  | CARDINAL HEALTH AUSTRALIA 503 PTY LTD. | BioFreedom Drug Coated Coronary Stent System | Coronary Artery Stent, Drug Coated | Diameter: 2.25mm to 4.0mm Length: 8mm to 36mm | 280282 | February 2017 |  | New Listing
08 - Cardiac | 08.12 - Coronary Stents | 08.12.01 - Drug Eluting | 08.12.01.01 - General Purpose |  | DO005 | 3105 |  | CARDINAL HEALTH AUSTRALIA 503 PTY LTD. | BioMatrix Flex Drug Eluting Coronary Stent System | Coronary Artery Stent, Drug Eluting | (8 - 38)mm length x (2.25 - 4.0)mm diameter | 216541 | February 2017 |  | Transferred from HE001
08 - Cardiac | 08.12 - Coronary Stents | 08.12.01 - Drug Eluting | 08.12.01.01 - General Purpose |  | ER375 | 3105 |  | Emergo Asia Pacific Pty Ltd | CRE8 Coronary Stent | Coronary Artery Drug Eluting Stent | The stent is available in 6 diameters: 2.5mm; 2.75mm; 3.0mm; 3.5mm; 4.0mm; 4.5mm and 5 lengths: 12mm; 16mm; 20mm; 25mm and 31mm. | 230863, 230864, 230865 | February 2017 |  | Transferred from RH015
08 - Cardiac | 08.12 - Coronary Stents | 08.12.02 - Bare Metal | 08.12.02.01 - General Purpose |  | ER376 | 1123 |  | Emergo Asia Pacific Pty Ltd | Avantgarde Chrono Carbostent | The Avantgarde Chrono Carbostent device consists of a coronary stent firmly held on the distal end of a semi compliant balloon catheter. The coronary stent is a flexible implantable deivce that can be expanded using a PTCA catheter. The stent is made of cobalt chronmium alloy coated with Carbofilm. Two radio-opaque platinum markers are located at either end of the stent. | Lengths: from 7mm to 31 mm; Sizes: from 2.25mm to 4.5mm | 201879 | February 2017 |  | Transferred from RH010
10 - Vascular | 10.01 - Vascular Stents | 10.01.01 - Bare Metal Stents | 10.01.01.01 - Balloon Expandable |  | DO003 | 1800 |  | CARDINAL HEALTH AUSTRALIA 503 PTY LTD. | PALMAZ® BLUE™ .018 Peripheral Stent System | L605 Cobalt Chromium Alloy Balloon Expandable Stent | 12, 15, 18, 24mm length 4, 5, 6, 7mm diameter | 187122 | February 2017 |  | Transferred from JJ567
10 - Vascular | 10.01 - Vascular Stents | 10.01.01 - Bare Metal Stents | 10.01.01.01 - Balloon Expandable |  | DO007 | 1800 |  | CARDINAL HEALTH AUSTRALIA 503 PTY LTD. | Palmaz Genesis Peripheral Stent on Opta Pro (Large) | Stainless steel balloon expandable stent mounted on an Opta Pro Balloon. | Diameter 4-12mm, length 11-79mm | 188675 | February 2017 |  | Transferred from JJ306
10 - Vascular | 10.01 - Vascular Stents | 10.01.01 - Bare Metal Stents | 10.01.01.01 - Balloon Expandable |  | DO016 | 1800 |  | CARDINAL HEALTH AUSTRALIA 503 PTY LTD. | Palmaz Genesis Peripheral Stent on Opta Pro (Medium) | Stainless steel balloon expandable stent mounted on an Opta Pro Balloon | Diameter 4-8mm, length 12-39mm | 188675 | February 2017 |  | Transferred from JJ305
10 - Vascular | 10.01 - Vascular Stents | 10.01.01 - Bare Metal Stents | 10.01.01.01 - Balloon Expandable |  | DO018 | 1800 |  | CARDINAL HEALTH AUSTRALIA 503 PTY LTD. | Palmaz Blue .014 Renal Stent System (on Aviator Plus) | CoCr balloon expandable stent | 12, 15, 18, 24mm Lengths 40, 50, 60, 70mm diameters 80, 142cm shaft lengths | 190149 | February 2017 |  | Transferred from JJ688
10 - Vascular | 10.01 - Vascular Stents | 10.01.01 - Bare Metal Stents | 10.01.01.02 - Self Expandable, <150mm |  | BA271 | 1800 |  | Bard Australia Pty Ltd | Bard Venous Stent | Self Expanding Venous Stent | Length: <150mm | 277403 | February 2017 |  | New Listing
10 - Vascular | 10.01 - Vascular Stents | 10.01.01 - Bare Metal Stents | 10.01.01.02 - Self Expandable, <150mm |  | DL001 | 1800 |  | DIVERSE DEVICES PTY LTD | iVolution | Self-expanding nitinol stent system | Diameters: 5-10mm Lengths: 40-100mm Catheter Length: 80-140cm | 281201 | February 2017 |  | New Listing
10 - Vascular | 10.01 - Vascular Stents | 10.01.01 - Bare Metal Stents | 10.01.01.02 - Self Expandable, <150mm |  | DO002 | 1800 |  | CARDINAL HEALTH AUSTRALIA 503 PTY LTD. | S.M.A.R.T. Flex Vascular Stent System | A fully connected, laser cut nitinol stent | 5-8mm diameter, 30-120mm length | 223910 | February 2017 |  | Transferred from MN173
10 - Vascular | 10.01 - Vascular Stents | 10.01.01 - Bare Metal Stents | 10.01.01.02 - Self Expandable, <150mm |  | DO010 | 1800 |  | CARDINAL HEALTH AUSTRALIA 503 PTY LTD. | Precise Pro Rx Nitinol Stent System | Nitinol self expanding stent | Diameter: 5, 6, 7, 8, 9, 10mm; Length: 20, 30, 40mm | 149399 | February 2017 |  | Transferred from JJ646
10 - Vascular | 10.01 - Vascular Stents | 10.01.01 - Bare Metal Stents | 10.01.01.02 - Self Expandable, <150mm |  | DO011 | 1800 |  | CARDINAL HEALTH AUSTRALIA 503 PTY LTD. | SMART Control Peripheral Stent System | SMART Control is a laser cut nitinol self expanding stent, used to treat peripheral vessel disease. | Dia 6 – 14mm; Length 20 – 100mm | 151010 | February 2017 |  | Transferred from JJ419
10 - Vascular | 10.01 - Vascular Stents | 10.01.01 - Bare Metal Stents | 10.01.01.02 - Self Expandable, <150mm |  | DO015 | 1800 |  | CARDINAL HEALTH AUSTRALIA 503 PTY LTD. | SMART Nitinol Stent System | Long 120mm Stent, 6F compatible | 6-8mm diameter, 120mm stent length, 120cm delivery system | 151011 | February 2017 |  | Transferred from JJ592
10 - Vascular | 10.01 - Vascular Stents | 10.01.01 - Bare Metal Stents | 10.01.01.02 - Self Expandable, <150mm |  | PY042 | 1800 |  | Pyramed Pty Limited | sinus-XL Flex Stent | Self expanding Nitinol Stents | Diameter: 14mm to 24mm Length: 30mm to <150mm | 281019 | February 2017 |  | Expanded from PY028
10 - Vascular | 10.01 - Vascular Stents | 10.01.01 - Bare Metal Stents | 10.01.01.02 - Self Expandable, <150mm |  | PY043 | 1800 |  | Pyramed Pty Limited | sinus-XL Stent | Self expanding Nitinol Stents | Diameter: 14mm to 24mm Length: 30mm to <150mm | 187326 | February 2017 |  | Expanded from PY028
10 - Vascular | 10.01 - Vascular Stents | 10.01.01 - Bare Metal Stents | 10.01.01.02 - Self Expandable, <150mm |  | PY044 | 1800 |  | Pyramed Pty Limited | sinus-XL 6F Stents | Self expanding Nitinol Stents | Diameter: 14mm to 24mm Length: 30mm to <150mm | 281020 | February 2017 |  | Expanded from PY028
10 - Vascular | 10.01 - Vascular Stents | 10.01.01 - Bare Metal Stents | 10.01.01.03 - Self Expandable, ≥150mm |  | BA270 | 2970 |  | Bard Australia Pty Ltd | Bard Venous Stent | Self Expanding Venous Stent | Length ≥150mm | 277403 | February 2017 |  | New Listing
10 - Vascular | 10.01 - Vascular Stents | 10.01.01 - Bare Metal Stents | 10.01.01.03 - Self Expandable, ≥150mm |  | DO004 | 2970 |  | CARDINAL HEALTH AUSTRALIA 503 PTY LTD. | S.M.A.R.T. Flex Vascular Stent System | A fully connected, laser cut nitinol stent | 5-8mm diameter, 150-200mm length | 223910 | February 2017 |  | Transferred from MN174
10 - Vascular | 10.01 - Vascular Stents | 10.01.01 - Bare Metal Stents | 10.01.01.03 - Self Expandable, ≥150mm |  | DO013 | 2970 |  | CARDINAL HEALTH AUSTRALIA 503 PTY LTD. | SMART Nitinol Stent System | Long 150mm stent, 6F compatible | 6-8mm diameter, 150mm length, 120cm delivery system | 151011 | February 2017 |  | Transferred from JJ617
10 - Vascular | 10.01 - Vascular Stents | 10.01.01 - Bare Metal Stents | 10.01.01.03 - Self Expandable, ≥150mm |  | PY041 | 2970 |  | Pyramed Pty Limited | sinus-XL Flex Stent | Flexible Nitinol Stent with diameters up to 24mm | Diameter: 14mm to 24mm Length: >150mm | 281019 | February 2017 |  | Expanded from PY028
10 - Vascular | 10.01 - Vascular Stents | 10.01.02 - Drug Eluting Stents | 10.01.02.01 - Self Expandable | ≥150mm | BS328 | 3120 |  | Boston Scientific Australia Pty Ltd | Eluvia | Drug Eluting Vascular Stent System | Diameter 6-7mm, Length 150-200mm | 285061 | February 2017 |  | New Listing
10 - Vascular | 10.01 - Vascular Stents | 10.01.02 - Drug Eluting Stents | 10.01.02.01 - Self Expandable | <150mm | BS327 | 2400 |  | Boston Scientific Australia Pty Ltd | Eluvia | Drug Eluting Vascular Stent System | Diameter 6-7mm, Length 40-120mm | 285061 | February 2017 |  | New Listing
10 - Vascular | 10.02 - Stent Grafts | 10.02.02 - Tube (Abdominal Aorta) |  |  | ZZ028 | 4850 |  | AA-Med Pty Ltd | Endologix AFX Endovascular AAA Stent Graft System-Aortic extensions | Endologix AFX Endovascular AAA Stent Graft System-Aortic extensions | Covered diameter (22-28 mm) x length (55-100 mm); open length 20 mm. | 223948, 223949, 223950, 223951, 223952 | February 2017 |  | Transferred from ER204
10 - Vascular | 10.02 - Stent Grafts | 10.02.04 - Bifurcated | 10.02.04.01 - Body and 2 limbs |  | ZZ030 | 12405 |  | AA-Med Pty Ltd | Endologix AFX Endovascular AAA Stent Graft System-Bifurcated Stent Graft | Endologix AFX Endovascular AAA Stent Graft System-Bifurcated Stent Graft | Aortic main body diameter (22-28 mm) x length (60-120 mm); iliac limb diameter (13-20 mm)x length (30-55 mm) | 223948, 223949, 223950, 223951, 223952 | February 2017 |  | Transferred from ER203
10 - Vascular | 10.02 - Stent Grafts | 10.02.04 - Bifurcated | 10.02.04.02 - Body and 1 limb |  | RG005 | 8955 |  | Regional Health Care Group | Aorfix AAA Flexible Stent Graft System and IntelliFlex LP Delivery System MB and CL | The Aorfix Abdominal Aortic Aneurysm (AAA) Flexible Stent Graft System is an endovascular stent graft system for treating infra-renal aortic and aorto-iliac aneurysms. When placed within the aneurysm, the Aorfix AAA Flexible Stent Graft System creates an internal bypass of the aneurysm to reduce the risk of rupture. The Aorfix AAA Flexible Stent Graft System is a modular system where each component comprises: an implantable stent graft (Aorfix Stent Graft) and a disposable delivery system (IntelliFlex Low Profile Delivery System). The stent graft is a two-piece system consisting of 1) a main body incorporating an ipsilateral leg component and a contralateral socket and 2) a contralateral plug-in leg, creating a system of a main body and two legs. The Aorfix main body has four sets of hooks, all positioned at the proximal end to aid fixation. The contralateral socket is a standard 12mm diameter component, with an oblique distal end that is designed to assist cannulation with a guide-wire. Distal and proximal extension stent graft implants are available and may be used as required. | Main Body and attached Ipsilateral Leg Stent sizes: Length: 81 - 126mm Proximal Diameter: 24 - 31mm Distal Diameter: 10 - 20mm Ipsilateral (Iliac) leg length: 63 - 97mm Contralateral Leg sizes: Length: 56 - 98mm Distal Diameter: 10 - 20mm | 285902 | February 2017 |  | New Listing
10 - Vascular | 10.02 - Stent Grafts | 10.02.04 - Bifurcated | 10.02.04.03 - Body only |  | DO006 | 5794 |  | CARDINAL HEALTH AUSTRALIA 503 PTY LTD. | InCraft AAA Stent-Graft System - Aortic Bifurcate | Bifurcated main body | 22-34mm diameter, 86-94mm length | 231895 | February 2017 |  | Transferred from MN178
10 - Vascular | 10.02 - Stent Grafts | 10.02.08 - Accessory Component (Other including iliac limb and extension) |  |  | DO014 | 3308 |  | CARDINAL HEALTH AUSTRALIA 503 PTY LTD. | InCraft AAA Stent-Graft System - Iliac Limb/Extension | Contralateral/Ipsilateral lliac limbs and extensions | 10-24mm diameter, 80-140mm length | 231895 | February 2017 |  | Transferred from MN179
10 - Vascular | 10.02 - Stent Grafts | 10.02.08 - Accessory Component (Other including iliac limb and extension) |  |  | RG006 | 3308 |  | Regional Health Care Group | Aorfix AAA Flexible Stent Graft System with IntelliFlex LP Delivery System Distal Extender | The Aorfix Abdominal Aortic Aneurysm (AAA) Flexible Stent Graft System is an endovascular stent graft system for treating infra-renal aortic and aorto-iliac aneurysms. When placed within the aneurysm, the Aorfix AAA Flexible Stent Graft System creates an internal bypass of the aneurysm to reduce the risk of rupture. The Aorfix AAA Flexible Stent Graft System is a modular system where each component comprises: an implantable stent graft (Aorfix Stent Graft) and a disposable delivery system (IntelliFlex Low Profile Delivery System). The stent graft is a two-piece system consisting of 1) a main body incorporating an ipsilateral leg component and a contralateral socket and 2) a contralateral plug-in leg. The Aorfix main body has four sets of hooks, all positioned at the proximal end to aid fixation. The contralateral socket is a standard 12mm diameter component, with an oblique distal end that is designed to assist cannulation with a guide-wire. Distal and proximal extension stent graft implants are available and may be used as required. All extension pieces have the same diameter at both ends and have radiopaque wire rings at the proximal and distal openings to aid visualization. The distal extender has the same construction as the leg components using helical wound Nitinol wire. | Distal Extender sizes: Length: 51, 82mm Proximal and distal diameters: 10 - 20mm | 285128 | February 2017 |  | New Listing
10 - Vascular | 10.02 - Stent Grafts | 10.02.08 - Accessory Component (Other including iliac limb and extension) |  |  | RG007 | 3308 |  | Regional Health Care Group | Aorfix AAA Flexible Stent Graft System and IntelliFlex LP Delivery System Proximal Extender | The Aorfix Abdominal Aortic Aneurysm (AAA) Flexible Stent Graft System is an endovascular stent graft system for treating infra-renal aortic and aorto-iliac aneurysms. When placed within the aneurysm, the Aorfix AAA Flexible Stent Graft System creates an internal bypass of the aneurysm to reduce the risk of rupture. The Aorfix AAA Flexible Stent Graft System is a modular system where each component comprises: an implantable stent graft (Aorfix Stent Graft) and a disposable delivery system (IntelliFlex Low Profile Delivery System). The stent graft is a two-piece system consisting of 1) a main body incorporating an ipsilateral leg component and a contralateral socket and 2) a contralateral plug-in leg. The Aorfix main body has four sets of hooks, all positioned at the proximal end to aid fixation. The contralateral socket is a standard 12mm diameter component, with an oblique distal end that is designed to assist cannulation with a guide-wire. Distal and proximal extension stent graft implants are available and may be used as required. All extension pieces have the same diameter at both ends and have radiopaque wire rings at the proximal and distal openings to aid visualization. Like the main body, the proximal extension pieces have hooks at the proximal end, the same design of nitinol rings, and radiopaque wire along the seam. | Proximal Extender sizes: 24 - 31mm | 285518 | February 2017 |  | New Listing
10 - Vascular | 10.02 - Stent Grafts | 10.02.08 - Accessory Component (Other including iliac limb and extension) |  |  | ZZ029 | 3308 |  | AA-Med Pty Ltd | Endologix AFX Endovascular AAA Stent Graft System-Iliac limb extensions | Endologix AFX Endovascular AAA Stent Graft System-Iliac limb extensions | Covered diameter straight or flared or stepped (16-25 mm) x length (55-88 mm) | 223948, 223949, 223950, 223951, 223952 | February 2017 |  | Transferred from ER205
10 - Vascular | 10.03 - Grafts | 10.03.01 - Tube | 10.03.01.01 - ≤10cm length |  | GT287 | 245 |  | W L Gore & Associates | GORE-TEX® Vascular Grafts | Vascular Grafts - Aorto - Pulmonary & Systemic Pulmonary Shunts (ePTFE) Stretch & Non Stretch Standard Wall & Thin Wall | Diameter 3 - 12mm, Length 5-10cm | 137803, 137804 | February 2017 |  | Compressed from GT272, GT284
10 - Vascular | 10.03 - Grafts | 10.03.01 - Tube | 10.03.01.04 - ≥50cm length |  | GT288 | 970 |  | W L Gore & Associates | GORE-TEX® Vascular Grafts | Standard Wall, Thin Wall and Stretch Technology (eptfe) | Diameters: 3-12mm Lengths: ≥ 50 cm | 137803, 137804 | February 2017 |  | Compressed from GT279, GT280
10 - Vascular | 10.06 - Embolic Protection Devices | 10.06.01 - Venous |  |  | DO017 | 2348 |  | CARDINAL HEALTH AUSTRALIA 503 PTY LTD. | OPTEASE retrievable vena cava filter | OPTEASE is a laser cut nitinol vena cava filter, used to treat patients at high risk of pulmonary embolisation | Suitable for vessels up to 30mm | 186230 | February 2017 |  | Transferred from JJ423
10 - Vascular | 10.06 - Embolic Protection Devices | 10.06.02 - Arterial |  |  | DO008 | 2100 |  | CARDINAL HEALTH AUSTRALIA 503 PTY LTD. | Angioguard RX Emboli Capture Guidewire System | Distal protection device and delivery system | Length 180cm, Diameter 0.014"; basket sizes 4mm, 5mm, 6mm, 7mm and 8mm | 116900 | February 2017 |  | Transferred from JJ480
10 - Vascular | 10.06 - Embolic Protection Devices | 10.06.02 - Arterial |  |  | MB026 | 2100 |  | MD Solutions Australasia Pty Ltd | WIRION Embolic Protection System | Temporary arterial embolic protection system | Blood vessel diameter: 3.5 - 6.0mm Filter unit length: 22.5mm Pore size: 120μ Crossing profile: 3.2F Guide catheter/Sheath: 6F Delivery catheter length: 145cm Retrieval catheter length: 146cm | 280883 | February 2017 |  | New Listing
10 - Vascular | 10.07 - Arterial Closure Devices | 10.07.01 - Arterial Closure Devices |  |  | DO009 | 410 |  | CARDINAL HEALTH AUSTRALIA 503 PTY LTD. | Mynx Vascular Closure Device | Water-soluble synthetic sealant made of a polyethylene glycol (PEG) The sealant is resorbed by the body within 30 days | 5F, 6/7F | 201265 | February 2017 |  | Transferred from MB008
10 - Vascular | 10.07 - Arterial Closure Devices | 10.07.01 - Arterial Closure Devices |  |  | DO012 | 410 |  | CARDINAL HEALTH AUSTRALIA 503 PTY LTD. | EXOSEAL (TM) Vascular Closure Device | Vascular Closure Device | 5 - 7F | 176723 | February 2017 |  | Transferred from JJ823
10 - Vascular | 10.07 - Arterial Closure Devices | 10.07.01 - Arterial Closure Devices |  |  | TU058 | 410 |  | Terumo Australia | Angio-Seal Vascular Closure Device - STS Platform and STS Plus | Angio-Seal Haemostatic Puncture Closure Device, Models 6F-STS Platform and 6F STS Plus | 6F | 104764 | February 2017 |  | Transferred from SJ014
10 - Vascular | 10.07 - Arterial Closure Devices | 10.07.01 - Arterial Closure Devices |  |  | TU059 | 410 |  | Terumo Australia | Angio-Seal VIP | Angio-Seal Haemostatic Puncture Closure Device Models 6F STS Platform, 6F STS Plus and 7F VIP | 6F | 128525 | February 2017 |  | Transferred from SJ094
10 - Vascular | 10.07 - Arterial Closure Devices | 10.07.01 - Arterial Closure Devices |  |  | TU060 | 410 |  | Terumo Australia | Angio-Seal Vascular Closure Device - STS Platform and STS Plus | Angio-Seal Haemostatic Puncture Closure Device, Models 8F-STS Platform and 8F STS Plus | 8F | 104764 | February 2017 |  | Transferred from SJ015
10 - Vascular | 10.07 - Arterial Closure Devices | 10.07.01 - Arterial Closure Devices |  |  | TU061 | 410 |  | Terumo Australia | FemoSeal Vascular Closure System | Haemostatic Puncture Closure Device | One Size | 263892 | February 2017 |  | Transferred from SJ218
10 - Vascular | 10.07 - Arterial Closure Devices | 10.07.01 - Arterial Closure Devices |  |  | TU062 | 410 |  | Terumo Australia | Angio-Seal VIP | Angio-Seal Haemostatic Puncture Closure Device Models 8F STS Platform, 8F STS Plus and 8F VIP | 8F | 128525 | February 2017 |  | Transferred from SJ095
10 - Vascular | 10.07 - Arterial Closure Devices | 10.07.01 - Arterial Closure Devices |  |  | TU063 | 410 |  | Terumo Australia | Angio-Seal Evolution | Haemostatic Puncture Closure Device 6F-8F | 6F and 8F | 160648 | February 2017 |  | Transferred from SJ155
10 - Vascular | 10.08 - Occlusion Devices | 10.08.05 - Liquid |  |  | MI208 | 8050 |  | Medtronic Australasia Pty Ltd | Onyx 6ml Kit | DMSO Liquid Embolic Material | 6ml Kit | 151837 | February 2017 |  | New Listing
11 - Hip | 11.01 - FEMORAL COMPONENTS - PRIMARY AND REVISION | 11.01.04 - Uncemented, HA Coated | 11.01.04.01 - Grit Blast |  | CR236 | 3978 |  | Corin Australia Pty Ltd | Meije Duo – Cementless Femoral Stem | Titanium Alloy Femoral Stem, Grit-blasted, fully HA coated, with or without collar | Standard 130° neck option without collar – sizes 1 to 9 Standard 130° neck option with collar – sizes 1 to 10 Lateralized 123° neck option without collar – sizes 1 to 9 Lateralized 123° neck option with collar – sizes 1 to 10 | 207694, 207818 | February 2017 |  | Transferred from TO152
11 - Hip | 11.01 - FEMORAL COMPONENTS - PRIMARY AND REVISION | 11.01.04 - Uncemented, HA Coated | 11.01.04.04 - Plasma |  | OO176 | 4625 |  | Oceania Orthopaedics | Corae | Uncemented Femoral Hip Stem with HA Coating | 9 to 18 with Standard and Offset stems | 216269 | February 2017 |  | New Listing
11 - Hip | 11.01 - FEMORAL COMPONENTS - PRIMARY AND REVISION | 11.01.07 - Uncemented, Modular | 11.01.07.04 - Plasma | Body | ZI971 | 2886 |  | Zimmer Biomet Pty Ltd | ARCOS Proximal Body | Plasma spray coated proximal bodies | Sizes A-F | 222273 | February 2017 |  | Compressed from BH032, BH034, BH130
11 - Hip | 11.02 - FEMORAL HEADS | 11.02.01 - Conventional Femoral Heads, ≤32mm | 11.02.01.01 - Stainless Steel |  | LC195 | 740 |  | Lima Orthopaedics Australia Pty Ltd | BioBall Femoral Head | Femoral Head Vivium ≤ 32mm | 28mm, 32mm | 227096 | February 2017 |  | Expanded from LC194
11 - Hip | 11.02 - FEMORAL HEADS | 11.02.01 - Conventional Femoral Heads, ≤32mm | 11.02.01.02 - Cobalt Chrome |  | CR245 | 740 |  | Corin Australia Pty Ltd | Tornier CoCr Femoral Head – Femoral Head ≤32mm | CoCr Femoral Head | Dia 22.2mm, 28mm and 32mm, Short, Medium, Long and Extra-Long Necks | 207907 | February 2017 |  | Transferred from TO154
11 - Hip | 11.02 - FEMORAL HEADS | 11.02.01 - Conventional Femoral Heads, ≤32mm | 11.02.01.05 - Ceramic Mix |  | GM166 | 1942 |  | Global Manufacturing Technology Pty Ltd | BioBall Delta Femoral Head, 32mm or less | Femoral Head Biolox Delta Ceramic, 28mm and 32mm | 28mm, 32mm | 276307 | February 2017 |  | Expanded from GM108
11 - Hip | 11.02 - FEMORAL HEADS | 11.02.02 - Conventional Femoral Heads, >32mm | 11.02.02.01 - Stainless Steel |  | LC196 | 750 |  | Lima Orthopaedics Australia Pty Ltd | BioBall Femoral Head | Femoral Head Vivium > 32mm | 36mm, 38mm | 227096 | February 2017 |  | Expanded from LC194
11 - Hip | 11.02 - FEMORAL HEADS | 11.02.02 - Conventional Femoral Heads, >32mm | 11.02.02.02 - Cobalt Chrome |  | CR246 | 879 |  | Corin Australia Pty Ltd | Tornier CoCr Femoral Head – Femoral Head >32mm | CoCr Femoral Head | Dia 36mm, Short, Medium, Long and Extra-Long Necks | 207907 | February 2017 |  | Transferred from TO155
11 - Hip | 11.02 - FEMORAL HEADS | 11.02.02 - Conventional Femoral Heads, >32mm | 11.02.02.05 - Ceramic Mix |  | CR234 | 2128 |  | Corin Australia Pty Ltd | Meije Duo Femoral Heads Delta Ceramic >32 | Femoral Head Delta Ceramic >32 | short, med, long, extra long, 36mm | 207890 | February 2017 |  | Transferred from TO083
11 - Hip | 11.02 - FEMORAL HEADS | 11.02.02 - Conventional Femoral Heads, >32mm | 11.02.02.05 - Ceramic Mix |  | GM165 | 2128 |  | Global Manufacturing Technology Pty Ltd | BioBall Delta Femoral Head, >32mm | Femoral Head Biolox Delta Ceramic, >32mm | 36mm, 40mm, 44mm, 48mm | 276307 | February 2017 |  | Expanded from GM108
11 - Hip | 11.03 - ACETABULAR COMPONENTS | 11.03.01 - Cups, Cemented | 11.03.01.02 - Modified polyethylene |  | ZI957 | 866 |  | Zimmer Biomet Pty Ltd | Exceed ABT Cemented Cup | Cemented UHMWPE Cup | 46-60 outer diameter | 233756, 233757 | February 2017 |  | New Listing
11 - Hip | 11.03 - ACETABULAR COMPONENTS | 11.03.01 - Cups, Cemented | 11.03.01.04 - Metal Shell |  | CR232 | 1665 |  | Corin Australia Pty Ltd | Dual Mobility Cup, Shell Cemented | Acetabular Shell, Cemented stainless steel with groove, internal mirror polished | 42mm to 60mm | 210207 | February 2017 |  | Transferred from TO086
11 - Hip | 11.03 - ACETABULAR COMPONENTS | 11.03.03 - Shells, Uncemented, HA | 11.03.03.04 - Plasma |  | CR230 | 2498 |  | Corin Australia Pty Ltd | Dynacup – Shell | Titanium acetabular shell, with or without holes, coated with titanium plasma spray and HA | Shell without holes: Ø42mm to Ø52mm (2mm increments) Shell with holes: Ø42mm to Ø68mm (2mm increments) | 211860, 211861 | February 2017 |  | Transferred from TO153
11 - Hip | 11.03 - ACETABULAR COMPONENTS | 11.03.03 - Shells, Uncemented, HA | 11.03.03.04 - Plasma | Flange | CR242 | 3422 |  | Corin Australia Pty Ltd | Dual Mobility Cup, shell uncemented | Acetabular shell titanium Plasma spray + HA, flanges and/or hook. | 42 to 68mm | 210208, 210209, 210210 | February 2017 |  | Transferred from TO085
11 - Hip | 11.03 - ACETABULAR COMPONENTS | 11.03.04 - Insert/Liner | 11.03.04.01 - Unmodified polyethylene |  | CR228 | 758 |  | Corin Australia Pty Ltd | Dual Mobility Cup, Liner | Acetabular Liner UHMWPE | Head 22.2mm or 28mm, Diameter 42 mm to 68mm | 210218 | February 2017 |  | Transferred from TO087
11 - Hip | 11.03 - ACETABULAR COMPONENTS | 11.03.04 - Insert/Liner | 11.03.04.02 - Modified polyethylene |  | ZI969 | 1073 |  | Zimmer Biomet Pty Ltd | Vivacit-E Highly Crossed Linked Polyethylene Liner | Highly Crossed Linked Polyethylene Liner | 22-40mm | 273104, 273105 | February 2017 |  | New Listing
11 - Hip | 11.03 - ACETABULAR COMPONENTS | 11.03.04 - Insert/Liner | 11.03.04.03 - Ceramic |  | CR233 | 2368 |  | Corin Australia Pty Ltd | Dynacup Insert Ceramic | Hip Acetabular Insert, Biolox Delta Ceramic | 32mm or36mm Head | 211878 | February 2017 |  | Transferred from TO082
11 - Hip | 11.03 - ACETABULAR COMPONENTS | 11.03.08 - Acetabular Reconstruction Devices | 11.03.08.02 - Cage |  | ZI958 | 1319 |  | Zimmer Biomet Pty Ltd | Avantage Reinforcement Plate | Acetabular Reconstruction Plate | 44/54 - 56/66 | 265768 | February 2017 |  | New Listing
11 - Hip | 11.04 - ACCESSORIES | 11.04.09 - Dome Plug |  |  | CR229 | 148 |  | Corin Australia Pty Ltd | Dynacup Hole Oturator | Hole plug for dynacup shell, Ti, HA coated | One size only | 243380 | February 2017 |  | Transferred from TO088
12 - Knee | 12.01 - FEMORAL COMPONENT: TOTAL KNEE ARTHROPLASTY | 12.01.01 - Cemented, Alloy | 12.01.01.01 - Minimally Stabilised |  | ZI961 | 3052 |  | Zimmer Biomet Pty Ltd | Persona Knee System | Persona CR Femoral Component, Cemented | Sizes 1-12 | 261278 | February 2017 |  | New Listing
12 - Knee | 12.01 - FEMORAL COMPONENT: TOTAL KNEE ARTHROPLASTY | 12.01.01 - Cemented, Alloy | 12.01.01.01 - Minimally Stabilised | Ceramic Surface | BB360 | 3191 |  | B Braun Australia Pty Ltd | AS Columbus Knee System Femur CR cemented | Columbus cemented AS coated CR Fixed bearing femoral component for total knee arthroplasty | 1-7 Left and Right | 279466 | February 2017 |  | New Listing
12 - Knee | 12.01 - FEMORAL COMPONENT: TOTAL KNEE ARTHROPLASTY | 12.01.01 - Cemented, Alloy | 12.01.01.02 - Posterior Stabilised |  | CR227 | 3145 |  | Corin Australia Pty Ltd | HLS Kneetec - Femoral Implant | Femoral implant of the HLS Kneetec System, cemented, CoCr, Posterior Stabilised | Left and Right, 10 sizes each: 7 standard (1 to 7) and 3 "narrow" (3 to 5) | 206209 | February 2017 |  | Transferred from TO060
12 - Knee | 12.01 - FEMORAL COMPONENT: TOTAL KNEE ARTHROPLASTY | 12.01.01 - Cemented, Alloy | 12.01.01.02 - Posterior Stabilised | Revision | CR238 | 5689 |  | Corin Australia Pty Ltd | HLS Noetos Revision Femoral Component | Femoral Component, cemented, CoCr, posterior stabilised using midline condyle | 1 to 6 right and left | 210880 | February 2017 |  | Transferred from TO021
12 - Knee | 12.03 - TIBIAL TRAY COMPONENT - TOTAL KNEE ARTHROPLASTY | 12.03.02 - Cemented, Alloy |  |  | CR243 | 1989 |  | Corin Australia Pty Ltd | HLS Kneetec - Fixed Tibial Tray | Fixed Tibial Tray for HLS Kneetec System, CoCr, Cemented | Sizes 1 to 8 | 206354 | February 2017 |  | Transferred from TO062
12 - Knee | 12.03 - TIBIAL TRAY COMPONENT - TOTAL KNEE ARTHROPLASTY | 12.03.02 - Cemented, Alloy |  | Revision | CR235 | 3376 |  | Corin Australia Pty Ltd | HLS Noetos Revision Tibial Baseplate | Tibial Tray, CoCr, cemented, | 1 to 6 | 210881 | February 2017 |  | Transferred from TO026
12 - Knee | 12.03 - TIBIAL TRAY COMPONENT - TOTAL KNEE ARTHROPLASTY | 12.03.04 - Cemented, Alloy, for Mobile Insert |  |  | CR241 | 2220 |  | Corin Australia Pty Ltd | HLS Kneetec - Mobile Tibial Tray | Mobile Tibial Tray for HLS Kneetec System, CoCr, Cemented | Sizes 1 to 8 | 206357 | February 2017 |  | Transferred from TO061
12 - Knee | 12.05 - TIBIAL INSERT: TOTAL KNEE ARTHROPLASTY | 12.05.01 - Minimally Stabilised |  |  | ZI962 | 1054 |  | Zimmer Biomet Pty Ltd | Persona Knee System | CR tibial insert | 10-18 mm | 261275, 261276 | February 2017 |  | New Listing
12 - Knee | 12.05 - TIBIAL INSERT: TOTAL KNEE ARTHROPLASTY | 12.05.02 - Posterior Stabilised |  |  | CR240 | 1110 |  | Corin Australia Pty Ltd | HLS Kneetec - Fixed Tibial Insert | Fixed Tibial part of the HLS Kneetec system, UHMWPE, posterior stabilised | 6 thicknesses: 9, 11, 13, 15, 18 and 21 mm. 7 sizes for each thickness: from 1 to 7/8 | 206359 | February 2017 |  | Transferred from TO064
12 - Knee | 12.05 - TIBIAL INSERT: TOTAL KNEE ARTHROPLASTY | 12.05.02 - Posterior Stabilised |  |  | CR244 | 1110 |  | Corin Australia Pty Ltd | HLS Kneetec - Mobile Tibial Insert | Mobile Tibial Insert for HLS Kneetec System, UHMWPE, posterior stabilised | 4 thicknesses: 9, 11, 13 and 15 mm. 7 sizes for each thickness: from 1 to 7/8 | 206358 | February 2017 |  | Transferred from TO063
12 - Knee | 12.08 - PATELLAR COMPONENT | 12.08.01 - Cemented, All Polyethylene |  |  | CR231 | 555 |  | Corin Australia Pty Ltd | HLS Kneetec - Patella | Patellar implant of the HLS Kneetec system, UHMWPE, Cemented dome design and anchoring pegs | Extra-small, Small, Medium, Long | 206265 | February 2017 |  | Transferred from TO065
12 - Knee | 12.08 - PATELLAR COMPONENT | 12.08.01 - Cemented, All Polyethylene |  |  | CR248 | 555 |  | Corin Australia Pty Ltd | HLS Noetos System patella | Patella, cemented, UHMWPE | small, medium, large | 209775 | February 2017 |  | Transferred from TO009
12 - Knee | 12.11 - KNEE ACCESSORIES | 12.11.01 - Augments |  |  | LO180 | 1187 |  | Link Orthopaedics Australia | Endo-Model Rotational and Hinge Knee Prosthesis | Proximal Tibial Augment | (5-15) mm height, (X-Small, Small, Medium or Large) footprint UHMWPE | 245854 | February 2017 |  | New Listing
12 - Knee | 12.11 - KNEE ACCESSORIES | 12.11.10 - Stems - straight or offset |  |  | CR247 | 1164 |  | Corin Australia Pty Ltd | HLS Noetos Revision Stems | Femoral and Tibial extension stems CoCr | 1 to 6 Length 75 and 150mm | 242576 | February 2017 |  | Transferred from TO028
12 - Knee | 12.11 - KNEE ACCESSORIES | 12.11.11 - Stem Extenders, Sleeves and other couplings |  |  | CR237 | 722 |  | Corin Australia Pty Ltd | HLS Noetos Revision Stem Extender, Sleeve and other Couplings | Stem Adaptor (Femoral Sledge) CoCr | 5, 7 and 9 degrees | 210883 | February 2017 |  | Transferred from TO024
12 - Knee | 12.11 - KNEE ACCESSORIES | 12.11.11 - Stem Extenders, Sleeves and other couplings |  |  | CR239 | 722 |  | Corin Australia Pty Ltd | HLS Hoetos Revision Knee | Sleeve stem adaptor (flange piece) CoCr | 5, 7 and 9 degrees, right and left | 210879 | February 2017 |  | Transferred from TO025
13 - Spinal | 13.01 - Bone Screws | 13.01.01 - Pedicle, Monoaxial |  |  | DU017 | 930 |  | SPINEART AUSTRALIA PTY. LTD. | Romeo 2 Posterior Thoraco-lumbar Fixation System - Monoxial Screw | Monomial pedicle screw | Diameter: 4mm, 5mm, 6mm, 7mm, 8mm Length: 25m, 30mm, 35mm, 40mm, 45mm, 50mm, 55mm, 60mm, 70mm, 80mm | 166153 | February 2017 |  | New Listing
13 - Spinal | 13.01 - Bone Screws | 13.01.01 - Pedicle, Monoaxial |  |  | ER331 | 930 |  | Emergo Asia Pacific Pty Ltd | Ulrich Pedicle Screw System-Pedicle Screw, monoaxial | Ulrich Pedicle Screw System (uCentum,flamenco)-Pedicle Screw, monoaxial, standard or long arm | dia (4.5-10 mm) x length (25-60 mm) | 279706 | February 2017 |  | New Listing
13 - Spinal | 13.01 - Bone Screws | 13.01.01 - Pedicle, Monoaxial |  |  | ER359 | 930 |  | Emergo Asia Pacific Pty Ltd | Amendia ISSYS LP Spinal Fixation System-Pedicle Screw, Monoaxial | Amendia ISSYS LP Spinal Fixation System-Pedicle Screw, Monoaxial | dia (4.5-10 mm) x length (25-100 mm) | 281992 | February 2017 |  | New Listing
13 - Spinal | 13.01 - Bone Screws | 13.01.01 - Pedicle, Monoaxial |  | Cannulated | ER330 | 960 |  | Emergo Asia Pacific Pty Ltd | Ulrich Pedicle Screw System-Pedicle Screw, monoaxial, cannulated | Ulrich Pedicle Screw System (cosmicMIA, uCentum)-Pedicle Screw, monoaxial, cannulated, with or without HA coating or fenestrations | dia (4.5-10 mm) x length (25-60 mm) | 279706 | February 2017 |  | New Listing
13 - Spinal | 13.01 - Bone Screws | 13.01.01 - Pedicle, Monoaxial |  | Cannulated | HW581 | 960 |  | Stryker Australia Pty Ltd | ES2 Augmentable Monoaxial Screw | Fenestrated Cannulated Monoaxial Screw | Dia 5.5mm to 7.5mm, length 30mm to 90mm | 279143 | February 2017 |  | New Listing
13 - Spinal | 13.01 - Bone Screws | 13.01.02 - Pedicle, Polyaxial |  |  | DU001 | 1330 |  | SPINEART AUSTRALIA PTY. LTD. | Perla Posterior Cervico-Thoracic Fixation System - Polyaxial Screw | Polyaxial lateral mass screws: polyaxial screws, smooth shank screws, preferred angle screws | Diameter: 3.5mm, 4.0mm Length (polyaxial and preferred angle): 8mm, 10mm, 12mm, 14mm, 16mm, 18mm, 20mm, 24mm, 28mm, 32mm, 36mm, 40mm, 44mm, 48mm, 52mm Length (smooth shank): 18mm, 20mm, 22mm, 24mm, 26mm, 28mm, 30mm, 32mm, 34mm, 36mm | 198720 | February 2017 |  | New Listing
13 - Spinal | 13.01 - Bone Screws | 13.01.02 - Pedicle, Polyaxial |  |  | DU018 | 1330 |  | SPINEART AUSTRALIA PTY. LTD. | Romeo 2 Posterior Thoraco-lumbar Fixation System - Polyaxial Screw, Reduction Screw, 25D Screw | Polyaxial screw, polyaxial reduction screw | Diameter: 4mm, 5mm, 6mm, 7mm, 8mm Length: 25mm, 30mm, 35mm, 40mm, 45mm, 50mm, 55mm, 60mm, 70mm, 80mm, 90mm | 166153 | February 2017 |  | New Listing
13 - Spinal | 13.01 - Bone Screws | 13.01.02 - Pedicle, Polyaxial |  |  | ER310 | 1330 |  | Emergo Asia Pacific Pty Ltd | Ulrich posterior OCT System (neon3)-Pedicle Screws | Ulrich posterior OCT System (neon3)-Pedicle Screws, non-cannulated, lateral mass screws | dia (3.5-4 mm) x length (10-28 mm) | 279706 | February 2017 |  | New Listing
13 - Spinal | 13.01 - Bone Screws | 13.01.02 - Pedicle, Polyaxial |  |  | ER333 | 1330 |  | Emergo Asia Pacific Pty Ltd | Ulrich Pedicle Screw System-Pedicle Screw, Polyaxial | Ulrich Pedicle Screw System (uCentum, flamenco)-Pedicle Screw, Polyaxial, standard or long arm | dia (4.5-10 mm) x length (25-60 mm) | 279706 | February 2017 |  | New Listing
13 - Spinal | 13.01 - Bone Screws | 13.01.02 - Pedicle, Polyaxial |  |  | ER360 | 1330 |  | Emergo Asia Pacific Pty Ltd | Amendia ISSYS LP Spinal Fixation System-Pedicle Screw, Polyaxial | Amendia ISSYS LP Spinal Fixation System-Pedicle Screw, Polyaxial | dia (4.5-8.5 mm) x length (25-100 mm) | 281992 | February 2017 |  | New Listing
13 - Spinal | 13.01 - Bone Screws | 13.01.02 - Pedicle, Polyaxial |  |  | LB146 | 1330 |  | Globus Medical Australia | CAPITOL Polyaxial Screw | Self-tapping polyaxial screw | 3.5 - 4.0mm diameter, 8-26mm length | 190061 | February 2017 |  | New Listing
13 - Spinal | 13.01 - Bone Screws | 13.01.02 - Pedicle, Polyaxial |  | Cannulated | DU026 | 1390 |  | SPINEART AUSTRALIA PTY. LTD. | Romeo 2 MIS Posterior Thoraco-lumbar Fixation System - Cannulated Polyaxial Screw | Cannulated polyaxial pedicle screw, perforated cannulated polyaxial pedicle screw | Cannulated Screw - Diameter: 5mm, 6mm, 7mm Length: 30mm, 35mm, 40mm, 45mm, 50mm, 55mm, 60mm Perforated Cannulated Screw - Diameter: 5mm, 5.5mm, 6mm, 7mm, 8mm Length: 35mm, 40mm, 45mm, 50mm, 55mm, 60mm | 166153 | February 2017 |  | New Listing
13 - Spinal | 13.01 - Bone Screws | 13.01.02 - Pedicle, Polyaxial |  | Cannulated | ER311 | 1390 |  | Emergo Asia Pacific Pty Ltd | Ulrich posterior OCT System (neon3)-Pedicle Screws, cannulated | Ulrich posterior OCT System (neon3)-Pedicle Screws, cannulated | dia (4-5.5 mm) x length (20-55 mm) | 279706 | February 2017 |  | New Listing
13 - Spinal | 13.01 - Bone Screws | 13.01.02 - Pedicle, Polyaxial |  | Cannulated | ER332 | 1390 |  | Emergo Asia Pacific Pty Ltd | Ulrich Pedicle Screw System-Pedicle Screw, polyaxial, cannulated | Ulrich Pedicle Screw System (uCentum)-Pedicle Screw, polyaxial, cannulated, with or without fenestrations | dia (4.5-10 mm) x length (25-60 mm) | 279706 | February 2017 |  | New Listing
13 - Spinal | 13.01 - Bone Screws | 13.01.02 - Pedicle, Polyaxial |  | Cannulated | ER368 | 1390 |  | Emergo Asia Pacific Pty Ltd | Amendia Securis Screw System-Pedicle Screw | Amendia Securis Screw System-Pedicle Screw (Polyaxial, cannulated) | dia (5.5-8.5 mm) x length (30-80 mm) | 281992 | February 2017 |  | New Listing
13 - Spinal | 13.01 - Bone Screws | 13.01.02 - Pedicle, Polyaxial |  | Cannulated | HC026 | 1390 |  | Health Care Surgical Pty Ltd | G2S Cannulated Polyaxial Screw | Cannulated Polyaxial screw | W:5.5-7.5mm | 274075 | February 2017 |  | New Listing
13 - Spinal | 13.01 - Bone Screws | 13.01.02 - Pedicle, Polyaxial |  | Cannulated | HW580 | 1390 |  | Stryker Australia Pty Ltd | ES2 Augmentable Polyaxial Screw | Fenestrated Cannulated Polyaxial Screw | Dia 5.5mm to 8.5mm, length 30mm to 90mm | 279143 | February 2017 |  | New Listing
13 - Spinal | 13.01 - Bone Screws | 13.01.02 - Pedicle, Polyaxial |  | Cannulated | NV146 | 1390 |  | Nuvasive Australia and NZ Pty Ltd | Reline (Fenestrated screw) | Pedicle Screw | 4.5-12.5mm diameter; 25-120mm length | 209199 | February 2017 |  | New Listing
13 - Spinal | 13.01 - Bone Screws | 13.01.03 - Standard |  |  | DU029 | 200 |  | SPINEART AUSTRALIA PTY. LTD. | Tryptik Anterior Cervical Plate bone screw | Tryptik Anterior Cervical Plate bone screws are designed to have a low profile and lock into the plate on insertion to prevent back out. The screw is made o Titanium | The produc is available in 2 diameters, namely 3.8 and 4.5mm. The 3.8mm screw is available in 4 lenghts: 12, 14, 16 and 18mm while the 4.5mm screw is available in 3 lenghts, 14, 16 and 18mm | 166154 | February 2017 |  | Duplicated from SV006
13 - Spinal | 13.01 - Bone Screws | 13.01.03 - Standard |  |  | DU012 | 200 |  | SPINEART AUSTRALIA PTY. LTD. | Scarlet AC-T Screw, Reduction Screw | Screw, reduction screw | Diameter: 3mm, 3.5mm Length: 12mm, 14mm, 16mm, 18mm | 166154 | February 2017 |  | New Listing
13 - Spinal | 13.01 - Bone Screws | 13.01.03 - Standard |  |  | DU015 | 200 |  | SPINEART AUSTRALIA PTY. LTD. | Tryptik 2 Screw | Self-tapping screws, self-drilling screws - variable and fixed angle | Diameter: 4.0mm, 4.5mm Length: 12mm, 14mm, 16mm, 18mm | 166154 | February 2017 |  | New Listing
13 - Spinal | 13.01 - Bone Screws | 13.01.03 - Standard |  |  | ER312 | 200 |  | Emergo Asia Pacific Pty Ltd | Ulrich posterior OCT System (neon3)-Occipital Screws | Ulrich posterior OCT System (neon3)-Occipital screws, self tapping | dia 5 mm x length (6-16 mm) | 279706 | February 2017 |  | New Listing
13 - Spinal | 13.01 - Bone Screws | 13.01.03 - Standard |  |  | ER348 | 200 |  | Emergo Asia Pacific Pty Ltd | Renovis S128 ALIF Fusion Cage System-Screws | Renovis S128 ALIF Fusion Cage System-Screws (for Peek or Titanium fusion cage) | dia (4.5-5.0) mm; length (20-35) mm | 277038, 277039 | February 2017 |  | New Listing
13 - Spinal | 13.01 - Bone Screws | 13.01.03 - Standard |  |  | ER351 | 200 |  | Emergo Asia Pacific Pty Ltd | Ulrich Anterior Distraction Device (ADDplus)-Screws, Osmium, cancellous | Ulrich Anterior Distraction Device (ADDplus)-Screws, Osmium,cancellous | dia (4-4.5mm) x length (12-26mm) | 279702 | February 2017 |  | New Listing
13 - Spinal | 13.01 - Bone Screws | 13.01.03 - Standard |  |  | ER373 | 200 |  | Emergo Asia Pacific Pty Ltd | Amendia Regent Anterior Cervical Plate System-Screw | Amendia Regent Anterior Cervical Plate System-Screw (self tapping; fixed or variable) | dia (4-4.5 mm) x length (10-20 mm) | 233539 | February 2017 |  | New Listing
13 - Spinal | 13.01 - Bone Screws | 13.01.03 - Standard |  |  | LB145 | 200 |  | Globus Medical Australia | Coalition Anchor | Titanium Anchor for Coalition Spacer | 12mm, 14mm and 15mm | 190040 | February 2017 |  | New Listing
13 - Spinal | 13.01 - Bone Screws | 13.01.03 - Standard |  |  | OF070 | 200 |  | Orthofix Australia Pty Limited | SKYHAWK Bone Screws | Primary and Rescue Screws | Primary Screw: 5.5 mm diameter, 30mm- 60mm length (in 5mm increments) Rescue Screw: 6.5 mm diameter, 30mm - 60mm length (in 5mm increments) | 206571 | February 2017 |  | New Listing
13 - Spinal | 13.01 - Bone Screws | 13.01.03 - Standard |  |  | ZI950 | 200 |  | Zimmer Biomet Pty Ltd | Timberline Lateral Fusion System | Bone Screws | 30-60mm | 282040 | February 2017 |  | New Listing
13 - Spinal | 13.01 - Bone Screws | 13.01.03 - Standard |  | Complex | ER321 | 260 |  | Emergo Asia Pacific Pty Ltd | Ulrich posterior OCT System (neon3)-Toggle | Ulrich posterior OCT System (neon3)-Toggle, incl. nut and washer | N/A | 279706 | February 2017 |  | New Listing
13 - Spinal | 13.01 - Bone Screws | 13.01.03 - Standard |  | Complex | ER374 | 260 |  | Emergo Asia Pacific Pty Ltd | Ulrich Sacroiliac Joint Fixation Device | Ulrich Sacroiliac Joint Fixation Device-Bone Screw | dia (7.5-10 mm) x length (40-140 mm) | 279706 | February 2017 |  | New Listing
13 - Spinal | 13.01 - Bone Screws | 13.01.03 - Standard |  | Dual Thread | ER325 | 480 |  | Emergo Asia Pacific Pty Ltd | Ulrich Anterior Cervical Plating System-Screws | Ulrich Mambo Anterior Cervical Plating System-Screws, self drilling | dia (3.5-4.0 mm) x length (13-19 mm) | 279704 | February 2017 |  | New Listing
13 - Spinal | 13.01 - Bone Screws | 13.01.03 - Standard |  | Dual Thread | ER329 | 480 |  | Emergo Asia Pacific Pty Ltd | Ulrich Bone Fixation Screw | Ulrich Dens Bone Fixation Screw, double threaded, compression | 33-45 mm long | 279706 | February 2017 |  | New Listing
13 - Spinal | 13.01 - Bone Screws | 13.01.03 - Standard |  | Dual Thread | ER343 | 480 |  | Emergo Asia Pacific Pty Ltd | Ulrich anterior lateral thoracolumbar plate-Screws | Ulrich anterior lateral thoracolumbar plate-Screws, mono and polyaxial, cannulated, dual thread, self tapping. | dia 7 mm; length 20-55 mm; polyaxiality 7° | 279704 | February 2017 |  | New Listing
13 - Spinal | 13.01 - Bone Screws | 13.01.03 - Standard |  | Expansion Screw / Expansion Head Screw | ER352 | 300 |  | Emergo Asia Pacific Pty Ltd | Ulrich Anterior Distraction Device (ADDplus)-Screws, Osmium, expansion | Ulrich Anterior Distraction Device (ADDplus)-Screws, Osmium, expansion, include bolt. | dia (4-5 mm) x length (12-18 mm) | 279702 | February 2017 |  | New Listing
13 - Spinal | 13.02 - Accessories for bone screws and connector components | 13.02.01 - Nut/Set Screw/Locking Screw |  |  | DU002 | 170 |  | SPINEART AUSTRALIA PTY. LTD. | Perla Posterior Cervico-Thoracic Fixation System - Set Screw | Set screws for Perla spinal fixation system: set screws, extended set screws, hexagonal set screws | One size only | 198720 | February 2017 |  | New Listing
13 - Spinal | 13.02 - Accessories for bone screws and connector components | 13.02.01 - Nut/Set Screw/Locking Screw |  |  | DU019 | 170 |  | SPINEART AUSTRALIA PTY. LTD. | Romeo 2/Romeo 2 MIS Posterior Thoraco-lumbar Fixation System - Set Screw | Set screw | One size only | 166153 | February 2017 |  | New Listing
13 - Spinal | 13.02 - Accessories for bone screws and connector components | 13.02.01 - Nut/Set Screw/Locking Screw |  |  | ER313 | 170 |  | Emergo Asia Pacific Pty Ltd | Ulrich posterior OCT System (neon3)-Locking Screw | Ulrich posterior OCT System (neon3)-Locking Screw, nut | N/A | 279706 | February 2017 |  | New Listing
13 - Spinal | 13.02 - Accessories for bone screws and connector components | 13.02.01 - Nut/Set Screw/Locking Screw |  |  | ER326 | 170 |  | Emergo Asia Pacific Pty Ltd | Ulrich Anterior Cervical Plating System-set and locking screw | Ulrich Mambo Anterior Cervical Plating System-settling and clamping screws | N/A | 279704 | February 2017 |  | New Listing
13 - Spinal | 13.02 - Accessories for bone screws and connector components | 13.02.01 - Nut/Set Screw/Locking Screw |  |  | ER335 | 170 |  | Emergo Asia Pacific Pty Ltd | Ulrich Pedicle Screw System-Locking screws | Ulrich Pedicle Screw System (cosmicMIA, uCentum, flamenco)-Locking screws | various | 279706 | February 2017 |  | New Listing
13 - Spinal | 13.02 - Accessories for bone screws and connector components | 13.02.01 - Nut/Set Screw/Locking Screw |  |  | ER344 | 170 |  | Emergo Asia Pacific Pty Ltd | Ulrich anterior lateral thoracolumbar plating system-Nut | Ulrich Golden Gate anterior lateral thoracolumbar plating system-hex nut | one size | 279704 | February 2017 |  | New Listing
13 - Spinal | 13.02 - Accessories for bone screws and connector components | 13.02.01 - Nut/Set Screw/Locking Screw |  |  | ER353 | 170 |  | Emergo Asia Pacific Pty Ltd | Ulrich Anterior Distraction Device System (ADDplus)-Locking Screw | Ulrich Anterior Distraction Device System (ADDplus)-Locking Screw | one size | 279702 | February 2017 |  | New Listing
13 - Spinal | 13.02 - Accessories for bone screws and connector components | 13.02.01 - Nut/Set Screw/Locking Screw |  |  | ER367 | 170 |  | Emergo Asia Pacific Pty Ltd | Amendia ISSYS LP Spinal Fixation System-Locking Screw | Amendia ISSYS LP Spinal Fixation System-Locking Screw (Blocker) | N/A | 281992 | February 2017 |  | New Listing
13 - Spinal | 13.02 - Accessories for bone screws and connector components | 13.02.01 - Nut/Set Screw/Locking Screw |  |  | ER370 | 170 |  | Emergo Asia Pacific Pty Ltd | Amendia Securis Screw System-Set Screw | Amendia Securis Screw System-Set Screw (Blocker) | One size | 281992 | February 2017 |  | New Listing
13 - Spinal | 13.02 - Accessories for bone screws and connector components | 13.02.01 - Nut/Set Screw/Locking Screw |  |  | HC027 | 170 |  | Health Care Surgical Pty Ltd | G2S Nut | locking nut | Nut | 274075 | February 2017 |  | New Listing
13 - Spinal | 13.02 - Accessories for bone screws and connector components | 13.02.01 - Nut/Set Screw/Locking Screw |  |  | LB147 | 170 |  | Globus Medical Australia | CAPITOL Locking Cap | Non-threading locking cap | One size only | 190061 | February 2017 |  | New Listing
13 - Spinal | 13.02 - Accessories for bone screws and connector components | 13.02.01 - Nut/Set Screw/Locking Screw |  |  | OF071 | 170 |  | Orthofix Australia Pty Limited | SKYHAWK Set Screw | Set Screw for SKYHAWK Lateral Interbody Fusion System | One size only | 206571 | February 2017 |  | New Listing
13 - Spinal | 13.02 - Accessories for bone screws and connector components | 13.02.01 - Nut/Set Screw/Locking Screw |  |  | SQ122 | 170 |  | Surgical Specialties | RESPONSE Spine System - BandLoc Screw | Set Screw | Large | 233454 | February 2017 |  | New Listing
13 - Spinal | 13.02 - Accessories for bone screws and connector components | 13.02.01 - Nut/Set Screw/Locking Screw |  |  | ZI953 | 170 |  | Zimmer Biomet Pty Ltd | Polaris Spine System | Set Screws | standard | 168658 | February 2017 |  | New Listing
13 - Spinal | 13.02 - Accessories for bone screws and connector components | 13.02.03 - Cap/Cover Plate |  |  | ER349 | 424 |  | Emergo Asia Pacific Pty Ltd | Renovis S128 ALIF Fusion Cage System-Cover Plate | Renovis S128 ALIF Fusion Cage System-Cover Plate | N/A | 277038, 277039 | February 2017 |  | New Listing
13 - Spinal | 13.02 - Accessories for bone screws and connector components | 13.02.03 - Cap/Cover Plate |  |  | ZI952 | 424 |  | Zimmer Biomet Pty Ltd | Timberline Lateral Fusion System | Cover Plate | 2 and 4 hole | 282040 | February 2017 |  | New Listing
13 - Spinal | 13.02 - Accessories for bone screws and connector components | 13.02.04 - Cap/Cover Plate, Complex |  |  | ER340 | 605 |  | Emergo Asia Pacific Pty Ltd | Ulrich Pedicle Screw System-Locking cap | Ulrich Pedicle Screw System (uCentum/uBase)-Locking cap assembly (dual innie screw, nut, washer) | one size | 279706 | February 2017 |  | New Listing
13 - Spinal | 13.02 - Accessories for bone screws and connector components | 13.02.06 - Cross Link Rod |  |  | DU028 | 400 |  | SPINEART AUSTRALIA PTY. LTD. | Romeo 2 Posterior Thoraco-lumbar Fixation System - Transverse Rod | Transverse rod | Length: 20mm, 30mm, 40mm, 50mm, 60mm, 70mm, 80mm | 166153 | February 2017 |  | New Listing
13 - Spinal | 13.02 - Accessories for bone screws and connector components | 13.02.07 - Hook/Clamp/Plate |  |  | DU025 | 400 |  | SPINEART AUSTRALIA PTY. LTD. | Romeo 2 Posterior Thoraco-lumbar Fixation System - Transverse Hook Cross Connector | Transverse hook cross connector | One size only | 166153 | February 2017 |  | New Listing
13 - Spinal | 13.02 - Accessories for bone screws and connector components | 13.02.08 - Sublaminar Cable |  |  | SQ123 | 820 |  | Surgical Specialties | RESPONSE Spine System - BandLoc | Clamp and Band Assembly | One Size | 233454 | February 2017 |  | New Listing
13 - Spinal | 13.03 - Connector | 13.03.01 - In-Line |  |  | DU003 | 760 |  | SPINEART AUSTRALIA PTY. LTD. | Perla Posterior Cervico-Thoracic Fixation System - Parallel Connector | Parallel rod connectors | Diameter: 3.5/3.5mm; 3.5/5.4mm | 198720 | February 2017 |  | New Listing
13 - Spinal | 13.03 - Connector | 13.03.01 - In-Line |  |  | DU022 | 760 |  | SPINEART AUSTRALIA PTY. LTD. | Romeo 2 Posterior Thoraco-lumbar Fixation System - Parallel Rod Connector, Axial Rod Connector | Parallel rod connector, axial rod connector | one size only | 166153 | February 2017 |  | New Listing
13 - Spinal | 13.03 - Connector | 13.03.01 - In-Line |  |  | ER314 | 760 |  | Emergo Asia Pacific Pty Ltd | Ulrich posterior OCT System (neon3)-Connector, axial/parallel | Ulrich posterior OCT System (neon3)-Connector, axial/parallel | one size | 279706 | February 2017 |  | New Listing
13 - Spinal | 13.03 - Connector | 13.03.01 - In-Line |  |  | ER338 | 760 |  | Emergo Asia Pacific Pty Ltd | Ulrich Pedicle Screw System-inline connector | Ulrich Pedicle Screw System (flamenco)-inline connectors, axial or parallel | dia 5.5 mm to (5.5-6.0 mm) | 279706 | February 2017 |  | New Listing
13 - Spinal | 13.03 - Connector | 13.03.01 - In-Line |  |  | ER362 | 760 |  | Emergo Asia Pacific Pty Ltd | Amendia ISSYS LP Spinal Fixation System-Connector (axial) | Amendia ISSYS LP Spinal Fixation System-Connector (axial) | accommodates dia (5.5-6.35 mm) x length 35 mm | 281992 | February 2017 |  | New Listing
13 - Spinal | 13.03 - Connector | 13.03.01 - In-Line |  |  | MU149 | 760 |  | Medacta Australia Pty Ltd | M.U.S.T. Connectors | Domino & In-line Connectors | 5.5 mm and 6.35 mm | 222457 | February 2017 |  | New Listing
13 - Spinal | 13.03 - Connector | 13.03.01 - In-Line |  |  | ZI954 | 760 |  | Zimmer Biomet Pty Ltd | Polaris Spine System | Axial Connectors | 60-120mm | 168658 | February 2017 |  | New Listing
13 - Spinal | 13.03 - Connector | 13.03.02 - Offset |  |  | DU004 | 760 |  | SPINEART AUSTRALIA PTY. LTD. | Perla Posterior Cervico-Thoracic Fixation System - Axial Connector, Lateral Connector | Axial connectors, lateral connectors | Axial - Diameter: 3.5/3.5mm Lateral - small, large | 198720 | February 2017 |  | New Listing
13 - Spinal | 13.03 - Connector | 13.03.02 - Offset |  |  | DU027 | 760 |  | SPINEART AUSTRALIA PTY. LTD. | Romeo 2 Posterior Thoraco-lumbar Fixation System - Iliac Connector | Iliac connector | Length: 15mm, 20mm, 30mm, 40mm, 50mm, 60mm | 166153 | February 2017 |  | New Listing
13 - Spinal | 13.03 - Connector | 13.03.02 - Offset |  |  | ER315 | 760 |  | Emergo Asia Pacific Pty Ltd | Ulrich posterior OCT System (neon3)-Connector, offset | Ulrich posterior OCT System (neon3)-Connector, offset, square or parallel, left or right | length (7-20 mm) | 279706 | February 2017 |  | New Listing
13 - Spinal | 13.03 - Connector | 13.03.02 - Offset |  |  | ER339 | 760 |  | Emergo Asia Pacific Pty Ltd | Ulrich Pedicle Screw System-Offset connector | Ulrich Pedicle Screw System (uCentum, flamenco)-Offset connector | for dia 6mm x length (15-60 mm) | 279706 | February 2017 |  | New Listing
13 - Spinal | 13.03 - Connector | 13.03.02 - Offset |  |  | ER363 | 760 |  | Emergo Asia Pacific Pty Ltd | Amendia ISSYS LP Spinal Fixation System-Connector (offset) | Amendia ISSYS LP Spinal Fixation System-Connector, offset (short, long, "S" rod compatible) | accommodates dia (6; 6.35 mm) x length (20 mm; 35 mm) | 281992 | February 2017 |  | New Listing
13 - Spinal | 13.03 - Connector | 13.03.03 - Transverse (Rod-to-Rod) | 13.03.03.01 - Fixed |  | DU024 | 420 |  | SPINEART AUSTRALIA PTY. LTD. | Romeo 2 Posterior Thoraco-lumbar Fixation System - Straight Cross Connector | Straight cross connector | Length: 18mm, 21mm, 24mm, 27mm, 30mm | 166153 | February 2017 |  | New Listing
13 - Spinal | 13.03 - Connector | 13.03.03 - Transverse (Rod-to-Rod) | 13.03.03.01 - Fixed |  | ER364 | 420 |  | Emergo Asia Pacific Pty Ltd | Amendia ISSYS LP Spinal Fixation System-Connector (transverse; rod to rod) | Amendia ISSYS LP Spinal Fixation System-Cross Connector (mono and polyaxial) | 17-26 mm (mono) 6mm;6.35 x (45-85 mm) (poly) | 281992 | February 2017 |  | New Listing
13 - Spinal | 13.03 - Connector | 13.03.03 - Transverse (Rod-to-Rod) | 13.03.03.02 - Adjustable |  | DU005 | 1350 |  | SPINEART AUSTRALIA PTY. LTD. | Perla Posterior Cervico-Thoracic Fixation System - Cross Connector | Adjustable rod-to-rod cross connectors, head-to-head cross connectors | RTR - Length: 21-23mm, 23-26mm, 26-32mm, 32-44mm, 44-45mm HTH - Length: 20-25mm, 25-30mm, 30-35mm, 35-40mm, 40-45mm, 45-50mm | 198720 | February 2017 |  | New Listing
13 - Spinal | 13.03 - Connector | 13.03.03 - Transverse (Rod-to-Rod) | 13.03.03.02 - Adjustable |  | DU023 | 1350 |  | SPINEART AUSTRALIA PTY. LTD. | Romeo 2 Posterior Thoraco-lumbar Fixation System - Multiaxial Cross Connector | Multiaxial cross connector, Multiaxial pre-bent cross connector | Length: 33 - 36mm, 36-43mm, 43-55mm, 55-80mm | 166153 | February 2017 |  | New Listing
13 - Spinal | 13.03 - Connector | 13.03.03 - Transverse (Rod-to-Rod) | 13.03.03.02 - Adjustable |  | ER316 | 1350 |  | Emergo Asia Pacific Pty Ltd | Ulrich posterior OCT System (neon3)-Connector, transverse | Ulrich posterior OCT System (neon3)- Crosslink, adjustable, screw to screw and rod to rod | length adjustable within range of 34-50 mm | 279706 | February 2017 |  | New Listing
13 - Spinal | 13.03 - Connector | 13.03.03 - Transverse (Rod-to-Rod) | 13.03.03.02 - Adjustable |  | ER328 | 1350 |  | Emergo Asia Pacific Pty Ltd | SIGNUS Diplomat Pedicle Screw System – Transverse Connector, adjustable | SIGNUS Diplomat Pedicle Screw System – Cross Connector, adjustable | small 35-45mm medium 41-58mm large 54-82mm | 129774 | February 2017 |  | New Listing
13 - Spinal | 13.03 - Connector | 13.03.03 - Transverse (Rod-to-Rod) | 13.03.03.02 - Adjustable |  | ER337 | 1350 |  | Emergo Asia Pacific Pty Ltd | Ulrich Pedicle Screw System-Transverse connectors, adjustable | Ulrich Pedicle Screw System (uCentum,flamenco)-crosslink connectors, adjustable, with or without hook | closed (35-92) mm x open (43-107 mm) | 279706 | February 2017 |  | New Listing
13 - Spinal | 13.03 - Connector | 13.03.03 - Transverse (Rod-to-Rod) | 13.03.03.02 - Adjustable |  | SV061 | 1350 |  | Signature Spine and Joint Pty Ltd | Cross Connector | Multiaxial cross connectors | 33 - 80 mm | 198720 | February 2017 |  | New Listing
13 - Spinal | 13.04 - Hook | 13.04.01 - Hook |  |  | DU006 | 820 |  | SPINEART AUSTRALIA PTY. LTD. | Perla Posterior Cervico-Thoracic Fixation System - Hook | Straight hooks, offset hooks (left/right) | One size only | 198720 | February 2017 |  | New Listing
13 - Spinal | 13.04 - Hook | 13.04.01 - Hook |  |  | DU020 | 820 |  | SPINEART AUSTRALIA PTY. LTD. | Romeo 2 Posterior Thoraco-lumbar Fixation System - Hook | Laminar hook, pedicular hook, offset (left/right), angled (left/right) | Small, large, extended | 166153 | February 2017 |  | New Listing
13 - Spinal | 13.04 - Hook | 13.04.01 - Hook |  |  | ER317 | 820 |  | Emergo Asia Pacific Pty Ltd | Ulrich posterior OCT System (neon3)-Hooks | Ulrich posterior OCT System (neon3)-Hooks, counter hooks, right/left, short/long | short to long | 279706 | February 2017 |  | New Listing
13 - Spinal | 13.04 - Hook | 13.04.01 - Hook |  |  | ER336 | 820 |  | Emergo Asia Pacific Pty Ltd | Ulrich Pedicle Screw System-Hooks | Ulrich Pedicle Screw System (uCentum, flamenco)-Hooks, pedicle,lamina, offset (left or right) | width (5-9 mm) x length (5-11 mm) | 279706 | February 2017 |  | New Listing
13 - Spinal | 13.04 - Hook | 13.04.01 - Hook |  |  | ZI955 | 820 |  | Zimmer Biomet Pty Ltd | Polaris Spine System | Hooks | S,M,L | 168658 | February 2017 |  | New Listing
13 - Spinal | 13.05 - Plate | 13.05.01 - Integral Fixation | 13.05.01.01 - Cervical |  | DU013 | 1400 |  | SPINEART AUSTRALIA PTY. LTD. | Tryptik 2 Anterior Cervical Plate | Anterior cervical plate | Length: 20mm, 22mm, 24mm, 26mm, 28mm, 30mm, 32mm, 34mm, 36mm, 38mm, 40mm, 43mm, 46mm, 49mm, 52mm | 166151 | February 2017 |  | New Listing
13 - Spinal | 13.05 - Plate | 13.05.01 - Integral Fixation | 13.05.01.01 - Cervical |  | ER323 | 1400 |  | Emergo Asia Pacific Pty Ltd | Ulrich Anterior Cervical Plating System-Plate | Ulrich Mambo modular anterior cervical plating system | 2-6 holes; length to 55 mm | 279704 | February 2017 |  | New Listing
13 - Spinal | 13.05 - Plate | 13.05.01 - Integral Fixation | 13.05.01.01 - Cervical | >55mm | DU014 | 1700 |  | SPINEART AUSTRALIA PTY. LTD. | Tryptik 2 Anterior Cervical Plate | Anterior cervical plate | Length: 55mm, 58mm, 61mm, 64mm, 68mm, 72mm, 76mm, 80mm, 84mm, 88mm, 92mm | 166151 | February 2017 |  | New Listing
13 - Spinal | 13.05 - Plate | 13.05.01 - Integral Fixation | 13.05.01.01 - Cervical | >55mm | ER324 | 1700 |  | Emergo Asia Pacific Pty Ltd | Ulrich Anterior Cervical Plating System-Plate (>55 mm) | Ulrich Mambo Anterior Cervical Plating System-Plate (>55 mm) | 8-10 holes, length 56-92 mm | 279704 | February 2017 |  | New Listing
13 - Spinal | 13.05 - Plate | 13.05.01 - Integral Fixation | 13.05.01.02 - ThoracoLumbar / Lumbar / Lumbosacral |  | OF069 | 2200 |  | Orthofix Australia Pty Limited | SKYHAWK Lateral Plate | Low profile Lateral Plate | 6mm, 8mm, 10mm, 12mm, 14mm | 206571 | February 2017 |  | New Listing
13 - Spinal | 13.05 - Plate | 13.05.02 - No Integral Fixation | 13.05.02.01 - Cervical |  | DU035 | 1300 |  | SPINEART AUSTRALIA PTY. LTD. | Tryptik Anterior Cervical Plate | Tryptik Anterior Cervical Plate is designed to have low profile with screw holes that allow for up to 20 degree angulations. The plate is made of Titanium | The product is available in 8 lengths, 20, 25, 30, 35, 40, 45, 50, 55mm | 166153 | February 2017 |  | Duplicated from SV007
13 - Spinal | 13.05 - Plate | 13.05.02 - No Integral Fixation | 13.05.02.01 - Cervical |  | ER371 | 1300 |  | Emergo Asia Pacific Pty Ltd | Amendia Regent Anterior Cervical Plate System-Plate | Amendia Regent Anterior Cervical Plate System-Plate | 12-55 mm; thickness 1.95 mm | 233539 | February 2017 |  | New Listing
13 - Spinal | 13.05 - Plate | 13.05.02 - No Integral Fixation | 13.05.02.01 - Cervical | >55mm | DU033 | 1700 |  | SPINEART AUSTRALIA PTY. LTD. | Tryptik Anterior Cervical Plate (>55mm) | Tryptik Anterior Cervical Plate is designed to have a low profile with screw holes that allow for up to 20 degree angulations. The plate is made of Titanium | The product is available in 5 lenghts, 60, 65, 70, 80 and 90mm | 166153 | February 2017 |  | Duplicated from SV002
13 - Spinal | 13.05 - Plate | 13.05.02 - No Integral Fixation | 13.05.02.01 - Cervical | >55mm | ER372 | 1700 |  | Emergo Asia Pacific Pty Ltd | Amendia Regent Anterior Cervical Plate System-Plate (> 55 mm) | Amendia Regent Anterior Cervical Plate System-Plate (> 55 mm) | 58-84 mm, thickness 1.95 mm | 233359 | February 2017 |  | New Listing
13 - Spinal | 13.05 - Plate | 13.05.02 - No Integral Fixation | 13.05.02.02 - ThoracoLumbar |  | ER342 | 2200 |  | Emergo Asia Pacific Pty Ltd | Ulrich anterior lateral thoracolumbar plating system-Plate | Ulrich Golden Gate anterior lateral thoracolumbar plating system-C Plate, A/B orientations | 45-130 mm | 279704 | February 2017 |  | New Listing
13 - Spinal | 13.05 - Plate | 13.05.02 - No Integral Fixation | 13.05.02.02 - ThoracoLumbar |  | ZI951 | 2200 |  | Zimmer Biomet Pty Ltd | Timberline Lateral Fusion System | Lateral Plate | 6-16mm | 282040 | February 2017 |  | New Listing
13 - Spinal | 13.05 - Plate | 13.05.02 - No Integral Fixation | 13.05.02.03 - Occipital |  | ER322 | 2250 |  | Emergo Asia Pacific Pty Ltd | Ulrich posterior OCT System (neon3)-Plate | Ulrich posterior OCT System (neon3)-Plate, occipital, midline for occipital and standard rod (4 mm). | 47,57 mm | 279706 | February 2017 |  | New Listing
13 - Spinal | 13.05 - Plate | 13.05.02 - No Integral Fixation | 13.05.02.05 - Laminoplasty Plate |  | LB149 | 750 |  | Globus Medical Australia | Canopy Radiolucent Spacer | Slide-on PEEK spacer with graft packing chamber | 5-13mm in 2mm increments | 219536 | February 2017 |  | New Listing
13 - Spinal | 13.05 - Plate | 13.05.02 - No Integral Fixation | 13.05.02.05 - Laminoplasty Plate |  | PB046 | 750 |  | Australian Pacific Medical Pty Ltd | Laminoplasty Mini Plate | Laminoplasty Plate | 10/12/14mm | 214788 | February 2017 |  | New Listing
13 - Spinal | 13.06 - Rod | 13.06.01 - Standard |  |  | DU007 | 443 |  | SPINEART AUSTRALIA PTY. LTD. | Perla Posterior Cervico-Thoracic Fixation System - Rod | Straight rods, pre-bent rods - Titanium or cobalt chromium | Diameter: 3.5mm Length: 20mm, 25mm, 30mm, 35mm, 40mm, 45mm, 50mm, 55mm, 60mm, 65mm, 70mm, 75mm, 80mm, 85mm, 90mm, 100mm, 110mm, 120mm, 240mm, 350mm | 198720 | February 2017 |  | New Listing
13 - Spinal | 13.06 - Rod | 13.06.01 - Standard |  |  | DU021 | 443 |  | SPINEART AUSTRALIA PTY. LTD. | Romeo 2/Romeo 2 MIS Posterior Thoraco-lumbar Fixation System - Rod, Percutaneous Rod | Rod, percutaneous rod | Rod - Diameter 5.4mm Length: pre-bent: 30mm, 35mm, 40mm, 45mm, 50mm, 55mm, 60mm, 70mm, 80mm, 90mm; straight: 100mm, 120mm, 140mm, 160mm, 180mm, 200mm, 220mm, 240mm, 350mm, 500mm, 550mm Percutaneous Rod - Diameter: 5.4mm Length: pre-bent - 30mm, 35mm, 40mm, 45mm, 50mm, 55mm, 60mm, 65mm, 70mm, 75mm, 80mm, 85mm, 90mm; straight - 100mm, 110mm, 120mm, 130mm, 140mm, 150mm, 160mm, 170mm, 180mm, 190mm, 200mm, 210mm, 220mm, 230mm, 240mm, 250mm | 166153 | February 2017 |  | New Listing
13 - Spinal | 13.06 - Rod | 13.06.01 - Standard |  |  | ER319 | 443 |  | Emergo Asia Pacific Pty Ltd | Ulrich posterior OCT System (neon3)-Rods | Ulrich posterior OCT System (neon3)-Rods, Titanium or Co-CR, straight or curved | dia 4 mm x length (20-400 mm) | 279706 | February 2017 |  | New Listing
13 - Spinal | 13.06 - Rod | 13.06.01 - Standard |  |  | ER334 | 443 |  | Emergo Asia Pacific Pty Ltd | Ulrich Pedicle Screw System-Rods | Ulrich Pedicle Screw System (cosmicMIA, uCentum,flamenco)-Rods, straight, curved and scoliosis, open or percutaneous. | dia (5.5-6.0 mm) x length (30-500 mm) | 279706 | February 2017 |  | New Listing
13 - Spinal | 13.06 - Rod | 13.06.01 - Standard |  |  | ER361 | 443 |  | Emergo Asia Pacific Pty Ltd | Amendia ISSYS LP Spinal Fixation System-Rods | Amendia ISSYS LP Spinal Fixation System-Rods (straight or pre-bent) | dia (5.5-6.35 mm) x length (40-600 mm) | 281992 | February 2017 |  | New Listing
13 - Spinal | 13.06 - Rod | 13.06.01 - Standard |  |  | ER369 | 443 |  | Emergo Asia Pacific Pty Ltd | Amendia Securis Screw System-Rods | Amendia Securis Screw System-Rods (CoCr, straight or pre-bent) | dia 5.0 mm x length (35-240 mm) | 281992 | February 2017 |  | New Listing
13 - Spinal | 13.06 - Rod | 13.06.01 - Standard |  |  | HC028 | 443 |  | Health Care Surgical Pty Ltd | G2S rods | Rod | L: 40-154mm | 274075 | February 2017 |  | New Listing
13 - Spinal | 13.06 - Rod | 13.06.01 - Standard |  |  | LB148 | 443 |  | Globus Medical Australia | CAPITOL Curved Rod | Pre-lordosed Rods | 3.5mm diameter 25-60mm length | 190061 | February 2017 |  | New Listing
13 - Spinal | 13.06 - Rod | 13.06.01 - Standard |  |  | OF073 | 443 |  | Orthofix Australia Pty Limited | Firebird Rods | Firebird Rods - straight and pre-lordosed, titanium and CoCr | 35mm-600mm | 195012 | February 2017 |  | Compressed from OF034, OF035, OF036, OF039
13 - Spinal | 13.06 - Rod | 13.06.01 - Standard |  | Dual Diameter | DU008 | 550 |  | SPINEART AUSTRALIA PTY. LTD. | Perla Posterior Cervico-Thoracic Fixation System - Transition Rod | Transition rods - Titanium or cobalt chromium | Diameter: from 5.4 to 3.5mm Length: 300mm, 600mm | 198720 | February 2017 |  | New Listing
13 - Spinal | 13.06 - Rod | 13.06.01 - Standard |  | Dual Diameter | ER341 | 550 |  | Emergo Asia Pacific Pty Ltd | Ulrich Pedicle Screw System-Rod, dual diameter | Ulrich Pedicle Screw System (flamenco)-Rod, hybrid | dia 5.5 mm /4.5 mm, length 400 mm dia 5.5 mm /6.0 mm, length 400 mm dia 5.5 mm /6.25 mm, length 400 mm dia 5.5 mm /6.25 mm, (threaded), length 400 mm | 279706 | February 2017 |  | New Listing
13 - Spinal | 13.06 - Rod | 13.06.03 - Dual Unit | 13.06.03.02 - Occipital |  | ER318 | 2250 |  | Emergo Asia Pacific Pty Ltd | Ulrich posterior OCT System (neon3)-Rods, occipital | Ulrich posterior OCT System (neon3)-Rods, occipital, various shapes | dia 4 mm x length (240-300 mm) | 279706 | February 2017 |  | New Listing
13 - Spinal | 13.06 - Rod | 13.06.05 - Rod, Percutaneous Controlled Expansion |  |  | NV147 | 15600 |  | Nuvasive Australia and NZ Pty Ltd | MAGEC Spinal Bracing and Distraction System | Magnetically controlled growing rods | Actuator length: 70-90.mm | 231043 | February 2017 |  | Transferred from LH532
13 - Spinal | 13.07 - Plate-Rod | 13.07.01 - Plate Rod |  |  | ER320 | 3020 |  | Emergo Asia Pacific Pty Ltd | Ulrich posterior OCT System (neon3)-Plate-rod | Ulrich posterior OCT System (neon3)-Occipital plate, lateral, with rod | One size | 279706 | February 2017 |  | New Listing
13 - Spinal | 13.08 - Washer/Staple | 13.08.01 - Washer |  |  | ER365 | 235 |  | Emergo Asia Pacific Pty Ltd | Amendia ISSYS LP Spinal Fixation System-Washer | Amendia ISSYS LP Spinal Fixation System-Washer | one size | 281992 | February 2017 |  | New Listing
13 - Spinal | 13.08 - Washer/Staple | 13.08.01 - Washer |  |  | OF072 | 235 |  | Orthofix Australia Pty Limited | Blackstone Washers | Titanium | 2mm, 3mm, 4mm, 5mm, 6mm | 195012 | February 2017 |  | Compressed from OF041, OF042
13 - Spinal | 13.08 - Washer/Staple | 13.08.02 - Staple |  |  | ER366 | 410 |  | Emergo Asia Pacific Pty Ltd | Amendia ISSYS LP Spinal Fixation System-Staple | Amendia ISSYS LP Spinal Fixation System-Staple (rostral or caudal) | Small;medium;large | 281992 | February 2017 |  | New Listing
13 - Spinal | 13.10 - Fusion Cage | 13.10.01 - Interbody, Integral Fixation | 13.10.01.01 - Cervical |  | DU011 | 4550 |  | SPINEART AUSTRALIA PTY. LTD. | Scarlet AC-T Cervical Cage | Cervical cage - anatomical, lordotic | Height: 5mm, 6mm, 7mm, 8mm, 9mm, 10mm Footprint: 12 x 15mm (Small); 14 x 17mm (Large) | 166194 | February 2017 |  | New Listing
13 - Spinal | 13.10 - Fusion Cage | 13.10.01 - Interbody, Integral Fixation | 13.10.01.02 - ThoracoLumbar / Lumbar |  | ER347 | 6500 |  | Emergo Asia Pacific Pty Ltd | Renovis S128 ALIF Fusion Cage System-Fusion Cage | Renovis S128 ALIF Fusion Cage System-Fusion Cage (Peek or Titanium) | Foot print (30-38mm)x(26-30mm); height 11-21mm, lordosis 7-12 degrees | 277038, 277039 | February 2017 |  | New Listing
13 - Spinal | 13.10 - Fusion Cage | 13.10.01 - Interbody, Integral Fixation | 13.10.01.02 - ThoracoLumbar / Lumbar |  | PB047 | 6500 |  | Australian Pacific Medical Pty Ltd | ALIF Thoracic Lumbar Cage | Interbody Fusion Cage | 30-42mm | 215887 | February 2017 |  | New Listing
13 - Spinal | 13.10 - Fusion Cage | 13.10.02 - Interbody, No Integral Fixation | 13.10.02.01 - Cervical |  | DU036 | 2503 |  | SPINEART AUSTRALIA PTY. LTD. | Tryptik Anterior Cervical Cage | Tryptik Anterior Cervical Cages are manufactured from PEEK and are anatomically shaped to fit between vertebral bodies. The cages have large graft windows for graft to increase the rate of fusion. The cage also features 4 stabilising spikes that provide s | The product is available in 2 sizes, the 12mm cage is available in 3 thicknesses, while the 14mm cage is available in 4 thicknesses 5, 6, 7, and 8mm | 166194 | February 2017 |  | Duplicated from SV013
13 - Spinal | 13.10 - Fusion Cage | 13.10.02 - Interbody, No Integral Fixation | 13.10.02.01 - Cervical |  | ER308 | 2503 |  | Emergo Asia Pacific Pty Ltd | Amendia Pathway ACIF Fusion Cage | Amendia Pathway ACIF Fusion Cage | (5-12) mm, 0-7° | 233730 | February 2017 |  | New Listing
13 - Spinal | 13.10 - Fusion Cage | 13.10.02 - Interbody, No Integral Fixation | 13.10.02.01 - Cervical |  | ER327 | 2503 |  | Emergo Asia Pacific Pty Ltd | Ulrich Anterior Cervical Cage | Ulrich cerv-X Anterior Cervical Cage-PEEK, convex and lordotic | height (4-10mm) x width (12-16mm) x length (12-14mm) x angle (0-5°) | 279703 | February 2017 |  | New Listing
13 - Spinal | 13.10 - Fusion Cage | 13.10.02 - Interbody, No Integral Fixation | 13.10.02.01 - Cervical |  | LH575 | 2503 |  | Lifehealthcare Pty Ltd | EIT Cervical Cage | Cervical Cage with Titanium | 4-10mm heights 4, 5, 6, 7, 8mm Large | 227327 | February 2017 |  | Transferred from EQ003
13 - Spinal | 13.10 - Fusion Cage | 13.10.02 - Interbody, No Integral Fixation | 13.10.02.01 - Cervical |  | NK048 | 2503 |  | National Surgical Pty Ltd | C-Spine | Composition - Ti-Porous Trabecular Metal | D 12.5 & 14.5 mm x W 14 - 16 mm X 4-7mm Height | 278600 | February 2017 |  | New Listing
13 - Spinal | 13.10 - Fusion Cage | 13.10.02 - Interbody, No Integral Fixation | 13.10.02.01 - Cervical |  | SY838 | 2503 |  | Johnson & Johnson Medical Pty Ltd t/a DePuy Synthes | Bengal System | Cervical Fusion Device | 4 to 16mm | 98094 | February 2017 |  | New Listing
13 - Spinal | 13.10 - Fusion Cage | 13.10.02 - Interbody, No Integral Fixation | 13.10.02.02 - ThoracoLumbar / Lumbar |  | DU009 | 3600 |  | SPINEART AUSTRALIA PTY. LTD. | Juliet Ti TL, Juliet Ti OL | Titanium lumbar cage | TL - Length: 30mm or 34mm Height: 8mm, 9mm, 10mm, 11mm, 12mm, 13mm, 14mm, 15mm or 16mm Width: 10.5mm Lordosis: 6º OL - Length: 28mm, 32mm or 36mm Height: 7mm, 8mm, 9mm, 10mm, 11mm, 12mm, 13mm, 14mm, 15mm or 16 mm Width: 8mm, 8.5mm, 9mm or 10.5mm Lordosis: 6º or 12º | 166194 | February 2017 |  | New Listing
13 - Spinal | 13.10 - Fusion Cage | 13.10.02 - Interbody, No Integral Fixation | 13.10.02.02 - ThoracoLumbar / Lumbar |  | DU016 | 3600 |  | SPINEART AUSTRALIA PTY. LTD. | Juliet LL Lateral Lumbar Cage | Lateral lumbar - PEEK or titanium | PEEK- Width: 21mm Length: 40mm, 45mm, 50mm, 55mm, 60mm Height: 8mm, 10mm, 12mm, 14mm, 16mm Lordotic angle: 6º Titanium- Width: 17mm, 21mm, 25mm Length: 25mm, 30mm, 35mm, 40mm, 45mm, 50mm, 55mm, 60mm Height: 6mm, 8mm, 10mm, 12mm, 14mm, 16mm Lordotic angle: 0º, 6º | 166194 | February 2017 |  | New Listing
13 - Spinal | 13.10 - Fusion Cage | 13.10.02 - Interbody, No Integral Fixation | 13.10.02.02 - ThoracoLumbar / Lumbar |  | DU031 | 3600 |  | SPINEART AUSTRALIA PTY. LTD. | Juliet Anterior Lumbar Cage | PEEK cage with built in anatomical shape. The cage has built in stabilising Titanium spike to stabilise the implant in the disc space. | All 26 mm length. 10, 12, 14 and 16mm height. 5 or 10 degree slope. | 166194 | February 2017 |  | Duplicated from SV010
13 - Spinal | 13.10 - Fusion Cage | 13.10.02 - Interbody, No Integral Fixation | 13.10.02.02 - ThoracoLumbar / Lumbar |  | DU034 | 3600 |  | SPINEART AUSTRALIA PTY. LTD. | Juliet TLIF Cage | PEEK cage with built in anatomical angulations | 4 thicknesses - 8, 10, 12 and 14mm | 166194 | February 2017 |  | Duplicated from SV005
13 - Spinal | 13.10 - Fusion Cage | 13.10.02 - Interbody, No Integral Fixation | 13.10.02.02 - ThoracoLumbar / Lumbar |  | ER306 | 3600 |  | Emergo Asia Pacific Pty Ltd | Amendia Pathway TLIF Fusion Cage | Pathway TLIF | 28mm x 10 mm x (7-14) mm | 233730 | February 2017 |  | New Listing
13 - Spinal | 13.10 - Fusion Cage | 13.10.02 - Interbody, No Integral Fixation | 13.10.02.02 - ThoracoLumbar / Lumbar |  | ER356 | 3600 |  | Emergo Asia Pacific Pty Ltd | Ulrich Fusion Cages-ALIF | Ulrich Fusion Cages pezo/tezo-ALIF (various shapes), PEEK or Titanium | height (8-26mm) x width (22-28mm) x length (28-34mm) x angle (0-12°) | 279703, 279705 | February 2017 |  | New Listing
13 - Spinal | 13.10 - Fusion Cage | 13.10.02 - Interbody, No Integral Fixation | 13.10.02.02 - ThoracoLumbar / Lumbar |  | ER357 | 3600 |  | Emergo Asia Pacific Pty Ltd | Ulrich Fusion Cages-TLIF | Ulrich Fusion Cages pezo/tezo-TLIF (various shapes), PEEK or Titanium | height (7-14mm) x width (11-16mm) x length (29-34mm) x angle 5° | 279703, 279705 | February 2017 |  | New Listing
13 - Spinal | 13.10 - Fusion Cage | 13.10.02 - Interbody, No Integral Fixation | 13.10.02.02 - ThoracoLumbar / Lumbar |  | LB141 | 3600 |  | Globus Medical Australia | RISE | Expandable Lumbar Fusion Device | Width:10mm, Length: 26mm, 30mm Width:12mm, Length: 26mm and 30mm Heights 7-17mm | 214537 | February 2017 |  | New Listing
13 - Spinal | 13.10 - Fusion Cage | 13.10.02 - Interbody, No Integral Fixation | 13.10.02.02 - ThoracoLumbar / Lumbar |  | LB143 | 3600 |  | Globus Medical Australia | Rise IntraLIF | Intradiscal Lumbar Interbody Fusion Device | Width 8mm, Length 26mm, 30mm and 34mm Height 7-14mm | 214537 | February 2017 |  | New Listing
13 - Spinal | 13.10 - Fusion Cage | 13.10.02 - Interbody, No Integral Fixation | 13.10.02.02 - ThoracoLumbar / Lumbar |  | LB150 | 3600 |  | Globus Medical Australia | Caliber -L | Expandable Lateral Lumbar Interbody Fusion Device | Width -16mm, Length 25-40mm in 5mm increments Width -18mm, Length 40-60mm in 5mm increments Width -22mm, 40 - 60mm in 5mm increments Heights - 7-10mm, 8-11mm, 9-13mm, 10-13mm, 10mm-14mm, 11-15mm, 11-16mm, 12-16mm, 12-17mm | 190042 | February 2017 |  | New Listing
13 - Spinal | 13.10 - Fusion Cage | 13.10.02 - Interbody, No Integral Fixation | 13.10.02.02 - ThoracoLumbar / Lumbar |  | LH570 | 3600 |  | Lifehealthcare Pty Ltd | EIT ALIF Cage | Lumbar Cage with Titanium | 8-18mm heights | 227327 | February 2017 |  | New Listing
13 - Spinal | 13.10 - Fusion Cage | 13.10.02 - Interbody, No Integral Fixation | 13.10.02.02 - ThoracoLumbar / Lumbar |  | LH573 | 3600 |  | Lifehealthcare Pty Ltd | EIT TLIF Cage | Titanium Lumbar Cage | 7-15mm heights | 227327 | February 2017 |  | Transferred from EQ001
13 - Spinal | 13.10 - Fusion Cage | 13.10.02 - Interbody, No Integral Fixation | 13.10.02.02 - ThoracoLumbar / Lumbar |  | OF068 | 3600 |  | Orthofix Australia Pty Limited | SKYHAWK Interbody Fusion Device | PEEK Interbody Fusion Device | Width - 16mm, 18mm and 20mm, 22mm, 26mm Length - 35mm, 40mm, 45mm, 50mm, 55mm, 60mm Height - 8mm, 10mm, 11mm, 12mm, 13mm, 14mm, 15mm, 16mm, 17mm, 18mm, 19mm, 20mm | 206571 | February 2017 |  | New Listing
13 - Spinal | 13.10 - Fusion Cage | 13.10.02 - Interbody, No Integral Fixation | 13.10.02.02 - ThoracoLumbar / Lumbar |  | PB048 | 3600 |  | Australian Pacific Medical Pty Ltd | ALIF Cage System | Lateral Interbody Spacer | Foot Prints 24 x 30 mm & 28 x 36 mm Angle 5°, 10°, & 15° Lordotic Options Cage Height 9mm-21mm in 1mm increment | 215887 | February 2017 |  | New Listing
13 - Spinal | 13.10 - Fusion Cage | 13.10.02 - Interbody, No Integral Fixation | 13.10.02.02 - ThoracoLumbar / Lumbar |  | ZI949 | 3600 |  | Zimmer Biomet Pty Ltd | Timberline Lateral Fusion System | Interbody Fusion Implant | 25-60mm length | 282040 | February 2017 |  | New Listing
13 - Spinal | 13.10 - Fusion Cage | 13.10.02 - Interbody, No Integral Fixation | 13.10.02.02 - ThoracoLumbar / Lumbar | Paired | DU010 | 3000 |  | SPINEART AUSTRALIA PTY. LTD. | Juliet Ti PO | Titanium lumbar cage | Length: 24mm Height: 7mm, 8mm, 9mm, 10mm, 11mm, 12mm, 13mm, 14mm, 15mm or 16mm Width: 8mm, 8.5mm, 9mm or 10.5mm Lordosis: 6º or 12º | 166194 | February 2017 |  | New Listing
13 - Spinal | 13.10 - Fusion Cage | 13.10.02 - Interbody, No Integral Fixation | 13.10.02.02 - ThoracoLumbar / Lumbar | Paired | DU030 | 3000 |  | SPINEART AUSTRALIA PTY. LTD. | Juliet Posterior Lumbar Interbody Cage | PEEK cage built in anatomical slope. | All 22mm length. 8, 10, 12 and 14mm heights. 0 or 5 degrees anatomical slope. | 166194 | February 2017 |  | Duplicated from SV012
13 - Spinal | 13.10 - Fusion Cage | 13.10.02 - Interbody, No Integral Fixation | 13.10.02.02 - ThoracoLumbar / Lumbar | Paired | ER307 | 3000 |  | Emergo Asia Pacific Pty Ltd | Amendia Pathway PLIF Fusion Cage | Amendia Pathway PLIF Fusion Cage (paired) | 23mm x 10mm x (7-14) mm, 0-6° | 233730 | February 2017 |  | New Listing
13 - Spinal | 13.10 - Fusion Cage | 13.10.02 - Interbody, No Integral Fixation | 13.10.02.02 - ThoracoLumbar / Lumbar | Paired | ER358 | 3000 |  | Emergo Asia Pacific Pty Ltd | Ulrich Fusion Cages-PLIF (paired) | Ulrich Fusion Cages pezo/tezo-PLIF, paired, various, PEEK or Titanium | height (7-14mm) x length (24-29mm) x angle (5-12°) | 279703, 279705 | February 2017 |  | New Listing
13 - Spinal | 13.10 - Fusion Cage | 13.10.02 - Interbody, No Integral Fixation | 13.10.02.02 - ThoracoLumbar / Lumbar | Paired | LB142 | 3000 |  | Globus Medical Australia | RISE - paired | Expandable Lumbar Fusion Device | Width: 8mm, 10mm and 12mm Length: 22mm Height 7-17mm | 214537 | February 2017 |  | New Listing
13 - Spinal | 13.10 - Fusion Cage | 13.10.02 - Interbody, No Integral Fixation | 13.10.02.02 - ThoracoLumbar / Lumbar | Paired | LB144 | 3000 |  | Globus Medical Australia | RISE IntraLIF - paired | Intradiscal Lumbar Interbody Fusion Device | 8mm Width, 22mm Length 7-14mm Height | 214537 | February 2017 |  | New Listing
13 - Spinal | 13.10 - Fusion Cage | 13.10.02 - Interbody, No Integral Fixation | 13.10.02.02 - ThoracoLumbar / Lumbar | Paired | LH571 | 3000 |  | Lifehealthcare Pty Ltd | EIT PLIF Cage | Lumbar Cage with Titanium | 7-16mm Heights | 227327 | February 2017 |  | Transferred from EQ002
13 - Spinal | 13.11 - Disc Replacement | 13.11.01 - System | 13.11.01.02 - Lumbar |  | BB361 | 9550 |  | B Braun Australia Pty Ltd | activ L Lumbar Disc Prosthesis | activ L is the lumbar disc prosthesis for the motion preserving treatment of degenerative disc disease of the lumbar spine. | H= 8.5mm/10mm/ 12mm/ 14mm. Small: D= 26mm x W = 31mm Medium: D= 28mm x W = 34.5mm Large: D= 30mm x W = 39mm Extra Large: D= 33mm x W = 40mm | 120419 | February 2017 |  | New Listing
13 - Spinal | 13.12 - Vertebral Body Replacement | 13.12.01 - Telescoping Cage | 13.12.01.02 - No Integral Fixation | ThoracoLumbar | ER309 | 4300 |  | Emergo Asia Pacific Pty Ltd | Ulrich Anterior Distraction Device | Ulrich Anterior Distraction Device (ADD)-telescoping cage, thoracolumbar | dia (12-16 mm) x height collapsed (10-39 mm) x height extended (13-65 mm) x angle (0-6°) | 279702 | February 2017 |  | New Listing
13 - Spinal | 13.12 - Vertebral Body Replacement | 13.12.01 - Telescoping Cage | 13.12.01.02 - No Integral Fixation | ThoracoLumbar | ER350 | 4300 |  | Emergo Asia Pacific Pty Ltd | Ulrich Anterior Distraction Device System (ADDplus)-Telescopic cage | Ulrich Anterior Distraction System (ADDplus) telescopic cage, integral end plate, cervical. | dia 12 mm x collapsed height (13-40 mm) x expanded height (18-65 mm) x angle (0-18°) | 279702 | February 2017 |  | New Listing
13 - Spinal | 13.12 - Vertebral Body Replacement | 13.12.01 - Telescoping Cage | 13.12.01.02 - No Integral Fixation | ThoracoLumbar | ER354 | 4300 |  | Emergo Asia Pacific Pty Ltd | Ulrich thoracolumbar body replacement system (ObeliscPro)-Telescoping cage | Ulrich thoracolumbar body replacement system (ObeliscPro)-Telescoping cage, thoracolumbar | dia 20 mm x collapsed height (17-76 mm) x expanded height (23-132 mm) | 279702 | February 2017 |  | New Listing
13 - Spinal | 13.12 - Vertebral Body Replacement | 13.12.01 - Telescoping Cage | 13.12.01.03 - End Plate |  | ER355 | 1200 |  | Emergo Asia Pacific Pty Ltd | Ulrich thoracolumbar body replacement system (ObeliscPRO)-End plates | Ulrich thoracolumbar body replacement system (ObeliscPRO)-End plates, various shapes | dia (20-32 mm) x angle (0-15°); oval (32x26 mm) x angle (0-15°); lateral length (35-55 mm) x angle (0-15°) | 279702 | February 2017 |  | New Listing
13 - Spinal | 13.12 - Vertebral Body Replacement | 13.12.02 - Stackable Cage |  |  | NV145 | 4400 |  | Nuvasive Australia and NZ Pty Ltd | Monolith Corpectomy System | Vertebral Body Replacement System | Diameter 12-14mm | 209197 | February 2017 |  | New Listing
13 - Spinal | 13.13 - Interspinous Fixation | 13.13.01 - Interspinous Fixation Device |  |  | DU032 | 1425 |  | SPINEART AUSTRALIA PTY. LTD. | Romeo 2 PAD System | Interspinous fusion device | 8mm to 18mm | 198720 | February 2017 |  | Duplicated from SV044
13 - Spinal | 13.14 - Sacroiliac Joint Fixation | 13.14.01 - Sacroiliac Joint Fixation Device |  | no suffix | ER345 | 2000 |  | Emergo Asia Pacific Pty Ltd | Signus Diana SI Joint Fusion Device | The DIANA® sacroiliac fusion device is a titanium alloy, tapered hollow cylindrical implant with radial fenestrations to encourage bony in-growth and a threaded outer surface for fixation and stabilisation of the sacroiliac joint. | Tapered design: dia at wide point (13-21 mm) x dia at narrow point (12-20mm) x length 30mm | 216752 | February 2017 |  | New Listing
13 - Spinal | 13.14 - Sacroiliac Joint Fixation | 13.14.01 - Sacroiliac Joint Fixation Device |  | no suffix | EV029 | 2000 |  | Evolution Surgical | Katana Curved Rod | The Katana Pedicle Screw System is intended to provide immobilization and stabilisation of spinal segments in skeletally mature patients, as an adjunct to fusion in the thoracic, lumbar and sacral spine. The Katana curved rod is used as part of the Katana Pedicle Screw System. | 25 - 160mm | 236041 | February 2017 |  | New Listing
13 - Spinal | 13.14 - Sacroiliac Joint Fixation | 13.14.01 - Sacroiliac Joint Fixation Device |  | no suffix | MI197 | 2000 |  | Medtronic Australasia Pty Ltd | Rialto | SI Fusion System | 12mm Dia. 40mm to 60mm Length | 218942 | February 2017 |  | New Listing
End of work sheet