## Prostheses List
Product Category | Sub Category | Product Group | Product Sub Group | Suffix | Billing Code | Benefit | Sponsor | Product Name | Description | Size | ARTG | Condition | Last Updated | Change
01 - Ophthalmic | 01.02 - POSTERIOR CHAMBER INTRAOCULAR LENSES | 01.02.02 - Foldable | 01.02.02.03 - Edge modification | at | AO043 | 300 | AMO Australia Pty Ltd | TECNIS® Eyhance IOL | 1-piece enhanced monofocal IOL | +5.0 to 34.0 diopter powers in 0.5 diopter increments. Overall diamter 13mm, optic size 6mm | 170331 |  | July 2019 | New Listing
01 - Ophthalmic | 01.02 - POSTERIOR CHAMBER INTRAOCULAR LENSES | 01.02.02 - Foldable | 01.02.02.04 - Presbyopia correcting | at | AO044 | 677 | AMO Australia Pty Ltd | TECNIS® Synergy IOL | 1-piece continuous multifocal IOL | +5.0 to 34.0 diopter powers in 0.5 diopter increments. Overall diameter 13mm, optic size 6mm | 170331 |  | July 2019 | New Listing
01 - Ophthalmic | 01.02 - POSTERIOR CHAMBER INTRAOCULAR LENSES | 01.02.03 - Pseudo-phakic, piggy-back | 01.02.03.01 - Monofocal | t1 | EJ004 | 580 | ELLEX MEDICAL PTY LTD | EVO Visian ICL VTICMO | Posterior chamber Intraocular lens Pseudophakic, Model V4c (VTICMO) | Length(mm)12.1 to 13.7. Dioptre -0.25—18.0D, 0—6D astigmatism | 224233 |  | July 2019 | New Listing
01 - Ophthalmic | 01.02 - POSTERIOR CHAMBER INTRAOCULAR LENSES | 01.02.03 - Pseudo-phakic, piggy-back | 01.02.03.01 - Monofocal | t1 | EJ006 | 580 | ELLEX MEDICAL PTY LTD | EVO Visian ICL VTICMO | Posterior chamber Intraocular lens Phakic, Model V4c (VTICMO) | Length(mm)12.1 to 13.7. Dioptre -0.25—18.0D, 0—6D astigmatism | 224233 |  | July 2019 | New Listing
01 - Ophthalmic | 01.02 - POSTERIOR CHAMBER INTRAOCULAR LENSES | 01.02.03 - Pseudo-phakic, piggy-back | 01.02.03.01 - Monofocal |  | EJ005 | 276 | ELLEX MEDICAL PTY LTD | EVO Visian ICL VICMO | Posterior chamber Intraocular lens Pseudophakic, Model V4c (VICMO) | Length(mm)12.1 to 13.7. Dioptre -0.25—18.0D | 224149 |  | July 2019 | New Listing
01 - Ophthalmic | 01.02 - POSTERIOR CHAMBER INTRAOCULAR LENSES | 01.02.03 - Pseudo-phakic, piggy-back | 01.02.03.01 - Monofocal |  | EJ007 | 276 | ELLEX MEDICAL PTY LTD | EVO Visian ICL VICMO | Posterior chamber Intraocular lens Phakic, Model V4c (VICMO) | Length (mm) 12.1 to 13.7. Dioptre -0.25—18.0 | 224149 |  | July 2019 | New Listing
01 - Ophthalmic | 01.09 - RETINAL DETACHMENT PROSTHESES | 01.09.05 - Intraocular Heavy Liquids |  |  | DE682 | 228 | Device Technologies Australia Pty Ltd | Deca-Vit & Octa-Vit | Perfluorocarbon liquids for vitroretinal surgery | 5ml, 7ml | 297244 |  | July 2019 | New Listing
01 - Ophthalmic | 01.09 - RETINAL DETACHMENT PROSTHESES | 01.09.06 - Intraocular Silicone Oils |  |  | DE685 | 185 | Device Technologies Australia Pty Ltd | Sil-Vit 1000 & Sil-Vit 5000 | Silicone oils for vitreoretinal surgery | 10ml | 297242 |  | July 2019 | New Listing
02 - Ear, Nose & Throat | 02.01 - EAR | 02.01.02 - Speech Processors | 02.01.02.01 - Initial |  | OI036 | 10925 | Audmet Australia Pty Ltd trading as Oticon Medical | Neuro 2 Sound Processor | The behind the ear Neuro 2 sound processor performs with the Neuro Zti cochlear implants. It consists of two microphones allowing for 3 automatic adaptive directionality modes, voice tracker and wind noise reduction features. Its benefits include: smaller and more cosmetically appealing design and rechargeable batteries. The processor is placed on the auricle of the either one of the patient's ears and an external antenna transmits the acoustic signal processed by the processor, by means of electromagnetic induction, to the internal component implanted beneath the skin and secured onto the mastoid. | One size | 316140 |  | July 2019 | New Listing
02 - Ear, Nose & Throat | 02.01 - EAR | 02.01.02 - Speech Processors | 02.01.02.02 - Replacement | Generation 4 | OI037 | 7648 | Audmet Australia Pty Ltd trading as Oticon Medical | Neuro 2 Sound Processor Replacement | The behind the ear Neuro 2 sound processor performs with the Neuro Zti cochlear implants. It consists of two microphones allowing for three automatic adaptive directionality modes, voice tracker and wind noise reduction features. Its benefits include: smaller and more cosmetically appealing design and rechargeable batteries. The processor is placed on the auricle of the either one of the patient's ears and an external antenna transmits the acoustic signal processed by the processor, by means of electromagnetic induction, to the internal component implanted beneath the skin and secured onto the mastoid. | One size | 316140 |  | July 2019 | New Listing
02 - Ear, Nose & Throat | 02.01 - EAR | 02.01.05 - Ossicle/Middle Ear Prosthesis | 02.01.05.01 - Stapes |  | UP003 | 99 | Rhino Surgical | Stapes | a) NiTiBOND b) Soft CliP c) K-Piston d) Angular Piston e) CliP Piston aWengen f) CliP Piston MVP g) Lenticle Cup | a) Diameter - 0.4 or 0.6mm in lengths - 3.5 to 5.5mm b) Diameter - 0.4 or 0.6mm in lengths 3.5 to 5.5mm c) Diameter - 0.4 or 0.6mm in lengths 3.5 to 10mm d) Diameter 0.4 or 0.6mm in lengths 4.25, 4.5, 4.75mm e) Diameter - 0.4mm or 0.6mm in lengths 3.5 to 5.5mm f) Diameter 0.4 or 0.6mm in lengths - 5 to 6.25mm g) lengths - 3 to 4.5mm | 119746 |  | July 2019 | Transferred from LM332
02 - Ear, Nose & Throat | 02.01 - EAR | 02.01.05 - Ossicle/Middle Ear Prosthesis | 02.01.05.03 - Partial Ossicle Replacement (one or two) |  | UP002 | 342 | Rhino Surgical | Partial Ossicle Replacement | a) TTP Tuebingen Type bell b) CliP Dresden Type c) Malleus d) Angular Plester e) Angular CliP f) TTP - Vario Bell TTP - Variac System, Partial g) CliP Partial FlexBAL h) Duesseldorf Type Partial | a) length 1.75 to 3.5mm b) length 1.75 to 3.5mm c) length 1.75 to 3.5mm d) length 2.25 or 3.25mm e) length 2.25 or 3.25mm f) one size g) length 1.75 to 3.5mm h) length 1.75 to 4.5mm | 119746 |  | July 2019 | Transferred from LM329
02 - Ear, Nose & Throat | 02.01 - EAR | 02.01.05 - Ossicle/Middle Ear Prosthesis | 02.01.05.03 - Partial Ossicle Replacement (one or two) |  | UP004 | 342 | Rhino Surgical | Stapes | Stapes Prosthesis | Ø 0.4mm, Ø 0.5mm & Ø 0.6mm Lengths 3.50mm - 5.50mm | 119746 |  | July 2019 | Transferred from LM338
02 - Ear, Nose & Throat | 02.01 - EAR | 02.01.05 - Ossicle/Middle Ear Prosthesis | 02.01.05.04 - Total Ossicle Replacement (three) |  | UP001 | 384 | Rhino Surgical | Total Ossicle Replacement | a) TTP Tuebingen Type Aerial Type b) TTB-Vario Aerial c) TTP Variac System Total d) Malleus Notch Prosthesis e) Regensburg Type Total Prosthesis f) Malleus Replacement g) Duesseldorf Type Total h) Omega Connector | a) Length - 3 to to 7mm b) one size only c) one size only d) Length - 3 to 7mm e) Length - 4 to 5mm f) one size only g) lengths - 3 to 7mm h) length - 0.5mm | 119747 |  | July 2019 | Transferred from LM328
03 - General Miscellaneous | 03.02 - DRUG DELIVERY DEVICES | 03.02.02 - Infusion Pumps, Balloon Based | 03.02.02.02 - Variable Flow Rate | Bolus | RN007 | 416 | Nipro Australia | Surefuser+ PCA | Elastomeric balloon pump with variable infusion rate and a patient-controlled analgesia (PCA) infuser. | 50ml, 100ml, 150ml, 250ml, 300ml | 92233 |  | July 2019 | New Listing
03 - General Miscellaneous | 03.02 - DRUG DELIVERY DEVICES | 03.02.03 - Infusion Pumps, Battery Powered | 03.02.03.04 - Other Pharmacology |  | FX002 | 4703 | BTC SPECIALITY HEALTH PTY LTD | ambIT Infusion Pump | The ambIT Reusable Infusion Pump is an external programmable electronic ambulatory infusion pump used for the delivery of fluid and medications via intravenous, epidural, subcutaneous or regional routes. It can be programmed with different delivery profiles which include basal rate/continuous only, basal rate with PCA (Patient Controlled Analgesia), PCA Bolus Only or Intermittent Bolus Dose (PIB). It is operated in conjunction with a ambIT disposable administration cassette | AmbIT Single use Pump - 55mm x 36mm x 175mm AmbIT Single use administration cassette - 20mm x 10mm x 15mm | 228804 |  | July 2019 | Transferred from AH004
03 - General Miscellaneous | 03.02 - DRUG DELIVERY DEVICES | 03.02.03 - Infusion Pumps, Battery Powered | 03.02.03.05 - Programmable/Reprogrammable Flow Rate and Bolus |  | FX003 | 428 | BTC SPECIALITY HEALTH PTY LTD | ambIT Single Use Regional Kit | The ambIT Single Use Regional Kit contains: a single use ambIT pump, single use administration cassette with male luer lock fitting, 420ml Medibag, the choice of 75mm, 127mm or 154mm fenestrated nerve/wound catheter, a peel away introducer sheath, button guard and patient carry bag. | ambIT Single Use Pump - 55mm x 36mm x 175mm Ambit Single use administration cassette - 20mm x 10mm x 15mm | 228805 228804 190934 243381 190922 190933 |  | July 2019 | Transferred from AH008
03 - General Miscellaneous | 03.02 - DRUG DELIVERY DEVICES | 03.02.03 - Infusion Pumps, Battery Powered | 03.02.03.05 - Programmable/Reprogrammable Flow Rate and Bolus |  | FX004 | 428 | BTC SPECIALITY HEALTH PTY LTD | ambIT Single Use | Kit contains: a single use ambIT infusion pump, single use administration cassette with spike fitting, Button Guard, 2 x AA batteries, and patient carry bag | AmbIT Single use Pump - 55mm X 36mm X 175mm AmbIT Single use administration cassette - 20mm X 10mm X 15mm | 228804 228805 |  | July 2019 | Transferred from AH013
03 - General Miscellaneous | 03.02 - DRUG DELIVERY DEVICES | 03.02.05 - Infusion Pump Accessories | 03.02.05.02 - Administration Cassette |  | FX001 | 27 | BTC SPECIALITY HEALTH PTY LTD | ambIT Infusion Pump Cassette | Single use sterile disposable administration set for use with the ambIT Infusion Pump. The cassette contains a rotary mechanism that pumps the infusion solution at an accurate and controlled rate. The cassette includes an administration line with either a spike fitting or a luer lock fitting depending on the solution bag used. The line has an inline air filter. | 20mm x 10mm x 15mm | 228805 |  | July 2019 | Transferred from AH005
03 - General Miscellaneous | 03.02 - DRUG DELIVERY DEVICES | 03.02.05 - Infusion Pump Accessories | 03.02.05.02 - Administration Cassette |  | LE001 | 27 | LTR MEDICAL PTY LTD | ambIT Infusion Pump Cassette | Single use sterile disposable administration set for use with the ambIT Infusion Pump. The cassette contains a rotary mechanism that pumps the infusion solution at an accurate and controlled rate. The cassette includes an administration line with either a spike fitting or a luer lock fitting depending on the solution bag used. The line has an inline air filter. | 20mm x 10mm x 15mm | 315704 |  | July 2019 | Duplicated from AH005
03 - General Miscellaneous | 03.03 - ENTERAL TUBES | 03.03.02 - Gastrostomy Tubes | 03.03.02.01 - Initial |  | DO020 | 195 | CARDINAL HEALTH AUSTRALIA 503 PTY LTD. | Kangaroo Skin Level Cage Gastrostomy Kit | Skin level non-balloon internal retention bolster gastrostomy kit, including gastrostomy tube, accessory bolus and continuous feeding tubes syringes for inflation and flushing. Patient handbook | 12fg x 1.2cm, 12fg x 1.5cm, 12fg x 2.0cm, 12fg x 2.5cm, 12fg x 3.0cm, 12fg x 3.5cm, 12fg x 4.0cm, 12fg x 4.5cm, 12fg x 5.0cm, 16fg x 1.5cm, 16fg x 1.7cm, 16fg x 2.0cm, 16fg x 2.4cm, 16fg x 2.7cm, 16fg x 3.0cm, 16fg x 3.5cm, 20fg x 1.5cm, 20fg x 2.0cm, 20fg x 2.5cm, 20fg x 3.0cm, 20fg x 3.5cm, 20fg x 4.0cm, 20fg x 4.5cm | 185673 |  | July 2019 | Transferred from AS205
03 - General Miscellaneous | 03.03 - ENTERAL TUBES | 03.03.02 - Gastrostomy Tubes | 03.03.02.01 - Initial |  | DO022 | 195 | CARDINAL HEALTH AUSTRALIA 503 PTY LTD. | Kangaroo Skin Level Balloon Gastrostomy Kit | Skin level silicone balloon gastrostomy kit, including gastronomy tube accessory bolus and continuous feeding tubes, syringes for inflation and flushing, Patient Handbook | 12-24 Fr., 0.8-5 cm, 3-8ml. | 185673 |  | July 2019 | Transferred from AS207
03 - General Miscellaneous | 03.03 - ENTERAL TUBES | 03.03.02 - Gastrostomy Tubes | 03.03.02.01 - Initial |  | DO023 | 195 | CARDINAL HEALTH AUSTRALIA 503 PTY LTD. | Kangaroo Single Pass PEG | Single Pass PEG | 16fg, 20fg | 141188 |  | July 2019 | Transferred from AS210
03 - General Miscellaneous | 03.03 - ENTERAL TUBES | 03.03.02 - Gastrostomy Tubes | 03.03.02.02 - Subsequent |  | DO021 | 86 | CARDINAL HEALTH AUSTRALIA 503 PTY LTD. | Kangaroo Gastrostomy Feeding Tubes | 100% silicone gastrostomy with internal retention balloon | 12fg, 14fg, 16fg, 18fg, 20fg, 22fg, 24fg | 185454 |  | July 2019 | Transferred from AS206
03 - General Miscellaneous | 03.03 - ENTERAL TUBES | 03.03.02 - Gastrostomy Tubes | 03.03.02.02 - Subsequent |  | DO024 | 86 | CARDINAL HEALTH AUSTRALIA 503 PTY LTD. | Kangaroo™ Percutaneous Endoscopic Gastrostomy Feeding Tube Accessories | Feeding Adaptors | 16Fr/Ch, 20Fr/Ch - PEG Adaptors | 184804 |  | July 2019 | Transferred from MI288
03 - General Miscellaneous | 03.06 - LUMINAL STENTS | 03.06.02 - Colonic Stents |  | Self Expanding | DE692 | 2907 | Device Technologies Australia Pty Ltd | Niti-S Colorectal D-Type Stent | Niti-S Colorectal D-Type self-expanding Stent | Diameters: 18 to 30mm Lengths: 60 to 150mm | 130747 |  | July 2019 | Transferred from PY023
03 - General Miscellaneous | 03.06 - LUMINAL STENTS | 03.06.02 - Colonic Stents |  | Self Expanding | DE693 | 2907 | Device Technologies Australia Pty Ltd | Niti-S Colorectal Stent | Niti-S Colorectal self-expanding metal stent made from Nitinol. Stent PTFE covered and uncovered OTW or TTS with string for ease of removal. | Diameter: 18mm to 30mm Length: 30mm to 160mm | 130747 |  | July 2019 | Transferred from PY024
03 - General Miscellaneous | 03.06 - LUMINAL STENTS | 03.06.03 - Oesophageal Stents | 03.06.03.03 - Reinforced Wall, Covered |  | DE690 | 3325 | Device Technologies Australia Pty Ltd | Niti-S Oesophageal Fully Covered Stent | Niti-S Oesophageal fully covered self expanding nitinol stent with covering of PTFE, silicone, a polyurethane layer. Nylon drawstring for removal or repositiong | Diameter: 10mm to 36mm Length: 60mm to 230mm | 130535 |  | July 2019 | Transferred from PY021
03 - General Miscellaneous | 03.06 - LUMINAL STENTS | 03.06.03 - Oesophageal Stents | 03.06.03.03 - Reinforced Wall, Covered |  | DE691 | 3325 | Device Technologies Australia Pty Ltd | Niti-S Oesophageal Double Stent & Beta Double & D-Double Stent | Niti-S Oesophageal covered Double Stent & Beta Double and D-Double self-expanding metal stent made from Nitinol, with an anti-migration outer uncovered wire construction to allow the mesh to embed in the oesophageal wall. Also with anti reflux valve inner polyurethane layer, PTFE & silicone covering to prevent tumor ingrowth. String for retrieval or re-positioning. | Diameter: 10mm to 28mm Length: 40mm to 200mm | 130535 |  | July 2019 | Transferred from PY022
03 - General Miscellaneous | 03.06 - LUMINAL STENTS | 03.06.04 - Pancreatic Stents | 03.06.04.01 - Self-expanding metal, Covered |  | DE694 | 3800 | Device Technologies Australia Pty Ltd | Niti-S Nagi and Spaxus Pancreatic, Pseudocyst and Gall Bladder Drainage Stent | Fully Covered, self-expanding metal pancreatic pseudocyst intra-luminal drainage stent | Diameter: 8, 10,12,14,16mm Length: 1,2,3cm | 226438 |  | July 2019 | Transferred from PY040
03 - General Miscellaneous | 03.06 - LUMINAL STENTS | 03.06.05 - Enteral Stents |  |  | DE689 | 3325 | Device Technologies Australia Pty Ltd | Niti-S Pyloric/Duodenal Stent | Niti-S Pyloric self-expanding stent, covered and uncovered, OTW or TTS | Diameter: 16 to 28mm Length: 40 to 160mm | 130746 |  | July 2019 | Transferred from PY017
03 - General Miscellaneous | 03.06 - LUMINAL STENTS | 03.06.06 - Tracheobronchial Stents |  |  | DE695 | 2850 | Device Technologies Australia Pty Ltd | Niti-S Tracheal and Bronchial Stents | Niti-S Tracheal and Bronchial Stents | Diameter: 10mm to 24mm Length: 30mm to 100mm | 130533 130534 |  | July 2019 | Transferred from PY048
03 - General Miscellaneous | 03.08 - CLOSURE DEVICES | 03.08.02 - Internal Adhesives | 03.08.02.01 - Adhesive ≤2ml | Synthetic | MG047 | 45 | Matrix Surgical Pty Ltd | Glubran Tiss2 | Tissue adhesive | 0.25 ml, 0.35 ml, 0.50 ml | 158442 |  | July 2019 | New Listing
03 - General Miscellaneous | 03.08 - CLOSURE DEVICES | 03.08.04 - Staples & Tackers | 03.08.04.01 - Staples, Non-bone (Reload) |  | EM029 | 226 | EMT Healthcare Pty Ltd | Reach Endo III Linear Cutter Stapler Reloads | Endoscopic Linear Cutter Reload Unit, Single Use | 2mm, 2.5mm, 3.5mm, 3.8mm, 4.1mm, 4.4mm (45mm, 60mm) | 298263 |  | July 2019 | New Listing
03 - General Miscellaneous | 03.08 - CLOSURE DEVICES | 03.08.04 - Staples & Tackers | 03.08.04.01 - Staples, Non-bone (Reload) |  | EM031 | 226 | EMT Healthcare Pty Ltd | Reach Linear Cutter Stapler Reloads | Linear Cutter Stapler Reloads, Single Use | 60-2.5mm, 60-3.8mm, 60-4.8mm, 80-3.8mm, 80-4.8mm | 298262 |  | July 2019 | New Listing
03 - General Miscellaneous | 03.08 - CLOSURE DEVICES | 03.08.04 - Staples & Tackers | 03.08.04.01 - Staples, Non-bone (Reload) |  | OB010 | 226 | Optimed Technologies | JustRight 5mm Reload | Endoscopic manual linear cutting Stapler, Single-use | 5mm shaft diameter 25mm jaw length 20cm length | 306951 |  | July 2019 | New Listing
03 - General Miscellaneous | 03.08 - CLOSURE DEVICES | 03.08.04 - Staples & Tackers | 03.08.04.02 - Staplers | Endoscopic, Articulating/Roticulating, Powered | DE683 | 481 | Device Technologies Australia Pty Ltd | SureForm | Disposable stapling device | 60mm (staple line length) | 309263 |  | July 2019 | New Listing
03 - General Miscellaneous | 03.08 - CLOSURE DEVICES | 03.08.04 - Staples & Tackers | 03.08.04.02 - Staplers |  | EM030 | 74 | EMT Healthcare Pty Ltd | Reach Endo III Linear Cutter Stapler | Endoscopic Linear Cutter Stapler, Articulating or Roticulating, Reloadable, Single Use | 45m, 60mm | 298273 |  | July 2019 | New Listing
03 - General Miscellaneous | 03.08 - CLOSURE DEVICES | 03.08.04 - Staples & Tackers | 03.08.04.04 - Staples, Non-bone with Disposable Applier | Circular | EM026 | 697 | EMT Healthcare Pty Ltd | Reach Prolapse & Haemorrhoid Stapler | Prolapse & Haemorrhoid Stapler | Anvil 33mm, Shaft 63mm | 296461 |  | July 2019 | New Listing
03 - General Miscellaneous | 03.08 - CLOSURE DEVICES | 03.08.04 - Staples & Tackers | 03.08.04.04 - Staples, Non-bone with Disposable Applier |  | EM027 | 342 | EMT Healthcare Pty Ltd | Reach Circular Stapler | Intraluminal Circular Stapler | 25mm, 28mm, 31mm, 34mm | 298260 |  | July 2019 | New Listing
03 - General Miscellaneous | 03.08 - CLOSURE DEVICES | 03.08.04 - Staples & Tackers | 03.08.04.04 - Staples, Non-bone with Disposable Applier |  | EM028 | 342 | EMT Healthcare Pty Ltd | Reach Linear Cutter Stapler | Linear Cutter Stapler, Single Use, Reloadable | 60-2.5mm, 60-3.8mm, 60-4.8mm, 80-3.8mm, 80-4.8mm | 298261 |  | July 2019 | New Listing
03 - General Miscellaneous | 03.08 - CLOSURE DEVICES | 03.08.04 - Staples & Tackers | 03.08.04.04 - Staples, Non-bone with Disposable Applier |  | OB009 | 342 | Optimed Technologies | JustRight 5mm Stapler | Endoscopic manual linear cutting stapler, single use | 5mm shaft diameter 25mm jaw length 20cm length | 306951 |  | July 2019 | New Listing
03 - General Miscellaneous | 03.08 - CLOSURE DEVICES | 03.08.04 - Staples & Tackers | 03.08.04.05 - Tackers | Absorbable, Articulating/Roticulating | MI303 | 712 | Medtronic Australasia Pty Ltd | ReliaTack™ Articulating Reloadable Fixation Device with Deep Purchase Tacks | Articulating, reloadable, sterile, single use fixation device pre-packaged with 29 tacks (three eight-tack deep purchase reloads, and one five tack deep purchase reload) | 7.0 mm, 29 Tacks | 315822 |  | July 2019 | New Listing
03 - General Miscellaneous | 03.08 - CLOSURE DEVICES | 03.08.04 - Staples & Tackers | 03.08.04.07 - Tacks, Reload | 5 Tacks, Absorbable | MI304 | 174 | Medtronic Australasia Pty Ltd | ReliaTack Articulating Reloadable Fixation Device with Deep Purchase Tacks (Reloads x 5) | 5 x absorbable deep purchase reloads to be used with ReliaTack articulating tacking device | 7.0 mm 5 Tacks | 315822 |  | July 2019 | New Listing
03 - General Miscellaneous | 03.08 - CLOSURE DEVICES | 03.08.04 - Staples & Tackers | 03.08.04.07 - Tacks, Reload | 8 Deep Purchase Tack, absorbable | MI305 | 277 | Medtronic Australasia Pty Ltd | ReliaTack Articulating Reloadable Fixation Device with Deep Purchase Tacks (Reloads x 8) | 8 x absorbable deep purchase reloads to be used with ReliaTack articulating tacking device | 7.0 mm 8 tacks | 315822 |  | July 2019 | New Listing
03 - General Miscellaneous | 03.08 - CLOSURE DEVICES | 03.08.04 - Staples & Tackers | 03.08.04.08 - Adhesive Tackers | Synthetic, Endoscopic | MG048 | 231 | Matrix Surgical Pty Ltd | Glutack | Catheter for controlled application of surgical adhesive. | 25, 40, 50 drops | 313580 |  | July 2019 | New Listing
03 - General Miscellaneous | 03.08 - CLOSURE DEVICES | 03.08.07 - Complete Biomaterial Mesh | 03.08.07.01 - ≤200cm² | Coated | BA281 | 747 | Bard Australia Pty Ltd | Phasix ST | Fully resorbable mesh with a resorbable hydrogel coating (adhesion barrier) | PHASIX ST 7.6CM ROUND PHASIX ST 7CMX10CM PHASIX ST 11CM ROUND PHASIX ST 10CMX10CM PHASIX ST 10X15CM PHASIX ST 15CM ROUND PHASIX ST 10CMX20CM | 318512 |  | July 2019 | New Listing
03 - General Miscellaneous | 03.08 - CLOSURE DEVICES | 03.08.07 - Complete Biomaterial Mesh | 03.08.07.01 - ≤200cm² | Coated | WA010 | 747 | WILLIAM A COOK AUSTRALIA PTY LTD | Biodesign Rectopexy Graft | The Biodesign Rectopexy Graft is a dried multi-layered small intestinal submucosa (SIS) sheet. The graft is used to reinforce soft tissue for the repair of rectal prolapse and rectal intussusception. | 7cm x 20cm | 317940 |  | July 2019 | New Listing
03 - General Miscellaneous | 03.08 - CLOSURE DEVICES | 03.08.07 - Complete Biomaterial Mesh | 03.08.07.01 - ≤200cm² | Contoured | BA275 | 760 | Bard Australia Pty Ltd | Phasix | Fully resorbable synthetic mesh | Phasix™ Mesh – 3 in. Diameter Circle (7.6 cm.) Phasix™ Mesh – 4.5 in. Diameter Circle (11 cm.) Phasix™ Mesh – 2.4 x 6.3 in. Rectangle (6 x 16 cm) Phasix™ Mesh – 3 x 3 in. Square (8 x 8 cm.) Phasix™ Mesh – 3 x 6.3 in. Rectangle (8 x 16 cm.) Phasix™ Mesh – 4 x 4 in. Square (10 x 10 cm.) Phasix™ Mesh – 4 x 6 in. Rectangle (10.2 x 15.2 cm.) Phasix™ Mesh – 3 x 8 in. Rectangle (8 x 20 cm.) Phasix™ Mesh – 4 x 8 in. Rectangle (10 x 20 cm.) | 318473 |  | July 2019 | New Listing
03 - General Miscellaneous | 03.08 - CLOSURE DEVICES | 03.08.07 - Complete Biomaterial Mesh | 03.08.07.03 - 401-600cm² | Coated | BA278 | 3277 | Bard Australia Pty Ltd | Phasix ST | Fully resorbable mesh with a resorbable hydrogel coating (adhesion barrier) | PHASIX ST 20X25CM | 318512 |  | July 2019 | New Listing
03 - General Miscellaneous | 03.08 - CLOSURE DEVICES | 03.08.07 - Complete Biomaterial Mesh | 03.08.07.03 - 401-600cm² | Contoured | BA276 | 3372 | Bard Australia Pty Ltd | Phasix | Fully resorbable synthetic mesh | Phasix™ Mesh – 6 x 12 in. Rectangle (15 x 30 cm.) Phasix™ Mesh – 8 x 10 in. Rectangle (20.3 x 25.4 cm.) Phasix™ Mesh – 8 x 12 in. Rectangle (20 x 30 cm.) | 318473 |  | July 2019 | New Listing
03 - General Miscellaneous | 03.08 - CLOSURE DEVICES | 03.08.07 - Complete Biomaterial Mesh | 03.08.07.04 - 601-800cm² | Coated | BA279 | 4275 | Bard Australia Pty Ltd | Phasix ST | Fully resorbable mesh with a resorbable hydrogel coating (adhesion barrier) | PHASIX ST 25X30CM | 318512 |  | July 2019 | New Listing
03 - General Miscellaneous | 03.08 - CLOSURE DEVICES | 03.08.07 - Complete Biomaterial Mesh | 03.08.07.05 - >800cm² | Coated | BA277 | 5225 | Bard Australia Pty Ltd | Phasix | Fully resorbable synthetic mesh | Phasix™ Mesh – 12 x 12 in. Square (30 x 30 cm.) Phasix™ Mesh – 10 x 16 in. Rectangle (10 x 16 cm.) Phasix™ Mesh – 14 x 14 in. Square (35 x 35 cm.) Phasix™ Mesh – 12 x 18 in. Rectangle (30 x 45 cm.) Phasix™ Mesh – 16 x 16 in. Square (40 x 40 cm.) Phasix™ Mesh – 18 x 18 in. Square (45 x 45 cm.) Phasix™ Mesh – 19.5 x 19.5 in. Square (50 x 50 cm.) | 318473 |  | July 2019 | New Listing
03 - General Miscellaneous | 03.08 - CLOSURE DEVICES | 03.08.07 - Complete Biomaterial Mesh | 03.08.07.05 - >800cm² | Coated | BA280 | 5225 | Bard Australia Pty Ltd | Phasix ST | Fully resorbable mesh with a resorbable hydrogel coating (adhesion barrier) | PHASIX ST 30X35CM | 318512 |  | July 2019 | New Listing
04 - Neurosurgical | 04.04 - DEEP BRAIN STIMULATION (DBS) | 04.04.01 - Implantable Pulse Generator | 04.04.01.01 - Primary Cell Pulse Generator (non-rechargeable) | Dual Channel | NK111 | 14307 | National Surgical Pty Ltd | Dual Channel Implantable Pulse generator | Dual Channel Implantable Pulse generator | Sizes as suitable for patient anatomy | 307525 |  | July 2019 | New Listing
04 - Neurosurgical | 04.04 - DEEP BRAIN STIMULATION (DBS) | 04.04.01 - Implantable Pulse Generator | 04.04.01.01 - Primary Cell Pulse Generator (non-rechargeable) |  | NK107 | 8598 | National Surgical Pty Ltd | Single Channel Implantable Pulse Generator | Single Channel Implantable Pulse Generator | Suitable for patient anatomy | 307524 |  | July 2019 | New Listing
04 - Neurosurgical | 04.04 - DEEP BRAIN STIMULATION (DBS) | 04.04.01 - Implantable Pulse Generator | 04.04.01.02 - Rechargeable Pulse Generator | Dual Channel | NK112 | 18193 | National Surgical Pty Ltd | Dual Channel Rechargeable Implantable Pulse Generator | Dual Channel Rechargeable Implantable Pulse Generator | Sized as suitable for patient anatomy | 307526 |  | July 2019 | New Listing
04 - Neurosurgical | 04.04 - DEEP BRAIN STIMULATION (DBS) | 04.04.02 - External Components | 04.04.02.01 - Patient Programmer |  | NK109 | 1330 | National Surgical Pty Ltd | Patient or Clinician Programmer | Patient or Clinician Programmer | N/A | 308945 |  | July 2019 | New Listing
04 - Neurosurgical | 04.04 - DEEP BRAIN STIMULATION (DBS) | 04.04.02 - External Components | 04.04.02.02 - Recharger |  | NK110 | 1876 | National Surgical Pty Ltd | Patient programmer Recharger | Patient programmer Recharger | N/A | 309804 |  | July 2019 | New Listing
04 - Neurosurgical | 04.04 - DEEP BRAIN STIMULATION (DBS) | 04.04.03 - Leads | 04.04.03.01 - Permanent Lead |  | NK108 | 3943 | National Surgical Pty Ltd | Implantable Lead Kits | Implantable Lead Kits | Multiple sizes suitable for patient anatomy | 313134 |  | July 2019 | New Listing
04 - Neurosurgical | 04.04 - DEEP BRAIN STIMULATION (DBS) | 04.04.03 - Leads | 04.04.03.02 - Lead Extension |  | NK113 | 1995 | National Surgical Pty Ltd | Implantable Extension Kit | Implantable Extension Kit | Suitable for patient anatomy | 313133 |  | July 2019 | New Listing
04 - Neurosurgical | 04.05 - NEUROSTIMULATION THERAPIES FOR PAIN MANAGEMENT | 04.05.01 - Pulse Generators | 04.05.01.02 - Rechargeable Pulse Generator | Adaptive Stimulation, Unlimited Deep Discharge Battery, 32 Electrode IPG | BS362 | 24700 | Boston Scientific Australia Pty Ltd | Precision Spectra WaveWriter IPG | 32-output, multi-channel, zero-volt rechargeable neurostimulation system IPG with Combination Therapy, Sub-Perception Algorithms and Waveform Automation | One Size Only | 318260 |  | July 2019 | New Listing
04 - Neurosurgical | 04.05 - NEUROSTIMULATION THERAPIES FOR PAIN MANAGEMENT | 04.05.01 - Pulse Generators | 04.05.01.02 - Rechargeable Pulse Generator | Integrated Leads | FP001 | 18981 | ALGOSTIM RESEARCH AND DEVELOPMENT PTY LIMITED | StimRouter Neuromodulation System Kit | Implantable multi-electrode lead with integrated receiver, delivery tools, external pulse transmitter, patient programmer, and charger set. | One size only | 313344 |  | July 2019 | New Listing
05 - Urogenital | 05.01 - Incontinence Prostheses | 05.01.01 - Inflatable | 05.01.01.06 - System |  | ET084 | 9500 | Endotherapeutics Pty Ltd | ATOMS with Integrated Scrotal Port | The ATOMS with Integrated Scrotal Port is a long-term hydraulically adjustable substitute urinary sphincter. The implant is supplied as a single piece system which includes a hydraulically adjusted urethral cuff and a silicone coated adjustment port which rests in the patient's scrotum. The pressure applied by the cuff is evenly distributed over the bulbar urethra, providing ventral closure in order to achieve continence. The adjustment port is designed to allow for non-surgical postoperative adjustment of cuff pressure. | 1 size only Width of tape: 12mm Dimensions of cushion: 40 x 45mm Port Diameter: 11mm | 154803 |  | July 2019 | New Listing
06 - Specialist Orthopaedic | 06.01 - ANKLE AND FOOT | 06.01.02 - Sinus Tarsi Implant | 06.01.02.01 - Metal |  | LM373 | 1321 | LMT Surgical Pty Ltd | Subtalar Implants | Subtalar Implants | All sizes | 308018 |  | July 2019 | New Listing
06 - Specialist Orthopaedic | 06.03 - SKELETAL RECONSTRUCTION | 06.03.01 - Intramedullary Nails | 06.03.01.01 - Femoral, Proximal short (<220mm) |  | SQ158 | 1010 | Surgical Specialties | PediNail Platform | Pediatric Nailing Platform Femur | 7mm x 200mm Child Left, Right | 191587 |  | July 2019 | New Listing
06 - Specialist Orthopaedic | 06.03 - SKELETAL RECONSTRUCTION | 06.03.01 - Intramedullary Nails | 06.03.01.02 - Femoral, Proximal long (≥220mm) |  | SQ157 | 1370 | Surgical Specialties | PediNail Platform | Pediatric Nailing Platform Femur | 7-12mm x 220-420mm Left, Right Child, Adolescent | 191587 |  | July 2019 | New Listing
06 - Specialist Orthopaedic | 06.03 - SKELETAL RECONSTRUCTION | 06.03.01 - Intramedullary Nails | 06.03.01.04 - Tibial/Fibular |  | DE684 | 1268 | Device Technologies Australia Pty Ltd | Fibulock, Fibular Nail System | Fibular Nail for Fibular Fracture Fixation | 4 Sizes (Left & Right Side Specific) | 310531 |  | July 2019 | New Listing
06 - Specialist Orthopaedic | 06.03 - SKELETAL RECONSTRUCTION | 06.03.01 - Intramedullary Nails | 06.03.01.08 - Flexible/paediatric |  | DZ072 | 223 | AUSTRALIAN ORTHOPAEDIC FIXATIONS PTY LTD | Elastic Nails | Flexible/Paediatric Nails | 1.5mm to 5.5mm diameter, 300mm to 440mm length | 111818 |  | July 2019 | New Listing
06 - Specialist Orthopaedic | 06.03 - SKELETAL RECONSTRUCTION | 06.03.01 - Intramedullary Nails | 06.03.01.08 - Flexible/paediatric |  | ZA065 | 223 | Zimmer Biomet Pty Ltd | Nancy Nail System | Pediatric Flexible Nail | 2-4mm x 130-450mm | 212593 |  | July 2019 | Compressed from BH179,BH180,BH181,BH183
06 - Specialist Orthopaedic | 06.03 - SKELETAL RECONSTRUCTION | 06.03.01 - Intramedullary Nails | 06.03.01.11 - Arthrodesis Other |  | TN061 | 548 | Newclip Technics Australia Pty Ltd | Interphalangeal implants | Interphalangeal implants | XS, S, M, L | 299344 |  | July 2019 | New Listing
06 - Specialist Orthopaedic | 06.03 - SKELETAL RECONSTRUCTION | 06.03.02 - Intramedullary Nail Accessories | 06.03.02.04 - End caps and extension caps |  | DZ071 | 96 | AUSTRALIAN ORTHOPAEDIC FIXATIONS PTY LTD | Elastic Nails | End Caps | 1.5mm to 5.5mm | 111818 |  | July 2019 | New Listing
06 - Specialist Orthopaedic | 06.03 - SKELETAL RECONSTRUCTION | 06.03.02 - Intramedullary Nail Accessories | 06.03.02.04 - End caps and extension caps |  | ZA064 | 96 | Zimmer Biomet Pty Ltd | Zimmer Natural Nail System | Nail caps - titanium | 0-15mm | 112735 |  | July 2019 | Compressed from ZI710,ZI711,ZI720
06 - Specialist Orthopaedic | 06.03 - SKELETAL RECONSTRUCTION | 06.03.03 - Plates | 06.03.03.01 - Standard (screw size ≥4.5mm)(including blade) ≤ 6 holes | LK | TN058 | 798 | Newclip Technics Australia Pty Ltd | Plating system Com, LK | Plating system Com, LK | ≤ 6 holes | 260229 260232 |  | July 2019 | New Listing
06 - Specialist Orthopaedic | 06.03 - SKELETAL RECONSTRUCTION | 06.03.03 - Plates | 06.03.03.01 - Standard (screw size ≥4.5mm)(including blade) ≤ 6 holes |  | VK027 | 542 | Akva Surgical Pty Ltd | eight-Plate Plus | The guided growth plate system plus consists of different sizes of eight-Plate plus. The device is designed for the gradual correction of paediatric congenital as well as acquired deformities in both upper and lower extremities. | 12mm 16mm 20mm | 289399 |  | July 2019 | New Listing
06 - Specialist Orthopaedic | 06.03 - SKELETAL RECONSTRUCTION | 06.03.03 - Plates | 06.03.03.02 - Standard (screw size ≥4.5mm)(including blade) ≥ 7 to ≤ 15 holes | Com,VAL | WR446 | 1244 | Wright Medical Australia | ORTHOLOC Universal Ankle Fusion Plating System | The ORTHOLOC Universal Ankle Fusion Plating System is intended to facilitate arthrodesis of the ankle including tibiotalocalcaneal and tibiotalar joints and tibiocalcaneal arthrodeses, in conjunction with osteotomies and fractures of the distal tibia, talus, and calcaneus. | 82mm | 198485 |  | July 2019 | New Listing
06 - Specialist Orthopaedic | 06.03 - SKELETAL RECONSTRUCTION | 06.03.03 - Plates | 06.03.03.02 - Standard (screw size ≥4.5mm)(including blade) ≥ 7 to ≤ 15 holes | LK | TN060 | 931 | Newclip Technics Australia Pty Ltd | Plating System Com, LK | Plating System Com, LK | ≥ 7 to ≤ 15 holes | 260229 260232 |  | July 2019 | New Listing
06 - Specialist Orthopaedic | 06.03 - SKELETAL RECONSTRUCTION | 06.03.03 - Plates | 06.03.03.04 - Small (screw size 2.71mm – 4.49mm)(including blade) ≤ 6 holes |  | MO446 | 214 | Medical & Optical Instruments Australia Pty Ltd | Acumed Small Fragment Plates | One Third Tubular Plates | 3 to 6 Holes | 99824 |  | July 2019 | New Listing
06 - Specialist Orthopaedic | 06.03 - SKELETAL RECONSTRUCTION | 06.03.03 - Plates | 06.03.03.04 - Small (screw size 2.71mm – 4.49mm)(including blade) ≤ 6 holes |  | VK028 | 214 | Akva Surgical Pty Ltd | Quad Plate Plus | The Guided Growth Plate System Plus consists of different sizes of quad- Plate plus, different cannulated and solid screw options. The device is designed for the gradual correction of paediatric congenital as well as acquired deformities in both the upper and lower extremities, provided that the physics are not fused. The plates feature a contoured waist and low profile for paediatric usage. There is a centre hole in the plates for a temporary guide pin to be implanted to aid application and removal of the plate. The plates are attached to the external surface of the bone over the growth plate by screws. These screws are not locked to the plate, but rather are allowed to swivel and diverge in their position as bone growth occurs. The implant acts like a flexible hinge, permitting growth at the growth plate to gradually straighten the limb. | 16mm plate 22mm plate | 289399 |  | July 2019 | New Listing
06 - Specialist Orthopaedic | 06.03 - SKELETAL RECONSTRUCTION | 06.03.03 - Plates | 06.03.03.05 - Small (screw size 2.71mm – 4.49mm)(including blade) ≥ 7 to ≤ 15 holes |  | LM372 | 279 | LMT Surgical Pty Ltd | Tibial Osteotomy Plates | Tibial Osteotomy Plates | Multiple sizes to suit patient anatomy | 266216 |  | July 2019 | New Listing
06 - Specialist Orthopaedic | 06.03 - SKELETAL RECONSTRUCTION | 06.03.03 - Plates | 06.03.03.05 - Small (screw size 2.71mm – 4.49mm)(including blade) ≥ 7 to ≤ 15 holes |  | LM376 | 279 | LMT Surgical Pty Ltd | Fibular Osteotomy Plates | Fibular Osteotomy Plates | Multiple sizes to suit patient anatomy | 266216 |  | July 2019 | New Listing
06 - Specialist Orthopaedic | 06.03 - SKELETAL RECONSTRUCTION | 06.03.03 - Plates | 06.03.03.05 - Small (screw size 2.71mm – 4.49mm)(including blade) ≥ 7 to ≤ 15 holes |  | LM377 | 279 | LMT Surgical Pty Ltd | Fibular Osteotomy Plates | Fibular Osteotomy Plates | Sizes to suit patient anatomy | 266216 |  | July 2019 | New Listing
06 - Specialist Orthopaedic | 06.03 - SKELETAL RECONSTRUCTION | 06.03.03 - Plates | 06.03.03.05 - Small (screw size 2.71mm – 4.49mm)(including blade) ≥ 7 to ≤ 15 holes |  | LM379 | 279 | LMT Surgical Pty Ltd | Ankle Fusion Plate | Ankle Fusion Plate | Suitable for patient anatomy | 266216 |  | July 2019 | New Listing
06 - Specialist Orthopaedic | 06.03 - SKELETAL RECONSTRUCTION | 06.03.03 - Plates | 06.03.03.05 - Small (screw size 2.71mm – 4.49mm)(including blade) ≥ 7 to ≤ 15 holes |  | MO445 | 279 | Medical & Optical Instruments Australia Pty Ltd | Acumed Small Fragment Plates | One Third Tubular Plates | 7 to 15 Holes | 99824 |  | July 2019 | New Listing
06 - Specialist Orthopaedic | 06.03 - SKELETAL RECONSTRUCTION | 06.03.03 - Plates | 06.03.03.05 - Small (screw size 2.71mm – 4.49mm)(including blade) ≥ 7 to ≤ 15 holes |  | TN059 | 279 | Newclip Technics Australia Pty Ltd | Periarticular Clavicle plate | Periarticular plate for clavicle | ≥ 7 to ≤ 15 holes | 260229 260232 |  | July 2019 | New Listing
06 - Specialist Orthopaedic | 06.03 - SKELETAL RECONSTRUCTION | 06.03.03 - Plates | 06.03.03.05 - Small (screw size 2.71mm – 4.49mm)(including blade) ≥ 7 to ≤ 15 holes |  | ZA059 | 279 | Zimmer Biomet Pty Ltd | ALPS Clavicle Plating System | Clavicle Plating System | ≥7 to ≤15 holes |  |  | July 2019 | New Listing
06 - Specialist Orthopaedic | 06.03 - SKELETAL RECONSTRUCTION | 06.03.03 - Plates | 06.03.03.05 - Small (screw size 2.71mm – 4.49mm)(including blade) ≥ 7 to ≤ 15 holes |  | ZA063 | 279 | Zimmer Biomet Pty Ltd | Clavicle Plating System | clavicle variable angle locking plates | 7-15 holes | 275084 |  | July 2019 | New Listing
06 - Specialist Orthopaedic | 06.03 - SKELETAL RECONSTRUCTION | 06.03.03 - Plates | 06.03.03.07 - Mini (screw size ≤2.7mm)(including blade) ≤ 6 holes | VAL | MO447 | 1197 | Medical & Optical Instruments Australia Pty Ltd | Acumed Small Fragment Plates | 2.7mm Fragment Plates | 6 Hole | 99824 |  | July 2019 | New Listing
06 - Specialist Orthopaedic | 06.03 - SKELETAL RECONSTRUCTION | 06.03.03 - Plates | 06.03.03.07 - Mini (screw size ≤2.7mm)(including blade) ≤ 6 holes | VAL | PB056 | 1197 | Australian Pacific Medical Pty Ltd | Marathon VA System | Variable Angle Bone Plates | <6 Holes | 261562 |  | July 2019 | New Listing
06 - Specialist Orthopaedic | 06.03 - SKELETAL RECONSTRUCTION | 06.03.03 - Plates | 06.03.03.08 - Mini (screw size ≤2.7mm)(including blade) ≥ 7 to ≤ 15 holes | VAL | MO448 | 952 | Medical & Optical Instruments Australia Pty Ltd | Acumed Small Fragment Plates | 2.7mm Fragment Plates | 7 to 15 Holes | 99824 |  | July 2019 | New Listing
06 - Specialist Orthopaedic | 06.03 - SKELETAL RECONSTRUCTION | 06.03.03 - Plates | 06.03.03.08 - Mini (screw size ≤2.7mm)(including blade) ≥ 7 to ≤ 15 holes | VAL | PB058 | 952 | Australian Pacific Medical Pty Ltd | Marathon VA System | Variable Angle Bone plates | >7 - <15 holes | 261562 |  | July 2019 | New Listing
06 - Specialist Orthopaedic | 06.03 - SKELETAL RECONSTRUCTION | 06.03.03 - Plates | 06.03.03.20 - Periarticular anatomic - Humerus ≥ 7 to ≤ 15 holes | VAL | WR443 | 1643 | Wright Medical Australia | ORTHOLOC SPS Humeral Plates - Standard & Posterior | Stainless steel variable angle locking periarticular anatomic humeral plate, standard and posterior. | ≥ 7 to ≤ 15 holes, right & left | 147747 |  | July 2019 | New Listing
06 - Specialist Orthopaedic | 06.03 - SKELETAL RECONSTRUCTION | 06.03.03 - Plates | 06.03.03.20 - Periarticular anatomic - Humerus ≥ 7 to ≤ 15 holes | VAL | WR447 | 1643 | Wright Medical Australia | ORTHOLOC SPS Greater Tuberosity Plate | Stainless steel peri-articular anatomic variable angle locking plate for greater tuberosity fixation | One size only | 147747 |  | July 2019 | New Listing
06 - Specialist Orthopaedic | 06.03 - SKELETAL RECONSTRUCTION | 06.03.03 - Plates | 06.03.03.21 - Periarticular anatomic - Humerus ≥ 16 holes | VAL | WR448 | 1643 | Wright Medical Australia | ORTHOLOC SPS Humeral Plates - Standard (Long) | Stainless steel variable angle locking periarticular anatomic humeral plate | ≥ 16 holes | 147747 |  | July 2019 | New Listing
06 - Specialist Orthopaedic | 06.03 - SKELETAL RECONSTRUCTION | 06.03.03 - Plates | 06.03.03.23 - Periarticular anatomic - Radius ≥ 7 to ≤ 15 holes | VAL | PB057 | 1439 | Australian Pacific Medical Pty Ltd | Distal Radius Plate | Distal Radius Plating System | 7 - 15 holes | 261562 |  | July 2019 | New Listing
06 - Specialist Orthopaedic | 06.03 - SKELETAL RECONSTRUCTION | 06.03.03 - Plates | 06.03.03.23 - Periarticular anatomic - Radius ≥ 7 to ≤ 15 holes | VAL | TN057 | 1439 | Newclip Technics Australia Pty Ltd | Periarticular radius plate | Periarticular VAL radius plate | ≥7 to ≤15 holes | 260229 260232 |  | July 2019 | New Listing
06 - Specialist Orthopaedic | 06.03 - SKELETAL RECONSTRUCTION | 06.03.03 - Plates | 06.03.03.37 - Periarticular anatomic - Fibula ≥ 16 holes | LK | LM375 | 1330 | LMT Surgical Pty Ltd | Cluster Plates | Cluster Plates | 18 holes | 182677 |  | July 2019 | New Listing
06 - Specialist Orthopaedic | 06.03 - SKELETAL RECONSTRUCTION | 06.03.04 - Screws | 06.03.04.01 - Standard ( ≥4.5mm) | CN | VK034 | 191 | Akva Surgical Pty Ltd | eight-Plate Plus Cannulated Screw | The guided growth plate system plus consists of different sizes of plates and cannulated screws. The device is designed for the gradual correction of paediatric congenital as well as acquired deformities in both upper and lower extremities. | 4.5mm x 16mm 4.5mm x 24mm 4.5mm x 32mm 4.5mm x 36mm | 289252 |  | July 2019 | New Listing
06 - Specialist Orthopaedic | 06.03 - SKELETAL RECONSTRUCTION | 06.03.04 - Screws | 06.03.04.01 - Standard ( ≥4.5mm) | CN,LK | ER523 | 254 | Emergo Asia Pacific Pty Ltd | Paragon 28 Monster Screw System-Screws, standard ( ≥4.5mm), cannulated, locking | Paragon 28 Monster Screw System-Joust Beaming Screws, standard, cannulated, locking, headless, Titanium | dia (5.0-7.2mm) x Length (50-185mm) | 289308 |  | July 2019 | New Listing
06 - Specialist Orthopaedic | 06.03 - SKELETAL RECONSTRUCTION | 06.03.04 - Screws | 06.03.04.01 - Standard ( ≥4.5mm) | DT,LK | ER522 | 298 | Emergo Asia Pacific Pty Ltd | Paragon 28 Monster Screw System-Screws, standard ( ≥4.5mm), dual thread, locking | Paragon 28 Monster Screw System-Joust Beaming Screws, ( ≥4.5mm), headless, dual thread, locking, Ti | dia (5.0-7.2mm) x length (50-185mm) | 289308 |  | July 2019 | New Listing
06 - Specialist Orthopaedic | 06.03 - SKELETAL RECONSTRUCTION | 06.03.04 - Screws | 06.03.04.01 - Standard ( ≥4.5mm) | LK | ER530 | 128 | Emergo Asia Pacific Pty Ltd | Paragon 28 Monster Screw System-Screws, standard ( ≥4.5mm), cannulated, locking | Paragon 28 Monster Screw System-Joust Beaming Screws, standard, cannulated, locking, headless, Titanium | dia (5.0-7.2mm) x Length (50-185mm) | 289308 |  | July 2019 | New Listing
06 - Specialist Orthopaedic | 06.03 - SKELETAL RECONSTRUCTION | 06.03.04 - Screws | 06.03.04.01 - Standard ( ≥4.5mm) |  | LM374 | 65 | LMT Surgical Pty Ltd | Plate Screw | Plate Screw | 4.5mm diameter and greater | 266216 |  | July 2019 | New Listing
06 - Specialist Orthopaedic | 06.03 - SKELETAL RECONSTRUCTION | 06.03.04 - Screws | 06.03.04.01 - Standard ( ≥4.5mm) |  | LM381 | 65 | LMT Surgical Pty Ltd | Screw and Locking Cap | Screw and Locking Cap | 4.5 mm and larger diameter | 266216 |  | July 2019 | New Listing
06 - Specialist Orthopaedic | 06.03 - SKELETAL RECONSTRUCTION | 06.03.04 - Screws | 06.03.04.02 - Small (2.71mm – 4.49mm) | LK | WR444 | 145 | Wright Medical Australia | ORTHOLOC SPS Locking Screws | Stainless steel locking head screws: cortical or cancellous | Dia 3.5mm Length: 10mm - 60mm | 148960 |  | July 2019 | New Listing
06 - Specialist Orthopaedic | 06.03 - SKELETAL RECONSTRUCTION | 06.03.04 - Screws | 06.03.04.02 - Small (2.71mm – 4.49mm) |  | LM380 | 82 | LMT Surgical Pty Ltd | Screw and Locking Cap | Screw and Locking Cap | 2.71 to 4.49 mm diameter | 266216 |  | July 2019 | New Listing
06 - Specialist Orthopaedic | 06.03 - SKELETAL RECONSTRUCTION | 06.03.04 - Screws | 06.03.04.02 - Small (2.71mm – 4.49mm) |  | WR445 | 82 | Wright Medical Australia | ORTHOLOC SPS Non-Locking Screws | Stainless steel, cortical, non-locking screws | Dia. 3.5mm Length: 10mm - 60mm | 148960 |  | July 2019 | New Listing
06 - Specialist Orthopaedic | 06.03 - SKELETAL RECONSTRUCTION | 06.03.04 - Screws | 06.03.04.04 - Micro (≤ 2.0mm) |  | HW661 | 60 | Stryker Australia Pty Ltd | Stryker Plating System | Cortical Bone Screws | 0.5-2.0mm | 269713 295226 |  | July 2019 | New Listing
06 - Specialist Orthopaedic | 06.03 - SKELETAL RECONSTRUCTION | 06.03.04 - Screws | 06.03.04.10 - Screw Accessories - Caps |  | LM378 | 117 | LMT Surgical Pty Ltd | Orthopaedic screw cap | Orthopaedic screw cap | All sizes | 266216 |  | July 2019 | New Listing
06 - Specialist Orthopaedic | 06.03 - SKELETAL RECONSTRUCTION | 06.03.07 - Soft Tissue Fixation Devices | 06.03.07.01 - No suture (including arrows) |  | BW007 | 234 | STABLE ORTHOPAEDICS PTY LTD | Biotek suture anchor, knotless | A device designed to be implanted into bone for the attachment of soft tissues either directly or via a suture attached to the device. It is typically used in shoulder and some lower-limb operations, and functions as an alternative to drilling a hole in bone for passing a suture. The device is made of a material that cannot be chemically degraded or absorbed via natural body processes | Diameter: 2.8mm; 5.0mm; 5.5mm; 6.0mm; 7.0mm; 8.0mm | 314305 |  | July 2019 | New Listing
06 - Specialist Orthopaedic | 06.03 - SKELETAL RECONSTRUCTION | 06.03.07 - Soft Tissue Fixation Devices | 06.03.07.02 - Suture, Small anchors (≤2.3mm) |  | PJ032 | 294 | PurePlay Orthopaedics | Draw Tight Suture Anchors | Suture Anchor | 1.8mm | 177866 |  | July 2019 | Transferred from SV060
06 - Specialist Orthopaedic | 06.03 - SKELETAL RECONSTRUCTION | 06.03.07 - Soft Tissue Fixation Devices | 06.03.07.03 - Suture, Medium anchors (2.4 – 3.9mm) |  | BW004 | 442 | STABLE ORTHOPAEDICS PTY LTD | Biotek suture anchor titanium | A device designed to be implanted into bone for the attachment of soft tissues either directly or via a suture attached to the device. It is typically used in shoulder and some lower-limb operations, and functions as an alternative to drilling a hole in bone for passing a suture. The device is made of a material that cannot be chemically degraded or absorbed via natural body processes | Diameter: 2.8mm; 3.5mm; | 314305 |  | July 2019 | New Listing
06 - Specialist Orthopaedic | 06.03 - SKELETAL RECONSTRUCTION | 06.03.07 - Soft Tissue Fixation Devices | 06.03.07.03 - Suture, Medium anchors (2.4 – 3.9mm) |  | BW005 | 442 | STABLE ORTHOPAEDICS PTY LTD | Biotek ligament anchor PEEK | A device designed to be implanted into bone for the attachment of soft tissues either directly or via a suture attached to the device. It is typically used in shoulder and some lower-limb operations, and functions as an alternative to drilling a hole in bone for passing a suture. The device is made of a material that cannot be chemically degraded or absorbed via natural body processes | Diameter: 2.8mm; 3.0mm; 3.5mm | 314305 |  | July 2019 | New Listing
06 - Specialist Orthopaedic | 06.03 - SKELETAL RECONSTRUCTION | 06.03.07 - Soft Tissue Fixation Devices | 06.03.07.03 - Suture, Medium anchors (2.4 – 3.9mm) |  | DE687 | 442 | Device Technologies Australia Pty Ltd | Knotless Hip SutureTak | Knotless suture anchor for hip labral fixation | Diameter: 3mm Length: 12.7mm | 126657 |  | July 2019 | New Listing
06 - Specialist Orthopaedic | 06.03 - SKELETAL RECONSTRUCTION | 06.03.07 - Soft Tissue Fixation Devices | 06.03.07.03 - Suture, Medium anchors (2.4 – 3.9mm) |  | PJ025 | 442 | PurePlay Orthopaedics | Parcus Series 3 Peek CF Suture Anchor | Knotless push in Anchor with 2 sutures and suture passer. | 3.5mm diameter | 178101 |  | July 2019 | Transferred from SV037
06 - Specialist Orthopaedic | 06.03 - SKELETAL RECONSTRUCTION | 06.03.07 - Soft Tissue Fixation Devices | 06.03.07.03 - Suture, Medium anchors (2.4 – 3.9mm) |  | PJ029 | 442 | PurePlay Orthopaedics | Draw Tight Suture Anchors | Suture Anchor | 3.2mm | 177866 |  | July 2019 | Transferred from SV056
06 - Specialist Orthopaedic | 06.03 - SKELETAL RECONSTRUCTION | 06.03.07 - Soft Tissue Fixation Devices | 06.03.07.03 - Suture, Medium anchors (2.4 – 3.9mm) |  | PJ030 | 442 | PurePlay Orthopaedics | Knotless PEEK CF Suture Anchors | Suture Anchor, PEEK CF | 2.8mm 3.5mm | 177866 |  | July 2019 | Transferred from SV057
06 - Specialist Orthopaedic | 06.03 - SKELETAL RECONSTRUCTION | 06.03.07 - Soft Tissue Fixation Devices | 06.03.07.04 - Suture, Large anchors (≥4mm) | AB | MN245 | 501 | Johnson & Johnson Medical Pty Ltd | HEALIX Anchor System | Biocryl Rapide anchor with Permatape suture | 4.5-6.5mm | 311080 |  | July 2019 | New Listing
06 - Specialist Orthopaedic | 06.03 - SKELETAL RECONSTRUCTION | 06.03.07 - Soft Tissue Fixation Devices | 06.03.07.04 - Suture, Large anchors (≥4mm) |  | BW006 | 442 | STABLE ORTHOPAEDICS PTY LTD | Biotek large suture anchor titanium | A device designed to be implanted into bone for the attachment of soft tissues either directly or via a suture attached to the device. It is typically used in shoulder and some lower-limb operations, and functions as an alternative to drilling a hole in bone for passing a suture. The device is made of a material that cannot be chemically degraded or absorbed via natural body processes | Diameter: 5.0mm; 5.5mm; 6.5mm | 314305 |  | July 2019 | New Listing
06 - Specialist Orthopaedic | 06.03 - SKELETAL RECONSTRUCTION | 06.03.07 - Soft Tissue Fixation Devices | 06.03.07.04 - Suture, Large anchors (≥4mm) |  | BW008 | 442 | STABLE ORTHOPAEDICS PTY LTD | Biotek large suture anchor PEEK | A device designed to be implanted into bone for the attachment of soft tissues either directly or via a suture attached to the device. It is typically used in shoulder and some lower-limb operations, and functions as an alternative to drilling a hole in bone for passing a suture. The device is made of a material that cannot be chemically degraded or absorbed via natural body processes | Diameter: 5.5mm | 314305 |  | July 2019 | New Listing
06 - Specialist Orthopaedic | 06.03 - SKELETAL RECONSTRUCTION | 06.03.07 - Soft Tissue Fixation Devices | 06.03.07.04 - Suture, Large anchors (≥4mm) |  | DE688 | 442 | Device Technologies Australia Pty Ltd | Cinch II | Meniscal anchor | L: 5.3mm D: 1.1 mm | 126657 |  | July 2019 | New Listing
06 - Specialist Orthopaedic | 06.03 - SKELETAL RECONSTRUCTION | 06.03.07 - Soft Tissue Fixation Devices | 06.03.07.04 - Suture, Large anchors (≥4mm) |  | PJ031 | 442 | PurePlay Orthopaedics | Knotless PEEK CF Suture Anchors | Suture Anchor, PEEK CF | 4.5mm 5.5mm | 177866 |  | July 2019 | Transferred from SV058
06 - Specialist Orthopaedic | 06.03 - SKELETAL RECONSTRUCTION | 06.03.07 - Soft Tissue Fixation Devices | 06.03.07.04 - Suture, Large anchors (≥4mm) |  | PJ034 | 442 | PurePlay Orthopaedics | Parcus SLiK Knotless Suture Anchor | Knotless PEEK or PEEK CF screw in anchor | Diameter: 4.75mm; 5.5mm; 6.25mm | 177866 |  | July 2019 | Transferred from SV074
06 - Specialist Orthopaedic | 06.03 - SKELETAL RECONSTRUCTION | 06.03.07 - Soft Tissue Fixation Devices | 06.03.07.04 - Suture, Large anchors (≥4mm) |  | ZA066 | 442 | Zimmer Biomet Pty Ltd | Allthread Anchors | suture anchors | 4.5-6.8mm | 117747 |  | July 2019 | Compressed from BH117,BH118,BH119
06 - Specialist Orthopaedic | 06.03 - SKELETAL RECONSTRUCTION | 06.03.07 - Soft Tissue Fixation Devices | 06.03.07.05 - Button/thread/tape or Button/thread/button |  | LV147 | 374 | ConMed Linvatec Australia Pty Ltd | MicroLink All-Suture Button | The MicroLink™ All-Suture Button (Radiopaque) is an all-suture suspension device with one strand of #2 (5 metric) Hi-Fi® suture, a radiopaque flat braid Hi-Fi® Suture Button and a radiopaque flat braid Hi-Fi® suture Backstop | N/A | 136631 |  | July 2019 | New Listing
06 - Specialist Orthopaedic | 06.03 - SKELETAL RECONSTRUCTION | 06.03.07 - Soft Tissue Fixation Devices | 06.03.07.05 - Button/thread/tape or Button/thread/button |  | PF028 | 374 | Perios Pty Ltd | TLS Tape | TLS Suspension Tape for use with TLS ACL reconstruction system | 6mm | 181401 |  | July 2019 | New Listing
06 - Specialist Orthopaedic | 06.03 - SKELETAL RECONSTRUCTION | 06.03.07 - Soft Tissue Fixation Devices | 06.03.07.05 - Button/thread/tape or Button/thread/button |  | PJ033 | 374 | PurePlay Orthopaedics | Parcus GFS Ultimate | Suspension fixation device | Button width: 3.9mm Button length: 12mm – 16.5mm | 178101 |  | July 2019 | Transferred from SV065
06 - Specialist Orthopaedic | 06.03 - SKELETAL RECONSTRUCTION | 06.03.07 - Soft Tissue Fixation Devices | 06.03.07.07 - Interference Screw (± sleeve) |  | LV146 | 181 | ConMed Linvatec Australia Pty Ltd | EZStart Screw | The EZStart™ Interference Screw is a dual threaded titanium interference screw with a tapered tip for easy insertion into bone | 6-10mm width x 15 - 30mm long | 129072 |  | July 2019 | New Listing
06 - Specialist Orthopaedic | 06.03 - SKELETAL RECONSTRUCTION | 06.03.07 - Soft Tissue Fixation Devices | 06.03.07.07 - Interference Screw (± sleeve) |  | PJ024 | 181 | PurePlay Orthopaedics | Parcus PEEK CF Interface Screw | PEEK CF Interface Screw | 7,8,9mm x 20-35mm 10,11,12mm x 25-35mm | 177865 |  | July 2019 | Transferred from SV039
06 - Specialist Orthopaedic | 06.03 - SKELETAL RECONSTRUCTION | 06.03.08 - Soft Tissue Substitute | 06.03.08.01 - Biological (human or animal tissue derived) |  | DE681 | 6022 | Device Technologies Australia Pty Ltd | JointRep | Thermogelling bioscaffold | One Size Only | 316444 |  | July 2019 | New Listing
06 - Specialist Orthopaedic | 06.03 - SKELETAL RECONSTRUCTION | 06.03.11 - External Fixateurs | 06.03.11.02 - Frame Complete - Monoplanar & Modular Frames |  | ZA060 | 6175 | Zimmer Biomet Pty Ltd | FastFrame External Fixation System | Knee Spanning and damage control external fixator system - fully assembled, sterile | Length: 200mm | 315769 |  | July 2019 | New Listing
06 - Specialist Orthopaedic | 06.03 - SKELETAL RECONSTRUCTION | 06.03.11 - External Fixateurs | 06.03.11.02 - Frame Complete - Monoplanar & Modular Frames |  | ZA061 | 6175 | Zimmer Biomet Pty Ltd | FastFrame External Fixation System | Ankle Spanning - fully assembled, sterile | Length: 100-200mm | 315769 |  | July 2019 | New Listing
06 - Specialist Orthopaedic | 06.03 - SKELETAL RECONSTRUCTION | 06.03.11 - External Fixateurs | 06.03.11.06 - Frame Component - Full Circular Ring |  | VK030 | 685 | Akva Surgical Pty Ltd | Orthofix Circular Frame Full ring | The Orthofix circular frame is a surgeon designed, user friendly ring fixation system for trauma applications, limb lengthening and deformity correction. It is based on the science, methodology and principles of Prof Ilizarov. The circular frame is simple, offering preassembled functional components that are easy to connect and operate. The frame is stable with anti-rotational feature on connection elements that prevents any undesirable movement. Its unique wire and half pin fixation elements provide efficient bone segment stabilisation. A biomechanically superior metal-plastic interface is stable both during and between adjustments. The system is versatile, consisting of rings, half-rings, foot plates, 5/8 rings and arches. Full control of bone segments accomplished with Orthofix circular frame allows precise movement of segments without compromising stability. | 80mm - 300mm full rings | 177324 229624 |  | July 2019 | New Listing
06 - Specialist Orthopaedic | 06.03 - SKELETAL RECONSTRUCTION | 06.03.11 - External Fixateurs | 06.03.11.07 - Frame Component - Partial Circular Ring |  | VK029 | 1050 | Akva Surgical Pty Ltd | Orthofix Circular Frame Partial ring | The Orthofix circular frame is a surgeon designed, user-friendly ring fixation system for trauma applications, limb lengthening and deformity correction. It is based on the science, methodology and principles of Prof Ilizarov. The circular frame is simple offering pre-assembled functional components that are easy to connect and operate. The frame is stable with anti-rotational feature on connection elements that prevents any undesirable movement. It's unique wire and half pin fixation elements provide efficient bone segment stabilisation. A biomechanically superior metal-plastic interface is stable both during and between adjustments. The system is versatile, consisting of rings, half-rings, foot plates, 5/8 rings and arches. Full control of bone segments accomplished with orthodox circular frame allows precise movement of segments without compromising stability. | 100mm - 300mm partial rings | 177324 229624 |  | July 2019 | New Listing
06 - Specialist Orthopaedic | 06.03 - SKELETAL RECONSTRUCTION | 06.03.11 - External Fixateurs | 06.03.11.09 - Frame Component - Circular Frame Strut Device | 3D | MN244 | 1235 | Johnson & Johnson Medical Pty Ltd | MAXFRAME Distraction Osteogenesis External Fixation System | ASSURE-STRUT™ Quick Adjust Strut - integral locking system, self-adjustment knob | XShort - Long | 155806 |  | July 2019 | New Listing
06 - Specialist Orthopaedic | 06.03 - SKELETAL RECONSTRUCTION | 06.03.11 - External Fixateurs | 06.03.11.09 - Frame Component - Circular Frame Strut Device | 3D | VK032 | 1235 | Akva Surgical Pty Ltd | 3D Rapid Adjust Strut | The rapid adjust strut is made of two metal casings encapsulating a threaded rod. It has the ability to correct acutely or gradually. The rapid adjust strut ends have 45 degree locking angulation with 360 degree rotation. The rapid adjust struts have unique ball and claw universal lockable joint at both ends of the strut. Two rapid adjust struts are sufficient for fracture reduction and initial stabilisation, whereas three rapid adjust struts are necessary for walking and weight bearing. Loosening of the ball claw joints allows for verification of the amplitude of angular correction and horizontal translation, magnitude of rotational correction and stability of fixation in coronal, sagittal and horizontal planes. | Short 70 - 104mm range Medium 98 - 188mm range Long 163 - 300mm range | 177324 207662 |  | July 2019 | New Listing
06 - Specialist Orthopaedic | 06.03 - SKELETAL RECONSTRUCTION | 06.03.11 - External Fixateurs | 06.03.11.09 - Frame Component - Circular Frame Strut Device | 3D | VK033 | 1235 | Akva Surgical Pty Ltd | 3D Telescopic Strut | Struts consist of two telescopic aluminium tubes, outer tube and an inner tube, which can be locked together at various lengths using the side locking bolt and clamp washer. The inner tube is attached to a spring-loaded, black knurled adjustment knob. The adjustment knob mates with the threaded rod in a manner such that the rod translates relative to the inner tube when the knob is rotated. This will provide gradual changes of overall strut length in 0.5mm increments. A reference arrow with plus sign located on the base of the adjustment knob indicates the direction of turning to perform strut elongation - distraction. Each strut has two special joints and one at the base of the outer tube and the other at the end of the threaded rod. Each joint has a mounting stud, which can be inserted into the mounting holes on the ring tabs and held in place by the locking screw. The rapid adjustment of the strut length is achieved by untightening the side locking bolt, sliding the inner tube relative to the outer tube to the desired length. The rapid adjustment is indicated by the inner tube scale in 1mm increments relative to the orange line mark on the outer tube. The gradual adjustment is achieved by pulling and rotating the adjustment knob resulting in a noticeable detect click every 0.5mm of adjustment. Gradual adjustment is indicated by the scale relative to the green line mark. | Struts are available in four sizes - ultrashort, short, medium and long providing adjustment range from 45mm to 318mm. Ultrashort strut 45 - 101mm range Short strut 92 - 122mm range Medium strut 114 - 184mm range Long strut 158 - 318mm range | 177324 207662 |  | July 2019 | New Listing
06 - Specialist Orthopaedic | 06.03 - SKELETAL RECONSTRUCTION | 06.03.11 - External Fixateurs | 06.03.11.10 - Frame Component - Foot Plate |  | VK031 | 2850 | Akva Surgical Pty Ltd | Orthofix Circular Frame Foot Plate | The Orthofix circular frame is a surgeon designed, user-friendly ring fixation system for trauma applications, limb lengthening and deformity correction. It is based on the science, methodology and principles of Prof Ilizarov. The circular frame is simple, offering preassembled functional components that are easy to connect and operate. The frame is stable with anti-rotational feature on connection elements that prevents any undesirable movement. Its unique wire and half pin fixation elements provide efficient bone segment stabilisation. A biomechanically superior metal-plastic interface is stable both during and between adjustments. The system is versatile, consisting of rings, half-rings, foot plates, 5/8 rings and arches. Full control of bone segments accomplished with Orthofix circular frame allows precise movement of segments without compromising stability. | 100mm - 220mm foot plates | 177324 229624 |  | July 2019 | New Listing
06 - Specialist Orthopaedic | 06.03 - SKELETAL RECONSTRUCTION | 06.03.11 - External Fixateurs | 06.03.11.11 - Frame Component - Circular Frame, Nuts & Spacers |  | MN241 | 45 | Johnson & Johnson Medical Pty Ltd | MAXFRAME Distraction Osteogenesis External Fixation System | ASSURE-STRUT™ Quick Adjust locking system ID Band | One Size | 155806 |  | July 2019 | New Listing
06 - Specialist Orthopaedic | 06.03 - SKELETAL RECONSTRUCTION | 06.03.11 - External Fixateurs | 06.03.11.11 - Frame Component - Circular Frame, Nuts & Spacers |  | MN242 | 45 | Johnson & Johnson Medical Pty Ltd | MAXFRAME Distraction Osteogenesis External Fixation System | ASSURE-STRUT™ Quick Adjust locking system ID Plug | One Size | 155806 |  | July 2019 | New Listing
06 - Specialist Orthopaedic | 06.03 - SKELETAL RECONSTRUCTION | 06.03.11 - External Fixateurs | 06.03.11.18 - Upper body kit |  | ZA062 | 6047 | Zimmer Biomet Pty Ltd | FastFrame External Fixation System | Distal radius - fully assembled, sterile | Length: 150mm | 315769 |  | July 2019 | New Listing
06 - Specialist Orthopaedic | 06.03 - SKELETAL RECONSTRUCTION | 06.03.15 - Bone Graft Substitute | 06.03.15.01 - Ceramic, 0-5cc | AUG | OK005 | 1026 | MY BIOLOGICS PTY LTD | NanoBone - Putty | QD and SBX Putty | 0.5ml, 1.0ml, 2.5ml, 5ml | 314924 |  | July 2019 | Duplicated from GO290
06 - Specialist Orthopaedic | 06.03 - SKELETAL RECONSTRUCTION | 06.03.15 - Bone Graft Substitute | 06.03.15.01 - Ceramic, 0-5cc |  | LB184 | 722 | Globus Medical Australia | SIGNIFY Bioactive | Osteostimulative and osteoconductive bioactive bone void filler | 2cc and 5cc | 317260 317427 317449 |  | July 2019 | New Listing
06 - Specialist Orthopaedic | 06.03 - SKELETAL RECONSTRUCTION | 06.03.15 - Bone Graft Substitute | 06.03.15.01 - Ceramic, 0-5cc |  | PJ026 | 722 | PurePlay Orthopaedics | GelOS™ | Gel based Synthetic bone substitute | 1cc, 2.5cc, 5cc | 233982 |  | July 2019 | Transferred from SV051
06 - Specialist Orthopaedic | 06.03 - SKELETAL RECONSTRUCTION | 06.03.15 - Bone Graft Substitute | 06.03.15.02 - Ceramic, >5cc - 10cc | AUG | OK006 | 2185 | MY BIOLOGICS PTY LTD | NanoBone - Putty | QD and SBX Putty | 10ml | 314924 |  | July 2019 | Duplicated from GO291
06 - Specialist Orthopaedic | 06.03 - SKELETAL RECONSTRUCTION | 06.03.15 - Bone Graft Substitute | 06.03.15.02 - Ceramic, >5cc - 10cc |  | LB183 | 1140 | Globus Medical Australia | SIGNIFY Bioactive | Osteostimulative and osteoconductive bioactive bone void filler | 10cc | 317260 317427 317449 |  | July 2019 | New Listing
06 - Specialist Orthopaedic | 06.03 - SKELETAL RECONSTRUCTION | 06.03.15 - Bone Graft Substitute | 06.03.15.02 - Ceramic, >5cc - 10cc |  | PJ027 | 1140 | PurePlay Orthopaedics | GelOS™ | Gel based Synthetic bone substitute | 10cc | 233982 |  | July 2019 | Transferred from SV052
06 - Specialist Orthopaedic | 06.03 - SKELETAL RECONSTRUCTION | 06.03.15 - Bone Graft Substitute | 06.03.15.03 - Ceramic, >10cc - 20cc |  | PJ028 | 1425 | PurePlay Orthopaedics | GelOS | Gel based synthetic bone substitute | 15cc | 233982 |  | July 2019 | Transferred from SV059
07 - Plastic and Reconstructive | 07.01 - CRANIOMAXILLOFACIAL RECONSTRUCTION & FIXATION | 07.01.01 - Mesh - Metal | 07.01.01.09 - 0.5-0.8mm thick, 51-200cm² |  | MN243 | 1146 | Johnson & Johnson Medical Pty Ltd | MatrixNEURO | Preformed mesh | 0.6mm | 313407 |  | July 2019 | New Listing
07 - Plastic and Reconstructive | 07.01 - CRANIOMAXILLOFACIAL RECONSTRUCTION & FIXATION | 07.01.06 - Screws | 07.01.06.02 - Diameter 1.25-3.24mm | Resorbable | ZA068 | 137 | Zimmer Biomet Pty Ltd | Lactosorb Resorbable Craniomaxillofacial Fixation System | Bone Screws | 1.5-2.5mm diameter | 143957 |  | July 2019 | Compressed from BI415,BI994,BI995,BI996
07 - Plastic and Reconstructive | 07.03 - DENTAL IMPLANTS | 07.03.01 - Abutment | 07.03.01.01 - Permanent |  | FV007 | 171 | DENTSPLY SIRONA PTY LIMITED | Ankylos Permanent Abutments | Permanent Abutments | Diameter range: 3.3mm - 5.7mm, height range: 7.5mm - 11.1mm | 224096 |  | July 2019 | Transferred from DH007
07 - Plastic and Reconstructive | 07.03 - DENTAL IMPLANTS | 07.03.01 - Abutment | 07.03.01.01 - Permanent |  | SB010 | 171 | Straumann Pty Ltd | Neodent GM Abutment (Mini Conical, Exact Mini Conical) | Titanium abutment | GM Mini Conical - Diameter: 0.8mm - 5.5mm GM Exact Mini Conical - Diameter: 1.5mm - 3.5mm; Angle: 17º, 30º | 286940 |  | July 2019 | New Listing
07 - Plastic and Reconstructive | 07.03 - DENTAL IMPLANTS | 07.03.01 - Abutment | 07.03.01.02 - Temporary |  | FV003 | 68 | DENTSPLY SIRONA PTY LIMITED | Astra Tech Implant System Healing Abutments | Healing Abutments | Implant Diameter: Range 3.0 - 5.4mm Healing Abutment Diameter Range from 3.5 - 6.5 | 212101 |  | July 2019 | Transferred from DH003
07 - Plastic and Reconstructive | 07.03 - DENTAL IMPLANTS | 07.03.01 - Abutment | 07.03.01.02 - Temporary |  | FV004 | 68 | DENTSPLY SIRONA PTY LIMITED | Astra Tech Implant System Abutments | Temporary Abutment | Diameter range: 3.3 - 7.0mm | 212101 |  | July 2019 | Transferred from DH004
07 - Plastic and Reconstructive | 07.03 - DENTAL IMPLANTS | 07.03.01 - Abutment | 07.03.01.02 - Temporary |  | FV006 | 68 | DENTSPLY SIRONA PTY LIMITED | Ankylos Temporary Abutments | Temporary and healing abutments | Diameter 3.3mm - 7mm | 212101 |  | July 2019 | Transferred from DH006
07 - Plastic and Reconstructive | 07.03 - DENTAL IMPLANTS | 07.03.01 - Abutment | 07.03.01.02 - Temporary |  | FV008 | 68 | DENTSPLY SIRONA PTY LIMITED | XiVE and Friadent Abutments, Locators | Permanent Abutments | Diameter (mm): 3.0 – 5.5 Gingiva height (mm): 1 - 5 Angulation: 0 - 15 degrees | 191874 125836 224096 |  | July 2019 | Transferred from DH008
07 - Plastic and Reconstructive | 07.03 - DENTAL IMPLANTS | 07.03.01 - Abutment | 07.03.01.02 - Temporary |  | SB013 | 68 | Straumann Pty Ltd | Neodent GM Healing Abutment | Titanium healing abutment | Diameter: 3.3mm, 4.5mm Profile: 0.8mm - 5.5mm | 303678 |  | July 2019 | New Listing
07 - Plastic and Reconstructive | 07.03 - DENTAL IMPLANTS | 07.03.01 - Abutment | 07.03.01.03 - Cover Screw/Cap |  | FV001 | 51 | DENTSPLY SIRONA PTY LIMITED | Astra Tech Implant System Cover Screws | Cover Screw | Diameter range 3.0 - 5.4 | 153161 |  | July 2019 | Transferred from DH001
07 - Plastic and Reconstructive | 07.03 - DENTAL IMPLANTS | 07.03.01 - Abutment | 07.03.01.03 - Cover Screw/Cap |  | FV010 | 51 | DENTSPLY SIRONA PTY LIMITED | XiVE, Friadent, Healing, Gingiva cover screws | Cover Screws | Diameter (mm): 3.0 - 6.5 Gingiva height (mm): 1 - 6 | 125837 212101 |  | July 2019 | Transferred from DH010
07 - Plastic and Reconstructive | 07.03 - DENTAL IMPLANTS | 07.03.01 - Abutment | 07.03.01.03 - Cover Screw/Cap |  | SB011 | 51 | Straumann Pty Ltd | Neodent GM Cover Screw | Cover screw | Height: 0mm, 2mm | 303678 |  | July 2019 | New Listing
07 - Plastic and Reconstructive | 07.03 - DENTAL IMPLANTS | 07.03.03 - Endosseous Implant | 07.03.03.03 - Implants and Fixtures |  | FV002 | 351 | DENTSPLY SIRONA PTY LIMITED | Astra Tech Implant System Fixtures Tx/EV | Titanium fixture with microthreaded cervical neck | Diameter 3.0 - 5.7mm, Length 6-17mm | 212688 |  | July 2019 | Transferred from DH002
07 - Plastic and Reconstructive | 07.03 - DENTAL IMPLANTS | 07.03.03 - Endosseous Implant | 07.03.03.03 - Implants and Fixtures |  | FV005 | 351 | DENTSPLY SIRONA PTY LIMITED | Ankylos C/X Implants | Screw implant with cover screw (included) and pre-mounted placement head | Diameter range 3.5 - 7.0 mm, Length 8-17mm | 212688 |  | July 2019 | Transferred from DH005
07 - Plastic and Reconstructive | 07.03 - DENTAL IMPLANTS | 07.03.03 - Endosseous Implant | 07.03.03.03 - Implants and Fixtures |  | FV009 | 351 | DENTSPLY SIRONA PTY LIMITED | XiVE Implants | Dental implants, Endosseous | Diameter (mm): 3.0 - 5.5 Length (mm): 8 - 18 | 285989 212688 |  | July 2019 | Transferred from DH009
07 - Plastic and Reconstructive | 07.03 - DENTAL IMPLANTS | 07.03.03 - Endosseous Implant | 07.03.03.03 - Implants and Fixtures |  | SB012 | 351 | Straumann Pty Ltd | Neodent Helix GM Implant | Titanium dental implant | Diameter: 3.5mm - 6mm Length: 8.0mm - 18.0mm | 286940 |  | July 2019 | New Listing
07 - Plastic and Reconstructive | 07.04 - DISTRACTOR SYSTEMS | 07.04.01 - Complete | 07.04.01.03 - Internal/Intraoral | Multivector | KT065 | 3022 | KLS Martin Australia Pty Limited | IPS Custom Distractor | Internal distractor with patient specific 3D Printed plates and/or standard implant parts that have been adjusted to patients anatomical structures and needs. | 1mm – 2mm | 113786 |  | July 2019 | New Listing
08 - Cardiac | 08.01 - Single Chamber ICDs | 08.01.02 - Features of 8.1.1 plus auto test sensing parameters, auto capture threshold test, lead impedance test, wireless remote analysis |  | a, d | BT229 | 31622 | Biotronik Australia Pty Ltd | Intica Neo 7 VR-T | Single Chamber ICD, ventricular capture control, physiological rate adaption, automatic event (IEGM) & trend triggered transmission. Wandless telemetry, Home Monitoring w/ QuickCheck, MRI conditional and AutoDetect, DF-1, IS-1 connector | W x H x D (mm) 65 x 55 x 11, Volume: 33cc, Mass: 82g | 315500 |  | July 2019 | New Listing
08 - Cardiac | 08.01 - Single Chamber ICDs | 08.01.02 - Features of 8.1.1 plus auto test sensing parameters, auto capture threshold test, lead impedance test, wireless remote analysis |  | a, d | BT230 | 31622 | Biotronik Australia Pty Ltd | Intica Neo 7 VR-T DX | Single Chamber ICD, ventricular capture control, physiological rate adaption, additional atrial detection (DX),automatic event (IEGM) & trend triggered transmission. Wandless telemetry, Home Monitoring w/ QuickCheck, MRI conditional and AutoDetect, DF-1, IS-1 connector | 65mm x 55mm x 11mm, 33cm3, 82grams | 315503 |  | July 2019 | New Listing
08 - Cardiac | 08.01 - Single Chamber ICDs | 08.01.02 - Features of 8.1.1 plus auto test sensing parameters, auto capture threshold test, lead impedance test, wireless remote analysis |  | a, d, e | BT226 | 32162 | Biotronik Australia Pty Ltd | Rivacor 7 VR-T DX | Single Chamber ICD, ventricular capture control, physiological rate adaption, additional atrial detection (DX),automatic event (IEGM) & trend triggered transmission. Wandless telemetry, Home Monitoring w/ QuickCheck, MRI conditional and AutoDetect, ComfortDesign DF4, IS-1 connector | 66.5mm x 60mm x 10mm, 32cm3, 77grams | 315502 |  | July 2019 | New Listing
08 - Cardiac | 08.01 - Single Chamber ICDs | 08.01.02 - Features of 8.1.1 plus auto test sensing parameters, auto capture threshold test, lead impedance test, wireless remote analysis |  | a, d, e | BT234 | 32162 | Biotronik Australia Pty Ltd | Rivacor 5 VR-T | Single Chamber ICD, ventricular capture control, physiological rate adaption, automatic event (IEGM) & trend triggered transmission. Wandless telemetry, Home Monitoring, MRI Conditional and AutoDetect, Comfort Design , DF4, IS-1 connector | 61.5mm x 60mm x 10mm, 30cm3, 75grams | 315498 |  | July 2019 | New Listing
08 - Cardiac | 08.01 - Single Chamber ICDs | 08.01.02 - Features of 8.1.1 plus auto test sensing parameters, auto capture threshold test, lead impedance test, wireless remote analysis |  | a, d, e | BT235 | 32162 | Biotronik Australia Pty Ltd | Rivacor 5 VR-T DX | Single Chamber ICD, ventricular capture control, physiological rate adaption, additional atrial detection (DX),automatic event (IEGM) & trend triggered transmission. Wandless telemetry, Home Monitoring, MRI conditional and AutoDetect, ComfortDesign, DF4, IS-1 connector | 66.5mm x 60mm x 10mm, 32cm3, 77grams | 315501 |  | July 2019 | New Listing
08 - Cardiac | 08.01 - Single Chamber ICDs | 08.01.02 - Features of 8.1.1 plus auto test sensing parameters, auto capture threshold test, lead impedance test, wireless remote analysis |  | a, d, e | BT236 | 32162 | Biotronik Australia Pty Ltd | Rivacor 5 DR-T | Dual Chamber ICD, ventricular capture control, physiological rate adaption, automatic event (IEGM) & trend triggered transmission. Wandless telemetry, Home Monitoring, MRI conditional and AutoDetect, ComfortDesign, DF4, IS-1 connector | 66.5mm x 60mm x 10mm, 32cm3, 77grams | 315504 |  | July 2019 | New Listing
08 - Cardiac | 08.01 - Single Chamber ICDs | 08.01.02 - Features of 8.1.1 plus auto test sensing parameters, auto capture threshold test, lead impedance test, wireless remote analysis |  | a, d, e | BT239 | 32162 | Biotronik Australia Pty Ltd | Rivacor 7 VR-T | Single Chamber ICD, ventricular capture control, physiological rate adaption, automatic event (IEGM) & trend triggered transmission. Wandless telemetry, Home Monitoring w/ QuickCheck, MRI Conditional and AutoDetect, ComfortDesign, DF4, IS-1 connector | W x H x D (mm) 61.5 x 60 x 10, Volume: 30cc, Mass: 75g | 315499 |  | July 2019 | New Listing
08 - Cardiac | 08.02 - Dual Chamber ICDs | 08.02.02 - Features of 8.2.1 plus auto test sensing parameters, auto capture threshold test, lead impedance test, wireless remote analysis |  | a,d | BT231 | 33934 | Biotronik Australia Pty Ltd | Intica Neo 7 DR-T | Dual Chamber ICD, ventricular capture control, physiological rate adaption, automatic event (IEGM) & trend triggered transmission. Wandless telemetry, Home Monitoring w/ QuickCheck, MRI conditional and AutoDetect, DF-1, IS-1 connector | 65mm x 55mm x 11mm, 33cm3, 82grams | 315506 |  | July 2019 | New Listing
08 - Cardiac | 08.02 - Dual Chamber ICDs | 08.02.02 - Features of 8.2.1 plus auto test sensing parameters, auto capture threshold test, lead impedance test, wireless remote analysis |  | a,d,e | BT227 | 34474 | Biotronik Australia Pty Ltd | Rivacor 7 DR-T | Dual Chamber ICD, ventricular capture control, physiological rate adaption, automatic event (IEGM) & trend triggered transmission. Wandless telemetry, Home Monitoring w/ QuickCheck, MRI conditional and AutoDetect, ComfortDesign DF4, IS-1 connector | 66.5mm x 60mm x 10mm, 32cm3, 77grams | 315505 |  | July 2019 | New Listing
08 - Cardiac | 08.03 - ICDs with CRT | 08.03.02 - Features of 8.3.1 plus auto test sensing parameters, auto capture threshold test, lead impedance test, wireless remote analysis |  | a,d | BT232 | 37440 | Biotronik Australia Pty Ltd | Intica Neo 7 HF-T | Triple Chamber ICD, ventricular capture control, physiological rate adaption, automatic event (IEGM) & trend triggered transmission. Wandless telemetry, Home Monitoring w/ QuickCheck, MRI conditional and AutoDetect, DF-1, IS-1 connector | 65mm x 58.5mm x 11mm, 34cm3, 83grams | 315509 |  | July 2019 | New Listing
08 - Cardiac | 08.03 - ICDs with CRT | 08.03.02 - Features of 8.3.1 plus auto test sensing parameters, auto capture threshold test, lead impedance test, wireless remote analysis |  | a,d | BT233 | 37440 | Biotronik Australia Pty Ltd | Intica Neo 7 HF-T QP | Triple Chamber ICD, ventricular capture control, physiological rate adaption, automatic event (IEGM) & trend triggered transmission. Wandless telemetry, LV Multipolar pacing, Home Monitoring w/ QuickCheck, MRI conditional and AutoDetect, DF-1,IS-1, IS4 quadripolar connectors | 65mm x 60.5mm x 11mm, 36cm3, 86grams | 315512 |  | July 2019 | New Listing
08 - Cardiac | 08.03 - ICDs with CRT | 08.03.02 - Features of 8.3.1 plus auto test sensing parameters, auto capture threshold test, lead impedance test, wireless remote analysis |  | a,d,e | BT228 | 37980 | Biotronik Australia Pty Ltd | Rivacor 7 HF-T | Triple Chamber ICD, ventricular capture control, physiological rate adaption, automatic event (IEGM) & trend triggered transmission. Wandless telemetry, Home Monitoring, MRI conditional and AutoDetect, ComfortDesign DF4, IS-1 connector | 71.5mm x 60mm x 10 mm, 33cm3, 78grams | 315508 |  | July 2019 | New Listing
08 - Cardiac | 08.03 - ICDs with CRT | 08.03.02 - Features of 8.3.1 plus auto test sensing parameters, auto capture threshold test, lead impedance test, wireless remote analysis |  | a,d,e | BT237 | 37980 | Biotronik Australia Pty Ltd | Rivacor 5 HF-T | Triple Chamber ICD, ventricular capture control, physiological rate adaption, automatic event (IEGM) & trend triggered transmission. Wandless telemetry, Home Monitoring, MRI conditional and AutoDetect, ComfortDesign, DF4, IS-1 connector | 71.5mm x 60mm x 10mm, 33cm3, 78grams | 315507 |  | July 2019 | New Listing
08 - Cardiac | 08.03 - ICDs with CRT | 08.03.02 - Features of 8.3.1 plus auto test sensing parameters, auto capture threshold test, lead impedance test, wireless remote analysis |  | a,d,e | BT238 | 37980 | Biotronik Australia Pty Ltd | Rivacor 5 HF-T QP | Triple Chamber ICD, ventricular capture control, physiological rate adaption, automatic event (IEGM) & trend triggered transmission. Wandless telemetry, LV Multipolar pacing, Home Monitoring, MRI conditional and AutoDetect, Comfort Design, DF4,IS-1, IS-4 quadripolar connectors | 75mm x 60mm x 10mm, 35cm3, 82grams | 315510 |  | July 2019 | New Listing
08 - Cardiac | 08.03 - ICDs with CRT | 08.03.02 - Features of 8.3.1 plus auto test sensing parameters, auto capture threshold test, lead impedance test, wireless remote analysis |  | a,d,e | BT240 | 37980 | Biotronik Australia Pty Ltd | Rivacor 7 HF-T QP | Triple Chamber ICD, ventricular capture control, physiological rate adaption, automatic event (IEGM) & trend triggered transmission. Wandless telemetry, LV Multipole pacing, Home Monitoring w/ Quickcheck, MRI conditional and AutoDetect, ComfortDesign, DF4,IS-1, IS-4 quadripolar connector, | 75mm x 60mm x 10mm, 35cm3, 82grams | 315511 |  | July 2019 | New Listing
08 - Cardiac | 08.12 - Coronary Stents | 08.12.02 - Bare Metal | 08.12.02.02 - Special Purpose for specific indications | l, m | PY050 | 2320 | Pyramed Pty Limited | BeGraft Coronary Stent Graft System | Coronary Stent Graft System | Diameter: 2.50mm, 2.75mm, 3.00mm, 3.50mm, 4.00mm, 4.50mm, 5.00m Length: 8mm, 12mm, 16mm, 18mm, 21mm, 24mm | 278654 |  | July 2019 | New Listing
08 - Cardiac | 08.13 - Special Purpose Percutaneous Cardiovascular Devices | 08.13.01 - Cardiac Defect Occluders |  | o | RP001 | 8262 | OCCLUTECH AUSTRALIA PTY LIMITED | Figulla Flex II ASD Occluder | Occlutech Flexx II ASD Occlusion device | Figulla Flex II ASD Waist Ø (mm): Size 4,5,6,7.5,9,10.5,12,13.5,15,16.5,18,21,24,27,30,33,36,39,40 | 201602 |  | July 2019 | Transferred from ME196
08 - Cardiac | 08.13 - Special Purpose Percutaneous Cardiovascular Devices | 08.13.01 - Cardiac Defect Occluders |  | o | RP002 | 8262 | OCCLUTECH AUSTRALIA PTY LIMITED | Figulla Flex II PFO Occluder | The Figulla® Flex II PFO is an implant for closure of a patent foramen ovale (PFO) defect in the heart and is deployed via a minimally invasive catheter delivery system. The Figulla® Flex PFO is intended for patients with substantiated Right-Left-Shunt in the contrast agent echocardiography under Valsalva maneuver and presence of a "cryptogenic", paradoxical thromboembolism. | Figulla Flex II PFO Disc Ø (mm): 23/25, 16/18, 27/30, 31/35 | 201603 |  | July 2019 | Transferred from ME197
08 - Cardiac | 08.13 - Special Purpose Percutaneous Cardiovascular Devices | 08.13.01 - Cardiac Defect Occluders |  |  | RP003 | 8262 | OCCLUTECH AUSTRALIA PTY LIMITED | Patent Ductus Arteriosus | The Occlutech® PDA Occluder is an occlusion system, which is percutaneously implanted through a catheter intervention technique and intended for the non-surgical occlusion of Patent Ductus Arteriosus (PDA) | (PDA) with Standard Shank, D2 Ø 3.5mm, D3 Ø 5mm, D1 Ø 9mm, Length 4.25mm, Introducing System size 6FR; (PDA) with Standard Shank, D2 Ø 4mm, D3 Ø 6mm, D1 Ø 10mm, Length 5mm, Introducing system size 6FR; (PDA) with Standard Shank, D2 Ø 5mm, D3 Ø 7mm, D1 Ø 11mm, Length 6.05mm, Introducing system size 6FR; (PDA) with Standard Shank, D2 Ø 6mm, D3 Ø 8mm, D1 Ø 13mm, Length 6.30mm, Introducing system size 6FR; (PDA) with Standard Shank, D2 Ø 8mm, D3 Ø 10mm, D1 Ø 16mm, Length 7mm, Introducing system size 7FR; (PDA) with Standard Shank, D2 Ø 10mm, D3 Ø 12mm, D1 Ø 18mm, Length 12mm, Introducing system size 7FR; (PDA) with Standard Shank, D2 Ø 12mm, D3 Ø 15mm, D1 Ø 20mm, Length 14mm, Introducing system size 8FR; (PDA) with Standard Shank, D2 Ø 14mm, D3 Ø 18mm, D1 Ø 24mm, Length 16mm, Introducing system size 9FR; (PDA) with Long Shank, D2 Ø 3.5mm, D3 Ø 5mm, D1 Ø 9mm, Length 7mm, Introducing system size 6FR; (PDA) with Long Shank, D2 Ø 4mm, D3 Ø 6mm, D1 Ø 10mm, Length 7.5mm, Introducing system size 6FR; (PDA) with Long Shank, D2 Ø 5mm, D3 Ø 7mm, D1 Ø 11mm, Length 8.5mm, Introducing system size 6FR; (PDA) with Long Shank, D2 Ø 6mm, D3 Ø 8mm, D1 Ø 13mm, Length 9mm, Introducing system size 6FR; (PDA) with Long Shank, D2 Ø 8mm, D3 Ø 10mm, D1 Ø 16mm, Length 10.5mm, Introducing system size 7FR. | 219253 |  | July 2019 | Transferred from ME228
08 - Cardiac | 08.16 - Remote Monitoring System | 08.16.01 - Remote Monitoring System |  |  | RF018 | 1568 | MICROPORT CRM PTY LIMITED | Smartview Remote Monitoring Solution | The Smartview PSTN monitor and Smartview Monitor GPRS - Pacemaker programmer is designed to allow physicians and nurses following patients with a Sorin PARADYMTM RF or INTENSIA family of ICD and CRT-D devices to access valuable cardiac data and alert messages from the device while the patient is at home. | Single Device Product | 217759 217760 |  | July 2019 | Transferred from SA173
10 - Vascular | 10.01 - Vascular Stents | 10.01.01 - Bare Metal Stents | 10.01.01.01 - Balloon Expandable |  | VD004 | 1710 | VISTAMED PTY LTD | NEFRO-C Renal Stent with Delivery System | The NEFRO-C Renal Stent with Delivery System is intended to be implanted in the renal artery to maintain its patency and improve its luminal diameter for the treatment of atherosclerotic, radiation-induced, and posttraumatic lesions resulting in arteriostenosis of haemodynamic importance and which are intractable otherwise. The device consists of a cobalt-chromium alloy L605 stent pre-loaded on a balloon catheter. | Stent diameter: 5-7mm Stent Length: 8-25 | 316764 |  | July 2019 | New Listing
10 - Vascular | 10.01 - Vascular Stents | 10.01.01 - Bare Metal Stents | 10.01.01.01 - Balloon Expandable |  | VD005 | 1710 | VISTAMED PTY LTD | NEPTUN C Peripheral Stent with Delivery System | The NEPTUN C Peripheral Stent with Delivery System is intended for use in percutaneous intravascular implantation in patients with atherosclerotic, radiation-induced and posttraumatic lesions causing peripheral vessel stenosis of hemodynamic significance and intractable in other forms of treatment.The device consists of a cobalt-chromium alloy L605 stent pre-loaded on a balloon catheter. | Stent Diameter: 2-12mm Stent Length: 8-100mm Delivery Catheter Length: 80-135cm Guidewire Diameter: 0.014"-0.035" | 316765 |  | July 2019 | New Listing
10 - Vascular | 10.01 - Vascular Stents | 10.01.01 - Bare Metal Stents | 10.01.01.02 - Self Expandable, <150mm |  | VD001 | 1710 | VISTAMED PTY LTD | JAGUAR Self-Expanding Stent with Delivery System (Regular) | The JAGUAR Self-Expanding Stent with Delivery System consists of a laser-cut self-expanding nitinol stent loaded onto the end of a delivery system. The device is intended for percutaneous intravascular implantation to maintain patency and improve luminal diamater of peripheral arteries in patients with atherosclerotic, radiation induced and post-traumatic lesions causing vessel stenosis | Stent Diameter: 4-14mm Stent Length: 15-120mm Guidewire Diameter: 0.018"-0.035" Guidewire Length: 80-135cm | 316740 |  | July 2019 | New Listing
10 - Vascular | 10.01 - Vascular Stents | 10.01.01 - Bare Metal Stents | 10.01.01.03 - Self Expandable, ≥150mm |  | VD002 | 2822 | VISTAMED PTY LTD | JAGUAR Self-Expanding Stent with Delivery System (Long) | The JAGUAR Self-Expanding Stent with Delivery System consists of a laser-cut self-expanding nitinol stent loaded onto the end of a delivery system. The device is intended for percutaneous intravascular implantation to maintain patency and improve luminal diamater of peripheral arteries in patients with atherosclerotic, radiation induced and post-traumatic lesions causing vessel stenosis | Stent Diameter: 4-14mm Stent Length: 150mm Guidewire Diameter: 0.018"-0.035" Guidewire Length: 80-135cm | 316740 |  | July 2019 | New Listing
10 - Vascular | 10.09 - Long Term Vascular Access Devices | 10.09.03 - Percutaneous Catheters, Multiple Lumen for Haemodialysis |  |  | VD003 | 114 | VISTAMED PTY LTD | Balton Dialysis Catheter | The Balton Dialysis Catheter is a multiple lumen percutaneous catheter intended for obtaining access to a large blood vessel for haemodialysis. | Length: 7-30cm Lumen type: Double Lumen Cannula,Triple Lumen Cannual | 313280 |  | July 2019 | New Listing
10 - Vascular | 10.09 - Long Term Vascular Access Devices | 10.09.04 - Infuser Ports, Single Chamber |  | pi (power injection) | TK008 | 567 | Tekmed Pty Ltd | Pro-Fuse CT Power Injectable Infusion Port | Power injectable implantable infusion port, open-ended catheter, single chamber, MRI compatible | 5F - 8F | 159639 |  | July 2019 | New Listing
11 - Hip | 11.01 - FEMORAL COMPONENTS - PRIMARY AND REVISION | 11.01.07 - Uncemented, Modular | 11.01.07.01 - Grit Blast | Body | GG010 | 2514 | GRUPPO BIOIMPIANTI PTY LTD | SMR Modular Femoral Stem Proximal Body | Titanium, grit blast, non HA, | 40 to 70mm | 277843 |  | July 2019 | Duplicated from CR220
11 - Hip | 11.01 - FEMORAL COMPONENTS - PRIMARY AND REVISION | 11.01.07 - Uncemented, Modular | 11.01.07.01 - Grit Blast | Spacer | LO187 | 1068 | Link Orthopaedics Australia | Link MP Reconstruction Proximal Spacer | MP Reconstruction Proximal Spacer, CoCrMO | 10 mm; 20 mm | 245855 |  | July 2019 | New Listing
11 - Hip | 11.01 - FEMORAL COMPONENTS - PRIMARY AND REVISION | 11.01.07 - Uncemented, Modular | 11.01.07.01 - Grit Blast | Stem | GG011 | 2742 | GRUPPO BIOIMPIANTI PTY LTD | SMR Femoral Stem | SMR Distal Component <200mm | SMR Distal Component 14 x 160mm, SMR Distal Component 16 x 160mm, SMR Distal Component 17 x 160mm, SMR Distal Component 18 x 160mm, SMR Distal Component 19 x 160mm, SMR Distal Component 20 x 160mm, SMR Distal Component 22 x 160mm, SMR Distal Component 14 x 160mm | 277980 |  | July 2019 | Duplicated from CR223
11 - Hip | 11.01 - FEMORAL COMPONENTS - PRIMARY AND REVISION | 11.01.08 - Uncemented, Modular, HA Coated | 11.01.08.01 - Grit Blast | Body | LO186 | 2742 | Link Orthopaedics Australia | Link MP Reconstruction Neck Segment, Tilastan, HX-coated | MP Reconstruction Prosthesis, Neck Segment, Tilastan, HX-coated | 35 mm - 65 mm; 126° - 135°CCD | 222181 |  | July 2019 | New Listing
11 - Hip | 11.01 - FEMORAL COMPONENTS - PRIMARY AND REVISION | 11.01.09 - Uncemented, Modular, Long Lengths (Stem ≥200mm; Body ≥75mm; Cone ≥70mm; Spacer/Sleeve ≥50mm) | 11.01.09.01 - Grit Blast | Stem | GG012 | 4060 | GRUPPO BIOIMPIANTI PTY LTD | SMR Femoral Stem | SMR Distal Component 240mm | SMR distal component 14x 240mm, SMR distal component 16 x 240mm, SMR distal component 17x240mm, SMR distal component 18 x 240mm, SMR distal component 19 x 240mm, SMR distal component 20 x 240mm, SMR distal component 22 x 240mm | 277980 |  | July 2019 | Duplicated from CR224
11 - Hip | 11.01 - FEMORAL COMPONENTS - PRIMARY AND REVISION | 11.01.09 - Uncemented, Modular, Long Lengths (Stem ≥200mm; Body ≥75mm; Cone ≥70mm; Spacer/Sleeve ≥50mm) | 11.01.09.01 - Grit Blast | Stem | LO185 | 4060 | Link Orthopaedics Australia | Link MP Reconstruction Prosthesis Stem, cementless | Link MP Reconstruction Prosthesis Stem, with Microporous surface, cementless | 180 mm - 330 mm; 12 mm - 25 mm | 234224 |  | July 2019 | New Listing
11 - Hip | 11.02 - FEMORAL HEADS | 11.02.01 - Conventional Femoral Heads, ≤32mm | 11.02.01.05 - Ceramic Mix |  | LI115 | 1845 | Amplitude Australia | Biolox Delta Ceramic Revision Head | Biolox Delta Femoral Head | 28mm and 32mm | 281065 |  | July 2019 | New Listing
11 - Hip | 11.02 - FEMORAL HEADS | 11.02.01 - Conventional Femoral Heads, ≤32mm | 11.02.01.05 - Ceramic Mix |  | LO184 | 1845 | Link Orthopaedics Australia | Link Biolox Delta Head, ≤32mm | Link Biolox Delta Head, ≤32mm | 28 mm - 32 mm diameter | 212053 |  | July 2019 | New Listing
11 - Hip | 11.02 - FEMORAL HEADS | 11.02.02 - Conventional Femoral Heads, >32mm | 11.02.02.01 - Stainless Steel |  | GO312 | 713 | Global Orthopaedic Technology | BioBall Femoral Head | Femoral DuoHead Vivium > 32mm | 36mm to 58mm | 266540 |  | July 2019 | Duplicated from LC191
11 - Hip | 11.02 - FEMORAL HEADS | 11.02.02 - Conventional Femoral Heads, >32mm | 11.02.02.02 - Cobalt Chrome |  | LI118 | 835 | Amplitude Australia | Evolutis CoCr Femoral Heads | Large Diameter CoCr Femoral Heads | 36mm Short, Medium, Long, Extra Long 12/14 Taper | 268273 |  | July 2019 | New Listing
11 - Hip | 11.02 - FEMORAL HEADS | 11.02.02 - Conventional Femoral Heads, >32mm | 11.02.02.02 - Cobalt Chrome |  | LO183 | 835 | Link Orthopaedics Australia | Link Prosthesis Femoral Head, >32mm | CoCr Femoral Head, >32mm | 36mm diameter | 212089 |  | July 2019 | New Listing
11 - Hip | 11.02 - FEMORAL HEADS | 11.02.02 - Conventional Femoral Heads, >32mm | 11.02.02.05 - Ceramic Mix |  | LI116 | 2022 | Amplitude Australia | Biolox Delta Ceramic Revision Head | Biolox Delta Femoral Head | 36mm | 281065 |  | July 2019 | New Listing
11 - Hip | 11.02 - FEMORAL HEADS | 11.02.02 - Conventional Femoral Heads, >32mm | 11.02.02.05 - Ceramic Mix |  | LO182 | 2022 | Link Orthopaedics Australia | Link Biolox Delta Ceramic Head > 32mm | Biolox Delta Ceramic Head > 32mm | 36mm - 40mm diameter | 212053 |  | July 2019 | New Listing
11 - Hip | 11.03 - ACETABULAR COMPONENTS | 11.03.04 - Insert/Liner | 11.03.04.02 - Modified polyethylene | SCP | ZA067 | 1019 | Zimmer Biomet Pty Ltd | Longevity XLPE Acetabular liner | XLPE Acetabular liner | 35-80mm | 226197 230853 231596 240575 284918 |  | July 2019 | Compressed from ZI045,ZI046,ZI047,ZI048
11 - Hip | 11.04 - ACCESSORIES | 11.04.02 - Bolt |  |  | LO188 | 352 | Link Orthopaedics Australia | Link MP Reconstruction Expansion Bolt | MP Reconstruction Expansion Bolt | 41mm, 61mm | 257495 |  | July 2019 | New Listing
11 - Hip | 11.04 - ACCESSORIES | 11.04.18 - Screw |  |  | GG013 | 176 | GRUPPO BIOIMPIANTI PTY LTD | SMR Locking Screw | Locking Screw for Proximal Body to Stem | 40 to 70mm | 246519 |  | July 2019 | Duplicated from CR221
11 - Hip | 11.04 - ACCESSORIES | 11.04.19 - Sleeve |  |  | LI117 | 228 | Amplitude Australia | Ceramic Head Revision Sleeve | Titanium Sleeve | 10/12 and 12/14 Taper Short, Medium, Long and Extra-Long | 281067 |  | July 2019 | New Listing
12 - Knee | 12.01 - FEMORAL COMPONENT: TOTAL KNEE ARTHROPLASTY | 12.01.01 - Cemented, Alloy | 12.01.01.03 - Totally Constrained | Revision | BV055 | 5590 | MICROPORT ORTHOPEDICS PTY LIMITED | Evolution Medial Pivot Knee System | Revision CCK Femoral Component | Sizes 3-8 Left, Right | 317408 |  | July 2019 | New Listing
12 - Knee | 12.02 - FEMORAL COMPONENT: UNI-COMPARTMENTAL KNEE ARTHROPLASTY | 12.02.01 - Cemented, Alloy |  |  | TZ023 | 2058 | The Trustee for Adler Ortho Unit Trust | Genus Uni Cemented Femoral Component | Genus Uni - unicompartmental Knee Femoral Component - Cemented | RM/LL and LM/RL Sizes 1-6 | 287896 |  | July 2019 | Transferred from OO185
12 - Knee | 12.02 - FEMORAL COMPONENT: UNI-COMPARTMENTAL KNEE ARTHROPLASTY | 12.02.03 - Uncemented, Alloy | 12.02.03.01 - HA Coating |  | TZ025 | 2236 | The Trustee for Adler Ortho Unit Trust | Genus Uni Cementless Co-Por Femoral Component | Genus Uni Cementless Femoral Component manufactured using CoPor - (CoCr powder manaufacturing) to provide a monolithic structure with three dimensional porous matrix at the bone interface which is then HA coated. | Sizes 1-6 RM/LL and LM/RL | 287897 |  | July 2019 | Transferred from OO180
12 - Knee | 12.03 - TIBIAL TRAY COMPONENT - TOTAL KNEE ARTHROPLASTY | 12.03.02 - Cemented, Alloy |  |  | BV054 | 1923 | MICROPORT ORTHOPEDICS PTY LIMITED | Evolution Medial Pivot Knee System | Revision Tibial Base Implant | Sizes 3 - 7 Left, Right Standard, Plus | 317407 |  | July 2019 | New Listing
12 - Knee | 12.04 - TIBIAL TRAY COMPONENT: UNI-COMPARTMENTAL KNEE ARTHROPLASTY | 12.04.01 - Cemented, Alloy Polyethylene |  |  | TZ021 | 1118 | The Trustee for Adler Ortho Unit Trust | Genus Uni All Poly tibial Component | Genus Uni All Poly cemented Tibial Component | Sizes 1-6, RM/LL and LM/RL Heights 9-14mm | 287901 |  | July 2019 | Transferred from OO183
12 - Knee | 12.04 - TIBIAL TRAY COMPONENT: UNI-COMPARTMENTAL KNEE ARTHROPLASTY | 12.04.02 - Cemented, Alloy |  |  | TZ024 | 1387 | The Trustee for Adler Ortho Unit Trust | Genus Uni Tibial Tray Cemented | Genus Uni Tibial Component Cemented is part of the Genus Uni Unicompartmental system. | Sizes 1-6 RM/LL and LM/RL | 287898 |  | July 2019 | Transferred from OO186
12 - Knee | 12.04 - TIBIAL TRAY COMPONENT: UNI-COMPARTMENTAL KNEE ARTHROPLASTY | 12.04.05 - Uncemented, Alloy | 12.04.05.01 - HA Coating |  | TZ026 | 1610 | The Trustee for Adler Ortho Unit Trust | Genus Uni Tibial Tray Cementless | Genus Uni Tibial Tray for cementless fixation using Ti-Por powder printed monolithic construct with HA Coating. | Sizes 1-6 RM/LL and LM/RL | 287899 |  | July 2019 | Transferred from OO181
12 - Knee | 12.05 - TIBIAL INSERT: TOTAL KNEE ARTHROPLASTY | 12.05.01 - Minimally Stabilised |  |  | ZA058 | 1019 | Zimmer Biomet Pty Ltd | Persona Knee System | Medial Congruent tibial insert | 10-20mm | 290973 |  | July 2019 | New Listing
12 - Knee | 12.05 - TIBIAL INSERT: TOTAL KNEE ARTHROPLASTY | 12.05.03 - Totally Constrained |  |  | BV056 | 1118 | MICROPORT ORTHOPEDICS PTY LIMITED | Evolution Medial Pivot Knee System | Revision CCK Tibial Insert | Sizes 3-8 10mm - 24mm Standard, Plus | 317613 |  | July 2019 | New Listing
12 - Knee | 12.06 - TIBIAL INSERT: UNI-COMPARTMENTAL ARTHROPLASTY | 12.06.01 - Tibial Insert: Uni-Compartmental Arthroplasty |  |  | TZ020 | 707 | The Trustee for Adler Ortho Unit Trust | Genus Uni Tibial Insert | Genus Uni Tibial Insert for use with Genus Uni Tibial Tray | Heights 9-14, Size 1-6, RM/LL, LM/RL | 287900 |  | July 2019 | Transferred from OO182
12 - Knee | 12.11 - KNEE ACCESSORIES | 12.11.09 - Screws |  |  | TZ022 | 126 | The Trustee for Adler Ortho Unit Trust | Genus Uni Tibial Screw | Bone Screws for use with the Genus Uni Tibia | 6.5mm 20-50mm | 237073 |  | July 2019 | Transferred from OO184
13 - Spinal | 13.01 - Bone Screws | 13.01.01 - Pedicle, Monoaxial |  | Cannulated | NK114 | 924 | National Surgical Pty Ltd | Amendia Savannah-T Pedicle Screw System-Pedicle Screw, Monoaxial, Cannulated | Savannah-T Pedicle Screw System-Pedicle Screw, Monoaxial, Cannulated | dia (6.5-8.5mm) x length (30-65mm) | 234195 |  | July 2019 | Transferred from ER247
13 - Spinal | 13.01 - Bone Screws | 13.01.01 - Pedicle, Monoaxial |  |  | NK117 | 895 | National Surgical Pty Ltd | Amendia Savannah T Pedicle Screw System-Pedicle Screw, Monoaxial | Pedicle Screw System-Pedicle Screw, Monoaxial | dia (5.5-7.5 mm) x length (40-65 mm) | 234195 |  | July 2019 | Transferred from ER250
13 - Spinal | 13.01 - Bone Screws | 13.01.01 - Pedicle, Monoaxial |  |  | NK136 | 895 | National Surgical Pty Ltd | Amendia ISSYS LP Spinal Fixation System-Pedicle Screw, Monoaxial | Amendia ISSYS LP Spinal Fixation System-Pedicle Screw, Monoaxial | dia (4.5-10 mm) x length (25-100 mm) | 281992 |  | July 2019 | Transferred from ER359
13 - Spinal | 13.01 - Bone Screws | 13.01.02 - Pedicle, Polyaxial |  | Cannulated | NK116 | 1338 | National Surgical Pty Ltd | Amendia Savannah-T Pedicle Screw System-Polyaxial Pedicle Screw-Cannulated | Pedicle Screw System-Polyaxial Pedicle Screw-Cannulated, Low, Mid, High Top standard and Grip Quick Threads | dia (5.5-7.5 mm) x length (30-65 mm) | 234195 |  | July 2019 | Transferred from ER249
13 - Spinal | 13.01 - Bone Screws | 13.01.02 - Pedicle, Polyaxial |  | Cannulated | NK145 | 1338 | National Surgical Pty Ltd | Amendia Securis Screw System-Pedicle Screw | Amendia Securis Screw System-Pedicle Screw (Polyaxial, cannulated) | dia (5.5-8.5 mm) x length (30-80 mm) | 281992 |  | July 2019 | Transferred from ER368
13 - Spinal | 13.01 - Bone Screws | 13.01.02 - Pedicle, Polyaxial |  |  | NK115 | 1280 | National Surgical Pty Ltd | Amendia Savannah-T Pedicle Screw System-Polyaxial Pedicle Screw | Savannah-T Pedicle Screw System-Polyaxial Pedicle Screw-Low, Medium, Hip Top with standard and Grip Quick Threads | dia (5.5-7.5 mm) x length (30-65 mm) | 234195 |  | July 2019 | Transferred from ER248
13 - Spinal | 13.01 - Bone Screws | 13.01.02 - Pedicle, Polyaxial |  |  | NK137 | 1280 | National Surgical Pty Ltd | Amendia ISSYS LP Spinal Fixation System-Pedicle Screw, Polyaxial | Amendia ISSYS LP Spinal Fixation System-Pedicle Screw, Polyaxial | dia (4.5-8.5 mm) x length (25-100 mm) | 281992 |  | July 2019 | Transferred from ER360
13 - Spinal | 13.01 - Bone Screws | 13.01.03 - Standard |  | Cannulated | NK128 | 202 | National Surgical Pty Ltd | Amendia Spartan Transfacet Pedicle Screw System-Monoaxial Screw, Cannulated | Amendia Spartan Transfacet Pedicle Screw System-Monoaxial Screw, Cannulated | dia 4.3mm x length (20-35mm); dia 5.0 mm x length (20-55mm) | 233732 |  | July 2019 | Transferred from ER261
13 - Spinal | 13.01 - Bone Screws | 13.01.03 - Standard |  |  | ER531 | 193 | Emergo Asia Pacific Pty Ltd | E.SPINE System | TANIT SI Screw | Diameter: 7mm Length: 40mm - 120mm | 171952 |  | July 2019 | Duplicated from SQ152
13 - Spinal | 13.01 - Bone Screws | 13.01.03 - Standard |  |  | NK132 | 193 | National Surgical Pty Ltd | Amendia Diamond Anterior Cervical Plate System- Screws | Diamond Anterior Cervical Plate System- Screws (hex drive fixed or variable with Grip QuickTM Threads | dia 4.0/4.3 mm x length (12-20 mm) | 233539 |  | July 2019 | Transferred from ER265
13 - Spinal | 13.01 - Bone Screws | 13.01.03 - Standard |  |  | NK149 | 193 | National Surgical Pty Ltd | Amendia Regent Anterior Cervical Plate System-Screw | Amendia Regent Anterior Cervical Plate System-Screw (self tapping; fixed or variable) | dia (4-4.5 mm) x length (10-20 mm) | 233539 |  | July 2019 | Transferred from ER373
13 - Spinal | 13.02 - Accessories for bone screws and connector components | 13.02.01 - Nut/Set Screw/Locking Screw |  |  | ER529 | 164 | Emergo Asia Pacific Pty Ltd | LnK Posterior Cervical Fixation System/CastleLoc-S Posterior Cervical Fixation System-Set Screw | LnK Posterior Cervical Fixation System/CastleLoc-S Posterior Cervical Fixation System-Crosslink/Accessory Set Screw | M4, M5 | 286122 |  | July 2019 | New Listing
13 - Spinal | 13.02 - Accessories for bone screws and connector components | 13.02.01 - Nut/Set Screw/Locking Screw |  |  | NK119 | 164 | National Surgical Pty Ltd | Amendia Savannah T Pedicle Screw System-Set Screws | Pedicle Screw System-Set Screws | one size | 234195 |  | July 2019 | Transferred from ER252
13 - Spinal | 13.02 - Accessories for bone screws and connector components | 13.02.01 - Nut/Set Screw/Locking Screw |  |  | NK144 | 164 | National Surgical Pty Ltd | Amendia ISSYS LP Spinal Fixation System-Locking Screw | Amendia ISSYS LP Spinal Fixation System-Locking Screw (Blocker) | N/A | 281992 |  | July 2019 | Transferred from ER367
13 - Spinal | 13.02 - Accessories for bone screws and connector components | 13.02.01 - Nut/Set Screw/Locking Screw |  |  | NK150 | 164 | National Surgical Pty Ltd | Amendia Securis Screw System-Set Screw | Amendia Securis Screw System-Set Screw (Blocker) | One size | 281992 |  | July 2019 | Transferred from ER370
13 - Spinal | 13.03 - Connector | 13.03.01 - In-Line |  | Complex | ER532 | 1020 | Emergo Asia Pacific Pty Ltd | E.SPINE System | TANIT SI Connector | one size | 171952 |  | July 2019 | Duplicated from SQ153
13 - Spinal | 13.03 - Connector | 13.03.01 - In-Line |  |  | ER526 | 732 | Emergo Asia Pacific Pty Ltd | LnK Posterior Cervical Fixation System/CastleLoc-S Posterior Cervical Fixation System-Connector | LnK Posterior Cervical Fixation System/CastleLoc-S Posterior Cervical Fixation System-Axial Rod/Side Rod to Rod Connector, Right Side/Left Side Rod to Rod Connector | height (8.0-12.8mm) x width (13.5-19.0mm); accomodates rod size 3.6-6.1mm | 286122 |  | July 2019 | New Listing
13 - Spinal | 13.03 - Connector | 13.03.01 - In-Line |  |  | NK139 | 732 | National Surgical Pty Ltd | Amendia ISSYS LP Spinal Fixation System-Connector (axial) | Amendia ISSYS LP Spinal Fixation System-Connector (axial) | accommodates dia (5.5-6.35 mm) x length 35 mm | 281992 |  | July 2019 | Transferred from ER362
13 - Spinal | 13.03 - Connector | 13.03.02 - Offset |  |  | ER528 | 732 | Emergo Asia Pacific Pty Ltd | LnK Posterior Cervical Fixation System/CastleLoc-S Posterior Cervical Fixation System-Connector | LnK Posterior Cervical Fixation System/CastleLoc-S Posterior Cervical Fixation System-Lateral Connector/Connector stopper | rod dia 3.6 mm x offset length (10-20mm) | 286122 |  | July 2019 | New Listing
13 - Spinal | 13.03 - Connector | 13.03.02 - Offset |  |  | NK120 | 732 | National Surgical Pty Ltd | Amendia Savannah-T Pedicle Screw System-Connector (offset) | Savannah-T Pedicle Screw System-Connector (offset) | 44 x 6 x 16.7mm | 234195 |  | July 2019 | Transferred from ER253
13 - Spinal | 13.03 - Connector | 13.03.02 - Offset |  |  | NK140 | 732 | National Surgical Pty Ltd | Amendia ISSYS LP Spinal Fixation System-Connector (offset) | Amendia ISSYS LP Spinal Fixation System-Connector, offset (short, long, "S" rod compatible) | accommodates dia (6; 6.35 mm) x length (20 mm; 35 mm) | 281992 |  | July 2019 | Transferred from ER363
13 - Spinal | 13.03 - Connector | 13.03.03 - Transverse (Rod-to-Rod) | 13.03.03.01 - Fixed |  | NK141 | 404 | National Surgical Pty Ltd | Amendia ISSYS LP Spinal Fixation System-Connector (transverse; rod to rod) | Amendia ISSYS LP Spinal Fixation System-Cross Connector (mono and polyaxial) | 17-26 mm (mono) 6mm;6.35 x (45-85 mm) (poly) | 281992 |  | July 2019 | Transferred from ER364
13 - Spinal | 13.03 - Connector | 13.03.03 - Transverse (Rod-to-Rod) | 13.03.03.02 - Adjustable |  | ER527 | 1299 | Emergo Asia Pacific Pty Ltd | LnK Posterior Cervical Fixation System/CastleLoc-S Posterior Cervical Fixation System-Crosslink | LnK Posterior Cervical Fixation System/CastleLoc-S Posterior Cervical Fixation System-Crosslink Plate Type, Bar type, Hybrid Type | closed 29-42 mm; extended 34-58 mm | 286122 |  | July 2019 | New Listing
13 - Spinal | 13.03 - Connector | 13.03.03 - Transverse (Rod-to-Rod) | 13.03.03.02 - Adjustable |  | NK121 | 1299 | National Surgical Pty Ltd | Amendia Savannah-T Pedicle Screw System-Connector Transverse (rod to rod), adjustable | Pedicle Screw System-Connector Transverse (rod to rod) | 65-70 mm;70-75 mm; 75-80 mm | 234195 |  | July 2019 | Transferred from ER254
13 - Spinal | 13.05 - Plate | 13.05.01 - Integral Fixation | 13.05.01.01 - Cervical | >55mm | ER525 | 1636 | Emergo Asia Pacific Pty Ltd | CastleLoc-P Anterior Cervical Plate, >55mm | CastleLoc-P Anterior Cervical Plate, >55mm, 3-4 levels | length 55-97 mm, width 17 mm | 286127 |  | July 2019 | New Listing
13 - Spinal | 13.05 - Plate | 13.05.01 - Integral Fixation | 13.05.01.01 - Cervical | >55mm | NK131 | 1636 | National Surgical Pty Ltd | Amendia Diamond Anterior Cervical Plate System- Plate (large, greater than 55mm) | Diamond Anterior Cervical Plate System- Plate (large, greater than 55mm) | 56-92 mm | 233539 |  | July 2019 | Transferred from ER264
13 - Spinal | 13.05 - Plate | 13.05.01 - Integral Fixation | 13.05.01.01 - Cervical |  | ER524 | 1348 | Emergo Asia Pacific Pty Ltd | CastleLoc-P Anterior Cervical Plate | CastleLoc-P Anterior Cervical Plate, Plate level 1-3, ≤55 mm | length 19-54 mm; width 17 mm | 286127 |  | July 2019 | New Listing
13 - Spinal | 13.05 - Plate | 13.05.01 - Integral Fixation | 13.05.01.01 - Cervical |  | NK106 | 1348 | National Surgical Pty Ltd | Intervertebral Fusion Staple | Intervertebral Fusion Staple | Multiple sizes to suit patient anatomy | 295270 | For single level ACDF (Anterior cervical discectomy and fusion) ONLY. | July 2019 | New Listing
13 - Spinal | 13.05 - Plate | 13.05.01 - Integral Fixation | 13.05.01.01 - Cervical |  | NK130 | 1348 | National Surgical Pty Ltd | Amendia Diamond Anterior Cervical Plate System- Plate | Amendia Diamond Anterior Cervical Plate System- Plate | 22-54 mm | 233539 |  | July 2019 | Transferred from ER263
13 - Spinal | 13.05 - Plate | 13.05.01 - Integral Fixation | 13.05.01.01 - Cervical |  | SF158 | 1348 | Signature Orthopaedics | Alias ACDF Plate | Anterior Cervical Plate | 1 level Plate (20mm-32mm), 2 level plate (34mm – 50mm) | 208160 |  | July 2019 | Duplicated from EV009
13 - Spinal | 13.05 - Plate | 13.05.02 - No Integral Fixation | 13.05.02.01 - Cervical | >55mm | NK148 | 1636 | National Surgical Pty Ltd | Amendia Regent Anterior Cervical Plate System-Plate (> 55 mm) | Amendia Regent Anterior Cervical Plate System-Plate (> 55 mm) | 58-84 mm, thickness 1.95 mm | 233539 |  | July 2019 | Transferred from ER372
13 - Spinal | 13.05 - Plate | 13.05.02 - No Integral Fixation | 13.05.02.01 - Cervical |  | NK147 | 1251 | National Surgical Pty Ltd | Amendia Regent Anterior Cervical Plate System-Plate | Amendia Regent Anterior Cervical Plate System-Plate | 12-55 mm; thickness 1.95 mm | 233539 |  | July 2019 | Transferred from ER371
13 - Spinal | 13.06 - Rod | 13.06.01 - Standard |  | Shaped | SQ156 | 577 | Surgical Specialties | Response Spine System - S Rod | Pre-Contoured S-Rods, Shaped, CoCr | 5.5 & 6.0mm diameter 350 - 500mm Small, Med, Large | 233454 |  | July 2019 | New Listing
13 - Spinal | 13.06 - Rod | 13.06.01 - Standard |  |  | NK118 | 426 | National Surgical Pty Ltd | Amendia Savannah-T Pedicle Screw System-Rods | Pedicle Screw System-Rods, Straight and curved | dia 5.5 mm x length (30-500 mm) | 234195 |  | July 2019 | Transferred from ER251
13 - Spinal | 13.06 - Rod | 13.06.01 - Standard |  |  | NK138 | 426 | National Surgical Pty Ltd | Amendia ISSYS LP Spinal Fixation System-Rods | Amendia ISSYS LP Spinal Fixation System-Rods (straight or pre-bent) | dia (5.5-6.35 mm) x length (40-600 mm) | 281992 |  | July 2019 | Transferred from ER361
13 - Spinal | 13.06 - Rod | 13.06.01 - Standard |  |  | NK146 | 426 | National Surgical Pty Ltd | Amendia Securis Screw System-Rods | Amendia Securis Screw System-Rods (CoCr, straight or pre-bent) | dia 5.0 mm x length (35-240 mm) | 281992 |  | July 2019 | Transferred from ER369
13 - Spinal | 13.08 - Washer/Staple | 13.08.01 - Washer |  |  | NK142 | 226 | National Surgical Pty Ltd | Amendia ISSYS LP Spinal Fixation System-Washer | Amendia ISSYS LP Spinal Fixation System-Washer | one size | 281992 |  | July 2019 | Transferred from ER365
13 - Spinal | 13.08 - Washer/Staple | 13.08.02 - Staple |  |  | NK143 | 395 | National Surgical Pty Ltd | Amendia ISSYS LP Spinal Fixation System-Staple | Amendia ISSYS LP Spinal Fixation System-Staple (rostral or caudal) | Small;medium;large | 281992 |  | July 2019 | Transferred from ER366
13 - Spinal | 13.10 - Fusion Cage | 13.10.01 - Interbody, Integral Fixation | 13.10.01.02 - ThoracoLumbar / Lumbar |  | SF157 | 6256 | Signature Orthopaedics | Nik-Alias Cage | Anterior Lumbar Cage with integral fixation (PEEK, HA PEEK, Titanium, Porous Titanium) | Angle 0 - 12 degrees, Length 40 - 60mm, Height 8 - 16mm | 181030 |  | July 2019 | New Listing
13 - Spinal | 13.10 - Fusion Cage | 13.10.02 - Interbody, No Integral Fixation | 13.10.02.01 - Cervical |  | NK126 | 2409 | National Surgical Pty Ltd | Amendia Zeus Fusion Cages-Cervical | Zeus Fusion Cages-Cervical | width 14 mm x height (5-12 mmm) X lordosis (0-5 degrees) | 233730 |  | July 2019 | Transferred from ER259
13 - Spinal | 13.10 - Fusion Cage | 13.10.02 - Interbody, No Integral Fixation | 13.10.02.01 - Cervical |  | NK127 | 2409 | National Surgical Pty Ltd | Amendia Phenix Fusion Cages-Cervical | Amendia Phenix Fusion Cages-Cervical (straight and lordotic), PEEK | width (12-17 mm) x length (12-14 mm) x height (5-36 mm) x lordosis (0-10 degrees) | 233730 |  | July 2019 | Transferred from ER260
13 - Spinal | 13.10 - Fusion Cage | 13.10.02 - Interbody, No Integral Fixation | 13.10.02.01 - Cervical |  | NK135 | 2409 | National Surgical Pty Ltd | Amendia Pathway ACIF Fusion Cage | Amendia Pathway ACIF Fusion Cage | (5-12) mm, 0-7° | 233730 |  | July 2019 | Transferred from ER308
13 - Spinal | 13.10 - Fusion Cage | 13.10.02 - Interbody, No Integral Fixation | 13.10.02.01 - Cervical |  | NV158 | 2409 | Nuvasive Australia and NZ Pty Ltd | Cohere Cervical Interbody Fusion Device | Spinal intervertebral fusion device manufactured from polyetheretherketone (PEEK) | 12-14mm X 14-16mm X 6-10mm | 132498 |  | July 2019 | New Listing
13 - Spinal | 13.10 - Fusion Cage | 13.10.02 - Interbody, No Integral Fixation | 13.10.02.01 - Cervical |  | SF159 | 2409 | Signature Orthopaedics | ACDF Cage | Interbody Fusion Cages are used to restore disc height and support loading during intervertebral body fusion. Interbody Fusion Cages are used to restore disc height and support loading during intervertebral body fusion. | small, large – flat | 181030 |  | July 2019 | Duplicated from EV010
13 - Spinal | 13.10 - Fusion Cage | 13.10.02 - Interbody, No Integral Fixation | 13.10.02.02 - ThoracoLumbar / Lumbar | Paired | NK123 | 2888 | National Surgical Pty Ltd | Amendia Zeus Fusion Cages-PLIF | Amendia Zeus Fusion Cages-PLIF (paired), PEEK | width (9-13 mm) x length (22-30 mm) x height (7-18 mm) x lordosis (0-8 degrees) | 233730 |  | July 2019 | Transferred from ER257
13 - Spinal | 13.10 - Fusion Cage | 13.10.02 - Interbody, No Integral Fixation | 13.10.02.02 - ThoracoLumbar / Lumbar | Paired | NK134 | 2888 | National Surgical Pty Ltd | Amendia Pathway PLIF Fusion Cage | Amendia Pathway PLIF Fusion Cage (paired) | 23mm x 10mm x (7-14) mm, 0-6° | 233730 |  | July 2019 | Transferred from ER307
13 - Spinal | 13.10 - Fusion Cage | 13.10.02 - Interbody, No Integral Fixation | 13.10.02.02 - ThoracoLumbar / Lumbar |  | DE686 | 3465 | Device Technologies Australia Pty Ltd | Regatta | Regatta Lateral Interbody System | Height: 8 -16mm Width: 18 and 23mm Length: 40,45,50,55 and 60mm Lordosis: 0, 10 and 15 degrees | 298002 |  | July 2019 | New Listing
13 - Spinal | 13.10 - Fusion Cage | 13.10.02 - Interbody, No Integral Fixation | 13.10.02.02 - ThoracoLumbar / Lumbar |  | NK122 | 3465 | National Surgical Pty Ltd | Amendia Zeus Fusion Cages-TLIF | Zeus Fusion Cages-TLIF, PEEK (straight-versatile/curved/bullet nosed) | width (9-13 mm) x length (20-36 mm) x height (7-16 mm) | 233730 |  | July 2019 | Transferred from ER255
13 - Spinal | 13.10 - Fusion Cage | 13.10.02 - Interbody, No Integral Fixation | 13.10.02.02 - ThoracoLumbar / Lumbar |  | NK124 | 3465 | National Surgical Pty Ltd | Amendia Zeus Fusion Cages-ALIF | Amendia Zeus Fusion Cages-ALIF, PEEK | width (34-42 mm) x length (24-27 mm) x height (8-22 mm) x lordosis (0-13 degrees) | 233730 |  | July 2019 | Transferred from ER256
13 - Spinal | 13.10 - Fusion Cage | 13.10.02 - Interbody, No Integral Fixation | 13.10.02.02 - ThoracoLumbar / Lumbar |  | NK125 | 3465 | National Surgical Pty Ltd | Amendia Zeus Fusion Cages-Lateral (LLIF) | Zeus Fusion Cages-Lateral (LLIF)-straight/lordotic/oblique | width (9-25 mm) x length (24-60 mm) x height (8-18 mm) x lordosis (0-28 degrees) | 233730 |  | July 2019 | Transferred from ER258
13 - Spinal | 13.10 - Fusion Cage | 13.10.02 - Interbody, No Integral Fixation | 13.10.02.02 - ThoracoLumbar / Lumbar |  | NK133 | 3465 | National Surgical Pty Ltd | Amendia Pathway TLIF Fusion Cage | Pathway TLIF | 28mm x 10 mm x (7-14) mm | 233730 |  | July 2019 | Transferred from ER306
13 - Spinal | 13.10 - Fusion Cage | 13.10.02 - Interbody, No Integral Fixation | 13.10.02.02 - ThoracoLumbar / Lumbar |  | SQ155 | 3465 | Surgical Specialties | Neo Cage System | Cage Kit PLIF, TLIF Straight, Lordotic | 22-26mm Length 7-14mm Width 7-14mm Height | 316221 |  | July 2019 | New Listing
13 - Spinal | 13.12 - Vertebral Body Replacement | 13.12.03 - Mesh |  |  | PB054 | 3470 | Australian Pacific Medical Pty Ltd | Titanium Spinal Mesh | Mesh, Round | 18 - 90 mm | 215887 |  | July 2019 | New Listing
13 - Spinal | 13.12 - Vertebral Body Replacement | 13.12.04 - Mesh, End Plate |  |  | PB055 | 1275 | Australian Pacific Medical Pty Ltd | Titanium Spinal Mesh | End rings | 10 - 24 mm | 215887 |  | July 2019 | New Listing
13 - Spinal | 13.12 - Vertebral Body Replacement | 13.12.05 - Non Stackable Cage, other |  |  | NK129 | 3470 | National Surgical Pty Ltd | Amendia Samson Corpectomy Vertebral Body Replacement System | Amendia Samson Corpectomy Vertebral Body Replacement System | dia 13.5x height (14-48 mm) | 233540 |  | July 2019 | Transferred from ER262