## Prostheses List
Product Category | Sub Category | Product Group | Product Sub Group | Suffix | Billing Code | Benefit | Sponsor | Product Name | Description | Size | ARTG | Condition | Last Updated | Change
01 - Ophthalmic | 01.02 - POSTERIOR CHAMBER INTRAOCULAR LENSES | 01.02.02 - Foldable | 01.02.02.03 - Edge modification | at, t1 | AO046 | 557 | AMO Australia Pty Ltd | TECNIS® Eyhance Toric IOL | 1-piece enhanced monofocal toric IOL | +5.0 to +34.0 diopter powers in 0.5 diopter increments. Overall diameter 13mm, Optic size 6mm. Cylinder power: 1.00, 1.50, 2.25, 3.00, 3.75, 4.00, 4.50, 5.25 and 6.00 diopter (as measured at the IOL plane). | 181845 |  | July 2020 | New Listing
01 - Ophthalmic | 01.02 - POSTERIOR CHAMBER INTRAOCULAR LENSES | 01.02.02 - Foldable | 01.02.02.04 - Presbyopia correcting | at | AL052 | 619 | Alcon Laboratories (Aust.) Pty Ltd | Clareon PanOptix Trifocal UV Absorbing Intraocular Lens (Model CCWTT0) | The Clareon PanOptix Trifocal UV Absorbing Intraocular Lens (Model CCWTT0) is a presbyopia correcting, UV-absorbing, foldable, single-piece posterior chamber, multifocal IOL | +6.0 to +30.0 diopters | 92318 |  | July 2020 | New Listing
01 - Ophthalmic | 01.02 - POSTERIOR CHAMBER INTRAOCULAR LENSES | 01.02.02 - Foldable | 01.02.02.04 - Presbyopia correcting | at, pl | AL053 | 635 | Alcon Laboratories (Aust.) Pty Ltd | Clareon PanOptix Trifocal UV Absorbing IOL with the AutonoMe Automated Pre-loaded Delivery System | The Clareon PanOptix Trifocal UV Absorbing IOL with the AutonoMe Automated Pre-loaded Delivery System is a presbyopia correcting, UV-absorbing, foldable, single-piece posterior chamber, multifocal IOL, pre-loaded on the AutonoMe Automated Delivery System | +6.0 to +30.0 diopters | 92318 |  | July 2020 | New Listing
01 - Ophthalmic | 01.02 - POSTERIOR CHAMBER INTRAOCULAR LENSES | 01.02.02 - Foldable | 01.02.02.04 - Presbyopia correcting | at, t1, vblf | AO045 | 934 | AMO Australia Pty Ltd | TECNIS® Synergy Toric IOL | 1-piece continuous multifocal toric IOL | +5.0 Diopters to +34.0 Diopters in 0.5 Diopter increments. Overall diameter 13mm, optic size 6mm Cylinder powers 1.00 D, 1.50 D, 2.25 D, 3.00 D, 3.75 D, 4.50 D, 5.25 D, and 6.00 D (as measured on the IOL plane). | 181845 |  | July 2020 | New Listing
01 - Ophthalmic | 01.02 - POSTERIOR CHAMBER INTRAOCULAR LENSES | 01.02.02 - Foldable | 01.02.02.04 - Presbyopia correcting | at, vblf | AL051 | 651 | Alcon Laboratories (Aust.) Pty Ltd | Clareon PanOptix Trifocal Hydrophobic Intraocular Lens (Model CNWTT0) | The Clareon PanOptix Trifocal Hydrophobic Intraocular Lens (Model CNWTT0) is a presbyopia correcting, ultraviolet and blue light filtering, foldable, single-piece posterior chamber, multifocal IOL | +6.0 to +30.0 diopters | 92318 |  | July 2020 | New Listing
01 - Ophthalmic | 01.05 - GLAUCOMA DRAINAGE | 01.05.03 - Ab Interno Glaucoma Drainage Device | 01.05.03.01 - at Schlemm's canal | tda | RQ084 | 1444 | RQSolutions Medical Devices Distribution Support | Glaukos iStent inject W System | An improved product to PLAC billing code RQ075 (product name iStent Inject) with a wider flange for better surgeon visualisation and stent confirmation. The improvement includes a delivery injection unit with 2 stents. Intended purpose per TGA submission is for implantation with or without cataract surgery and to reduce intraocular pressure in adult patients diagnosed with mild to moderate primary open-angle glaucoma (POAG) currently treated with ocular hypotensive medication. | One Size | 321526 |  | July 2020 | New Listing
01 - Ophthalmic | 01.08 - ORBITAL PROSTHESES | 01.08.02 - Extrascleral | 01.08.02.01 - Complex and permeable | vp | VL002 | 1741 | SU-POR AUSTRALIA PTY LTD | Su-Por Sphere | An implantable device made of high-density polyethylene material with an interconnecting pore structure that supports tissue ingrowth. The device is available in sizes to meet the patient's specific needs. Used for orbital reconstruction following enucleation and evisceration procedure. | 14mm, 16mm, 18mm, 20mm, 22mm, 24mm (diameter) | 335454 |  | July 2020 | Duplicated from RJ007
02 - Ear, Nose & Throat | 02.01 - EAR | 02.01.04 - Implantable Bone Conduction Hearing System | 02.01.04.01 - Sound Processor | Programmable, Wireless-enabled | OI038 | 6484 | Audmet Australia Pty Ltd trading as Oticon Medical | Ponto 4 | A wireless enabled - fully programmable head worn sound processor for bone conduction hearing systems with directionality paradigm offering analysis, balancing & noise removal, IFTTT; together with programmable & direct to smart phone capacity. | One size (26 x 19 x 11 mm) | 198860 |  | July 2020 | New Listing
03 - General Miscellaneous | 03.08 - CLOSURE DEVICES | 03.08.01 - Adhesion Barriers | 03.08.01.02 - Sheet >100cm2 |  | BX342 | 312 | Baxter Healthcare Pty Ltd | Seprafilm Adhesion Barrier | Sodium hyaluronate carbomethylcellulose membrane | 13cm x 15cm | 206261 |  | July 2020 | Transferred from GE006
03 - General Miscellaneous | 03.08 - CLOSURE DEVICES | 03.08.05 - Polypropylene/Polyester Mesh | 03.08.05.01 - ≤200cm² | Anti-inflammatory | GX018 | 681 | GETINGE AUSTRALIA PTY. LTD. | C-QUR Mesh | Sterile, knitted polypropylene monofilament mesh material for tissue reinforcement with a coating derived from a biological oil composed of fatty acids, lipids and glycerides (BAO - Bioabsorbable Oil Coating) | 0 - 200cm2 | 182852 284435 212625 163310 |  | July 2020 | Transferred from MQ022
03 - General Miscellaneous | 03.08 - CLOSURE DEVICES | 03.08.05 - Polypropylene/Polyester Mesh | 03.08.05.01 - ≤200cm² |  | GX001 | 72 | GETINGE AUSTRALIA PTY. LTD. | Atrium polypropylene mesh | Polypropylene mesh | 0-200cm² | 98833 |  | July 2020 | Transferred from MQ025
03 - General Miscellaneous | 03.08 - CLOSURE DEVICES | 03.08.05 - Polypropylene/Polyester Mesh | 03.08.05.02 - 201-400cm² | Anti-inflammatory | GX002 | 862 | GETINGE AUSTRALIA PTY. LTD. | C-QUR Mesh | Sterile, knitted polypropylene monofilament mesh material for tissue reinforcement with a coating derived from a biological oil composed of fatty acids, lipids and glycerides (BAO - Bioabsorbable Oil Coating) | 201 - 400cm2 | 284435 163310 212625 182852 |  | July 2020 | Transferred from MQ024
03 - General Miscellaneous | 03.08 - CLOSURE DEVICES | 03.08.05 - Polypropylene/Polyester Mesh | 03.08.05.02 - 201-400cm² |  | GX003 | 77 | GETINGE AUSTRALIA PTY. LTD. | Atrium polypropolene mesh - surgical mesh | Polypropolene | 15cm x 15cm | 98833 |  | July 2020 | Transferred from MQ004
03 - General Miscellaneous | 03.08 - CLOSURE DEVICES | 03.08.05 - Polypropylene/Polyester Mesh | 03.08.05.03 - 401-600cm² | Anti-inflammatory | GX004 | 1467 | GETINGE AUSTRALIA PTY. LTD. | C-QUR Mesh | Sterile, knitted polypropylene monofilament mesh material for tissue reinforcement with a coating derived from a biological oil composed of fatty acids, lipids and glycerides (BAO - Bioabsorbable Oil Coating) | 401 - 600cm2 | 163310 284435 182852 |  | July 2020 | Transferred from MQ023
03 - General Miscellaneous | 03.08 - CLOSURE DEVICES | 03.08.05 - Polypropylene/Polyester Mesh | 03.08.05.04 - >600-<2500cm² | Anti-inflammatory | GX005 | 3042 | GETINGE AUSTRALIA PTY. LTD. | C-QUR Mesh | Sterile, knitted polypropylene monofilament mesh material for tissue reinforcement with a coating derived from a biological oil composed of fatty acids, lipids and glycerides (BAO - Bioabsorbable Oil Coating) | >600cm² | 182852 284435 163310 |  | July 2020 | Transferred from MQ015
03 - General Miscellaneous | 03.08 - CLOSURE DEVICES | 03.08.05 - Polypropylene/Polyester Mesh | 03.08.05.04 - >600-<2500cm² |  | GX006 | 248 | GETINGE AUSTRALIA PTY. LTD. | Atrium polypropylene mesh | Polypropylene mesh | >600cm² | 98833 |  | July 2020 | Transferred from MQ026
03 - General Miscellaneous | 03.08 - CLOSURE DEVICES | 03.08.09 - Plugs |  | Anti-inflammatory | GX007 | 1101 | GETINGE AUSTRALIA PTY. LTD. | C-QUR Mesh Plug | Sterile, knitted polypropylene monofilament mesh material for tissue reinforcement with a coating derived from a biological oil composed of fatty acids, lipids and glycerides (BAO – Bioabsorbable Oil Coating) | Small, Med, Large, Extra Large | 174772 |  | July 2020 | Transferred from MQ014
03 - General Miscellaneous | 03.08 - CLOSURE DEVICES | 03.08.09 - Plugs |  |  | GX008 | 238 | GETINGE AUSTRALIA PTY. LTD. | Atrium polypropolene mesh - surgical mesh | Polypropolene mesh plug | Small, Medium, Large and Extra Large | 98833 |  | July 2020 | Transferred from MQ005
04 - Neurosurgical | 04.05 - NEUROSTIMULATION THERAPIES FOR PAIN MANAGEMENT | 04.05.01 - Pulse Generators | 04.05.01.01 - Primary Cell Pulse Generator (non-rechargeable) |  | PQ004 | 17283 | MAINSTAY MEDICAL (AUSTRALIA) PTY LIMITED | Reactiv8 Implantable Pulse Generator | Two channel implantable stimulator | One size only | 327089 |  | July 2020 | New Listing
04 - Neurosurgical | 04.05 - NEUROSTIMULATION THERAPIES FOR PAIN MANAGEMENT | 04.05.01 - Pulse Generators | 04.05.01.02 - Rechargeable Pulse Generator | Adaptive Stimulation, Multi waveform, Recharge protection, Unlimited Deep Discharge Battery, | UY003 | 23465 | SALUDA MEDICAL PTY LIMITED | Evoke Closed Loop Stimulator (CLS) | A 24 contact implantable, rechargeable spinal cord stimulator capable of providing ECAP-controlled closed-loop stimulation. | N/A | 336330 |  | July 2020 | New Listing
04 - Neurosurgical | 04.05 - NEUROSTIMULATION THERAPIES FOR PAIN MANAGEMENT | 04.05.01 - Pulse Generators | 04.05.01.02 - Rechargeable Pulse Generator | Unlimited Deep Discharge Battery, 10kHz Stimulation | ER535 | 23465 | Emergo Asia Pacific Pty Ltd | Senza Omnia IPG Kit | Implantable Pulse Generator Kit | One size only | 330704 |  | July 2020 | New Listing
04 - Neurosurgical | 04.05 - NEUROSTIMULATION THERAPIES FOR PAIN MANAGEMENT | 04.05.02 - External Components | 04.05.02.01 - Patient Programmer |  | PQ005 | 1354 | MAINSTAY MEDICAL (AUSTRALIA) PTY LIMITED | Reactiv8 Activator | Patient Activator for use with Reactiv8 Implantable Pulse Generator | One size only | 327090 |  | July 2020 | New Listing
04 - Neurosurgical | 04.05 - NEUROSTIMULATION THERAPIES FOR PAIN MANAGEMENT | 04.05.02 - External Components | 04.05.02.01 - Patient Programmer |  | UY007 | 1354 | SALUDA MEDICAL PTY LIMITED | Evoke Pocket Console | A handheld remote control for an implantable closed-loop stimulator. | N/A | 336570 |  | July 2020 | New Listing
04 - Neurosurgical | 04.05 - NEUROSTIMULATION THERAPIES FOR PAIN MANAGEMENT | 04.05.02 - External Components | 04.05.02.03 - On/Off switching device |  | ER536 | 1264 | Emergo Asia Pacific Pty Ltd | Senza Omnia Patient Remote | Handheld, battery operated unit able to communicate via radiofrequency with the Senza Omnia IPG, | One size only | 330708 |  | July 2020 | New Listing
04 - Neurosurgical | 04.05 - NEUROSTIMULATION THERAPIES FOR PAIN MANAGEMENT | 04.05.02 - External Components | 04.05.02.03 - On/Off switching device |  | PQ001 | 1264 | MAINSTAY MEDICAL (AUSTRALIA) PTY LIMITED | Reactiv8 Magnet | Communication Magnet | One size | 327094 |  | July 2020 | New Listing
04 - Neurosurgical | 04.05 - NEUROSTIMULATION THERAPIES FOR PAIN MANAGEMENT | 04.05.02 - External Components | 04.05.02.04 - Recharger |  | ER540 | 1215 | Emergo Asia Pacific Pty Ltd | Senza Omnia Charger | Battery powered rechargeable device intended to recharge the Senza Omnia IPG battery transcutaneously | One size only | 328684 |  | July 2020 | New Listing
04 - Neurosurgical | 04.05 - NEUROSTIMULATION THERAPIES FOR PAIN MANAGEMENT | 04.05.02 - External Components | 04.05.02.04 - Recharger |  | UY005 | 1215 | SALUDA MEDICAL PTY LIMITED | Evoke Charger | External recharging system for an implantable closed-loop stimulator. | N/A |  |  | July 2020 | New Listing
04 - Neurosurgical | 04.05 - NEUROSTIMULATION THERAPIES FOR PAIN MANAGEMENT | 04.05.03 - Leads | 04.05.03.01 - Permanent Lead | 4 electrodes | PQ003 | 3069 | MAINSTAY MEDICAL (AUSTRALIA) PTY LIMITED | Reactiv8 Percutaneous Lead | Four electrode lead kit | 45cm; 65cm | 327091 |  | July 2020 | New Listing
04 - Neurosurgical | 04.05 - NEUROSTIMULATION THERAPIES FOR PAIN MANAGEMENT | 04.05.03 - Leads | 04.05.03.01 - Permanent Lead | greater than 8 and less than 32 electrodes | UY009 | 6895 | SALUDA MEDICAL PTY LIMITED | Evoke 12C Percutaneous Lead Kit | A 12 contact lead that delivers electrical stimulation to neural tissue and captures ECAPs from the same tissue. | 60 and 90cm lengths | 336573 |  | July 2020 | New Listing
04 - Neurosurgical | 04.05 - NEUROSTIMULATION THERAPIES FOR PAIN MANAGEMENT | 04.05.04 - Lead Extension |  |  | UY004 | 1362 | SALUDA MEDICAL PTY LIMITED | Evoke 12C Lead Extension Kit - 55cm | A 12 contact lead extension. | 55cm | 336571 |  | July 2020 | New Listing
04 - Neurosurgical | 04.05 - NEUROSTIMULATION THERAPIES FOR PAIN MANAGEMENT | 04.05.05 - Accessories | 04.05.05.01 - Revision Kits |  | UY006 | 492 | SALUDA MEDICAL PTY LIMITED | Evoke Spares Kit | A sterile revision kit for the Evoke 12C Lead. | N/A | 336575 |  | July 2020 | New Listing
04 - Neurosurgical | 04.05 - NEUROSTIMULATION THERAPIES FOR PAIN MANAGEMENT | 04.05.05 - Accessories | 04.05.05.03 - Intraoperative Accessories |  | PQ002 | 152 | MAINSTAY MEDICAL (AUSTRALIA) PTY LIMITED | Reactiv8 Torque Wrench | A tool used to set or release the Implantable Pulse Generator (IPG) set screw that connects an implanted lead to the IPG header. | One size | 284000 |  | July 2020 | New Listing
04 - Neurosurgical | 04.05 - NEUROSTIMULATION THERAPIES FOR PAIN MANAGEMENT | 04.05.05 - Accessories | 04.05.05.03 - Intraoperative Accessories |  | PQ006 | 152 | MAINSTAY MEDICAL (AUSTRALIA) PTY LIMITED | Mainstay Tunneller | Catheter tunnellng tool to establish subcutaneous lead delivery pathway | One size | 283718 |  | July 2020 | New Listing
04 - Neurosurgical | 04.05 - NEUROSTIMULATION THERAPIES FOR PAIN MANAGEMENT | 04.05.05 - Accessories | 04.05.05.03 - Intraoperative Accessories |  | UY001 | 152 | SALUDA MEDICAL PTY LIMITED | Evoke Epidural Needle 6.5" | Epidural needle for the introduction of percutaneous leads. | 6.5" | 323172 |  | July 2020 | New Listing
04 - Neurosurgical | 04.05 - NEUROSTIMULATION THERAPIES FOR PAIN MANAGEMENT | 04.05.05 - Accessories | 04.05.05.03 - Intraoperative Accessories |  | UY008 | 152 | SALUDA MEDICAL PTY LIMITED | Evoke Tunneling Tool | Surgical tool to aid the implantation of an SCS system. | N/A | 323171 |  | July 2020 | New Listing
04 - Neurosurgical | 04.05 - NEUROSTIMULATION THERAPIES FOR PAIN MANAGEMENT | 04.05.05 - Accessories | 04.05.05.05 - Connectors and Cables |  | UY002 | 181 | SALUDA MEDICAL PTY LIMITED | Evoke Lead Adapter Kit | Sterile cable to connect the Evoke 12C Lead to an external stimulator. | N/A | 323488 |  | July 2020 | New Listing
05 - Urogenital | 05.07 - Sacral Neuromodulation | 05.07.04 - Accessories | 05.07.04.02 - Foramen Needle |  | MI333 | 21 | Medtronic Australasia Pty Ltd | Sacral Nerve Stimulation Accessories | Foramen Needle. Sterile individual units.Stainless steel. | 8.9 to 12.7 cm | 121280 |  | July 2020 | Compressed from MC186,MI318
06 - Specialist Orthopaedic | 06.01 - ANKLE AND FOOT | 06.01.03 - Ankle joint | 06.01.03.01 - Talar component |  | WR456 | 2185 | Wright Medical Australia | INVISION Talar Component | Talar Dome | Size 1, 2, 3, 4, 5 - Standard and Thick (+3mm) | 168052 |  | July 2020 | New Listing
06 - Specialist Orthopaedic | 06.02 - UPPER LIMB | 06.02.02 - Finger Joint Articulations | 06.02.02.06 - Thumb, carpometacarpal - distal component |  | LM389 | 420 | LMT Surgical Pty Ltd | Modular Thumb Head and Stem | Modular Thumb Head and Stem | Suitable for patient anatomy | 329234 |  | July 2020 | New Listing
06 - Specialist Orthopaedic | 06.02 - UPPER LIMB | 06.02.05 - Shoulder - Glenoid | 06.02.05.02 - Glenoid component, Metal backed |  | SF176 | 2109 | Signature Orthopaedics | Signature PMGA Glenoid Insert | 3D porous glenoid insert | 5 Sizes, 15 - 30 degree inclination | 313285 |  | July 2020 | New Listing
06 - Specialist Orthopaedic | 06.03 - SKELETAL RECONSTRUCTION | 06.03.01 - Intramedullary Nails | 06.03.01.01 - Femoral, Proximal short (<220mm) |  | GW051 | 1010 | EQUINOX ORTHOPAEDICS PTY LTD | WEGO Nailing Systems | Femoral Nail | ≤ 200mm | 324374 |  | July 2020 | New Listing
06 - Specialist Orthopaedic | 06.03 - SKELETAL RECONSTRUCTION | 06.03.01 - Intramedullary Nails | 06.03.01.02 - Femoral, Proximal long (≥220mm) |  | GW052 | 1370 | EQUINOX ORTHOPAEDICS PTY LTD | WEGO Nailing Systems | Femoral Nail | ≥220mm | 324374 |  | July 2020 | New Listing
06 - Specialist Orthopaedic | 06.03 - SKELETAL RECONSTRUCTION | 06.03.01 - Intramedullary Nails | 06.03.01.04 - Tibial/Fibular |  | GW002 | 1268 | EQUINOX ORTHOPAEDICS PTY LTD | WEGO Nailing Systems | Tibial Nail | > 220mm | 324375 |  | July 2020 | New Listing
06 - Specialist Orthopaedic | 06.03 - SKELETAL RECONSTRUCTION | 06.03.01 - Intramedullary Nails | 06.03.01.13 - Arthrodesis | Interphalangeal | DE715 | 548 | Device Technologies Australia Pty Ltd | Dynanite PIP Hammertoe Implant | PIP Arthrodesis Implant | 12mm, 14mm, 16mm | 318927 |  | July 2020 | New Listing
06 - Specialist Orthopaedic | 06.03 - SKELETAL RECONSTRUCTION | 06.03.01 - Intramedullary Nails | 06.03.01.13 - Arthrodesis | Interphalangeal | DZ079 | 548 | AUSTRALIAN ORTHOPAEDIC FIXATIONS PTY LTD | Austofix Orthofuse | Titanium Intramedullary Fusion Devices | 3.3mm Prox, 4.3mm Mid 2.8mm Prox, 3.8mm Mid | 284755 |  | July 2020 | New Listing
06 - Specialist Orthopaedic | 06.03 - SKELETAL RECONSTRUCTION | 06.03.01 - Intramedullary Nails | 06.03.01.13 - Arthrodesis | Interphalangeal | PB073 | 548 | Australian Pacific Medical Pty Ltd | Hammer Fusion System | Interphalangeal Arthrodesis Implant | 2.0mm - 4.0mm | 229660 |  | July 2020 | New Listing
06 - Specialist Orthopaedic | 06.03 - SKELETAL RECONSTRUCTION | 06.03.02 - Intramedullary Nail Accessories | 06.03.02.01 - Intramedullary nail lag screw |  | GW046 | 199 | EQUINOX ORTHOPAEDICS PTY LTD | WEGO Nailing Systems | Femoral Neck Lag Screw | 75 - 120mm | 324374 |  | July 2020 | New Listing
06 - Specialist Orthopaedic | 06.03 - SKELETAL RECONSTRUCTION | 06.03.02 - Intramedullary Nail Accessories | 06.03.02.03 - Set screw/Locking bolt |  | GW003 | 143 | EQUINOX ORTHOPAEDICS PTY LTD | WEGO Nailing Systems | Locking Screw for IM Nails | 4.0-6.5mm x 18-130mm | 324374 324375 |  | July 2020 | New Listing
06 - Specialist Orthopaedic | 06.03 - SKELETAL RECONSTRUCTION | 06.03.02 - Intramedullary Nail Accessories | 06.03.02.04 - End caps and extension caps |  | GW012 | 96 | EQUINOX ORTHOPAEDICS PTY LTD | WEGO Nailing Systems | End Cap for Nails | 0-20mm | 324374 324375 |  | July 2020 | New Listing
06 - Specialist Orthopaedic | 06.03 - SKELETAL RECONSTRUCTION | 06.03.03 - Plates | 06.03.03.02 - Standard (screw size ≥4.5mm)(including blade) ≥ 7 to ≤ 15 holes | Com,VAL | ER541 | 1244 | Emergo Asia Pacific Pty Ltd | Paragon 28 Gorilla Plating System-Plate, tibial ( ≥ 7 to ≤ 15 holes), Tibiotalarcalcaneal (TTC) | Paragon 28 Gorilla Silverback tibiotalarcalcaneal (TTC) anterior ankle fusion plate, left or right, variable ankle locking, complex shape, flat or contoured, left or right | ( ≥ 7 to ≤ 15 holes); 65-109 mm | 290443 |  | July 2020 | New Listing
06 - Specialist Orthopaedic | 06.03 - SKELETAL RECONSTRUCTION | 06.03.03 - Plates | 06.03.03.04 - Small (screw size 2.71mm – 4.49mm)(including blade) ≤ 6 holes | Com, VAL | GJ004 | 1164 | EXTREMEDIES PTY LTD | Extremedies Plating System | VAL mini plates | 1-6 holes | 324883 |  | July 2020 | New Listing
06 - Specialist Orthopaedic | 06.03 - SKELETAL RECONSTRUCTION | 06.03.03 - Plates | 06.03.03.04 - Small (screw size 2.71mm – 4.49mm)(including blade) ≤ 6 holes | LK | GW047 | 470 | EQUINOX ORTHOPAEDICS PTY LTD | WEGO Trauma Systems | Locking Plate Systems | ≤ 6 holes | 324402 |  | July 2020 | New Listing
06 - Specialist Orthopaedic | 06.03 - SKELETAL RECONSTRUCTION | 06.03.03 - Plates | 06.03.03.04 - Small (screw size 2.71mm – 4.49mm)(including blade) ≤ 6 holes |  | GW034 | 214 | EQUINOX ORTHOPAEDICS PTY LTD | WEGO Trauma Systems | Periarticular Clavicle Plating System | ≤ 6 Holes | 324402 |  | July 2020 | New Listing
06 - Specialist Orthopaedic | 06.03 - SKELETAL RECONSTRUCTION | 06.03.03 - Plates | 06.03.03.05 - Small (screw size 2.71mm – 4.49mm)(including blade) ≥ 7 to ≤ 15 holes | LK | GW048 | 536 | EQUINOX ORTHOPAEDICS PTY LTD | WEGO Trauma Systems | Locking Plate Systems | 7-15 Holes | 324402 |  | July 2020 | New Listing
06 - Specialist Orthopaedic | 06.03 - SKELETAL RECONSTRUCTION | 06.03.03 - Plates | 06.03.03.05 - Small (screw size 2.71mm – 4.49mm)(including blade) ≥ 7 to ≤ 15 holes | VAL | ZA082 | 849 | Zimmer Biomet Pty Ltd | ALPS Clavicle Plating System | clavicle variable angle locking plates | 7-15 holes | 275084 |  | July 2020 | Expanded from ZA073
06 - Specialist Orthopaedic | 06.03 - SKELETAL RECONSTRUCTION | 06.03.03 - Plates | 06.03.03.06 - Small (screw size 2.71mm – 4.49mm)(including blade) ≥ 16 holes | LK | GW058 | 1017 | EQUINOX ORTHOPAEDICS PTY LTD | WEGO Trauma Systems | Locking Compression Plates | ≥16 holes | 324402 |  | July 2020 | New Listing
06 - Specialist Orthopaedic | 06.03 - SKELETAL RECONSTRUCTION | 06.03.03 - Plates | 06.03.03.07 - Mini (screw size ≤2.7mm)(including blade) ≤ 6 holes | Com, LK | GW013 | 1263 | EQUINOX ORTHOPAEDICS PTY LTD | WEGO Trauma Systems | Locking Compression Plates | ≤ 6 Holes | 324402 |  | July 2020 | New Listing
06 - Specialist Orthopaedic | 06.03 - SKELETAL RECONSTRUCTION | 06.03.03 - Plates | 06.03.03.07 - Mini (screw size ≤2.7mm)(including blade) ≤ 6 holes | LK | GW040 | 883 | EQUINOX ORTHOPAEDICS PTY LTD | WEGO Trauma Systems | Locking Compression Plates | ≤ 6 Holes | 324402 |  | July 2020 | New Listing
06 - Specialist Orthopaedic | 06.03 - SKELETAL RECONSTRUCTION | 06.03.03 - Plates | 06.03.03.07 - Mini (screw size ≤2.7mm)(including blade) ≤ 6 holes |  | GW026 | 627 | EQUINOX ORTHOPAEDICS PTY LTD | WEGO Trauma Systems | Non-Locking Plate Systems | ≤ 6 holes | 324402 |  | July 2020 | New Listing
06 - Specialist Orthopaedic | 06.03 - SKELETAL RECONSTRUCTION | 06.03.03 - Plates | 06.03.03.08 - Mini (screw size ≤2.7mm)(including blade) ≥ 7 to ≤ 15 holes | Com, LK | GW033 | 1018 | EQUINOX ORTHOPAEDICS PTY LTD | WEGO Trauma Systems | Locking Compression Plate | 7 - 15 Holes | 324402 |  | July 2020 | New Listing
06 - Specialist Orthopaedic | 06.03 - SKELETAL RECONSTRUCTION | 06.03.03 - Plates | 06.03.03.08 - Mini (screw size ≤2.7mm)(including blade) ≥ 7 to ≤ 15 holes | LK | GW017 | 638 | EQUINOX ORTHOPAEDICS PTY LTD | WEGO Trauma Systems | Locking Compression Plate | 7 - 15 Holes | 324402 |  | July 2020 | New Listing
06 - Specialist Orthopaedic | 06.03 - SKELETAL RECONSTRUCTION | 06.03.03 - Plates | 06.03.03.08 - Mini (screw size ≤2.7mm)(including blade) ≥ 7 to ≤ 15 holes |  | GW004 | 382 | EQUINOX ORTHOPAEDICS PTY LTD | WEGO Trauma Systems | Non-Locking Plate Systems | 7-15 Holes | 324402 |  | July 2020 | New Listing
06 - Specialist Orthopaedic | 06.03 - SKELETAL RECONSTRUCTION | 06.03.03 - Plates | 06.03.03.09 - Mini (screw size ≤2.7mm)(including blade) ≥ 16 holes |  | GW015 | 637 | EQUINOX ORTHOPAEDICS PTY LTD | WEGO Trauma Systems | Non-Locking Plate Systems | ≥ 16 holes | 324402 |  | July 2020 | New Listing
06 - Specialist Orthopaedic | 06.03 - SKELETAL RECONSTRUCTION | 06.03.03 - Plates | 06.03.03.13 - Dynamic - supracondylar ≤ 6 holes | Com, LK | GW055 | 850 | EQUINOX ORTHOPAEDICS PTY LTD | WEGO Trauma Systems | Supracondylar Femur Plates | ≤ 6 holes | 324402 |  | July 2020 | New Listing
06 - Specialist Orthopaedic | 06.03 - SKELETAL RECONSTRUCTION | 06.03.03 - Plates | 06.03.03.14 - Dynamic - supracondylar ≥ 7 to ≤ 15 holes | Com, LK | GW014 | 850 | EQUINOX ORTHOPAEDICS PTY LTD | WEGO Trauma Systems | Supracondylar Femur Plates | ≥ 7 to ≤ 15 holes | 324402 |  | July 2020 | New Listing
06 - Specialist Orthopaedic | 06.03 - SKELETAL RECONSTRUCTION | 06.03.03 - Plates | 06.03.03.17 - Periarticular anatomic - Clavicle plate ≥ 7 to ≤ 15 holes | LK | GW049 | 1682 | EQUINOX ORTHOPAEDICS PTY LTD | WEGO Trauma Systems | Clavicle Plating System | 7 - 15 Holes | 324402 |  | July 2020 | New Listing
06 - Specialist Orthopaedic | 06.03 - SKELETAL RECONSTRUCTION | 06.03.03 - Plates | 06.03.03.17 - Periarticular anatomic - Clavicle plate ≥ 7 to ≤ 15 holes | VAL | ZA081 | 1995 | Zimmer Biomet Pty Ltd | ALPS Clavicle Plating System | clavicle variable angle locking plates | 7-15 holes | 275084 |  | July 2020 | Expanded from ZA073
06 - Specialist Orthopaedic | 06.03 - SKELETAL RECONSTRUCTION | 06.03.03 - Plates | 06.03.03.19 - Periarticular anatomic - Humerus ≤ 6 holes | LK | GW035 | 1330 | EQUINOX ORTHOPAEDICS PTY LTD | WEGO Trauma Systems | Distal Humerus Plating System | ≤ 6 Holes | 324402 |  | July 2020 | New Listing
06 - Specialist Orthopaedic | 06.03 - SKELETAL RECONSTRUCTION | 06.03.03 - Plates | 06.03.03.20 - Periarticular anatomic - Humerus ≥ 7 to ≤ 15 holes | LK | GW036 | 1330 | EQUINOX ORTHOPAEDICS PTY LTD | WEGO Trauma Systems | Humerus Plating Systems | 7 - 15 Holes | 324402 |  | July 2020 | New Listing
06 - Specialist Orthopaedic | 06.03 - SKELETAL RECONSTRUCTION | 06.03.03 - Plates | 06.03.03.21 - Periarticular anatomic - Humerus ≥ 16 holes | LK | GW023 | 1330 | EQUINOX ORTHOPAEDICS PTY LTD | WEGO Trauma Systems | Humerus Plating Systems | ≥ 16 Holes | 324402 |  | July 2020 | New Listing
06 - Specialist Orthopaedic | 06.03 - SKELETAL RECONSTRUCTION | 06.03.03 - Plates | 06.03.03.22 - Periarticular anatomic - Radius ≤ 6 holes | LK | GW038 | 1126 | EQUINOX ORTHOPAEDICS PTY LTD | WEGO Trauma Systems | Periarticular Radius Plating Systems | ≤ 6 Holes | 324402 |  | July 2020 | New Listing
06 - Specialist Orthopaedic | 06.03 - SKELETAL RECONSTRUCTION | 06.03.03 - Plates | 06.03.03.23 - Periarticular anatomic - Radius ≥ 7 to ≤ 15 holes | LK | GW041 | 1126 | EQUINOX ORTHOPAEDICS PTY LTD | WEGO Trauma Systems | Periarticular Radius Plating Systems | 7 - 15 Holes | 324402 |  | July 2020 | New Listing
06 - Specialist Orthopaedic | 06.03 - SKELETAL RECONSTRUCTION | 06.03.03 - Plates | 06.03.03.23 - Periarticular anatomic - Radius ≥ 7 to ≤ 15 holes | VAL | GW022 | 1439 | EQUINOX ORTHOPAEDICS PTY LTD | WEGO Trauma Systems | Periarticular Radius Plating Systems | 7 - 15 Holes | 324402 |  | July 2020 | New Listing
06 - Specialist Orthopaedic | 06.03 - SKELETAL RECONSTRUCTION | 06.03.03 - Plates | 06.03.03.24 - Periarticular anatomic - Radius ≥ 16 holes | LK | GW030 | 1378 | EQUINOX ORTHOPAEDICS PTY LTD | WEGO Trauma Systems | Periarticular Radius Plating Systems | ≥ 16 Holes | 324402 |  | July 2020 | New Listing
06 - Specialist Orthopaedic | 06.03 - SKELETAL RECONSTRUCTION | 06.03.03 - Plates | 06.03.03.25 - Periarticular anatomic - Ulna ≤ 6 holes | LK | GW042 | 1126 | EQUINOX ORTHOPAEDICS PTY LTD | WEGO Trauma Systems | Periarticular Ulna Plating System | ≤ 6 Holes | 324402 |  | July 2020 | New Listing
06 - Specialist Orthopaedic | 06.03 - SKELETAL RECONSTRUCTION | 06.03.03 - Plates | 06.03.03.26 - Periarticular anatomic - Ulna ≥ 7 to ≤ 15 holes | LK | GW025 | 1126 | EQUINOX ORTHOPAEDICS PTY LTD | WEGO Trauma Systems | Perarticular Ulna Plating Systems | 7 - 15 holes | 324402 |  | July 2020 | New Listing
06 - Specialist Orthopaedic | 06.03 - SKELETAL RECONSTRUCTION | 06.03.03 - Plates | 06.03.03.27 - Periarticular anatomic - Ulna ≥ 16 holes | LK | GW059 | 1159 | EQUINOX ORTHOPAEDICS PTY LTD | WEGO Trauma Systems | Periarticular Ulan Plating System | ≥ 16 Holes | 324402 |  | July 2020 | New Listing
06 - Specialist Orthopaedic | 06.03 - SKELETAL RECONSTRUCTION | 06.03.03 - Plates | 06.03.03.32 - Periarticular anatomic - Femur ≤ 6 holes | LK | GW016 | 1397 | EQUINOX ORTHOPAEDICS PTY LTD | WEGO Trauma Systems | Periarticular Femur Plates | ≤ 6 holes | 324402 |  | July 2020 | New Listing
06 - Specialist Orthopaedic | 06.03 - SKELETAL RECONSTRUCTION | 06.03.03 - Plates | 06.03.03.33 - Periarticular anatomic - Femur ≥ 7 to ≤ 15 holes | LK | GW056 | 1397 | EQUINOX ORTHOPAEDICS PTY LTD | WEGO Trauma Systems | Periarticular Femur Plates | ≥ 7 to ≤ 15 holes | 324402 |  | July 2020 | New Listing
06 - Specialist Orthopaedic | 06.03 - SKELETAL RECONSTRUCTION | 06.03.03 - Plates | 06.03.03.33 - Periarticular anatomic - Femur ≥ 7 to ≤ 15 holes | VAL | RV007 | 1710 | PERSONALISED SURGERY PTY LTD | PS Distal Femoral Osteotomy Plate | Distal Femoral Osteotomy Anatomic VAL Plate | Medial - Left Medial - Right Lateral - Left Lateral - Right | 330187 |  | July 2020 | New Listing
06 - Specialist Orthopaedic | 06.03 - SKELETAL RECONSTRUCTION | 06.03.03 - Plates | 06.03.03.34 - Periarticular anatomic - Femur ≥ 16 holes | LK | GW057 | 2018 | EQUINOX ORTHOPAEDICS PTY LTD | WEGO Trauma Systems | Periarticular Femur Plates | ≥ 16 holes | 324402 |  | July 2020 | New Listing
06 - Specialist Orthopaedic | 06.03 - SKELETAL RECONSTRUCTION | 06.03.03 - Plates | 06.03.03.36 - Periarticular anatomic - Fibula ≥ 7 to ≤ 15 holes | LK | GW060 | 1330 | EQUINOX ORTHOPAEDICS PTY LTD | WEGO Trauma Systems | Periarticular Fibula Plating System | 7 - 15 Holes | 324402 |  | July 2020 | New Listing
06 - Specialist Orthopaedic | 06.03 - SKELETAL RECONSTRUCTION | 06.03.03 - Plates | 06.03.03.36 - Periarticular anatomic - Fibula ≥ 7 to ≤ 15 holes | VAL | EO102 | 1643 | Medartis | APTUS Foot & Ankle | Fibula Plates | 7 to 15 holes | 206157 |  | July 2020 | New Listing
06 - Specialist Orthopaedic | 06.03 - SKELETAL RECONSTRUCTION | 06.03.03 - Plates | 06.03.03.37 - Periarticular anatomic - Fibula ≥ 16 holes | LK | GW061 | 1330 | EQUINOX ORTHOPAEDICS PTY LTD | WEGO Trauma Systems | Periarticular Fibula Plating Systems | ≥ 16 Holes | 324402 |  | July 2020 | New Listing
06 - Specialist Orthopaedic | 06.03 - SKELETAL RECONSTRUCTION | 06.03.03 - Plates | 06.03.03.37 - Periarticular anatomic - Fibula ≥ 16 holes | VAL | EO104 | 1643 | Medartis | APTUS Foot & Ankle | Fibula Plates | ≥ 16 holes | 206157 |  | July 2020 | New Listing
06 - Specialist Orthopaedic | 06.03 - SKELETAL RECONSTRUCTION | 06.03.03 - Plates | 06.03.03.38 - Periarticular anatomic - Tibia ≤ 6 holes | LK | GW018 | 1415 | EQUINOX ORTHOPAEDICS PTY LTD | WEGO Trauma Systems | Periarticular Tibia Plating Systems | ≤ 6 Holes | 324402 |  | July 2020 | New Listing
06 - Specialist Orthopaedic | 06.03 - SKELETAL RECONSTRUCTION | 06.03.03 - Plates | 06.03.03.38 - Periarticular anatomic - Tibia ≤ 6 holes | VAL | EO105 | 1728 | Medartis | APTUS Foot & Ankle | Tibia Plates | ≤ 6 holes | 206157 |  | July 2020 | New Listing
06 - Specialist Orthopaedic | 06.03 - SKELETAL RECONSTRUCTION | 06.03.03 - Plates | 06.03.03.39 - Periarticular anatomic - Tibia ≥ 7 to ≤ 15 holes | LK | GW062 | 1182 | EQUINOX ORTHOPAEDICS PTY LTD | WEGO Trauma Systems | Periarticular Tibia Plating Systems | 7 - 15 Holes | 324402 |  | July 2020 | New Listing
06 - Specialist Orthopaedic | 06.03 - SKELETAL RECONSTRUCTION | 06.03.03 - Plates | 06.03.03.39 - Periarticular anatomic - Tibia ≥ 7 to ≤ 15 holes | VAL | EO106 | 1495 | Medartis | APTUS Foot & Ankle | Tibia Plates | 7 - 15 holes | 206157 |  | July 2020 | New Listing
06 - Specialist Orthopaedic | 06.03 - SKELETAL RECONSTRUCTION | 06.03.03 - Plates | 06.03.03.39 - Periarticular anatomic - Tibia ≥ 7 to ≤ 15 holes | VAL | RV006 | 1495 | PERSONALISED SURGERY PTY LTD | PS High Tibial Osteotomy Plate | High Tibial Osteotomy Anatomic VAL Plate | Left - Medial Right - Medial | 330187 |  | July 2020 | New Listing
06 - Specialist Orthopaedic | 06.03 - SKELETAL RECONSTRUCTION | 06.03.03 - Plates | 06.03.03.40 - Periarticular anatomic - Tibia ≥ 16 holes | LK | GW063 | 1415 | EQUINOX ORTHOPAEDICS PTY LTD | WEGO Trauma Systems | Periarticular Tibia Plating Systems | ≥ 16 Holes | 324402 |  | July 2020 | New Listing
06 - Specialist Orthopaedic | 06.03 - SKELETAL RECONSTRUCTION | 06.03.03 - Plates | 06.03.03.40 - Periarticular anatomic - Tibia ≥ 16 holes | VAL | EO103 | 1728 | Medartis | APTUS Foot & Ankle | Tibia Plates | ≥ 16 holes | 206157 |  | July 2020 | New Listing
06 - Specialist Orthopaedic | 06.03 - SKELETAL RECONSTRUCTION | 06.03.04 - Screws | 06.03.04.01 - Standard ( ≥4.5mm) | CN | BP031 | 185 | ACRA REGULATORY SERVICES PTY LTD | Tyber Medical Trauma headed screw | Trauma screw for compression and fixation of bone Sterile or Non sterile, Titanium or stainless steel | 4.5mm-7.5mm | 324189 324190 |  | July 2020 | New Listing
06 - Specialist Orthopaedic | 06.03 - SKELETAL RECONSTRUCTION | 06.03.04 - Screws | 06.03.04.01 - Standard ( ≥4.5mm) | CN | GW053 | 185 | EQUINOX ORTHOPAEDICS PTY LTD | WEGO Trauma Systems | Standard Cannulated Screw Systems | Standard ( ≥4.5mm) 20-120mm | 324381 |  | July 2020 | New Listing
06 - Specialist Orthopaedic | 06.03 - SKELETAL RECONSTRUCTION | 06.03.04 - Screws | 06.03.04.01 - Standard ( ≥4.5mm) | DT | RV008 | 229 | PERSONALISED SURGERY PTY LTD | PS Non-locking Dual Thread Screw | Non Locking Screw ø4.5mm, self-tapping, Dual Thread | 4.5mm, 29-50mm Length | 330190 |  | July 2020 | New Listing
06 - Specialist Orthopaedic | 06.03 - SKELETAL RECONSTRUCTION | 06.03.04 - Screws | 06.03.04.01 - Standard ( ≥4.5mm) | DT,LK | RV009 | 289 | PERSONALISED SURGERY PTY LTD | PS Locking Dual Thread Screw | Locking Screw ø4.5mm, self-tapping, VAL, Dual Thread | 4.5mm, 29-90mm Length | 330190 |  | July 2020 | New Listing
06 - Specialist Orthopaedic | 06.03 - SKELETAL RECONSTRUCTION | 06.03.04 - Screws | 06.03.04.01 - Standard ( ≥4.5mm) | LK | GW005 | 124 | EQUINOX ORTHOPAEDICS PTY LTD | WEGO Trauma Systems | Standard Locking Screw Systems | Standard ( ≥4.5mm) 10-120mm | 324381 |  | July 2020 | New Listing
06 - Specialist Orthopaedic | 06.03 - SKELETAL RECONSTRUCTION | 06.03.04 - Screws | 06.03.04.01 - Standard ( ≥4.5mm) |  | GW007 | 63 | EQUINOX ORTHOPAEDICS PTY LTD | WEGO Trauma Systems | Standard Bone Screw Systems | Standard ( ≥4.5mm) 10-130mm | 324381 |  | July 2020 | New Listing
06 - Specialist Orthopaedic | 06.03 - SKELETAL RECONSTRUCTION | 06.03.04 - Screws | 06.03.04.02 - Small (2.71mm – 4.49mm) | CN | BP033 | 202 | ACRA REGULATORY SERVICES PTY LTD | Tyber Medical Headed Trauma screw | Headed trauma screw for compression and fixation of bone Sterile or Non sterile, Titanium or stainless steel | 3.0mm - 4.0mm | 324189 324190 |  | July 2020 | New Listing
06 - Specialist Orthopaedic | 06.03 - SKELETAL RECONSTRUCTION | 06.03.04 - Screws | 06.03.04.02 - Small (2.71mm – 4.49mm) | CN | GJ002 | 202 | EXTREMEDIES PTY LTD | Extremedies Bone Screw | Bone Screw Cannulated | 2.71mm - 4.49mm | 324883 |  | July 2020 | New Listing
06 - Specialist Orthopaedic | 06.03 - SKELETAL RECONSTRUCTION | 06.03.04 - Screws | 06.03.04.02 - Small (2.71mm – 4.49mm) | CN | GW006 | 202 | EQUINOX ORTHOPAEDICS PTY LTD | WEGO Trauma Systems | Cannulated Bone Screw Systems | Small (2.71mm – 4.49mm) | 324381 |  | July 2020 | New Listing
06 - Specialist Orthopaedic | 06.03 - SKELETAL RECONSTRUCTION | 06.03.04 - Screws | 06.03.04.02 - Small (2.71mm – 4.49mm) | CN,DT | BP034 | 368 | ACRA REGULATORY SERVICES PTY LTD | Tyber Medical Trauma headless screw | Headless trauma screw for compression and fixation of bone Sterile or Non sterile, Titanium or stainless steel | 3.0mm-4.0mm | 324189 324190 |  | July 2020 | New Listing
06 - Specialist Orthopaedic | 06.03 - SKELETAL RECONSTRUCTION | 06.03.04 - Screws | 06.03.04.02 - Small (2.71mm – 4.49mm) | CN,DT | UQ046 | 368 | The Trustee for BE & MLP Unit Trust | ExtremiFix Screws | Headless Cannulated Compression Screw | Diameter 3.0mm, 4.0mm. Length 10mm to 52mm; Diameter 2.71mm - 4.49mm. | 130509 |  | July 2020 | Transferred from SP122
06 - Specialist Orthopaedic | 06.03 - SKELETAL RECONSTRUCTION | 06.03.04 - Screws | 06.03.04.02 - Small (2.71mm – 4.49mm) | CN,LK | TN069 | 263 | Newclip Technics Australia Pty Ltd | Small cannulated Locking screws | Small cannulated Locking screws | 2.8 mm diameter ; 14-30 mm length | 260233 260234 |  | July 2020 | New Listing
06 - Specialist Orthopaedic | 06.03 - SKELETAL RECONSTRUCTION | 06.03.04 - Screws | 06.03.04.02 - Small (2.71mm – 4.49mm) | LK | GJ001 | 141 | EXTREMEDIES PTY LTD | Extremedies Bone Screw | Bone Screw Locking | 2.71mm - 4.49mm | 324883 |  | July 2020 | New Listing
06 - Specialist Orthopaedic | 06.03 - SKELETAL RECONSTRUCTION | 06.03.04 - Screws | 06.03.04.02 - Small (2.71mm – 4.49mm) | LK | GW037 | 141 | EQUINOX ORTHOPAEDICS PTY LTD | WEGO Trauma Systems | Small Bone Screw Systems | Small (2.71mm – 4.49mm) | 324381 |  | July 2020 | New Listing
06 - Specialist Orthopaedic | 06.03 - SKELETAL RECONSTRUCTION | 06.03.04 - Screws | 06.03.04.02 - Small (2.71mm – 4.49mm) | LK | WR457 | 141 | Wright Medical Australia | ORTHOLOC SPS Blunt-tipped Locking Screws | Stainless steel locking head screws, blunt tipped | Dia 3.5mm Length: 18mm - 54mm | 148960 |  | July 2020 | New Listing
06 - Specialist Orthopaedic | 06.03 - SKELETAL RECONSTRUCTION | 06.03.04 - Screws | 06.03.04.02 - Small (2.71mm – 4.49mm) |  | GJ003 | 80 | EXTREMEDIES PTY LTD | Extremedies Bone Screw | Bone Screw Non-Locking | 2.71mm - 4.49mm | 324883 |  | July 2020 | New Listing
06 - Specialist Orthopaedic | 06.03 - SKELETAL RECONSTRUCTION | 06.03.04 - Screws | 06.03.04.02 - Small (2.71mm – 4.49mm) |  | GW054 | 80 | EQUINOX ORTHOPAEDICS PTY LTD | WEGO Trauma Systems | Small Bone Screw Systems | Small (2.71mm – 4.49mm) | 324381 |  | July 2020 | New Listing
06 - Specialist Orthopaedic | 06.03 - SKELETAL RECONSTRUCTION | 06.03.04 - Screws | 06.03.04.03 - Mini (2.01 – 2.7 mm) | CN | BP027 | 204 | ACRA REGULATORY SERVICES PTY LTD | Tyber Medical Trauma headed screw | Headed trauma screw for compression and fixation of bone Sterile or Non sterile, Titanium or stainless steel | 2.5mm | 324189 324190 |  | July 2020 | New Listing
06 - Specialist Orthopaedic | 06.03 - SKELETAL RECONSTRUCTION | 06.03.04 - Screws | 06.03.04.03 - Mini (2.01 – 2.7 mm) | CN,DT | BP028 | 370 | ACRA REGULATORY SERVICES PTY LTD | Tyber Medical Trauma headless screw | Headless trauma screw for compression and fixation of bone Sterile or Non sterile, Titanium or stainless steel | 2.5mm | 324189 324190 |  | July 2020 | New Listing
06 - Specialist Orthopaedic | 06.03 - SKELETAL RECONSTRUCTION | 06.03.04 - Screws | 06.03.04.03 - Mini (2.01 – 2.7 mm) | LK | GW039 | 143 | EQUINOX ORTHOPAEDICS PTY LTD | WEGO Trauma Systems | Mini Bone Screw Systems | Mini (2.01 – 2.7 mm) | 324381 |  | July 2020 | New Listing
06 - Specialist Orthopaedic | 06.03 - SKELETAL RECONSTRUCTION | 06.03.04 - Screws | 06.03.04.03 - Mini (2.01 – 2.7 mm) |  | GW008 | 81 | EQUINOX ORTHOPAEDICS PTY LTD | WEGO Trauma Systems | Mini Bone Screw Systems | Mini (2.01 – 2.7 mm) | 324381 |  | July 2020 | New Listing
06 - Specialist Orthopaedic | 06.03 - SKELETAL RECONSTRUCTION | 06.03.04 - Screws | 06.03.04.04 - Micro (≤ 2.0mm) | Breakoff | MN262 | 273 | Johnson & Johnson Medical Pty Ltd | AO/ASIF Screws | Quick Insertion Screws, Twist-Off | 2.0mm x 11-18mm lengths | 157068 297881 |  | July 2020 | New Listing
06 - Specialist Orthopaedic | 06.03 - SKELETAL RECONSTRUCTION | 06.03.04 - Screws | 06.03.04.04 - Micro (≤ 2.0mm) | LK | GW011 | 119 | EQUINOX ORTHOPAEDICS PTY LTD | WEGO Trauma Systems | Micro Bone Screw Systems | Micro (≤ 2.0mm) | 324381 |  | July 2020 | New Listing
06 - Specialist Orthopaedic | 06.03 - SKELETAL RECONSTRUCTION | 06.03.04 - Screws | 06.03.04.04 - Micro (≤ 2.0mm) |  | BP030 | 58 | ACRA REGULATORY SERVICES PTY LTD | Tyber Medical Trauma headed screw | Trauma headed screw for compression and fixation of bone Sterile or Non sterile, Titanium or stainless steel | 1.5mm-2.0mm | 324189 324190 |  | July 2020 | New Listing
06 - Specialist Orthopaedic | 06.03 - SKELETAL RECONSTRUCTION | 06.03.04 - Screws | 06.03.04.04 - Micro (≤ 2.0mm) |  | BP032 | 58 | ACRA REGULATORY SERVICES PTY LTD | Tyber Medical Trauma Headless screw | Headless trauma screw for compression and fixation of bone Sterile or Non sterile, Titanium or stainless steel | 2.0mm | 324189 324190 |  | July 2020 | New Listing
06 - Specialist Orthopaedic | 06.03 - SKELETAL RECONSTRUCTION | 06.03.04 - Screws | 06.03.04.04 - Micro (≤ 2.0mm) |  | GW010 | 58 | EQUINOX ORTHOPAEDICS PTY LTD | WEGO Trauma Systems | Micro Bone Screw Systems | Micro (≤ 2.0mm) | 324381 |  | July 2020 | New Listing
06 - Specialist Orthopaedic | 06.03 - SKELETAL RECONSTRUCTION | 06.03.04 - Screws | 06.03.04.06 - Screw Washers |  | BP029 | 90 | ACRA REGULATORY SERVICES PTY LTD | Tyber Medical Trauma screw washer | Screw washer intended to be used with bone screws to improve fixation. Sterile or Non sterile, Titanium or stainless steel | 2.0mm -7.5mm | 324373 |  | July 2020 | New Listing
06 - Specialist Orthopaedic | 06.03 - SKELETAL RECONSTRUCTION | 06.03.04 - Screws | 06.03.04.06 - Screw Washers |  | GW009 | 90 | EQUINOX ORTHOPAEDICS PTY LTD | WEGO Trauma Systems | Washers | 10-13mm | 324402 |  | July 2020 | New Listing
06 - Specialist Orthopaedic | 06.03 - SKELETAL RECONSTRUCTION | 06.03.06 - Staples | 06.03.06.01 - Staples |  | PB070 | 127 | Australian Pacific Medical Pty Ltd | Static Staple | Static Staple | 8mm - 10mm | 332960 |  | July 2020 | New Listing
06 - Specialist Orthopaedic | 06.03 - SKELETAL RECONSTRUCTION | 06.03.07 - Soft Tissue Fixation Devices | 06.03.07.01 - No suture (including arrows) |  | LM390 | 234 | LMT Surgical Pty Ltd | Suture Anchor No Suture | Suture Anchor No Suture | All sizes | 324214 |  | July 2020 | New Listing
06 - Specialist Orthopaedic | 06.03 - SKELETAL RECONSTRUCTION | 06.03.07 - Soft Tissue Fixation Devices | 06.03.07.02 - Suture, Small anchors (≤2.3mm) |  | BU026 | 294 | CAB MEDICAL PTY LTD | ARC Anchors | All Suture Anchor, multiple suture options | Small, Medium | 336706 |  | July 2020 | Duplicated from PF030
06 - Specialist Orthopaedic | 06.03 - SKELETAL RECONSTRUCTION | 06.03.07 - Soft Tissue Fixation Devices | 06.03.07.02 - Suture, Small anchors (≤2.3mm) |  | BW009 | 294 | STABLE ORTHOPAEDICS PTY LTD | Biotek Ligament Anchor | Soft tissue ligament anchor loaded with UHMWPE fiber and needle | Diameter: 1.8mm - 2.00mm | 314305 |  | July 2020 | New Listing
06 - Specialist Orthopaedic | 06.03 - SKELETAL RECONSTRUCTION | 06.03.07 - Soft Tissue Fixation Devices | 06.03.07.02 - Suture, Small anchors (≤2.3mm) |  | PJ048 | 294 | PurePlay Orthopaedics | Parcus MiTi Titanium Screw In Suture Anchor -Small | Threaded, tapered fastener for use in attachment of soft tissue to bone. The device is made from a Titanium alloy, TI-6A1-4V. | 2.0mm | 177866 |  | July 2020 | Transferred from SV078
06 - Specialist Orthopaedic | 06.03 - SKELETAL RECONSTRUCTION | 06.03.07 - Soft Tissue Fixation Devices | 06.03.07.03 - Suture, Medium anchors (2.4 – 3.9mm) |  | BU027 | 442 | CAB MEDICAL PTY LTD | ARC Anchors | All suture soft tissue anchor | Large | 336706 |  | July 2020 | Duplicated from PF029
06 - Specialist Orthopaedic | 06.03 - SKELETAL RECONSTRUCTION | 06.03.07 - Soft Tissue Fixation Devices | 06.03.07.03 - Suture, Medium anchors (2.4 – 3.9mm) |  | PB071 | 442 | Australian Pacific Medical Pty Ltd | Peek Suture Anchor | Non-absorbable suture anchor | 2.4mm - 3.9mm | 323905 |  | July 2020 | New Listing
06 - Specialist Orthopaedic | 06.03 - SKELETAL RECONSTRUCTION | 06.03.07 - Soft Tissue Fixation Devices | 06.03.07.03 - Suture, Medium anchors (2.4 – 3.9mm) |  | PJ047 | 442 | PurePlay Orthopaedics | Parcus MiTi Titanium Screw In Suture Anchor - Medium and XL | Threaded, tapered fastener for attachment of soft tissue to bone. The device is made from a Titanium Alloy, Ti-6A1-4V. | 2.5mm 3.5mm | 177866 |  | July 2020 | Transferred from SV077
06 - Specialist Orthopaedic | 06.03 - SKELETAL RECONSTRUCTION | 06.03.07 - Soft Tissue Fixation Devices | 06.03.07.04 - Suture, Large anchors (≥4mm) | AB | MN257 | 501 | Johnson & Johnson Medical Pty Ltd | HEALIX Anchor System | Biocryl Rapide anchor with Dynacord suture | 4.5-6.5mm | 330845 330847 |  | July 2020 | New Listing
06 - Specialist Orthopaedic | 06.03 - SKELETAL RECONSTRUCTION | 06.03.07 - Soft Tissue Fixation Devices | 06.03.07.04 - Suture, Large anchors (≥4mm) |  | BW010 | 442 | STABLE ORTHOPAEDICS PTY LTD | Biotek Ligament Anchor | Soft tissue ligament anchor loaded with UHMWPE fiber and needle | 4.50mm - 8.00mm | 314305 |  | July 2020 | New Listing
06 - Specialist Orthopaedic | 06.03 - SKELETAL RECONSTRUCTION | 06.03.07 - Soft Tissue Fixation Devices | 06.03.07.04 - Suture, Large anchors (≥4mm) |  | LM387 | 442 | LMT Surgical Pty Ltd | Suture Anchors with Suture | Suture Anchors with Suture | 4.0mm or larger | 324214 |  | July 2020 | New Listing
06 - Specialist Orthopaedic | 06.03 - SKELETAL RECONSTRUCTION | 06.03.07 - Soft Tissue Fixation Devices | 06.03.07.04 - Suture, Large anchors (≥4mm) |  | MU173 | 442 | Medacta Australia Pty Ltd | Mectalock Ti | Suture Anchor | Ø 5 - 6.5 | 324941 |  | July 2020 | New Listing
06 - Specialist Orthopaedic | 06.03 - SKELETAL RECONSTRUCTION | 06.03.07 - Soft Tissue Fixation Devices | 06.03.07.04 - Suture, Large anchors (≥4mm) |  | MU174 | 442 | Medacta Australia Pty Ltd | MectaTap Ti | Suture Anchor | Ø 5 - 6.5 | 324941 |  | July 2020 | New Listing
06 - Specialist Orthopaedic | 06.03 - SKELETAL RECONSTRUCTION | 06.03.07 - Soft Tissue Fixation Devices | 06.03.07.04 - Suture, Large anchors (≥4mm) |  | PB072 | 442 | Australian Pacific Medical Pty Ltd | Peek Suture Anchor | Peek suture anchor | Great than 4mm | 323905 |  | July 2020 | New Listing
06 - Specialist Orthopaedic | 06.03 - SKELETAL RECONSTRUCTION | 06.03.07 - Soft Tissue Fixation Devices | 06.03.07.04 - Suture, Large anchors (≥4mm) |  | PJ044 | 442 | PurePlay Orthopaedics | Parcus Twist Screw in PEEK suture Anchors | Screw in PEEK CF anchors recommended for small and large joints. Optimal cortical fixation, Non aborbable, radiolucent. PEEK body anchors assembled with 0, 1, 2, 3 sutures or suture tape. | 4.25, 4.75, 5.5, 6.25, 6.5 mm | 177866 |  | July 2020 | New Listing
06 - Specialist Orthopaedic | 06.03 - SKELETAL RECONSTRUCTION | 06.03.07 - Soft Tissue Fixation Devices | 06.03.07.04 - Suture, Large anchors (≥4mm) |  | PJ045 | 442 | PurePlay Orthopaedics | SLik Knot-less CF | Knot-less screw in anchor recommended for use in large and small joint repairs | 5.5mm- 6.25mm | 177866 |  | July 2020 | Expanded from PJ034
06 - Specialist Orthopaedic | 06.03 - SKELETAL RECONSTRUCTION | 06.03.07 - Soft Tissue Fixation Devices | 06.03.07.04 - Suture, Large anchors (≥4mm) |  | PJ046 | 442 | PurePlay Orthopaedics | SLik Fix | Screw in system recomended for teh use in both large and small joint repairs made from PEEK carbon fiber | 7mm, 8mm, 9mm | 177866 |  | July 2020 | Expanded from PJ034
06 - Specialist Orthopaedic | 06.03 - SKELETAL RECONSTRUCTION | 06.03.07 - Soft Tissue Fixation Devices | 06.03.07.04 - Suture, Large anchors (≥4mm) |  | SL162 | 442 | Smith & Nephew Pty Ltd | Smith and Nephew PEEK Anchor System | Soft tissue anchor fixation | ≥4mm | 109451 120338 |  | July 2020 | Compressed from SL015,SM148
06 - Specialist Orthopaedic | 06.03 - SKELETAL RECONSTRUCTION | 06.03.07 - Soft Tissue Fixation Devices | 06.03.07.05 - Button/thread/tape or Button/thread/button |  | PJ043 | 374 | PurePlay Orthopaedics | Parcus Sydn-EZ | The Parcus Synd-EZ is intended to be used as an adjunct in fracture repair involving metaphyseal and periarticular small bone fragments where screws are not indicated, and as adjuncts in external and intramedullary fixation systems involving plates and rods, with fracture braces and casting. | 3.9 mm | 330545 |  | July 2020 | New Listing
06 - Specialist Orthopaedic | 06.03 - SKELETAL RECONSTRUCTION | 06.03.07 - Soft Tissue Fixation Devices | 06.03.07.06 - Button |  | BW011 | 374 | STABLE ORTHOPAEDICS PTY LTD | ONButton CL Fixation Button | Titanium fixation button and UHMWPE braid (Ultra High Molecular Weight Poly Ethylene braid) suture | Loop Size 12mm - 40mm | 314305 |  | July 2020 | New Listing
06 - Specialist Orthopaedic | 06.03 - SKELETAL RECONSTRUCTION | 06.03.07 - Soft Tissue Fixation Devices | 06.03.07.06 - Button |  | MN258 | 374 | Johnson & Johnson Medical Pty Ltd | RigidLoop | Cortical Fixation Button | 4 x 12 mm | 215753 |  | July 2020 | New Listing
06 - Specialist Orthopaedic | 06.03 - SKELETAL RECONSTRUCTION | 06.03.07 - Soft Tissue Fixation Devices | 06.03.07.07 - Interference Screw (± sleeve) |  | DE710 | 181 | Device Technologies Australia Pty Ltd | PEEK Tenodesis Screw | Interference Screw (2.5mm x 6mm) | 2.5mm x 6mm | 308706 |  | July 2020 | New Listing
06 - Specialist Orthopaedic | 06.03 - SKELETAL RECONSTRUCTION | 06.03.11 - External Fixateurs | 06.03.11.02 - Frame Complete - Monoplanar & Modular Frames | Mini | SQ162 | 1952 | Surgical Specialties | Monoplanar Fixator System | Mini Rail | 80 - 160 mm | 324628 |  | July 2020 | New Listing
06 - Specialist Orthopaedic | 06.03 - SKELETAL RECONSTRUCTION | 06.03.11 - External Fixateurs | 06.03.11.02 - Frame Complete - Monoplanar & Modular Frames | Mini | SQ163 | 1952 | Surgical Specialties | Monoplanar Fixator System | Rail | 100 - 300 mm | 324628 |  | July 2020 | New Listing
06 - Specialist Orthopaedic | 06.03 - SKELETAL RECONSTRUCTION | 06.03.11 - External Fixateurs | 06.03.11.03 - Frame Component - Monoplanar, Clamp |  | SQ164 | 1579 | Surgical Specialties | Monoplanar Clamp | Clamp | Standard | 324628 |  | July 2020 | New Listing
06 - Specialist Orthopaedic | 06.03 - SKELETAL RECONSTRUCTION | 06.03.11 - External Fixateurs | 06.03.11.04 - Frame Component - Monoplanar, Body |  | SQ165 | 1900 | Surgical Specialties | Monoplanar Body | Body | 100 - 400 mm | 324628 |  | July 2020 | New Listing
06 - Specialist Orthopaedic | 06.03 - SKELETAL RECONSTRUCTION | 06.03.11 - External Fixateurs | 06.03.11.06 - Frame Component - Full Circular Ring |  | SQ170 | 685 | Surgical Specialties | Orthex Full Circular Rings | Ring, Full | 60-280mm | 324628 |  | July 2020 | New Listing
06 - Specialist Orthopaedic | 06.03 - SKELETAL RECONSTRUCTION | 06.03.11 - External Fixateurs | 06.03.11.07 - Frame Component - Partial Circular Ring |  | SQ171 | 1050 | Surgical Specialties | Orthex Partial Circular Rings | Ring, 5/8, Half, Toe, Arch | 60-280mm | 324628 |  | July 2020 | New Listing
06 - Specialist Orthopaedic | 06.03 - SKELETAL RECONSTRUCTION | 06.03.11 - External Fixateurs | 06.03.11.09 - Frame Component - Circular Frame Strut Device | 3D | SQ172 | 1235 | Surgical Specialties | Orthex Struts | Struts, Telescoping, Quick Lock | 70-295mm, small, medium, large | 324628 |  | July 2020 | New Listing
06 - Specialist Orthopaedic | 06.03 - SKELETAL RECONSTRUCTION | 06.03.11 - External Fixateurs | 06.03.11.09 - Frame Component - Circular Frame Strut Device |  | SQ166 | 950 | Surgical Specialties | Orthex Distractor Strut | Distractor/Clicker, Linear | 100-200mm, Long | 324628 |  | July 2020 | New Listing
06 - Specialist Orthopaedic | 06.03 - SKELETAL RECONSTRUCTION | 06.03.11 - External Fixateurs | 06.03.11.10 - Frame Component - Foot Plate |  | SQ167 | 2850 | Surgical Specialties | Orthex Foot Plate | Foot Plate | 60-230mm, short | 324628 |  | July 2020 | New Listing
06 - Specialist Orthopaedic | 06.03 - SKELETAL RECONSTRUCTION | 06.03.11 - External Fixateurs | 06.03.11.11 - Frame Component - Circular Frame, Nuts & Spacers |  | SQ160 | 45 | Surgical Specialties | Orthex Threaded Sockets | Nut, Threaded | 18-60mm | 324628 |  | July 2020 | New Listing
06 - Specialist Orthopaedic | 06.03 - SKELETAL RECONSTRUCTION | 06.03.11 - External Fixateurs | 06.03.11.11 - Frame Component - Circular Frame, Nuts & Spacers |  | SQ161 | 45 | Surgical Specialties | Orthex Frame Components | Circular Frame Components | Standard | 324628 |  | July 2020 | New Listing
06 - Specialist Orthopaedic | 06.03 - SKELETAL RECONSTRUCTION | 06.03.11 - External Fixateurs | 06.03.11.13 - Frame Component - Rods | Mini | SQ169 | 49 | Surgical Specialties | Orthex Threaded Rods | Threaded Rods | 30-120mm | 324628 |  | July 2020 | New Listing
06 - Specialist Orthopaedic | 06.03 - SKELETAL RECONSTRUCTION | 06.03.11 - External Fixateurs | 06.03.11.13 - Frame Component - Rods | Standard | SQ168 | 147 | Surgical Specialties | Orthex Threaded Rods | Threaded Rods | 60-450mm | 324628 |  | July 2020 | New Listing
06 - Specialist Orthopaedic | 06.03 - SKELETAL RECONSTRUCTION | 06.03.11 - External Fixateurs | 06.03.11.17 - Articulating Hinge |  | SQ173 | 428 | Surgical Specialties | Orthex Articulating Hinge | Hinges, 3D, Cannulated single plane, Multi-angle ball, Universal, 90 degree | standard | 324628 |  | July 2020 | New Listing
06 - Specialist Orthopaedic | 06.03 - SKELETAL RECONSTRUCTION | 06.03.14 - Bone Cement | 06.03.14.02 - Cement with Antibiotic |  | UK021 | 161 | The Trustee for Giorgios and Katarina Loizou Family Trust | Rally AB Bone Cement Medium Viscosity | Bone cement with Gentamicin | Volume (mL) 40g | 323860 |  | July 2020 | New Listing
06 - Specialist Orthopaedic | 06.03 - SKELETAL RECONSTRUCTION | 06.03.14 - Bone Cement | 06.03.14.02 - Cement with Antibiotic |  | UK022 | 161 | The Trustee for Giorgios and Katarina Loizou Family Trust | Rally AB Bone Cement High Viscosity | Bone cement with Gentamicin | Volume (mL) 40g | 323815 |  | July 2020 | New Listing
06 - Specialist Orthopaedic | 06.03 - SKELETAL RECONSTRUCTION | 06.03.14 - Bone Cement | 06.03.14.04 - Cement with Antibiotic and Complex Delivery System |  | UK020 | 437 | The Trustee for Giorgios and Katarina Loizou Family Trust | Rally AB All In One System Cement Medium Viscosity | Bone Cement with Gentamicin packaged in a complex delivery system | Volume (mL) 70g | 323820 |  | July 2020 | New Listing
06 - Specialist Orthopaedic | 06.03 - SKELETAL RECONSTRUCTION | 06.03.14 - Bone Cement | 06.03.14.04 - Cement with Antibiotic and Complex Delivery System |  | UK023 | 437 | The Trustee for Giorgios and Katarina Loizou Family Trust | Rally AB All In One System Cement High Viscosity | Bone Cement with Gentamicin packaged in a complex delivery system | Volume (mL) 70g | 323816 |  | July 2020 | New Listing
06 - Specialist Orthopaedic | 06.03 - SKELETAL RECONSTRUCTION | 06.03.15 - Bone Graft Substitute | 06.03.15.01 - Ceramic, 0-5cc |  | HW673 | 722 | Stryker Australia Pty Ltd | HydroSet Injectable Calcium Phosphate Cement | Injectable, rapid set, calcium phosphate bone substitute kit | 0-5cc | 138334 |  | July 2020 | Compressed from SR061,SK480
06 - Specialist Orthopaedic | 06.03 - SKELETAL RECONSTRUCTION | 06.03.16 - Meshes | 06.03.16.01 - Metallic | 3D anatomical | EO107 | 1219 | Medartis | APTUS Wedge | Titanium Wedges | Wedges 4mm-12mm | 206157 |  | July 2020 | New Listing
07 - Plastic and Reconstructive | 07.01 - CRANIOMAXILLOFACIAL RECONSTRUCTION & FIXATION | 07.01.01 - Mesh - Metal | 07.01.01.06 - 0.2-0.49mm thick, >200cm² |  | UQ047 | 1462 | The Trustee for BE & MLP Unit Trust | OsteoMed Plating & Fixation System | Plates | 111 x 191mm Mesh Plate, Mesh > 200cm2 area. | 130508 |  | July 2020 | Transferred from SP106
07 - Plastic and Reconstructive | 07.01 - CRANIOMAXILLOFACIAL RECONSTRUCTION & FIXATION | 07.01.02 - Mesh - Non-metal | 07.01.02.12 - >0.8mm thick, 1-10cm² |  | FC013 | 585 | Avania Pty Ltd | Osteomesh | A scaffold bone void filler used to fill cranial defects. | Length (mm) 20-39 Height (mm) 1-5 Width (mm) 10-25 | 334285 |  | July 2020 | New Listing
07 - Plastic and Reconstructive | 07.01 - CRANIOMAXILLOFACIAL RECONSTRUCTION & FIXATION | 07.01.02 - Mesh - Non-metal | 07.01.02.12 - >0.8mm thick, 1-10cm² |  | FC015 | 585 | Avania Pty Ltd | Osteoplug | A bone void filler indicated for the repair of neurosurgical burr holes and other cranial defects. It is used to aid closure of post trephination burr hole defects. | Inner Diameter (mm): 8-15 Outer Diameter (mm): 14-25 Height (mm): 5 | 334286 |  | July 2020 | New Listing
07 - Plastic and Reconstructive | 07.01 - CRANIOMAXILLOFACIAL RECONSTRUCTION & FIXATION | 07.01.02 - Mesh - Non-metal | 07.01.02.12 - >0.8mm thick, 1-10cm² |  | FC016 | 585 | Avania Pty Ltd | Osteoplug-C | A Bone void filler indicated for the repair of neurosurgical burr holes. | Inner Diameter (mm): 8-15 Outer Diameter (mm): 14-25 Height (mm): 5 | 334287 |  | July 2020 | New Listing
07 - Plastic and Reconstructive | 07.01 - CRANIOMAXILLOFACIAL RECONSTRUCTION & FIXATION | 07.01.02 - Mesh - Non-metal | 07.01.02.13 - >0.8mm thick, 11-25cm² |  | FC014 | 926 | Avania Pty Ltd | Osteomesh | A scaffold bone void filler used to fill cranial defects. | Length (mm): 40-50 Height (mm): 1-5 Width (mm): 40-50 | 334285 |  | July 2020 | New Listing
07 - Plastic and Reconstructive | 07.01 - CRANIOMAXILLOFACIAL RECONSTRUCTION & FIXATION | 07.01.04 - Non-mesh | 07.01.04.01 - Resorbable |  | IF003 | 336 | Implant Direct Oceania Pty Limited | Regaurde Resorbable Collagen Membrane | Collagen dental regeneration membrane | 15x20mm, 20x30mm, 30x40mm | 216324 |  | July 2020 | New Listing
07 - Plastic and Reconstructive | 07.01 - CRANIOMAXILLOFACIAL RECONSTRUCTION & FIXATION | 07.01.04 - Non-mesh | 07.01.04.02 - Polymer |  | HW672 | 234 | Stryker Australia Pty Ltd | Ultra Thin Sheet | Porus Polyethylene | 38-127 x 50-178 x 0.85mm | 257032 |  | July 2020 | Compressed from HW426,HW427,SK513,SK516
07 - Plastic and Reconstructive | 07.01 - CRANIOMAXILLOFACIAL RECONSTRUCTION & FIXATION | 07.01.04 - Non-mesh | 07.01.04.02 - Polymer |  | VL009 | 234 | SU-POR AUSTRALIA PTY LTD | Su-Por Ultra Thin, Membrane, Flor-Tec, Channel Sheet | An implantable device intended to support, contour, and provide structure for the craniofacial anatomy during reconstructive and plastic surgery procedures. Made of high-density polyethylene material with an interconnecting pore structure that supports tissue ingrowth. The device is available in various shapes and can be cut by the surgeon to meet the patient's specific needs. | 2.5mm, 3.5mm. 4.0mm, 0.85mm, 1.5mm, 3.0mm | 335454 |  | July 2020 | Duplicated from RJ012
07 - Plastic and Reconstructive | 07.01 - CRANIOMAXILLOFACIAL RECONSTRUCTION & FIXATION | 07.01.04 - Non-mesh | 07.01.04.03 - Block |  | VL001 | 804 | SU-POR AUSTRALIA PTY LTD | Su-Por Flexible Block | An implantable device intended to support, contour, and provide structure for the craniofacial anatomy during reconstructive and plastic surgery procedures. Made of high density polyethylene material with an interconnecting pore structure that supports tissue ingrowth. The device is available in various shapes and can be cut by the surgeon to meet the patient's specific needs. | 13 x 38 x 3mm, 25 x 50 x 6mm, 13 x 38 x 9.5mm 25 x 50 x 3mm, 25 x 50 x 6mm, 25 x 50 x 9.5mm 38 x 63 x 3mm, 38 x 63 x 6mm, 38 x 63 x 9.5mm | 335454 |  | July 2020 | Duplicated from RJ005
07 - Plastic and Reconstructive | 07.01 - CRANIOMAXILLOFACIAL RECONSTRUCTION & FIXATION | 07.01.05 - Fracture or Reconstruction Plates | 07.01.05.07 - 0.5-0.99mm thick, 8-32 holes |  | ZA079 | 199 | Zimmer Biomet Pty Ltd | W Lorenz Osteosynthesis System | straight plates | 8-32 holes | 128458 |  | July 2020 | Compressed from BI985,BI989
07 - Plastic and Reconstructive | 07.01 - CRANIOMAXILLOFACIAL RECONSTRUCTION & FIXATION | 07.01.06 - Screws | 07.01.06.02 - Diameter 1.25-3.24mm |  | ZA080 | 42 | Zimmer Biomet Pty Ltd | TMJ System | Screw, Cross Drive, Titanium | 2.0-3.2mm diameter | 128459 145265 |  | July 2020 | Compressed from BH016,BH017,BI742
07 - Plastic and Reconstructive | 07.02 - CRANIOMAXILLOFACIAL IMPLANTS | 07.02.01 - Chin |  | Complex | VL003 | 926 | SU-POR AUSTRALIA PTY LTD | Su-Por Chin Two Piece Anatomical contour. | An implantable device intended to support, contour, and provide structure for the chin. Made of high density polyethylene material with an interconnecting pore structure that supports tissue ingrowth. The device is available in various shapes and can be cut by the surgeon to meet the patient's specific needs. | 3mm, 5mm, 7mm, 9mm | 335454 |  | July 2020 | Duplicated from RJ004
07 - Plastic and Reconstructive | 07.02 - CRANIOMAXILLOFACIAL IMPLANTS | 07.02.02 - Cranium | 07.02.02.02 - Polymer | Complex | VL006 | 9682 | SU-POR AUSTRALIA PTY LTD | Su-Por Custom Made Implant | An implantable device made of high-density polyethylene material with an interconnecting pore structure that supports tissue ingrowth. The device is custom made/biomodelled from individual patient's CT scan, on doctors prescription, used for correction and reconstruction of any facial, head or any non-weight bearing bone structure. | Custom designed and biomodelled from patient's CT scan image. | 335454 |  | July 2020 | Duplicated from RJ009
07 - Plastic and Reconstructive | 07.02 - CRANIOMAXILLOFACIAL IMPLANTS | 07.02.04 - Malar | 07.02.04.01 - Complex |  | VL004 | 1121 | SU-POR AUSTRALIA PTY LTD | Su-Por Malar, Paranasal, Midface Implant | An implantable device intended to support, contour and provide structure for the face including the cheeks and eye sockets. Made of high-density polyethylene material with an interconnecting pore structure that supports tissue ingrowth. The device is available in various shapes and can be cut by the surgeon to meet the patient's specific needs. | Left and Right (47mm x 24mm x 4mm) | 335454 |  | July 2020 | Duplicated from RJ006
07 - Plastic and Reconstructive | 07.02 - CRANIOMAXILLOFACIAL IMPLANTS | 07.02.05 - Mandible, Maxilla and Temperomandibular Joint (TMJ) | 07.02.05.03 - Mandibular Angle | Polymer | VL007 | 1448 | SU-POR AUSTRALIA PTY LTD | Su-Por Mandible (Left / Right) | An implantable device intended to support, contour, and provide structure for the mandible. Made of high-density polyethylene material with an interconnecting pore structure that supports tissue ingrowth. The device can be cut by the surgeon to meet the patient's specific needs. | 74 x 33 x5mm | 335454 |  | July 2020 | Duplicated from RJ010
07 - Plastic and Reconstructive | 07.02 - CRANIOMAXILLOFACIAL IMPLANTS | 07.02.05 - Mandible, Maxilla and Temperomandibular Joint (TMJ) | 07.02.05.05 - Plate | Biomodelled | HW668 | 4095 | Stryker Australia Pty Ltd | Facial iD | Patient specific implants | These plates are patient specific - size will vary | 331521 |  | July 2020 | New Listing
07 - Plastic and Reconstructive | 07.02 - CRANIOMAXILLOFACIAL IMPLANTS | 07.02.05 - Mandible, Maxilla and Temperomandibular Joint (TMJ) | 07.02.05.05 - Plate | Biomodelled | OG005 | 4095 | OMX SOLUTIONS PTY LTD | Custom Plate | A titanium plate designed to be attached to bone fragments with screws to bridge the fracture gap and shield the fracture site from stress as the bone heals. The device is used for fixation of maxillofacial, mandibular fractures and reconstructions. | Customised to patients | 330150 |  | July 2020 | New Listing
07 - Plastic and Reconstructive | 07.02 - CRANIOMAXILLOFACIAL IMPLANTS | 07.02.05 - Mandible, Maxilla and Temperomandibular Joint (TMJ) | 07.02.05.05 - Plate | Hemimandible | UQ045 | 629 | The Trustee for BE & MLP Unit Trust | OsteoMed Plating & Fixation System | Plates - Reconstruction | 5 x 16 Hole plate Right & Left | 130508 |  | July 2020 | Transferred from SP024
07 - Plastic and Reconstructive | 07.02 - CRANIOMAXILLOFACIAL IMPLANTS | 07.02.06 - Nose and Zygoma | 07.02.06.01 - Nasal Dorsum |  | VL008 | 272 | SU-POR AUSTRALIA PTY LTD | Biopore Nasal Dorsum Shape | An implantable device intended to support, contour, and provide structure for the nose and zygoma. Made of high-density polyethylene material with an interconnecting pore structure that supports tissue ingrowth. The device is available in various shapes and can be cut by the surgeon to meet the patient's specific needs. | 53 x 5mm, 66 x 6 mm, 76 x 15mm, 40 x 9mm | 335454 |  | July 2020 | Duplicated from RJ011
07 - Plastic and Reconstructive | 07.02 - CRANIOMAXILLOFACIAL IMPLANTS | 07.02.07 - Orbit | 07.02.07.03 - Rim |  | VL005 | 385 | SU-POR AUSTRALIA PTY LTD | Su-Por Orbital Rim, Extended | An implantable device intended to support, contour, and provide structure for the face including the cheeks and eye socket. Made of high-density polyethylene material with an interconnecting pore structure that supports tissue ingrowth. The device is available in various shapes and can be cut by the surgeon to meet the patient's specific needs. | Left and Right (44mm x 38mm) | 335454 |  | July 2020 | Duplicated from RJ008
07 - Plastic and Reconstructive | 07.03 - DENTAL IMPLANTS | 07.03.01 - Abutment | 07.03.01.01 - Permanent |  | SB019 | 171 | Straumann Pty Ltd | BLX Screw-Retained Abutment | Screw-retained abutment, straight or angled | Diameter: 4.6mm Gingiva height: 1.5mm, 2.5mm, 3.5mm, 4.5mm, 5.5mm | 212172 |  | July 2020 | New Listing
07 - Plastic and Reconstructive | 07.03 - DENTAL IMPLANTS | 07.03.01 - Abutment | 07.03.01.02 - Temporary |  | SB017 | 68 | Straumann Pty Ltd | BLX Healing Abutment | Titanium healing abutment | Diameter: 4mm, 5mm, 6mm, 6.5mm, 7.5mm Abutment height: 2mm, 4mm | 200750 |  | July 2020 | New Listing
07 - Plastic and Reconstructive | 07.03 - DENTAL IMPLANTS | 07.03.01 - Abutment | 07.03.01.03 - Cover Screw/Cap |  | SB016 | 51 | Straumann Pty Ltd | BLX Cover Cap | Closure cap/protective cap | Closure cap height: 0.4mm, 0.5mm; regular or wide base Protective cap height: 5.1mm, 6.6mm, 8.1mm; diameter: 4.6mm | 119306 |  | July 2020 | New Listing
07 - Plastic and Reconstructive | 07.03 - DENTAL IMPLANTS | 07.03.03 - Endosseous Implant | 07.03.03.03 - Implants and Fixtures | Hydrophilic Coating | SB015 | 409 | Straumann Pty Ltd | BLX Roxolid SLActive Implant | Bone level implant with SLActive hydrophilic surface | Diameter: 3.5mm, 3.75mm, 4.0mm, 4.5mm, 5.0mm, 5.5mm, 6.5mm Length: 6mm - 18mm | 119306 |  | July 2020 | New Listing
07 - Plastic and Reconstructive | 07.03 - DENTAL IMPLANTS | 07.03.03 - Endosseous Implant | 07.03.03.03 - Implants and Fixtures |  | IF001 | 351 | Implant Direct Oceania Pty Limited | Implant Direct Oceania Implant Systems (InterActive, Legacy, Swish) | Dental implants, endosseous | Diameter 3.2 - 7.0mm; Length 6.0 - 16.0mm | 238870 |  | July 2020 | New Listing
07 - Plastic and Reconstructive | 07.03 - DENTAL IMPLANTS | 07.03.03 - Endosseous Implant | 07.03.03.03 - Implants and Fixtures |  | SB018 | 351 | Straumann Pty Ltd | BLX Roxolid SLA Implant | Bone level implant | Diameter: 3.5mm, 3.75mm, 4.0mm, 4.5mm, 5.0mm, 5.5mm, 6.5mm Length: 6mm- 18mm | 119306 |  | July 2020 | New Listing
07 - Plastic and Reconstructive | 07.03 - DENTAL IMPLANTS | 07.03.03 - Endosseous Implant | 07.03.03.05 - Graft Material 0.5ml-<1.0ml |  | IF002 | 293 | Implant Direct Oceania Pty Limited | Bioresorb Macro Pore | ß-Tricalcium Phosphate Bone Regeneration Material with Advanced Porosity | 200 – 500 μm at 0.5 ml, 500 – 1000 μm at 0.5 ml, 500 – 1000 μm at 1.0 ml | 136546 |  | July 2020 | New Listing
08 - Cardiac | 08.01 - Single Chamber ICDs | 08.01.02 - Features of 8.1.1 plus auto test sensing parameters, auto capture threshold test, lead impedance test, wireless remote analysis |  | a, d, e | SJ417 | 29750 | ABBOTT MEDICAL AUSTRALIA PTY LTD. | Gallant VR ICD Model CDVRA500Q | Single Chamber Cardioverter Defibrillator | 30cc, 69g | 336475 |  | July 2020 | New Listing
08 - Cardiac | 08.01 - Single Chamber ICDs | 08.01.02 - Features of 8.1.1 plus auto test sensing parameters, auto capture threshold test, lead impedance test, wireless remote analysis |  | a, d, e | SJ420 | 29750 | ABBOTT MEDICAL AUSTRALIA PTY LTD. | Entrant VR ICD Model CDVRA300Q | Single Chamber Cardioverter Defibrillator | 30cc, 69g | 336479 |  | July 2020 | New Listing
08 - Cardiac | 08.01 - Single Chamber ICDs | 08.01.02 - Features of 8.1.1 plus auto test sensing parameters, auto capture threshold test, lead impedance test, wireless remote analysis |  | a, d, e | SJ422 | 29750 | ABBOTT MEDICAL AUSTRALIA PTY LTD. | Neutrino NxT VR ICD Model CDVRA600Q | Single Chamber Cardioverter Defibrillator | 30cc, 69g | 336477 |  | July 2020 | New Listing
08 - Cardiac | 08.02 - Dual Chamber ICDs | 08.02.02 - Features of 8.2.1 plus auto test sensing parameters, auto capture threshold test, lead impedance test, wireless remote analysis |  | a,d,e | SJ418 | 31888 | ABBOTT MEDICAL AUSTRALIA PTY LTD. | Gallant DR ICD Model CDDRA500Q | Dual Chamber Cardioverter Defibrillator | 31cc, 71g | 336476 |  | July 2020 | New Listing
08 - Cardiac | 08.02 - Dual Chamber ICDs | 08.02.02 - Features of 8.2.1 plus auto test sensing parameters, auto capture threshold test, lead impedance test, wireless remote analysis |  | a,d,e | SJ419 | 31888 | ABBOTT MEDICAL AUSTRALIA PTY LTD. | Entrant DR ICD Model CDDRA300Q | Dual Chamber Cardioverter Defibrillator | 31cc, 71g | 336480 |  | July 2020 | New Listing
08 - Cardiac | 08.02 - Dual Chamber ICDs | 08.02.02 - Features of 8.2.1 plus auto test sensing parameters, auto capture threshold test, lead impedance test, wireless remote analysis |  | a,d,e | SJ421 | 31888 | ABBOTT MEDICAL AUSTRALIA PTY LTD. | Neutrino NxT DR ICD Model CDDRA600Q | Dual Chamber Cardioverter Defibrillator | 31cc, 71g | 336478 |  | July 2020 | New Listing
08 - Cardiac | 08.04 - Single Chamber Pacemakers | 08.04.03 - SSIR with small/compact size, multi-programmability & longevity, & four or more advanced features |  |  | RF027 | 3948 | MICROPORT CRM PTY LIMITED | OTO SR | Single Chamber MRI Conditional Pacemaker | Weight- 19g Volume - 7.5cc | 327725 |  | July 2020 | New Listing
08 - Cardiac | 08.04 - Single Chamber Pacemakers | 08.04.03 - SSIR with small/compact size, multi-programmability & longevity, & four or more advanced features |  |  | RF028 | 3948 | MICROPORT CRM PTY LIMITED | TEO SR | Single Chamber MRI Conditional Pacemaker | Weight - 19g Volume- 7.5cc | 327721 |  | July 2020 | New Listing
08 - Cardiac | 08.04 - Single Chamber Pacemakers | 08.04.03 - SSIR with small/compact size, multi-programmability & longevity, & four or more advanced features |  |  | RF031 | 3948 | MICROPORT CRM PTY LIMITED | ENO SR | Single Chamber MRI Conditional Pacemaker | Weight -19g Volume 7.5cc | 327723 |  | July 2020 | New Listing
08 - Cardiac | 08.05 - Dual Chamber Pacemakers | 08.05.04 - DDDR with continuous threshold monitoring in atrium + ventricle with ability to adapt pacing outputs accordingly, & with four or more advanced features |  |  | RF026 | 7619 | MICROPORT CRM PTY LIMITED | ENO DR | Dual Chamber MRI Conditional Pacemaker | Weight 20g Volume 8cc | 327722 |  | July 2020 | New Listing
08 - Cardiac | 08.05 - Dual Chamber Pacemakers | 08.05.04 - DDDR with continuous threshold monitoring in atrium + ventricle with ability to adapt pacing outputs accordingly, & with four or more advanced features |  |  | RF029 | 7619 | MICROPORT CRM PTY LIMITED | OTO DR | Dual Chamber MRI Conditional Pacemaker | Weight - 20g Volume - 8cc | 327724 |  | July 2020 | New Listing
08 - Cardiac | 08.05 - Dual Chamber Pacemakers | 08.05.04 - DDDR with continuous threshold monitoring in atrium + ventricle with ability to adapt pacing outputs accordingly, & with four or more advanced features |  |  | RF030 | 7619 | MICROPORT CRM PTY LIMITED | TEO DR | Dual Chamber MRI Conditional Pacemaker | Weight - 20g Volume - 8cc | 327720 |  | July 2020 | New Listing
10 - Vascular | 10.02 - Stent Grafts | 10.02.08 - Accessory Component (Other including iliac limb and extension) |  | Accessory Kit | GX027 | 3403 | GETINGE AUSTRALIA PTY. LTD. | Nellix EndoVascular Aneurysm Sealing System Accessory Kit, Dispensor and Polymer | Accessory Kit (console, reciprocal connectors with caps and four mixers, pressure tranducers), Dispensor (with insufflator and syringes), and dual chamber polypropylene cartridge filled with aqueous polyethylene glycol based solution that are designed to be mixed at the time of the procedure | 40ml (up to 80ml provided) | 271833 234418 235301 |  | July 2020 | Transferred from MQ037
10 - Vascular | 10.02 - Stent Grafts | 10.02.10 - Tube, Peripheral, Balloon Expandable | 10.02.10.01 - ≤12mm diameter |  | GX009 | 3777 | GETINGE AUSTRALIA PTY. LTD. | Advant PTFE V12 Stent Graft System | Balloon Expandable PTFE Encapsulated Stainless Steel Peripheral Vascular Stent | 5mm - 12mm Diameter | 156635 200244 |  | July 2020 | Transferred from MQ006
10 - Vascular | 10.02 - Stent Grafts | 10.02.10 - Tube, Peripheral, Balloon Expandable | 10.02.10.02 - >12mm diameter |  | GX010 | 5140 | GETINGE AUSTRALIA PTY. LTD. | Advanta V12 Stent Graft System | Balloon Expandable PTFE Encapsulated Stainless Steel Vascular Stent | Large Diameter 12 -16mm. 80 and 120cm catheter lengths | 156635 |  | July 2020 | Transferred from MQ035
10 - Vascular | 10.02 - Stent Grafts | 10.02.11 - Tube, Peripheral, Self Expandable | 10.02.11.01 - <150mm length |  | BA297 | 3064 | Bard Australia Pty Ltd | Bard COVERA Vascular Covered Stent | The Covera™ Vascular Covered Stent is a flexible, self-expanding endoprosthesis comprised of expanded ePTFE encapsulating a nitinol stent framework. The inner lumen of the covered stent is carbon impregnated. Available in flared and straight end configurations allow for optimal sizing and adaption to the venous vessel wall. Straight device configurations are intended for use in anatomies where the diameter of the outflow vessel is equal to or smaller than the diameter of the inflow vessel. Flared device configurations are intended for use in anatomies where the diameter of the outflow vessel segment is larger than the inflow segment. The Covera™ Vascular Covered Stent device is an over-the-wire delivery system. The delivery system is compatible with 0.035 inch guidewires and 8F or 9F introducer sheaths. The delivery system is available in working lengths of 80 cm and 120 cm. Triaxial delivery system thumb wheel delivery facilitates accurate placement control. | Implant diameter: 6mm, 7mm, 8mm, 9mm,10 mm Implant lengths: 30mm*, 40 mm, 60 mm, 80 mm, 100 mm *30 mm length available in straight configurations | 321442 |  | July 2020 | New Listing
10 - Vascular | 10.03 - Grafts | 10.03.01 - Tube | 10.03.01.02 - 11-20cm length | R (ringed) | GX026 | 1372 | GETINGE AUSTRALIA PTY. LTD. | Advanta PTFE Vascular Graft | Trilaminate PTFE Graft with Graft Deployment System | 4mm - 8mm 11cm - 20cm length | 279716 |  | July 2020 | Transferred from MQ020
10 - Vascular | 10.03 - Grafts | 10.03.01 - Tube | 10.03.01.02 - 11-20cm length | R, ID | GX011 | 1552 | GETINGE AUSTRALIA PTY. LTD. | Advanta PTFE Vascular Graft with Graft Deployment System | Trilaminate PTFE. Vascular Access PTFE | 4mm - 8mm diameter 11cm - 20cm length | 279716 |  | July 2020 | Transferred from MQ018
10 - Vascular | 10.03 - Grafts | 10.03.01 - Tube | 10.03.01.02 - 11-20cm length |  | GX012 | 722 | GETINGE AUSTRALIA PTY. LTD. | Intergard W - Woven Straight | Woven Straight | 15cm | 145512 |  | July 2020 | Transferred from MQ029
10 - Vascular | 10.03 - Grafts | 10.03.01 - Tube | 10.03.01.03 - 21-49cm length | R (ringed) | GX025 | 1372 | GETINGE AUSTRALIA PTY. LTD. | Advanta PTFE Vascular Graft | Trilaminate PTFE Graft with Graft Deployment System | 4mm - 8mm diameter 21cm - 49cm length | 279716 |  | July 2020 | Transferred from MQ021
10 - Vascular | 10.03 - Grafts | 10.03.01 - Tube | 10.03.01.03 - 21-49cm length | R, ID | GX013 | 1552 | GETINGE AUSTRALIA PTY. LTD. | Advanta PTFE Vascular Graft with Graft Deployment System | Trilaminate PTFE. Vascular Access PTFE | 4mm - 8mm diameter 21cm - 49cm length | 279716 |  | July 2020 | Transferred from MQ019
10 - Vascular | 10.03 - Grafts | 10.03.01 - Tube | 10.03.01.03 - 21-49cm length |  | GX014 | 786 | GETINGE AUSTRALIA PTY. LTD. | Maquet InterVascular Straight vascular Grafts | Straight Vascular Grafts | 5mm - 24mm diameter, 21 -49mm length | 145510 145380 145512 |  | July 2020 | Transferred from MQ030
10 - Vascular | 10.03 - Grafts | 10.03.01 - Tube | 10.03.01.04 - ≥50cm length | R (ringed) | GX015 | 1471 | GETINGE AUSTRALIA PTY. LTD. | Atrium PTFE Vascular Graft | Ringed PTFE | 4mm - 10mm; 50cm - 100cm | 279716 |  | July 2020 | Transferred from MQ017
10 - Vascular | 10.03 - Grafts | 10.03.01 - Tube | 10.03.01.04 - ≥50cm length | R (ringed) | GX016 | 1471 | GETINGE AUSTRALIA PTY. LTD. | Maquet InterVascular redially Supported Vascular Grafts | Radially Supported Vascular Grafts | 5mm - 24mm diameter, 50 -100m length | 145506 145511 |  | July 2020 | Transferred from MQ032
10 - Vascular | 10.03 - Grafts | 10.03.01 - Tube | 10.03.01.04 - ≥50cm length |  | GX017 | 876 | GETINGE AUSTRALIA PTY. LTD. | Advanta PTFE Vascular Graft | Straight PTFE Vascular Graft | 6mm - 10mm; 50cm - 90cm | 279716 |  | July 2020 | Transferred from MQ016
10 - Vascular | 10.03 - Grafts | 10.03.01 - Tube | 10.03.01.04 - ≥50cm length |  | GX019 | 876 | GETINGE AUSTRALIA PTY. LTD. | Maquet InterVascular Straight Vascular Grafts | Straight Vascular Grafts | 6mm - 24mm Diameter, 50-100cm length | 145380 145512 145510 |  | July 2020 | Transferred from MQ031
10 - Vascular | 10.03 - Grafts | 10.03.02 - Bifurcated |  |  | GX020 | 880 | GETINGE AUSTRALIA PTY. LTD. | Maquet InterVascular Bifurcated Vascular Grafts | Bifurcated Vascular Grafts | 6mm - 24mm diameter, 50cm length | 145507 145515 |  | July 2020 | Transferred from MQ033
10 - Vascular | 10.03 - Grafts | 10.03.03 - Branched or Fenestrated |  |  | GX021 | 1760 | GETINGE AUSTRALIA PTY. LTD. | Intergard W | Woven Aortic Arch | Body Diameter 20mm - 36mm Limbs Diameter 8 - 10mm | 145514 145513 |  | July 2020 | Transferred from MQ027
10 - Vascular | 10.03 - Grafts | 10.03.03 - Branched or Fenestrated |  |  | GX022 | 1760 | GETINGE AUSTRALIA PTY. LTD. | Intergard K | Knitted Axillobifemoral | Diameter (mm) Length (cm) 8 x 8 100/60; 10 x 10 100/60; 8 x 6 x 6 85/55; 8 x 8 85/55; 8 x 8 100/55 | 145509 |  | July 2020 | Transferred from MQ028
10 - Vascular | 10.03 - Grafts | 10.03.04 - Tapered or End-modified |  | ID (immediate dialysis) | GX023 | 2708 | GETINGE AUSTRALIA PTY. LTD. | Advantra PTFE Vascular Graft with Graft Deployment System | Trilaminate PTFE. Vascular Access Graft | 4mm - 8mm diameter. 50 - 80cm length | 279716 |  | July 2020 | Transferred from MQ013
10 - Vascular | 10.03 - Grafts | 10.03.04 - Tapered or End-modified |  |  | GX024 | 789 | GETINGE AUSTRALIA PTY. LTD. | Advantra PTFE Vascular Graft | Tapered Trilaminate PTFE Graft with Graft Deployment System | 4mm - 8mm diameter, 10 - 40cm lengths | 279716 |  | July 2020 | Transferred from MQ012
10 - Vascular | 10.09 - Long Term Vascular Access Devices | 10.09.01 - Percutaneous Catheters, Single Lumen |  | cu, pi | BA291 | 146 | Bard Australia Pty Ltd | PowerHickman Single Lumen Microinducer with SureCuff (2cm & 5 cm) with AirGuard | PowerHickman, 8 Fr Single Lumen, MicroIntroducer Kit with SureCuff (2 cm & 5 cm) | 8 Fr | 309584 309585 |  | July 2020 | New Listing
10 - Vascular | 10.09 - Long Term Vascular Access Devices | 10.09.01 - Percutaneous Catheters, Single Lumen |  | cu, pi | BA292 | 146 | Bard Australia Pty Ltd | PowerLine Single Lumen MicroIntroducer Kit | PowerLine 5 Fr Single Lumen, Polyurethane Catheter with Surecuff, MicroIntroducer Kit | 5 Fr | 309588 |  | July 2020 | New Listing
10 - Vascular | 10.09 - Long Term Vascular Access Devices | 10.09.01 - Percutaneous Catheters, Single Lumen |  | cu, pi | BA296 | 146 | Bard Australia Pty Ltd | PowerHickman, 8 Fr Single Lumen, Intermediate Kit with SureCuff Airguard(5 cm) | PowerHickman, 8 Fr Single Lumen, Intermediate Kit with SureCuff Airguard(5 cm) | 8Fr | 309586 |  | July 2020 | New Listing
10 - Vascular | 10.09 - Long Term Vascular Access Devices | 10.09.02 - Percutaneous Catheters, Multiple Lumen |  | cu, pi | BA289 | 293 | Bard Australia Pty Ltd | PowerHickman, 9.5 Fr Dual Lumen, Intermediate Kit with SureCuff (5 cm) & Airguard | PowerHickman, 9.5 Fr Dual Lumen, Intermediate Kit with SureCuff (5 cm) & Airguard | 9.5 Fr | 309586 |  | July 2020 | New Listing
10 - Vascular | 10.09 - Long Term Vascular Access Devices | 10.09.02 - Percutaneous Catheters, Multiple Lumen |  | cu, pi | BA290 | 293 | Bard Australia Pty Ltd | PowerLine Multi Lumen Airguard Intermediate Kit | PowerLine 6 Fr Multi Lumen, Polyurethane Catheter with Surecuff, AirGuard, Intermediate Kit | 6 Fr | 309590 |  | July 2020 | New Listing
10 - Vascular | 10.09 - Long Term Vascular Access Devices | 10.09.02 - Percutaneous Catheters, Multiple Lumen |  | cu, pi | BA293 | 293 | Bard Australia Pty Ltd | PowerLine Multi Lumen MicroIntroducer Kit | PowerLine 5-6 Fr Multi Lumen, Polyurethane Catheter with Surecuff, MicroIntroducer Kit | 5-6Fr | 309588 |  | July 2020 | New Listing
10 - Vascular | 10.09 - Long Term Vascular Access Devices | 10.09.02 - Percutaneous Catheters, Multiple Lumen |  | cu, pi | BA294 | 293 | Bard Australia Pty Ltd | PowerLine Multi Lumen without Airguard Intermediate Kit | PowerLine 6 Fr Multi Lumen, Polyurethane Catheter with Surecuff, Intermediate Kit | 6 Fr | 309589 |  | July 2020 | New Listing
10 - Vascular | 10.09 - Long Term Vascular Access Devices | 10.09.02 - Percutaneous Catheters, Multiple Lumen |  | cu, pi | BA295 | 293 | Bard Australia Pty Ltd | PowerHickman, 9.5 Fr Multi Lumen, MicroIntroducer Kit with SureCuff (2 &5 cm) | PowerHickman, 9.5 Fr Dual Lumen, MicroIntroducer Kit with SureCuff (2 & 5 cm) | 9.5 Fr | 309585 309584 |  | July 2020 | New Listing
11 - Hip | 11.01 - FEMORAL COMPONENTS - PRIMARY AND REVISION | 11.01.07 - Uncemented, Modular | 11.01.07.01 - Grit Blast | Body | QG003 | 2401 | ORTHOCENTRIC PTY LTD | MRP Titan Neck | Proximal femoral component | Small, Medium & Large with standard 130º & lateralised 123º options | 327900 |  | July 2020 | New Listing
11 - Hip | 11.01 - FEMORAL COMPONENTS - PRIMARY AND REVISION | 11.01.07 - Uncemented, Modular | 11.01.07.01 - Grit Blast | Body | QG007 | 2401 | ORTHOCENTRIC PTY LTD | MRP Trochanter | Body for Trochanteric attachment | Small & Large | 327880 |  | July 2020 | New Listing
11 - Hip | 11.01 - FEMORAL COMPONENTS - PRIMARY AND REVISION | 11.01.07 - Uncemented, Modular | 11.01.07.01 - Grit Blast | Spacer | QG006 | 1020 | ORTHOCENTRIC PTY LTD | MRP Titan Sleeve | Modular extension sleeve | Ø16mm x 30mm, Ø18mm x 30mm, Ø20mm x 30mm, Ø22mm x 30mm, Ø24mm x 30mm | 327849 |  | July 2020 | New Listing
11 - Hip | 11.01 - FEMORAL COMPONENTS - PRIMARY AND REVISION | 11.01.07 - Uncemented, Modular | 11.01.07.01 - Grit Blast | Stem | QG008 | 2619 | ORTHOCENTRIC PTY LTD | MRP Stems | Femoral stem component of a modular hip system | Ø13mm - Ø34mm 80mm - 140mm long | 327850 |  | July 2020 | New Listing
11 - Hip | 11.01 - FEMORAL COMPONENTS - PRIMARY AND REVISION | 11.01.09 - Uncemented, Modular, Long Lengths (Stem ≥200mm; Body ≥75mm; Cone ≥70mm; Spacer/Sleeve ≥50mm) | 11.01.09.01 - Grit Blast | Stem | QG009 | 3877 | ORTHOCENTRIC PTY LTD | MRP Long Stems | Femoral stem component of modular revision hips system | Ø11mm - Ø34mm 200mm - 340mm long | 327850 |  | July 2020 | New Listing
11 - Hip | 11.02 - FEMORAL HEADS | 11.02.01 - Conventional Femoral Heads, ≤32mm | 11.02.01.05 - Ceramic Mix |  | QG004 | 1762 | ORTHOCENTRIC PTY LTD | Biolox Delta Head | Zirconia Toughened Alumina Femoral Head | Ø28mm - 32mm, 12/14 & 16/18 Tapers, Short - Extra Long Offset | 326800 |  | July 2020 | New Listing
11 - Hip | 11.02 - FEMORAL HEADS | 11.02.02 - Conventional Femoral Heads, >32mm | 11.02.02.05 - Ceramic Mix |  | QG002 | 1931 | ORTHOCENTRIC PTY LTD | Biolox Delta Head | Zirconia toughened alumina femoral head | Ø36mm, 12/14 & 16/18 tapers, Short - Extra Long Offsets | 326800 |  | July 2020 | New Listing
11 - Hip | 11.03 - ACETABULAR COMPONENTS | 11.03.02 - Shells, Uncemented | 11.03.02.02 - Beaded |  | SL161 | 2105 | Smith & Nephew Pty Ltd | Reflection | Acetabular Shell, Beaded, Titanium Alloy | 40 to 80mm | 220233 223522 223524 223821 223823 247733 |  | July 2020 | Compressed from SL084,SL089
11 - Hip | 11.03 - ACETABULAR COMPONENTS | 11.03.04 - Insert/Liner | 11.03.04.04 - Metal |  | ZA077 | 1762 | Zimmer Biomet Pty Ltd | G7 Dual Mobility CoCr Liner | CoCr Liner | 32-60mm | 285123 |  | July 2020 | New Listing
11 - Hip | 11.03 - ACETABULAR COMPONENTS | 11.03.04 - Insert/Liner | 11.03.04.06 - Ceramic Mix |  | QG010 | 2199 | ORTHOCENTRIC PTY LTD | Acetabular Liner Ceramic | Ceramic Acetabular Liner | 28/35G, 32/39G, 32/44G, 36/44G, 32/48G, 36/48G, 32/52G, 36/52G | 326320 |  | July 2020 | New Listing
11 - Hip | 11.04 - ACCESSORIES | 11.04.02 - Bolt |  |  | QG005 | 336 | ORTHOCENTRIC PTY LTD | MRP Titan Locking Bolt | Bolt used to lock together the proximal femoral component to the femoral stem of a modular revision hip system | Short & Long | 311586 |  | July 2020 | New Listing
11 - Hip | 11.04 - ACCESSORIES | 11.04.03 - Bone Screw |  |  | MN269 | 116 | Johnson & Johnson Medical Pty Ltd | Novae Double Cup Cortical Bone Screw | Cortical Bone Screw | 5mm diameter, 30 to 65mm length in 5mm increments | 329786 |  | July 2020 | Duplicated from GO261
12 - Knee | 12.01 - FEMORAL COMPONENT: TOTAL KNEE ARTHROPLASTY | 12.01.01 - Cemented, Alloy | 12.01.01.01 - Minimally Stabilised |  | HW671 | 2877 | Stryker Australia Pty Ltd | Scorpio Knee System - Femoral Component | Minimally stabilised, cemented, alloy. | Sizes 3 - 13 | 211461 211480 211484 |  | July 2020 | Compressed from SR063,SK332
12 - Knee | 12.01 - FEMORAL COMPONENT: TOTAL KNEE ARTHROPLASTY | 12.01.01 - Cemented, Alloy | 12.01.01.02 - Posterior Stabilised |  | HW670 | 2965 | Stryker Australia Pty Ltd | Scorpio Knee System - Femoral Component | Posterior stabilised, cemented, alloy. | Sizes 3 - 13 | 211477 211480 211857 |  | July 2020 | Compressed from ST984,SR003
12 - Knee | 12.02 - FEMORAL COMPONENT: UNI-COMPARTMENTAL KNEE ARTHROPLASTY | 12.02.01 - Cemented, Alloy |  |  | ZA075 | 2007 | Zimmer Biomet Pty Ltd | Persona Partial Knee System | Femoral component | Sizes 1-8 | 336793 |  | July 2020 | New Listing
12 - Knee | 12.03 - TIBIAL TRAY COMPONENT - TOTAL KNEE ARTHROPLASTY | 12.03.02 - Cemented, Alloy |  |  | BB400 | 1875 | B Braun Australia Pty Ltd | Columbus AS CR PS Tibial Plateau | Tibial baseplate, cemented, for fixed insert | T0 - T5 | 279473 |  | July 2020 | New Listing
12 - Knee | 12.03 - TIBIAL TRAY COMPONENT - TOTAL KNEE ARTHROPLASTY | 12.03.05 - Uncemented, Alloy | 12.03.05.01 - HA Coating |  | HW669 | 2356 | Stryker Australia Pty Ltd | Scorpio Knee System - Tibial Baseplate | Tibial baseplate, uncemented, alloy, hydroxyapatite (HA) coating. | Sizes 3 - 13 | 145648 146120 |  | July 2020 | Compressed from ST648,ST031
12 - Knee | 12.04 - TIBIAL TRAY COMPONENT: UNI-COMPARTMENTAL KNEE ARTHROPLASTY | 12.04.02 - Cemented, Alloy |  |  | ZA078 | 1352 | Zimmer Biomet Pty Ltd | Persona Partial Knee System | Tibial baseplate | C-J | 336795 |  | July 2020 | New Listing
12 - Knee | 12.06 - TIBIAL INSERT: UNI-COMPARTMENTAL ARTHROPLASTY | 12.06.01 - Tibial Insert: Uni-Compartmental Arthroplasty |  |  | ZA076 | 689 | Zimmer Biomet Pty Ltd | Persona Partial Knee System | Tibial insert | 8-14mm | 336794 |  | July 2020 | New Listing
13 - Spinal | 13.01 - Bone Screws | 13.01.01 - Pedicle, Monoaxial |  |  | DU040 | 861 | SPINEART AUSTRALIA PTY. LTD. | Perla TL Posterior thoraco-lumbar fixation system - monoaxial screw | Monoaxial pedicle screws | Diameter: 4.5 - 9.5mm. Length: 25 - 120mm. | 198720 |  | July 2020 | New Listing
13 - Spinal | 13.01 - Bone Screws | 13.01.01 - Pedicle, Monoaxial |  |  | GW020 | 861 | EQUINOX ORTHOPAEDICS PTY LTD | WEGO Spinal Systems | Monoaxial screws | All sizes | 330363 |  | July 2020 | New Listing
13 - Spinal | 13.01 - Bone Screws | 13.01.02 - Pedicle, Polyaxial |  | Cannulated | GW045 | 1288 | EQUINOX ORTHOPAEDICS PTY LTD | WEGO Spinal Systems | Cannulated polyaxial screws | All sizes | 330363 |  | July 2020 | New Listing
13 - Spinal | 13.01 - Bone Screws | 13.01.02 - Pedicle, Polyaxial |  | Cannulated | KB001 | 1288 | KINETIX LIFESCIENCES PTY LTD | STERISPINE™ sterile Multiaxial Pedicle Screws | Cannulated: Fenestrated/ Multi Axial Cannulated Extended Head/ Extended Head Max and Auto Adjust screw | Cannulated, Multi Axial Cannulated Extended Head, Extended Head Max and Auto Adjust 4.5mm x 25; 30; 35 mm 5.5mm x 25; 30; 35; 40; 45; 50; 55; 60 mm 6.5mm x 25; 30; 35; 40; 45; 50; 55; 60 mm 7.5mm x 25; 30; 35; 40; 45; 50; 55; 60 mm Fenestrated 4.5mm x 30;35;40 mm 5.5mm x 30; 35; 40; 45; 50; 55; 60 mm 6.5mm x 30; 35; 40; 45; 50; 55; 60 mm 7.5mm x 30; 35; 40; 45; 50; 55; 60 mm Fenestrated Extended Head Max 4.5mm x30; 35; 40 mm 5.5mm x 30; 35; 40; 45; 50; 55; 60 mm 6.5mm x 25; 30; 35; 40; 45; 50; 55; 60 mm 7.5mm x 25; 30; 35; 40; 45; 50; 55; 60 mm | 273286 |  | July 2020 | Transferred from SV070
13 - Spinal | 13.01 - Bone Screws | 13.01.02 - Pedicle, Polyaxial |  | Complex | KB002 | 1232 | KINETIX LIFESCIENCES PTY LTD | STERISPINE™ sterile Multiaxial non cannulated Pedicle Screw | Non Cannulated pedicle screws | Multiaxial screws Diameter: 5.5-7.5 mm Length: 25-60 mm | 273286 |  | July 2020 | Transferred from SV068
13 - Spinal | 13.01 - Bone Screws | 13.01.02 - Pedicle, Polyaxial |  | Shank | DU041 | 616 | SPINEART AUSTRALIA PTY. LTD. | Perla TL Posterior thoraco-lumbar fixation system - polyaxial screw-shank | Polyaxial screw shanks: cortical bone screw shanks, degenerative bone screw shanks | Diameter (cortical bone screw shank): 4.5 - 7.5mm, Diameter (degenerative bone screw shank): 4.5 - 9.5mm. Length (cortical bone screw shank): 25 - 50mm. Length (degenerative bone screw shank): 25 - 120mm. | 198720 |  | July 2020 | New Listing
13 - Spinal | 13.01 - Bone Screws | 13.01.02 - Pedicle, Polyaxial |  | Shank | KH077 | 616 | KH NXGEN (AUS) Pty Limited | Kumafix Pedicle Shank Screw | Shank Screw | Diameter : 5.5 mm - 6.6 mm Length : 40 mm - 55 mm | 312520 |  | July 2020 | New Listing
13 - Spinal | 13.01 - Bone Screws | 13.01.02 - Pedicle, Polyaxial |  |  | DU052 | 1232 | SPINEART AUSTRALIA PTY. LTD. | Perla TL Posterior thoraco-lumbar fixation system - polyaxial screw | Polyaxial lateral mass screws: polyaxial screws, reduction screws, 25D screws | Diameter (polyaxial screws, reduction screws): 4.5 - 10.5mm. Diameter (25D screws): 4.5 - 6.5mm Length (polyaxial screws, reduction screws): 25 - 120mm. Length: 25 - 90mm. | 166153 |  | July 2020 | New Listing
13 - Spinal | 13.01 - Bone Screws | 13.01.02 - Pedicle, Polyaxial |  |  | GW027 | 1232 | EQUINOX ORTHOPAEDICS PTY LTD | WEGO Spinal Systems | Polyaxial screws | All sizes | 330363 |  | July 2020 | New Listing
13 - Spinal | 13.01 - Bone Screws | 13.01.02 - Pedicle, Polyaxial |  |  | KH076 | 1232 | KH NXGEN (AUS) Pty Limited | Adena™ CBT Polyaxial Screw | Cortical Thread Polyaxial Screw | 4.0 mm - 6.5 mm Diameter 20 mm - 45 mm Length | 312520 |  | July 2020 | New Listing
13 - Spinal | 13.01 - Bone Screws | 13.01.02 - Pedicle, Polyaxial |  |  | MN263 | 1232 | Johnson & Johnson Medical Pty Ltd | SYMPHONY OCT System | Polyaxial screws | 3.5-5.5mm diameter | 178040 |  | July 2020 | New Listing
13 - Spinal | 13.01 - Bone Screws | 13.01.02 - Pedicle, Polyaxial |  |  | SF177 | 1232 | Signature Orthopaedics | Freedom Posterior Screw | Polyaxial Screw | Ø3.5, Ø4.0, Ø4.5 8mm to 50mm in length. | 203838 |  | July 2020 | New Listing
13 - Spinal | 13.01 - Bone Screws | 13.01.03 - Standard |  | Dual Thread | KB003 | 445 | KINETIX LIFESCIENCES PTY LTD | STERISPINE™ Bone Screws with dual thread | Standard with dual thread | 12mm x 3.5mm; 4.0 mm 13mm x 3.5mm; 4.0 mm 15mm x 3.5mm; 4.0 mm | 273286 |  | July 2020 | Transferred from SV063
13 - Spinal | 13.01 - Bone Screws | 13.01.03 - Standard |  | Dual Thread | NK151 | 445 | National Surgical Pty Ltd | Fusion Cage Screws | Fusion Cage Screws | Multiple sizes to suit patient anatomy | 295284 |  | July 2020 | New Listing
13 - Spinal | 13.01 - Bone Screws | 13.01.03 - Standard |  | Dual Thread | SF168 | 445 | Signature Orthopaedics | Spoiler ALIF Dual thread Screw | Dual Thread ALIF Cage Screw | 5.5 and 6mm screws | 246581 |  | July 2020 | New Listing
13 - Spinal | 13.01 - Bone Screws | 13.01.03 - Standard |  | Dual Thread | SF170 | 445 | Signature Orthopaedics | Hornet ALIF Screw | Hornet Screw | Multiple diameters and lengths | 246581 |  | July 2020 | New Listing
13 - Spinal | 13.01 - Bone Screws | 13.01.03 - Standard |  |  | DR026 | 186 | MEDIVANCE PTY LTD | Hygro-L Stand-alone ALIF Bone Screw | Bone screw, Duel Thread | Diameter (4.0mm); Length (20-35mm) | 330365 |  | July 2020 | New Listing
13 - Spinal | 13.01 - Bone Screws | 13.01.03 - Standard |  |  | DR030 | 186 | MEDIVANCE PTY LTD | Hygro-C SA ACDF Scerws | SA ACDF Screws | 3-4mm, 12-14mm | 330365 |  | July 2020 | New Listing
13 - Spinal | 13.01 - Bone Screws | 13.01.03 - Standard |  |  | DR032 | 186 | MEDIVANCE PTY LTD | Choice Spine Cervical Screw | Screw for cervical plate (Variable, Fixed & Rescue) | 4.0mm - 4.5mm x 10mm - 18mm | 330080 |  | July 2020 | New Listing
13 - Spinal | 13.01 - Bone Screws | 13.01.03 - Standard |  |  | DU047 | 186 | SPINEART AUSTRALIA PTY. LTD. | Juliet Ti LL screw | Bone screw | Diameter: 5mm, 5.5mm Length: 45mm, 50mm, 55mm, 60mm | 166154 |  | July 2020 | New Listing
13 - Spinal | 13.01 - Bone Screws | 13.01.03 - Standard |  |  | ER539 | 186 | Emergo Asia Pacific Pty Ltd | Signus BIG ST - SCREW | Screw ST – double tread | Diameter: 4.5mm; Length: 20-30mm | 129772 |  | July 2020 | New Listing
13 - Spinal | 13.01 - Bone Screws | 13.01.03 - Standard |  |  | GW043 | 186 | EQUINOX ORTHOPAEDICS PTY LTD | WEGO Spinal Systems | Bone screws | All sizes | 330363 |  | July 2020 | New Listing
13 - Spinal | 13.01 - Bone Screws | 13.01.03 - Standard |  |  | LB192 | 186 | Globus Medical Australia | PROVIDENCE Variable Angle Screws | Variable angled screws, self drilling and self tapping | Length -10mm to 26mm Diameter - 4.2mm to 4.6mm | 190070 |  | July 2020 | New Listing
13 - Spinal | 13.01 - Bone Screws | 13.01.03 - Standard |  |  | LB193 | 186 | Globus Medical Australia | PROVIDENCE Fixed Angle Screws | Fixed angled screws, self-drilling and self-tappiing | Length - 10mm to 26mm Diameter - 4.2mm to 4.6mm | 190070 |  | July 2020 | New Listing
13 - Spinal | 13.01 - Bone Screws | 13.01.03 - Standard |  |  | LH706 | 186 | Lifehealthcare Pty Ltd | Ultio Laminoplasty Screw | Screw, self drilling, self tapping | 4-12mm length | 275605 |  | July 2020 | New Listing
13 - Spinal | 13.01 - Bone Screws | 13.01.03 - Standard |  |  | LM388 | 186 | LMT Surgical Pty Ltd | ALIF Fusion Cage Screws | ALIF Fusion Cage Screws | Multiple sizes to suit patient anatomy | 295284 |  | July 2020 | New Listing
13 - Spinal | 13.01 - Bone Screws | 13.01.03 - Standard |  |  | NV162 | 186 | Nuvasive Australia and NZ Pty Ltd | ACP Screw - Variable Angle | Variable Angle Bone Screw, self tapping and self drilling | Diameter - 3.5mm - 4.0mm Length - 11mm to 19mm | 209198 |  | July 2020 | New Listing
13 - Spinal | 13.01 - Bone Screws | 13.01.03 - Standard |  |  | NV163 | 186 | Nuvasive Australia and NZ Pty Ltd | ACP Screw Fixed Angle | Fixed Angle, self drilling and self tapping | Diameter - 3.5mm to 4.0mm Length - 11mm to 19mm | 209198 |  | July 2020 | New Listing
13 - Spinal | 13.01 - Bone Screws | 13.01.03 - Standard |  |  | SF169 | 186 | Signature Orthopaedics | Wasp ACDF Screw | Wasp Cage - Screw | 4.5 and 5mm diameter | 184460 |  | July 2020 | New Listing
13 - Spinal | 13.02 - Accessories for bone screws and connector components | 13.02.01 - Nut/Set Screw/Locking Screw |  |  | DU042 | 158 | SPINEART AUSTRALIA PTY. LTD. | Perla TL Posterior thoraco-lumbar fixation system - setscrew | Setscrew | one size | 198720 |  | July 2020 | New Listing
13 - Spinal | 13.02 - Accessories for bone screws and connector components | 13.02.01 - Nut/Set Screw/Locking Screw |  |  | GW001 | 158 | EQUINOX ORTHOPAEDICS PTY LTD | WEGO Spinal Systems | Break off set screw | 5.5 mm | 330363 |  | July 2020 | New Listing
13 - Spinal | 13.02 - Accessories for bone screws and connector components | 13.02.01 - Nut/Set Screw/Locking Screw |  |  | GW028 | 158 | EQUINOX ORTHOPAEDICS PTY LTD | WEGO Spinal Systems | Set screws | All sizes | 330363 |  | July 2020 | New Listing
13 - Spinal | 13.02 - Accessories for bone screws and connector components | 13.02.01 - Nut/Set Screw/Locking Screw |  |  | KB004 | 158 | KINETIX LIFESCIENCES PTY LTD | STERISPINE™ Set Screw | Sterile nut set screw or locking screw | One Size | 273286 |  | July 2020 | Transferred from SV067
13 - Spinal | 13.02 - Accessories for bone screws and connector components | 13.02.01 - Nut/Set Screw/Locking Screw |  |  | KB005 | 158 | KINETIX LIFESCIENCES PTY LTD | Set Screw | Set screw with cross connector kit | One Size | 273286 |  | July 2020 | Transferred from SV072
13 - Spinal | 13.02 - Accessories for bone screws and connector components | 13.02.01 - Nut/Set Screw/Locking Screw |  |  | MN267 | 158 | Johnson & Johnson Medical Pty Ltd | SYMPHONY OCT System | Set screws and locking nut | One size | 178040 |  | July 2020 | New Listing
13 - Spinal | 13.02 - Accessories for bone screws and connector components | 13.02.01 - Nut/Set Screw/Locking Screw |  |  | SF172 | 158 | Signature Orthopaedics | Freedom Posterior Set Screw | Freedom Posterior Set Screw | Various | 203838 |  | July 2020 | New Listing
13 - Spinal | 13.02 - Accessories for bone screws and connector components | 13.02.02 - Collar/Sleeve |  |  | MN260 | 209 | Johnson & Johnson Medical Pty Ltd | SYMPHONY OCT System | Cross connector head adapter | One size | 178040 |  | July 2020 | New Listing
13 - Spinal | 13.02 - Accessories for bone screws and connector components | 13.02.03 - Cap/Cover Plate |  |  | KH073 | 393 | KH NXGEN (AUS) Pty Limited | CARMEN Anterior Cervical Cover Plate ( One plate with three screws ) | The CARMEN plate and bone screw components are intended for anterior inter-body screw fixation from C2-TI. The plate and bone screw components are indicated for use together with the Carmen Anterior Cage in the temporary stabilization of the anterior spine during the development of spinal fusions in patients with: 1) degenerative disc disease (as defined by neck pain of discogenic origin with degeneration of the disc confirmed by patient history and radio-graphic studies), 2) trauma (including fractures), 3) tumors, 4) deformity (defined as kyphosis, lordosis, or scoliosis), 5) pseudoarthrosis, and/or 6) failed previous fusions. | Plate Size : Length : 18 mm - 20 mm; Width : 13.6 mm - 14.2 mm Bone Screw Size : Diameter : 3.5 mm ; 4.0 mm; Length : 12 mm - 17 mm | 312520 |  | July 2020 | New Listing
13 - Spinal | 13.02 - Accessories for bone screws and connector components | 13.02.05 - Block/Screw head |  |  | DU054 | 705 | SPINEART AUSTRALIA PTY. LTD. | Perla TL Posterior thoraco-lumbar fixation system - screw head | Polyaxial screw heads, Reduction screw heads | one size each | 198720 |  | July 2020 | New Listing
13 - Spinal | 13.03 - Connector | 13.03.01 - In-Line |  |  | DE713 | 705 | Device Technologies Australia Pty Ltd | Mariner Outrigger | Mariner Outrigger Inline Connectors | Axial, Closed Closed, Axial with Rod (40-500mm) | 275794 |  | July 2020 | New Listing
13 - Spinal | 13.03 - Connector | 13.03.01 - In-Line |  |  | DE714 | 705 | Device Technologies Australia Pty Ltd | Mariner Outrigger | Mariner Outrigger Variable Connectors | 8 & 10mm | 275794 |  | July 2020 | New Listing
13 - Spinal | 13.03 - Connector | 13.03.01 - In-Line |  |  | DU050 | 705 | SPINEART AUSTRALIA PTY. LTD. | Perla TL Posterior thoraco-lumbar fixation system - parallel connector | Parallel connector | Diameter: 5.5, 6mm | 198720 |  | July 2020 | New Listing
13 - Spinal | 13.03 - Connector | 13.03.01 - In-Line |  |  | GW032 | 705 | EQUINOX ORTHOPAEDICS PTY LTD | Equinox Spinal Systems | In Line Connectors | 3 mm to 6.5 mm | 330363 |  | July 2020 | New Listing
13 - Spinal | 13.03 - Connector | 13.03.01 - In-Line |  |  | MN265 | 705 | Johnson & Johnson Medical Pty Ltd | SYMPHONY OCT System | Axial and parallel connectors | 3.5-6.35mm | 178040 |  | July 2020 | New Listing
13 - Spinal | 13.03 - Connector | 13.03.01 - In-Line |  |  | SF181 | 705 | Signature Orthopaedics | Freedom Posterior Screw Domino Connector | Freedom Posterior Screw Domino Connector | Various Sizes | 203838 |  | July 2020 | New Listing
13 - Spinal | 13.03 - Connector | 13.03.02 - Offset |  |  | DE712 | 705 | Device Technologies Australia Pty Ltd | Mariner Outrigger | Mariner Outrigger Offset Connectors | Parallel/Closed, Parallel/Side Loading, Parallel/Top Loading, Parallel/Closed/Side Loading, Parallel/Top/Side Loading, Parallel/Top/Offset, Side Loading with Rod | 275794 |  | July 2020 | New Listing
13 - Spinal | 13.03 - Connector | 13.03.02 - Offset |  |  | DU045 | 705 | SPINEART AUSTRALIA PTY. LTD. | Perla TL Posterior thoraco-lumbar fixation system - lateral connector, axial connector | Lateral connector (open or closed), axial connector | Lateral connector: Length: 15 - 60mm. Diameter: 5.5, 6mm Axial connector: Diameter: 5.5, 6mm | 198720 |  | July 2020 | New Listing
13 - Spinal | 13.03 - Connector | 13.03.02 - Offset |  |  | GW044 | 705 | EQUINOX ORTHOPAEDICS PTY LTD | WEGO Spinal Systems | Lateral Connectors | 20 mm to 65 mm long | 330363 |  | July 2020 | New Listing
13 - Spinal | 13.03 - Connector | 13.03.02 - Offset |  |  | KH074 | 705 | KH NXGEN (AUS) Pty Limited | Kumafix Connector with Nut | Connector with Nut | Connector Degree : 0; 7; 14 Left and Right Nut Size : 6 mm | 312520 |  | July 2020 | New Listing
13 - Spinal | 13.03 - Connector | 13.03.02 - Offset |  |  | MN266 | 705 | Johnson & Johnson Medical Pty Ltd | SYMPHONY OCT System | Lateral offset and cable connectors | One size | 178040 |  | July 2020 | New Listing
13 - Spinal | 13.03 - Connector | 13.03.02 - Offset |  |  | SF173 | 705 | Signature Orthopaedics | Freedom Posterior Screw Lateral Offset Connector | Freedom Posterior Screw Lateral Offset Connector | 10-25mm | 203838 |  | July 2020 | New Listing
13 - Spinal | 13.03 - Connector | 13.03.03 - Transverse (Rod-to-Rod) | 13.03.03.01 - Fixed |  | DU053 | 389 | SPINEART AUSTRALIA PTY. LTD. | Perla TL Posterior thoraco-lumbar fixation system - cross connector (fixed) | Cross connector monobloc | Length: 18, 21, 24, 27, 30mm | 198720 |  | July 2020 | New Listing
13 - Spinal | 13.03 - Connector | 13.03.03 - Transverse (Rod-to-Rod) | 13.03.03.01 - Fixed |  | GW021 | 389 | EQUINOX ORTHOPAEDICS PTY LTD | WEGO Spinal Systems | Plates | All sizes &lt;55 mm | 330363 |  | July 2020 | New Listing
13 - Spinal | 13.03 - Connector | 13.03.03 - Transverse (Rod-to-Rod) | 13.03.03.01 - Fixed |  | KB006 | 389 | KINETIX LIFESCIENCES PTY LTD | STERISPINE™ Cross Connector System (transverse rod to rod fixed) | STERISPINE™ Cross Connector System (tranverse rod to rod, fixed) | 20-36 mm 34-50 mm 48 -64 mm | 273286 |  | July 2020 | Transferred from SV064
13 - Spinal | 13.03 - Connector | 13.03.03 - Transverse (Rod-to-Rod) | 13.03.03.01 - Fixed |  | MN261 | 389 | Johnson & Johnson Medical Pty Ltd | SYMPHONY OCT System | Head to head cross connectors | 20-70mm | 178040 |  | July 2020 | New Listing
13 - Spinal | 13.03 - Connector | 13.03.03 - Transverse (Rod-to-Rod) | 13.03.03.02 - Adjustable |  | DU049 | 1250 | SPINEART AUSTRALIA PTY. LTD. | Perla TL Posterior thoraco-lumbar fixation system - cross connector (adjustable) | Multiaxial cross connector - straight or pre-bent | Length: 30-31mm, 31-33mm, 33-36mm, 36-43mm, 43-55mm, 55-80 mm | 198720 |  | July 2020 | New Listing
13 - Spinal | 13.03 - Connector | 13.03.03 - Transverse (Rod-to-Rod) | 13.03.03.02 - Adjustable |  | GW050 | 1250 | EQUINOX ORTHOPAEDICS PTY LTD | WEGO Spinal Systems | Connectors | All Sizes | 330363 |  | July 2020 | New Listing
13 - Spinal | 13.03 - Connector | 13.03.03 - Transverse (Rod-to-Rod) | 13.03.03.02 - Adjustable |  | MN259 | 1250 | Johnson & Johnson Medical Pty Ltd | SYMPHONY OCT System | Rod to rod cross connectors | 20-64mm | 178040 |  | July 2020 | New Listing
13 - Spinal | 13.03 - Connector | 13.03.03 - Transverse (Rod-to-Rod) | 13.03.03.02 - Adjustable |  | SF179 | 1250 | Signature Orthopaedics | Freedom Posterior Screw Rod to Rod Connector | Rod to Rod Connector | 25-66mm | 203838 |  | July 2020 | New Listing
13 - Spinal | 13.03 - Connector | 13.03.03 - Transverse (Rod-to-Rod) | 13.03.03.02 - Adjustable |  | SF180 | 1250 | Signature Orthopaedics | Freedom Posterior Screw Head to Head Connector | Freedom Posterior Screw Head to Head Connector | 25-66mm | 203838 |  | July 2020 | New Listing
13 - Spinal | 13.04 - Hook | 13.04.01 - Hook |  |  | DU044 | 759 | SPINEART AUSTRALIA PTY. LTD. | Perla TL Posterior thoraco-lumbar fixation system - hook | Hook laminar, hook angled, hook offset, hook pedicular | various | 198720 |  | July 2020 | New Listing
13 - Spinal | 13.04 - Hook | 13.04.01 - Hook |  |  | GW019 | 759 | EQUINOX ORTHOPAEDICS PTY LTD | WEGO Spinal Systems | Hooks - various | Small, medium, large | 330363 |  | July 2020 | New Listing
13 - Spinal | 13.04 - Hook | 13.04.01 - Hook |  |  | SF182 | 759 | Signature Orthopaedics | Freedom Posterior Screw Hook | Freedom Posterior Screw Hook | Thick and Thin | 203838 |  | July 2020 | New Listing
13 - Spinal | 13.05 - Plate | 13.05.02 - No Integral Fixation | 13.05.02.01 - Cervical | >55mm | DR028 | 1575 | MEDIVANCE PTY LTD | Choice Spine Cervical Plate 55+ | Anterior Cervical Fusion Plate | Plate Lengths 57mm to 105mm (Three, Four and Five Level Plates) | 330080 |  | July 2020 | New Listing
13 - Spinal | 13.05 - Plate | 13.05.02 - No Integral Fixation | 13.05.02.01 - Cervical | >55mm | LB195 | 1575 | Globus Medical Australia | PROVIDENCE Anterior Cervical Plates > 55mm | Low profile anterior cervical plates | 57mm to 104mm | 190070 |  | July 2020 | New Listing
13 - Spinal | 13.05 - Plate | 13.05.02 - No Integral Fixation | 13.05.02.01 - Cervical | >55mm | NV165 | 1575 | Nuvasive Australia and NZ Pty Ltd | ACP 1.9H Plate > 55mm | Anterior cervical plate 3, 4 and 5 levels | 56mm to 110mm | 209196 |  | July 2020 | New Listing
13 - Spinal | 13.05 - Plate | 13.05.02 - No Integral Fixation | 13.05.02.01 - Cervical |  | DR029 | 1204 | MEDIVANCE PTY LTD | Choice Spine Cervical Plate | Anterior Cervical Fusion Plate | Plate Lenths 10mm to 54mm (One, Two & Three Level Plates) | 330080 |  | July 2020 | New Listing
13 - Spinal | 13.05 - Plate | 13.05.02 - No Integral Fixation | 13.05.02.01 - Cervical |  | LB194 | 1204 | Globus Medical Australia | PROVIDENCE Anterior Cervical Plates | Low profile anterior cervical plates | 10mm to 54mm | 190070 |  | July 2020 | New Listing
13 - Spinal | 13.05 - Plate | 13.05.02 - No Integral Fixation | 13.05.02.01 - Cervical |  | NV164 | 1204 | Nuvasive Australia and NZ Pty Ltd | ACP 1.9H Plate | Anterior Cervical Plates 1, 2, and 3 levels | 18mm to 54mm | 209196 |  | July 2020 | New Listing
13 - Spinal | 13.05 - Plate | 13.05.02 - No Integral Fixation | 13.05.02.02 - ThoracoLumbar |  | DU043 | 2039 | SPINEART AUSTRALIA PTY. LTD. | Juliet Ti LL plate | Titanium lateral plate | 2 holes or 4 holes Width: 13mm, 17mm | 166194 |  | July 2020 | New Listing
13 - Spinal | 13.05 - Plate | 13.05.02 - No Integral Fixation | 13.05.02.05 - Laminoplasty Plate |  | LH707 | 695 | Lifehealthcare Pty Ltd | Ultio Laminoplasty Plate | Plate | Small - 25,7mm Med - 27,1mm Lge - 28,9mm X-Large - 30,3mm Standard support plate - 15,35mm | 330538 |  | July 2020 | New Listing
13 - Spinal | 13.06 - Rod | 13.06.01 - Standard |  | Dual Diameter | MN264 | 509 | Johnson & Johnson Medical Pty Ltd | SYMPHONY OCT System | Dual diameter rods | 3.5-6.35mm diameter | 178040 |  | July 2020 | New Listing
13 - Spinal | 13.06 - Rod | 13.06.01 - Standard |  |  | DU048 | 410 | SPINEART AUSTRALIA PTY. LTD. | Perla TL Posterior thoraco-lumbar fixation system - rod | Straight rods, pre-bent rods - Titanium or colbalt chromium | Diameter: 5.5, 6mm. Length: 30 - 550mm | 198720 |  | July 2020 | New Listing
13 - Spinal | 13.06 - Rod | 13.06.01 - Standard |  |  | GW031 | 410 | EQUINOX ORTHOPAEDICS PTY LTD | WEGO Spinal Systems | Rods | All sizes | 330363 |  | July 2020 | New Listing
13 - Spinal | 13.06 - Rod | 13.06.01 - Standard |  |  | KB007 | 410 | KINETIX LIFESCIENCES PTY LTD | STERISPINE™ PS Sterile Connecting Rod | Sterile rod available in straight and prebent versions. | Pre bent rods-5.5mm Lengths (mm): 30-100 Straight Rods-5.5mm Lengths (mm): 100-380 | 273288 |  | July 2020 | Transferred from SV069
13 - Spinal | 13.06 - Rod | 13.06.01 - Standard |  |  | KH078 | 410 | KH NXGEN (AUS) Pty Limited | Kumafix Rod | Rod | Length : 30-500 mm | 312520 |  | July 2020 | New Listing
13 - Spinal | 13.06 - Rod | 13.06.01 - Standard |  |  | MN268 | 410 | Johnson & Johnson Medical Pty Ltd | SYMPHONY OCT System | Straight, hinged, and pre-lordosed rods | 3.5-4.0mm diameter | 178040 |  | July 2020 | New Listing
13 - Spinal | 13.06 - Rod | 13.06.01 - Standard |  |  | SF171 | 410 | Signature Orthopaedics | Freedom Posterior Screw Rod | Freedom Posterior Screw Rod Straight/PreBent CrCo/Titanium | Ø3.5 to 5.5 20-500mm | 203838 |  | July 2020 | New Listing
13 - Spinal | 13.08 - Washer/Staple | 13.08.01 - Washer |  |  | GW024 | 218 | EQUINOX ORTHOPAEDICS PTY LTD | WEGO Spinal Systems | Washer | Various | 330363 |  | July 2020 | New Listing
13 - Spinal | 13.08 - Washer/Staple | 13.08.02 - Staple |  |  | GW029 | 380 | EQUINOX ORTHOPAEDICS PTY LTD | WEGO Spinal Systems | Staple | Various | 330363 |  | July 2020 | New Listing
13 - Spinal | 13.10 - Fusion Cage | 13.10.01 - Interbody, Integral Fixation | 13.10.01.01 - Cervical |  | NK152 | 4215 | National Surgical Pty Ltd | Cervical Fusion Cage | Cervical Fusion Cage | Multiple sizes for patient anatomy | 335731 |  | July 2020 | New Listing
13 - Spinal | 13.10 - Fusion Cage | 13.10.01 - Interbody, Integral Fixation | 13.10.01.02 - ThoracoLumbar / Lumbar |  | EV036 | 6021 | Evolution Surgical | Tora Cage | Anterior Lumbar Cage with integral fixation (PEEK, HA PEEK, Titanium, Porous Titanium) | Angle 0 - 12 degrees, Length 40 - 60mm, Height 8 - 16mm | 248234 |  | July 2020 | Duplicated from SF157
13 - Spinal | 13.10 - Fusion Cage | 13.10.02 - Interbody, No Integral Fixation | 13.10.02.01 - Cervical |  | DR025 | 2319 | MEDIVANCE PTY LTD | Hygro-C ACDF Cage | Hygro-C Titanium ACDF Cage | Length (13.7mm) x Width (16.5-19.1mm) x Height (4-9mm); Lordotic angle 6 Degrees | 330365 |  | July 2020 | New Listing
13 - Spinal | 13.10 - Fusion Cage | 13.10.02 - Interbody, No Integral Fixation | 13.10.02.01 - Cervical |  | DR031 | 2319 | MEDIVANCE PTY LTD | Hygro-C Integrated ACDF | Integrated ACDF Cage | 14mm-16mm x 16mm-19mm x 4mm-9mm | 330365 |  | July 2020 | New Listing
13 - Spinal | 13.10 - Fusion Cage | 13.10.02 - Interbody, No Integral Fixation | 13.10.02.01 - Cervical |  | DU051 | 2319 | SPINEART AUSTRALIA PTY. LTD. | Tryptik Ti cage | Titanium anterior cervical cage | Height: 4.5mm, 5mm, 6mm, 7mm, 8mm, 9mm, 10mm. Width: 12mm, 14mm Depth: 15mm, 12mm Lordosis: convex and 7°. | 166194 |  | July 2020 | New Listing
13 - Spinal | 13.10 - Fusion Cage | 13.10.02 - Interbody, No Integral Fixation | 13.10.02.01 - Cervical |  | ER537 | 2319 | Emergo Asia Pacific Pty Ltd | Signus Jaspis | Cervical porous titanium fusion cage | width (14-18mm) x length (12-14 mm) x height (4-7mm); lordosis (0-8°) | 129772 |  | July 2020 | New Listing
13 - Spinal | 13.10 - Fusion Cage | 13.10.02 - Interbody, No Integral Fixation | 13.10.02.01 - Cervical |  | EY023 | 2319 | E4 SURGICAL PTY LTD | Capri | Cervical Fusion Cage | 4mm to 9mm height | 323485 |  | July 2020 | New Listing
13 - Spinal | 13.10 - Fusion Cage | 13.10.02 - Interbody, No Integral Fixation | 13.10.02.01 - Cervical |  | KB008 | 2319 | KINETIX LIFESCIENCES PTY LTD | STERISPINE™ Cervical Cage | Sterile Cervical Interbody Fusion Device | H05- W.14.5 D12 H06- W.14.5 D12 H07- W.14.5 D12 H08- W.14.5 D12 H05- W.16 D14 H06- W.16 D14 H07- W.16 D14 H08- W.16 D14 | 273290 |  | July 2020 | Transferred from SV062
13 - Spinal | 13.10 - Fusion Cage | 13.10.02 - Interbody, No Integral Fixation | 13.10.02.01 - Cervical |  | KH075 | 2319 | KH NXGEN (AUS) Pty Limited | CARMEN Anterior Cervical Cage | The CARMEN anterior cervical cage component is intended to be used for anterior cervical inter-body fusion procedures in skeletally mature patients with cervical disc disease at one level from the C2-C3 disc to the C7-T1 disc. Cervical disc disease is defined as intractable radiculopathy and/or myelopathy with herniated disc and/or osteophyte formation on posterior vertebral end-plates producing symptomatic nerve root and/or spinal cord compression confirmed by radio-graphic studies. This cage is to be used in patients who have had six weeks of non-operative treatment. The CARMEN cage must be used with supplemental fixation. The Carmen cage is also required to be used with autogenous bone graft comprised of cancellous and/or corticocancellous bone graft and is to be implanted via an open, anterior approach | Height 4 mm - 7 mm Footprint : 12 mm x 14 mm ; 14 mm x 14 mm | 312519 |  | July 2020 | New Listing
13 - Spinal | 13.10 - Fusion Cage | 13.10.02 - Interbody, No Integral Fixation | 13.10.02.01 - Cervical |  | MI332 | 2319 | Medtronic Australasia Pty Ltd | Cornerstone Cage Ti-Coated | Cervical interbody cage with titanium coating | 14-18mm x Depth: 11-16mm x Height: 4-9mm | 126313 |  | July 2020 | New Listing
13 - Spinal | 13.10 - Fusion Cage | 13.10.02 - Interbody, No Integral Fixation | 13.10.02.01 - Cervical |  | SF175 | 2319 | Signature Orthopaedics | Wasp ACDF Cage | ACDF Cage (PEEK, PEEK/HA or Titanium) | 5-9mm, 4, 8 and 12 degree | 181030 |  | July 2020 | New Listing
13 - Spinal | 13.10 - Fusion Cage | 13.10.02 - Interbody, No Integral Fixation | 13.10.02.02 - ThoracoLumbar / Lumbar | Paired | DE716 | 2780 | Device Technologies Australia Pty Ltd | REEF TO PLIF | REEF TO NanoMetalene PLIF | 9 & 11mm Widths 20 & 24mm Lengths 7-18mm Heights 0-22 Degree Lordosis | 298002 |  | July 2020 | New Listing
13 - Spinal | 13.10 - Fusion Cage | 13.10.02 - Interbody, No Integral Fixation | 13.10.02.02 - ThoracoLumbar / Lumbar | Paired | DR024 | 2780 | MEDIVANCE PTY LTD | Hygro-L PLIF | Titanium lumbar interbody fusion cage PLIF (paired) | Length (22-26mm) x width (11.5mm); heights (7-14mm); lordotic angle (0-12) | 330365 |  | July 2020 | New Listing
13 - Spinal | 13.10 - Fusion Cage | 13.10.02 - Interbody, No Integral Fixation | 13.10.02.02 - ThoracoLumbar / Lumbar | Paired | EY024 | 2780 | E4 SURGICAL PTY LTD | Panarea | Interbody Fusion Cage | 7mm to 16mm heights | 323486 |  | July 2020 | New Listing
13 - Spinal | 13.10 - Fusion Cage | 13.10.02 - Interbody, No Integral Fixation | 13.10.02.02 - ThoracoLumbar / Lumbar | Paired | KB009 | 2780 | KINETIX LIFESCIENCES PTY LTD | STERISPINE™ Lumbar Cage- Paired | Curved and Straight Fusion Cage- Oblique/TLIF/PLIF PEEK (straight/curved/bullet nosed)- Paired | 7 – 14mm in height, 10 – 12mm in width, 22 and 28mm in length | 273286 |  | July 2020 | Transferred from SV071
13 - Spinal | 13.10 - Fusion Cage | 13.10.02 - Interbody, No Integral Fixation | 13.10.02.02 - ThoracoLumbar / Lumbar | Paired | MI329 | 2780 | Medtronic Australasia Pty Ltd | Elevate Spinal System | Expandable Lumbar Fusion Device - Paired | Height: 7-16mm Width: 10mm Length: 23mm | 126313 |  | July 2020 | New Listing
13 - Spinal | 13.10 - Fusion Cage | 13.10.02 - Interbody, No Integral Fixation | 13.10.02.02 - ThoracoLumbar / Lumbar |  | DE711 | 3335 | Device Technologies Australia Pty Ltd | REEF TO TLIF | REEF TO NanoMetalene TLIF | 9&11mm Widths 28, 32, 36mm Lengths 7-18mm Heights 0-22 Degree Lordosis | 298002 |  | July 2020 | New Listing
13 - Spinal | 13.10 - Fusion Cage | 13.10.02 - Interbody, No Integral Fixation | 13.10.02.02 - ThoracoLumbar / Lumbar |  | DE717 | 3335 | Device Technologies Australia Pty Ltd | REEF TA | REEF TA NanoMetalene TLIF | 9&11mm Widths 28, 32, 36, 40mm Lengths 7-18mm Heights 0 - 20 Degrees Lordosis | 298002 |  | July 2020 | New Listing
13 - Spinal | 13.10 - Fusion Cage | 13.10.02 - Interbody, No Integral Fixation | 13.10.02.02 - ThoracoLumbar / Lumbar |  | DR023 | 3335 | MEDIVANCE PTY LTD | Hygro-L PLIF/TLIF (single) | Titanium lumbar interbody fusion cage PLIF/TLIF (single) | length (30-36mm) x width (11.5-13.5mm) heights (7-14mm); lordosis (0-12) degrees | 330365 |  | July 2020 | New Listing
13 - Spinal | 13.10 - Fusion Cage | 13.10.02 - Interbody, No Integral Fixation | 13.10.02.02 - ThoracoLumbar / Lumbar |  | DR027 | 3335 | MEDIVANCE PTY LTD | Hygro-L Stand-alone ALIF | Stand-alone Titanium ALIF cage with integral fixation | Length (32-38mm) x width (24.5-29mm); heights (12-24mm); lordotic angle (9-27) degrees | 330365 |  | July 2020 | New Listing
13 - Spinal | 13.10 - Fusion Cage | 13.10.02 - Interbody, No Integral Fixation | 13.10.02.02 - ThoracoLumbar / Lumbar |  | DU046 | 3335 | SPINEART AUSTRALIA PTY. LTD. | Juliet Ti LL cage | Titanium lateral lumbar cage | Height: 6mm, 8mm, 10mm, 12mm, 14mm, 16mm, 18mm, 20mm Width: 17mm, 21mm Length: 40mm, 45mm, 50mm, 55mm, 60mm Lordosis: 0°, 8°, 15°, 25° | 166194 |  | July 2020 | New Listing
13 - Spinal | 13.10 - Fusion Cage | 13.10.02 - Interbody, No Integral Fixation | 13.10.02.02 - ThoracoLumbar / Lumbar |  | ER538 | 3335 | Emergo Asia Pacific Pty Ltd | Signus BIG ST – Lumbar Cage | ALIF Lumbar Cage | 10 – 20mm : 8 deg 12 deg 16deg & 20deg | 129772 |  | July 2020 | New Listing
13 - Spinal | 13.10 - Fusion Cage | 13.10.02 - Interbody, No Integral Fixation | 13.10.02.02 - ThoracoLumbar / Lumbar |  | EY021 | 3335 | E4 SURGICAL PTY LTD | Elba | Interbody Fusion Cage | 7mm to 14mm heights | 323486 |  | July 2020 | New Listing
13 - Spinal | 13.10 - Fusion Cage | 13.10.02 - Interbody, No Integral Fixation | 13.10.02.02 - ThoracoLumbar / Lumbar |  | EY022 | 3335 | E4 SURGICAL PTY LTD | Salina | Interbody Fusion Cage | 7mm to 14mm height | 323486 |  | July 2020 | New Listing
13 - Spinal | 13.10 - Fusion Cage | 13.10.02 - Interbody, No Integral Fixation | 13.10.02.02 - ThoracoLumbar / Lumbar |  | EY025 | 3335 | E4 SURGICAL PTY LTD | Stromboli | Lumbar interbody fusion cage | 42mm to 58mm length | 323486 |  | July 2020 | New Listing
13 - Spinal | 13.10 - Fusion Cage | 13.10.02 - Interbody, No Integral Fixation | 13.10.02.02 - ThoracoLumbar / Lumbar |  | EY026 | 3335 | E4 SURGICAL PTY LTD | Alicudi | Lumbar Interbody Fusion | 30mm to 38mm width | 323486 |  | July 2020 | New Listing
13 - Spinal | 13.10 - Fusion Cage | 13.10.02 - Interbody, No Integral Fixation | 13.10.02.02 - ThoracoLumbar / Lumbar |  | KB010 | 3335 | KINETIX LIFESCIENCES PTY LTD | STERISPINE™ Lumbar Cage -Single | Curved and Straight Fusion Cage- Oblique/TLIF/PLIF PEEK (straight/curved/bullet nosed) | Straight: Height 7-14mm Width: 10-12mm Length: 22-32mm Curved Height: 7-14mm Length: 28-32mm | 273286 |  | July 2020 | Transferred from SV066
13 - Spinal | 13.10 - Fusion Cage | 13.10.02 - Interbody, No Integral Fixation | 13.10.02.02 - ThoracoLumbar / Lumbar |  | LM391 | 3335 | LMT Surgical Pty Ltd | ALIF Fusion Cage | ALIF Fusion Cage | Multiple sizes to suit patient anatomy | 298251 |  | July 2020 | New Listing
13 - Spinal | 13.10 - Fusion Cage | 13.10.02 - Interbody, No Integral Fixation | 13.10.02.02 - ThoracoLumbar / Lumbar |  | MI331 | 3335 | Medtronic Australasia Pty Ltd | Elevate Expandable Interbody Device | Expandable Interbody Device - Single | Height: 7-16mm Width: 10mm Length: 28-32mm | 126313 |  | July 2020 | New Listing
13 - Spinal | 13.10 - Fusion Cage | 13.10.02 - Interbody, No Integral Fixation | 13.10.02.02 - ThoracoLumbar / Lumbar |  | SF167 | 3335 | Signature Orthopaedics | Elevator ALIF Cage | Anterior Lumbar Cage with integral fixation (PEEK, HA PEEK) | Angle 8-25 degrees, Small, Medium, Medium Wide, Large, Extra Large, 11-19mm high | 181030 |  | July 2020 | New Listing
13 - Spinal | 13.10 - Fusion Cage | 13.10.02 - Interbody, No Integral Fixation | 13.10.02.02 - ThoracoLumbar / Lumbar |  | SF174 | 3335 | Signature Orthopaedics | Spoiler ALF Cage | PEEK/ PEEK HA Cage | Small, Medium, Medium Wide, Large, Extra Large | 181030 |  | July 2020 | New Listing
13 - Spinal | 13.10 - Fusion Cage | 13.10.02 - Interbody, No Integral Fixation | 13.10.02.02 - ThoracoLumbar / Lumbar |  | SF178 | 3335 | Signature Orthopaedics | Chinook PLIF Cage | PLIF Spine Cage | 7-14mm high, 24-29mm length, 5-16 degrees, PEEK, PEEK/HA, Titanium | 181030 |  | July 2020 | New Listing
13 - Spinal | 13.10 - Fusion Cage | 13.10.02 - Interbody, No Integral Fixation | 13.10.02.02 - ThoracoLumbar / Lumbar |  | SF183 | 3335 | Signature Orthopaedics | Hornet ALIF Cage | Integral fixated ALIF Cage | Small, Medium, Medium Wide, Large, Extra Large | 181030 |  | July 2020 | New Listing
13 - Spinal | 13.10 - Fusion Cage | 13.10.02 - Interbody, No Integral Fixation | 13.10.02.02 - ThoracoLumbar / Lumbar |  | SQ159 | 3335 | Surgical Specialties | Neo Cage System | Cage anatomical, straight, curved | 22-36mm length, 7-14mm width, 0-8 degrees | 316221 |  | July 2020 | New Listing