## Prescribed List
Product Category | Sub Category | Product Group | Product Sub Group | Suffix | Billing Code | Benefit | Sponsor | Product Name | Description | Size | ARTG | Condition | Last Updated | Change
03 - General Miscellaneous | 03.04 - GASTRIC BANDS | 03.04.03 - Replacement Injection Ports |  |  | AA008 | 525 | Alliance Surgical | Bioring Gastric Band Replacement Port | Bioring gastric band access port with catheter and connector | Diameter 34mm; height 10.4mm | 163167 |  | May 2018 | Group Benefit Change
03 - General Miscellaneous | 03.04 - GASTRIC BANDS | 03.04.01 - Adjustable Gastric Band with Port |  |  | AA010 | 2791 | Alliance Surgical | Adhesix Bioring Gastric Band | Adjustable gastric band system with mesh fixation of port | Small, Large and Extra Large | 181215 |  | May 2018 | Group Benefit Change
12 - Knee | 12.08 - PATELLAR COMPONENT | 12.08.01 - Cemented, All Polyethylene |  |  | AE050 | 385 | Allegra Orthopaedics Pty Ltd | Active Knee Patella | Patella, cemented, UHMWPE | Sizes 1 - 5 | 276965 |  | March 2019 | Group Benefit Change
06 - Specialist Orthopaedic | 06.03 - SKELETAL RECONSTRUCTION | 06.03.05 - Surgical Accessories | 06.03.05.02 - Pins |  | AE052 | 22 | Allegra Orthopaedics Pty Ltd | ASDM K-wire | Stainless steel - sterile | Dia 0.7 - 2.5mm, length 100 - 230mm | 296136 |  | March 2019 | Group Benefit Change
06 - Specialist Orthopaedic | 06.03 - SKELETAL RECONSTRUCTION | 06.03.05 - Surgical Accessories | 06.03.05.02 - Pins | TH | AE069 | 22 | Allegra Orthopaedics Pty Ltd | Threaded wires & pins | Threaded wires & pins | 1.0-5.0mm diameters various threaded lengths | 164927 |  | May 2018 | Group Benefit Change
06 - Specialist Orthopaedic | 06.03 - SKELETAL RECONSTRUCTION | 06.03.05 - Surgical Accessories | 06.03.05.02 - Pins |  | AE070 | 22 | Allegra Orthopaedics Pty Ltd | ASDM Steinmann Pin | Steinmann Pin | 2.8-5.0mm diameter | 296136 |  | March 2019 | Group Benefit Change
06 - Specialist Orthopaedic | 06.03 - SKELETAL RECONSTRUCTION | 06.03.03 - Plates | 06.03.03.16 - Periarticular anatomic - Clavicle plate ≤ 6 holes | LK | AE148 | 1217 | Allegra Orthopaedics Pty Ltd | ASDM Clavicle Plating System - Plates | Clavicle fracture plating system consisting of anatomic pre-contoured stainless steel locking compression plates and screws (cortical, cancellous & locking) | 6 holes(L&R), | 258572 |  | May 2018 | Group Benefit Change
06 - Specialist Orthopaedic | 06.03 - SKELETAL RECONSTRUCTION | 06.03.04 - Screws | 06.03.04.03 - Mini (2.01 – 2.7 mm) |  | AE149 | 64 | Allegra Orthopaedics Pty Ltd | ASDM Clavicle Plating System - Screws | Fixation Device, Internal, Non-locking, Stainless Steel, Cortical Screw Size: 2.7mm | 2.7mm Low-profile cortex screws, 10-30mm (2mm increments) | 134456 |  | May 2018 | Group Benefit Change
06 - Specialist Orthopaedic | 06.03 - SKELETAL RECONSTRUCTION | 06.03.03 - Plates | 06.03.03.17 - Periarticular anatomic - Clavicle plate ≥ 7 to ≤ 15 holes | LK | AE153 | 1357 | Allegra Orthopaedics Pty Ltd | ADSM Clavicle Plating System - Plates | Clavicle fracture plating system consisting of anatomic pre-contoured stainless steel locking compression plates and screws (cortical, cancellous & locking) | 8-13 holes (L & R), | 258572 |  | May 2018 | Group Benefit Change
06 - Specialist Orthopaedic | 06.03 - SKELETAL RECONSTRUCTION | 06.03.04 - Screws | 06.03.04.02 - Small (2.71mm – 4.49mm) |  | AE154 | 54 | Allegra Orthopaedics Pty Ltd | ASDM Clavicle Plating System - Screws | Fixation Device, Internal, Non-locking, Stainless Steel, Cortical Screw Size: 3.5mm & Cancellous Screw sizes 4.0mm | 3.5mm Low-profile Cortex Screws, 10-30mm (2mm increments) 4.0mm Low-profile Cortex Screws, 10-30mm (2mm increments) | 137369 |  | May 2018 | Group Benefit Change
06 - Specialist Orthopaedic | 06.03 - SKELETAL RECONSTRUCTION | 06.03.04 - Screws | 06.03.04.02 - Small (2.71mm – 4.49mm) | LK | AE155 | 111 | Allegra Orthopaedics Pty Ltd | ASDM Clavicle Plating System - Screws | Fixation Device, Internal, Locking, Stainless Steel, Cortical Screw Size: 3.5mm | 3.5mm Locking Screws, 10-30mm (2mm increments) | 137369 |  | May 2018 | Group Benefit Change
06 - Specialist Orthopaedic | 06.01 - ANKLE AND FOOT | 06.01.01 - Ankle joint component | 06.01.01.02 - Liner - mobile bearing |  | AE265 | 591 | Allegra Orthopaedics Pty Ltd | Hintermann Series H3™ Total Ankle Prosthesis-Inlay | Hintermann Series H3™ Total Ankle Prosthesis-Inlay, UHMW Polyethylene | 0-6, thickness 5-9 mm | 289319 |  | July 2023 | Transferred from ER385
06 - Specialist Orthopaedic | 06.01 - ANKLE AND FOOT | 06.01.03 - Ankle joint | 06.01.03.01 - Talar component |  | AE266 | 2185 | Allegra Orthopaedics Pty Ltd | Hintermann Series H3™ Total Ankle Prosthesis-Talar Component | Hintermann Series H3™ Total Ankle Prosthesis-Talar component, left or right, primary or revision, CoCr, plasma sprayed titanium coating and a hydroxyapatite coating | 0-6 | 289321 |  | July 2023 | Transferred from ER383
06 - Specialist Orthopaedic | 06.01 - ANKLE AND FOOT | 06.01.03 - Ankle joint | 06.01.03.02 - Tibial component |  | AE267 | 1900 | Allegra Orthopaedics Pty Ltd | Hintermann Series H3™ Total Ankle Prosthesis-Tibial Component | Hintermann Series H3™ Total Ankle Prosthesis-Tibial Component, left or right, primary or revision, CoCr, plasma sprayed titanium coating and a hydroxyapatite coating | 0-6, 8 or 12mm thickness (revision) | 289424 |  | July 2023 | Transferred from ER384
01 - Ophthalmic | 01.02 - POSTERIOR CHAMBER INTRAOCULAR LENSES | 01.02.02 - Foldable | 01.02.02.03 - Edge modification |  | AL004 | 217 | Alcon Laboratories (Aust.) Pty Ltd | Acrysof Multipiece Models MA50BM, MA60AC, MA60MA | Foldable Acrylic Multi-piece Lens | -5 D to +30 D | 92318 |  | July 2021 | Group Benefit Change
01 - Ophthalmic | 01.03 - INTRAOCULAR FLUIDS | 01.03.01 - Viscoelastic | 01.03.01.01 - Dual Fluids |  | AL005 | 72 | Alcon Laboratories (Aust.) Pty Ltd | DUOVISC VISCOELASTIC SYSTEM | ProVisc contains sodium hyaluronate, Viscoat contains chondroitin sulfate and sodium hyaluronate | 1 unit 0.50ml Viscoat and 1 unit 0.55ml ProVisc | 141482 |  | August 2018 | Group Benefit Change
01 - Ophthalmic | 01.03 - INTRAOCULAR FLUIDS | 01.03.01 - Viscoelastic |  |  | AL006 | 55 | Alcon Laboratories (Aust.) Pty Ltd | PROVISC VISCOELASTIC SOLUTION | PROVISC contains sodium hyaluronate | 0.85mL pack | 310195 |  | July 2021 | Group Benefit Change
01 - Ophthalmic | 01.03 - INTRAOCULAR FLUIDS | 01.03.01 - Viscoelastic |  |  | AL007 | 55 | Alcon Laboratories (Aust.) Pty Ltd | VISCOAT Viscoelastic Fluid | Chondroitin sulfate and sodium hyaluronate | 0.75mL | 141142 |  | May 2018 | Group Benefit Change
01 - Ophthalmic | 01.02 - POSTERIOR CHAMBER INTRAOCULAR LENSES | 01.02.02 - Foldable | 01.02.02.03 - Edge modification |  | AL011 | 217 | Alcon Laboratories (Aust.) Pty Ltd | Acrysof Model SA60AT | Foldable Acrylic Single-piece Lens, asymmetric optic/consistent edge | Range of Powers: +6 to +40 D | 92318 |  | May 2018 | Group Benefit Change
01 - Ophthalmic | 01.03 - INTRAOCULAR FLUIDS | 01.03.01 - Viscoelastic |  |  | AL015 | 55 | Alcon Laboratories (Aust.) Pty Ltd | Cellugel Ophthalmic Viscosurgical Device | 2% Hydroxypropyl Methylcellulose (HPMC) | 1ml | 115487 |  | August 2018 | Group Benefit Change
01 - Ophthalmic | 01.02 - POSTERIOR CHAMBER INTRAOCULAR LENSES | 01.02.02 - Foldable | 01.02.02.03 - Edge modification | vblf | AL016 | 240 | Alcon Laboratories (Aust.) Pty Ltd | Alcon Acrysof Natural Model SN60AT | Foldable Acrylic Single-piece Lens, asymmetric optic/consistent edge, with blue light protection | +6 to +40D | 92318 |  | May 2018 | Group Benefit Change
01 - Ophthalmic | 01.02 - POSTERIOR CHAMBER INTRAOCULAR LENSES | 01.02.02 - Foldable | 01.02.02.03 - Edge modification | at, vblf | AL021 | 240 | Alcon Laboratories (Aust.) Pty Ltd | Alcon AcrySof SN60WF | Foldable Acrylic Single-piece Lens with Blue Light Protection and Aspheric Correction | + 6.0 D to +30.0 D | 92318 |  | May 2018 | Group Benefit Change
01 - Ophthalmic | 01.02 - POSTERIOR CHAMBER INTRAOCULAR LENSES | 01.02.02 - Foldable | 01.02.02.03 - Edge modification | vblf | AL025 | 240 | Alcon Laboratories (Aust.) Pty Ltd | AcrySof Multipiece Models MN60MA, MN60AC | Foldable Acrylic multi-piece Lens with Blue light Protection | - 5 D to + 30 D | 92318 |  | May 2018 | Group Benefit Change
01 - Ophthalmic | 01.03 - INTRAOCULAR FLUIDS | 01.03.01 - Viscoelastic |  |  | AL029 | 55 | Alcon Laboratories (Aust.) Pty Ltd | DisCoVisc Ophthalmic Viscosurgical Device | Sodium hyaluronate 17 mg/mL and chondroitin sulfate 40mg/mL | 1.0 mL | 141141 |  | July 2021 | Group Benefit Change
01 - Ophthalmic | 01.02 - POSTERIOR CHAMBER INTRAOCULAR LENSES | 01.02.02 - Foldable | 01.02.02.03 - Edge modification | at, t1, vblf | AL032 | 499 | Alcon Laboratories (Aust.) Pty Ltd | AcrySof IQ Toric IOL | Posterior chamber, UV absorbing, foldable, acrylic, toric, single piece lens with blue light protection and aspheric correction | +6 to +30 D spherical, +31.0 to +34.0 (1.0 D increments); 1.00 to 6.00 D cylinder. | 92318 |  | May 2018 | Group Benefit Change
01 - Ophthalmic | 01.02 - POSTERIOR CHAMBER INTRAOCULAR LENSES | 01.02.02 - Foldable | 01.02.02.03 - Edge modification | at | AL038 | 240 | Alcon Laboratories (Aust.) Pty Ltd | Acrysof Aspheric UV-absorbing IOL | Foldable Acrylic Single-piece Lens with UV Absorbing and Aspheric Correction | + 6.0 D to +30.0 D | 92318 |  | May 2018 | Group Benefit Change
01 - Ophthalmic | 01.02 - POSTERIOR CHAMBER INTRAOCULAR LENSES | 01.02.02 - Foldable | 01.02.02.03 - Edge modification | at, t1 | AL045 | 514 | Alcon Laboratories (Aust.) Pty Ltd | AcrySof Aspheric UV Absorbing Toric Intraocular Lens | AcrySof UV Absorbing Toric is a biconvex, toric, aspheric, UV-absorbing, single-piece, foldable, hydrophobic monofocal intraocular lens | +6.0 to +34.0 diopter | 92318 |  | November 2019 | Group Benefit Change
01 - Ophthalmic | 01.02 - POSTERIOR CHAMBER INTRAOCULAR LENSES | 01.02.02 - Foldable | 01.02.02.03 - Edge modification | at, t1, vblf | AL056 | 499 | Alcon Laboratories (Aust.) Pty Ltd | Clareon Toric Aspheric Hydrophobic Acrylic IOL | The Clareon Toric Aspheric Hydrophobic Acrylic IOL is a toric, UV-absorbing, blue light filtering, foldable, single-piece posterior chamber intraocular lens. | +6.0 to +30.0 diopters (in 0.5 diopter increments). Cylinder 1.00 – 6.00 diopters | 92318 |  | November 2021 | Group Benefit Change
01 - Ophthalmic | 01.02 - POSTERIOR CHAMBER INTRAOCULAR LENSES | 01.02.02 - Foldable | 01.02.02.03 - Edge modification | at, vblf | AL057 | 240 | Alcon Laboratories (Aust.) Pty Ltd | Clareon Aspheric Hydrophobic Acrylic Intraocular Lens (Model SY60WF) | Clareon™ Aspheric Hydrophobic Acrylic IOL Model SY60WF is an ultraviolet and blue light filtering, foldable, single-piece, monofocal intraocular lens. | +6.0 to +30.0 diopters | 92318 |  | November 2021 | Group Benefit Change
01 - Ophthalmic | 01.02 - POSTERIOR CHAMBER INTRAOCULAR LENSES | 01.02.02 - Foldable | 01.02.02.03 - Edge modification |  | AO002 | 217 | AMO Australia Pty Ltd | SENSAR IOL with OptiEdge Design | 3-Piece, soft hydrophobic acrylic, foldable, UV absorbing, posterior | -10.0 D to +30.0 D in 0.5 D increments | 170331 |  | March 2023 | Group Benefit Change
01 - Ophthalmic | 01.03 - INTRAOCULAR FLUIDS | 01.03.01 - Viscoelastic |  |  | AO008 | 55 | AMO Australia Pty Ltd | Healon, Intraocular Viscoelastic Fluid | Sodium Hyaluronate 10mg/ml | Healon 0.55ml & 0.85ml | 144891 |  | March 2021 | Group Benefit Change
01 - Ophthalmic | 01.02 - POSTERIOR CHAMBER INTRAOCULAR LENSES | 01.02.02 - Foldable | 01.02.02.03 - Edge modification | at | AO014 | 240 | AMO Australia Pty Ltd | TECNIS® Intraocular Lens (ZA9003) | Foldable Intraocular Lenses - Ultraviolet light absorbing posterior chamber intraocular lenses, Silicone/Acrylic | +10.0 to +30.0 D in 0.5 D increments | 170331 |  | March 2023 | Group Benefit Change
01 - Ophthalmic | 01.02 - POSTERIOR CHAMBER INTRAOCULAR LENSES | 01.02.02 - Foldable | 01.02.02.03 - Edge modification | at | AO024 | 240 | AMO Australia Pty Ltd | Tecnis® One Piece (ZCB00) | One piece intraocular lens with edge modification and 360 degree square edge | +5 to +34 diopter powers in 0.5d increments. Overall diameter 13mm, Optic size 6mm | 170331 |  | May 2018 | Group Benefit Change
01 - Ophthalmic | 01.03 - INTRAOCULAR FLUIDS | 01.03.01 - Viscoelastic |  |  | AO032 | 55 | AMO Australia Pty Ltd | Healon Endocoat | Viscoelastic | 0.85ml | 198813 |  | May 2018 | Group Benefit Change
01 - Ophthalmic | 01.02 - POSTERIOR CHAMBER INTRAOCULAR LENSES | 01.02.02 - Foldable | 01.02.02.03 - Edge modification | at, pl | AO034 | 238 | AMO Australia Pty Ltd | TECNIS® 1-Piece Pre-Loaded IOL | 1-piece IOL Posterior Chamber Intraocular lens, incorporates a proprietary wavefront-designed aspheric optic with a squared posterior optic edge designed to provide a 360 degree barrier. The edge of the optic has a frosted design to reduce potential edge glare effects. Supplied pre-loaded in either a screw style disposable injector or in a pre-loaded cartridge. | +5.0 to +34.0 diopter powers in 0.5 diopter increments. Overall diameter 13mm, Optic size 6mm | 377171 |  | July 2022 | Group Benefit Change
01 - Ophthalmic | 01.02 - POSTERIOR CHAMBER INTRAOCULAR LENSES | 01.02.02 - Foldable | 01.02.02.03 - Edge modification | at, t1 | AO041 | 514 | AMO Australia Pty Ltd | Tecnis Toric 1-Piece IOL | 1-piece IOL Posterior chamber Intraocular lens , incorporates a proprietary wavefront designed toric aspheric optic with a squared posterior optic edge designed to provide 360 degree barrier. The edge of the optic has a frosted design to reduce potential edge glare effects. | +5.0 to +34.0 diopter powers in 0.5 diopter increments. Cylinder power: 1.00 diopter, 1.50 diopter, 2.25 diopter, 3.00 diopter, 3.75 diopter, 4.00 diopter, 4.50 diopter, 5.25 diopter and 6.00 diopter (as measured at the IOL plane). Overall diameter 13mm, Optic size 6mm. | 181845 |  | March 2021 | Group Benefit Change
01 - Ophthalmic | 01.02 - POSTERIOR CHAMBER INTRAOCULAR LENSES | 01.02.02 - Foldable | 01.02.02.03 - Edge modification | at, pl, t1 | AO042 | 515 | AMO Australia Pty Ltd | Tecnis Toric 1-Piece Pre-Loaded IOL | 1-piece IOL Posterior chamber Intraocular lens , incorporates a proprietary wavefront designed toric aspheric optic with a squared posterior optic edge designed to provide 360 degree barrier. The edge of the optic has a frosted design to reduce potential edge glare effects. | +5.0 to +34.0 diopter powers in 0.5 diopter increments. Cylinder power: 1.00 diopter, 1.50 diopter, 2.25 diopter, 3.00 diopter, 3.75 diopter, 4.00 diopter, 4.50 diopter, 5.25 diopter and 6.00 diopter (as measured at the IOL plane). Overall diameter 13mm, Optic size 6mm. | 181845 |  | May 2018 | Group Benefit Change
01 - Ophthalmic | 01.02 - POSTERIOR CHAMBER INTRAOCULAR LENSES | 01.02.02 - Foldable | 01.02.02.03 - Edge modification | at | AO043 | 240 | AMO Australia Pty Ltd | TECNIS® Eyhance IOL | 1-piece enhanced monofocal IOL | +5.0 to 34.0 diopter powers in 0.5 diopter increments. Overall diamter 13mm, optic size 6mm | 170331 |  | July 2019 | Group Benefit Change
01 - Ophthalmic | 01.02 - POSTERIOR CHAMBER INTRAOCULAR LENSES | 01.02.02 - Foldable | 01.02.02.03 - Edge modification | at, t1 | AO046 | 514 | AMO Australia Pty Ltd | TECNIS® Eyhance Toric IOL | 1-piece enhanced monofocal toric IOL | +5.0 to +34.0 diopter powers in 0.5 diopter increments. Overall diameter 13mm, Optic size 6mm. Cylinder power: 1.00, 1.50, 2.25, 3.00, 3.75, 4.00, 4.50, 5.25 and 6.00 diopter (as measured at the IOL plane). | 181845 |  | July 2020 | Group Benefit Change
01 - Ophthalmic | 01.02 - POSTERIOR CHAMBER INTRAOCULAR LENSES | 01.02.02 - Foldable | 01.02.02.03 - Edge modification | at, pl | AO048 | 238 | AMO Australia Pty Ltd | TECNIS® Eyhance Pre-Loaded IOL | 1-piece enhanced monofocal pre-loaded IOL | +5.0 to 34.0 diopter powers in 0.5 diopter increments. Overall diameter 13mm, optic size 6mm | 377170 |  | March 2022 | Group Benefit Change
10 - Vascular | 10.01 - Vascular Stents | 10.01.01 - Bare Metal Stents | 10.01.01.02 - Self Expandable, <150mm |  | AS189 | 1299 | Medtronic Australasia Pty Ltd | Protege GPS Peripheral and Carotid Stents | Protege RX Peripheral Stent Protege RX Carotid Stent | Diameter 6-10mm Length 20mm - <150mm | 124533 124534 |  | May 2018 | Group Benefit Change
04 - Neurosurgical | 04.08 - NEURO INTERVENTION | 04.08.02 - Coils |  |  | AS193 | 1118 | Medtronic Australasia Pty Ltd | Axium Detachable Coil System | Platinum alloy coils (including coils enlaced with PGLA filaments and Nylon Fibers) attached to a composite implant delivery pusher with a radiopaque positioning marker. The proximal end of the pusher is loaded into the Actuator which detaches the coil. | Diameter: 1.5 - 25mm; Length: 1 - 50cm | 149398 162494 162495 194132 |  | March 2020 | Group Benefit Change
10 - Vascular | 10.01 - Vascular Stents | 10.01.01 - Bare Metal Stents | 10.01.01.02 - Self Expandable, <150mm |  | AS194 | 1299 | Medtronic Australasia Pty Ltd | EverFlex Peripheral Stent | EverFlex is a self expanding Nitinol stent premounted on an OTW delivery system. | Diameter 5-8, Length 20-120mm | 215979 |  | July 2023 | Group Benefit Change, Changed
10 - Vascular | 10.01 - Vascular Stents | 10.01.01 - Bare Metal Stents | 10.01.01.03 - Self Expandable, ≥150mm |  | AS195 | 1708 | Medtronic Australasia Pty Ltd | EverFlex Peripheral Stent | EverFlex is a self expanding Nitinol stent premounted on an OTW delivery system. | Diameter 5-8mm, Length 150-200mm | 215979 |  | May 2018 | Group Benefit Change
04 - Neurosurgical | 04.08 - NEURO INTERVENTION | 04.08.03 - Assist Devices | 04.08.03.02 - Coil detachment device |  | AS197 | 236 | Medtronic Australasia Pty Ltd | LRS Actuator | LRS Actuator is a sterile, hand held mechanical unit with a thumb slide that detaches the coil. When the slider is retracted while the pusher is loaded, it releases the coil into the targeted vaculature. Coils cannot be deployed without the use of the actuator. | Length 5.75", Diameter 1", Weight 28 grams | 150013 |  | May 2018 | Group Benefit Change
07 - Plastic and Reconstructive | 07.02 - CRANIOMAXILLOFACIAL IMPLANTS | 07.02.09 - Anatomical Biomodel |  |  | AT076 | 1768 | Anatomics Pty Ltd | Anatomics Biomodel | A patient-specific, 3D printed biomodel intended to assist the surgeon during pre- and intraoperative procedural planning. | The device is custom made so the size will vary. | 288564 |  | May 2018 | Group Benefit Change
07 - Plastic and Reconstructive | 07.01 - CRANIOMAXILLOFACIAL RECONSTRUCTION & FIXATION | 07.01.05 - Fracture or Reconstruction Plates | 07.01.05.05 - 0.5-0.99mm thick, <4 holes |  | AT078 | 80 | Anatomics Pty Ltd | Anatomics Fixation Straight Plates | Titanium fixation straight plates | 2 Holes Thickness - 0.6mm Length - 15mm | 288564 |  | May 2018 | Group Benefit Change
07 - Plastic and Reconstructive | 07.02 - CRANIOMAXILLOFACIAL IMPLANTS | 07.02.02 - Cranium | 07.02.02.04 - Surgical Guide | Biomodelled | AT081 | 1634 | Anatomics Pty Ltd | Anatomics Surgical Guide | Biomodelled surgical guides to support surgical decision making both pre and intra-operatively | The device is custom made so the size will vary | 288564 |  | May 2018 | Group Benefit Change
07 - Plastic and Reconstructive | 07.02 - CRANIOMAXILLOFACIAL IMPLANTS | 07.02.05 - Mandible, Maxilla and Temperomandibular Joint (TMJ) | 07.02.05.09 - Hemi-mandible | Biomodelled | AT084 | 4012 | Anatomics Pty Ltd | Anatomics Patient Specific Mandible | Custom mandible implant constructed of porous polyethylene | The device is custom made so the size will vary. | 288564 |  | March 2021 | Group Benefit Change
07 - Plastic and Reconstructive | 07.02 - CRANIOMAXILLOFACIAL IMPLANTS | 07.02.05 - Mandible, Maxilla and Temperomandibular Joint (TMJ) | 07.02.05.07 - Surgical Guide | Biomodelled | AT085 | 1725 | Anatomics Pty Ltd | Anatomics Patient Specifc Surgical Guide | Patient specific surgical guide created from patient CT scan data, used to assist surgeons to implant the device by assisting in clinical decision making both pre- and intraoperatively | The device is custom made so the size will vary. | 288564 |  | May 2018 | Group Benefit Change
06 - Specialist Orthopaedic | 06.03 - SKELETAL RECONSTRUCTION | 06.03.01 - Intramedullary Nails | 06.03.01.03 - Femoral, Distal |  | AX020 | 996 | Austofix | S2 Nail System | Cannulated supracondylar nail, stainless steel | 11/13mm x 160-380mm | 119002 |  | May 2018 | Group Benefit Change
11 - Hip | 11.02 - FEMORAL HEADS | 11.02.02 - Conventional Femoral Heads, >32mm | 11.02.02.02 - Cobalt Chrome |  | AX103 | 673 | Austofix | U2 Femoral Head | Unipolar Femoral heads, CoCr | Size 42 - 56mm | 172424 |  | May 2018 | Group Benefit Change
10 - Vascular | 10.03 - Grafts | 10.03.01 - Tube | 10.03.01.02 - 11-20cm length | R (ringed) | BA019 | 1060 | Bard Australia Pty Ltd | Impra PTFE Vascular Grafts | ePTFE graft - radially supported, thin wall, 10 - 50cm long | 4mm - 8mm diameter | 23171 |  | May 2018 | Group Benefit Change
10 - Vascular | 10.03 - Grafts | 10.03.01 - Tube | 10.03.01.02 - 11-20cm length |  | BA020 | 558 | Bard Australia Pty Ltd | Impra PTFE Vascular Grafts | ePTFE graft - thin wall, 10 - 50cm long | 3mm - 10mm diameter | 23171 |  | May 2018 | Group Benefit Change
10 - Vascular | 10.03 - Grafts | 10.03.01 - Tube | 10.03.01.02 - 11-20cm length | R (ringed) | BA022 | 1060 | Bard Australia Pty Ltd | Impra PTFE Vascular Grafts | ePTFE graft - radially supported, regular wall, 10-50cm long | 4 - 19mm diameter | 23171 |  | May 2018 | Group Benefit Change
10 - Vascular | 10.03 - Grafts | 10.03.01 - Tube | 10.03.01.02 - 11-20cm length |  | BA025 | 558 | Bard Australia Pty Ltd | Impra PTFE Vascular Grafts | ePTFE graft - regular wall, 10-50cm long | 3 - 19mm diameter | 23171 |  | May 2018 | Group Benefit Change
10 - Vascular | 10.04 - Vascular Patches | 10.04.01 - Vascular Patches | 10.04.01.04 - Pledgets |  | BA039 | 34 | Bard Australia Pty Ltd | Grafts Vascular | Polyester pledgets | Rectangle, Oval, Circle, Square 2.9mm-8mm x 6mm - 9.5mm | 24168 |  | May 2018 | Group Benefit Change
10 - Vascular | 10.01 - Vascular Stents | 10.01.01 - Bare Metal Stents | 10.01.01.02 - Self Expandable, <150mm |  | BA178 | 1299 | Bard Australia Pty Ltd | Peripheral Vascular Bare Metal Stent | Nitonol self expanding stent | 4mm - 14mm diameters, 2cm - 12cm lengths | 52136 |  | May 2018 | Group Benefit Change
10 - Vascular | 10.09 - Long Term Vascular Access Devices | 10.09.03 - Percutaneous Catheters, Multiple Lumen for Haemodialysis |  | pi (power injection) | BA215 | 201 | Bard Australia Pty Ltd | Haemodialysis Catheter | Power Injectable, Triple Lumen Haemodialysis Catheter | 13Fr | 141187 |  | May 2018 | Group Benefit Change
10 - Vascular | 10.01 - Vascular Stents | 10.01.01 - Bare Metal Stents | 10.01.01.02 - Self Expandable, <150mm |  | BA216 | 1299 | Bard Australia Pty Ltd | Lifestent | Lifestent cut nitinol self expanding stent | 6-10mm diameter 20mm-120mm length | 160453 |  | May 2018 | Group Benefit Change
10 - Vascular | 10.01 - Vascular Stents | 10.01.01 - Bare Metal Stents | 10.01.01.03 - Self Expandable, ≥150mm |  | BA217 | 1708 | Bard Australia Pty Ltd | Lifestent | Laser cut nitinol self expanding stent | Diameter 5mm to 10mm; length 150mm - 200mm | 160453 |  | May 2018 | Group Benefit Change
10 - Vascular | 10.01 - Vascular Stents | 10.01.01 - Bare Metal Stents | 10.01.01.01 - Balloon Expandable |  | BA218 | 1189 | Bard Australia Pty Ltd | Lifestent Valeo | Stainless Steel Balloon Expandable Peripheral Stent | 6-10mm diameter 17-56mm length | 161500 |  | May 2018 | Group Benefit Change
05 - Urogenital | 05.09 - Nephrostomy Catheters | 05.09.01 - Nephrostomy Catheters |  |  | BA250 | 96 | Bard Australia Pty Ltd | Navarre Drainage Catheter | A drainage catheter intended for use for Nephrostomy applications either by direct stick or modified seldinger technique. | 6-12 French, Length: 15-40cm | 180316 180317 |  | May 2018 | Group Benefit Change
10 - Vascular | 10.03 - Grafts | 10.03.01 - Tube | 10.03.01.04 - ≥50cm length |  | BA254 | 712 | Bard Australia Pty Ltd | Bard Vascular Graft | PTFE graft | 50 cm or > 50cm | 134452 |  | May 2018 | Group Benefit Change
10 - Vascular | 10.02 - Stent Grafts | 10.02.10 - Tube, Peripheral, Balloon Expandable | 10.02.10.01 - ≤12mm diameter |  | BA264 | 3338 | Bard Australia Pty Ltd | LifeStream Balloon Expandable Covered Stent | The LifeStream Balloon Expandable Vascular Covered Stent is comprised of an ectropolished balloon-expandable stent made from 316L stainless steel, encapsulated between two layers of ePTFE. | Implant Length: 16mm, 26mm, 37/38mm*,58mm Implant Diameter: 5mm, 6mm, 7mm, 8mm, 9mm, 10mm, 12mm * Diameters 5-8mm are offered in 37mm length, and diameters 9-12 are offered in 38mm length | 265593 |  | May 2018 | Group Benefit Change
10 - Vascular | 10.01 - Vascular Stents | 10.01.01 - Bare Metal Stents | 10.01.01.03 - Self Expandable, ≥150mm |  | BA270 | 1708 | Bard Australia Pty Ltd | Bard Venous Stent | Self Expanding Venous Stent | Length ≥150mm | 277403 |  | May 2018 | Group Benefit Change
10 - Vascular | 10.01 - Vascular Stents | 10.01.01 - Bare Metal Stents | 10.01.01.02 - Self Expandable, <150mm |  | BA271 | 1299 | Bard Australia Pty Ltd | Bard Venous Stent | Self Expanding Venous Stent | Length: <150mm | 277403 |  | May 2018 | Group Benefit Change
13 - Spinal | 13.01 - Bone Screws | 13.01.02 - Pedicle, Polyaxial |  | Shank | BB011 | 540 | B Braun Australia Pty Ltd | Spine System Evolution | Screw | Dia 5 - 8mm, length 30 - 55mm | 134538 |  | May 2018 | Group Benefit Change
10 - Vascular | 10.03 - Grafts | 10.03.01 - Tube | 10.03.01.04 - ≥50cm length |  | BB018 | 712 | B Braun Australia Pty Ltd | Vascular Uni - Graft | Vascular graft | 100cm | 142665 |  | May 2018 | Group Benefit Change
10 - Vascular | 10.03 - Grafts | 10.03.01 - Tube | 10.03.01.04 - ≥50cm length |  | BB019 | 712 | B Braun Australia Pty Ltd | Vascular Uni - Graft | Vascular graft | 60cm | 142665 |  | May 2018 | Group Benefit Change
10 - Vascular | 10.03 - Grafts | 10.03.01 - Tube | 10.03.01.04 - ≥50cm length |  | BB020 | 712 | B Braun Australia Pty Ltd | Vascular Uni - Graft | Vascular graft | 50cm | 142665 |  | May 2018 | Group Benefit Change
10 - Vascular | 10.03 - Grafts | 10.03.01 - Tube | 10.03.01.03 - 21-49cm length |  | BB021 | 605 | B Braun Australia Pty Ltd | Vascular Uni - Graft | Vascular graft | 40cm | 142665 |  | May 2018 | Group Benefit Change
10 - Vascular | 10.03 - Grafts | 10.03.01 - Tube | 10.03.01.03 - 21-49cm length |  | BB022 | 605 | B Braun Australia Pty Ltd | Vascular Uni - Graft | Vascular graft | 30cm | 142665 |  | May 2018 | Group Benefit Change
10 - Vascular | 10.03 - Grafts | 10.03.01 - Tube | 10.03.01.02 - 11-20cm length |  | BB023 | 558 | B Braun Australia Pty Ltd | Vascular Uni - Graft | Vascular graft | 20cm | 142665 |  | May 2018 | Group Benefit Change
10 - Vascular | 10.03 - Grafts | 10.03.01 - Tube | 10.03.01.02 - 11-20cm length |  | BB024 | 558 | B Braun Australia Pty Ltd | Vascular Uni - Graft | Vascular graft | 15cm | 142665 |  | May 2018 | Group Benefit Change
10 - Vascular | 10.03 - Grafts | 10.03.02 - Bifurcated |  |  | BB027 | 707 | B Braun Australia Pty Ltd | Vascular Uni - Graft - Bifurcated | Vascular graft | 12x7 to 12x12 | 142665 |  | May 2018 | Group Benefit Change
10 - Vascular | 10.06 - Embolic Protection Devices | 10.06.01 - Venous |  |  | BB169 | 2059 | B Braun Australia Pty Ltd | VenaTech Vena Cava Filter System | Filter kit with standard introducer system, PTFE-coated “J” guidewire | Diameter 35 mm | 135805 |  | July 2023 | Changed Product Name, Product Description, Product Sizes
13 - Spinal | 13.01 - Bone Screws | 13.01.02 - Pedicle, Polyaxial |  |  | BB224 | 1050 | B Braun Australia Pty Ltd | Aesculap Spinal System | Polyaxial Screw - titanium alloy | All sizes | 134538 |  | May 2018 | Group Benefit Change
13 - Spinal | 13.03 - Connector | 13.03.03 - Transverse (Rod-to-Rod) | 13.03.03.02 - Adjustable |  | BB229 | 1137 | B Braun Australia Pty Ltd | Aesculap Spinal System | Cross, Domino, Axial, Lateral Connector | All Sizes | 134538 |  | August 2018 | Group Benefit Change
13 - Spinal | 13.02 - Accessories for bone screws and connector components | 13.02.01 - Nut/Set Screw/Locking Screw |  |  | BB230 | 144 | B Braun Australia Pty Ltd | Aesculap Spinal System | Set Screw - titanium | All sizes | 134538 |  | May 2018 | Group Benefit Change
12 - Knee | 12.03 - TIBIAL TRAY COMPONENT - TOTAL KNEE ARTHROPLASTY | 12.03.07 - Uncemented, Alloy, for Mobile Insert | 12.03.07.01 - HA Coating |  | BB233 | 2519 | B Braun Australia Pty Ltd | Emotion Total Knee System (TKS) Tibial Baseplate | Tibial baseplate, uncemented, CoCr, Titanium plasma spray (Plasmapore) with polished insert surface, HA coated for mobile insert | T1 - T8 | 293933 |  | March 2023 | Group Benefit Change
11 - Hip | 11.03 - ACETABULAR COMPONENTS | 11.03.04 - Insert/Liner | 11.03.04.06 - Ceramic Mix |  | BB235 | 1806 | B Braun Australia Pty Ltd | Biolox Delta Ceramic Liner | Biolox Delta Liner | 28, 32, 36 & 40mm | 296141 296145 |  | March 2023 | Group Benefit Change
11 - Hip | 11.03 - ACETABULAR COMPONENTS | 11.03.03 - Shells, Uncemented, HA | 11.03.03.04 - Plasma |  | BB243 | 2080 | B Braun Australia Pty Ltd | Plasmacup | Titanium, plasma, HA | 44mm-68mm | 297211 |  | July 2023 | Group Benefit Change, Changed
11 - Hip | 11.02 - FEMORAL HEADS | 11.02.01 - Conventional Femoral Heads, ≤32mm | 11.02.01.02 - Cobalt Chrome |  | BB246 | 621 | B Braun Australia Pty Ltd | Aesculap 12/14 Metal Femoral Head | Isodur CoCr Femoral Head | 28mm, 32mm | 279750 |  | March 2023 | Group Benefit Change
11 - Hip | 11.01 - FEMORAL COMPONENTS - PRIMARY AND REVISION | 11.01.04 - Uncemented, HA Coated | 11.01.04.04 - Plasma |  | BB274 | 3493 | B Braun Australia Pty Ltd | Excia Hip System | plasma titanium, HA | 8mm-18mm | 123313 |  | May 2018 | Group Benefit Change
11 - Hip | 11.01 - FEMORAL COMPONENTS - PRIMARY AND REVISION | 11.01.01 - Cemented | 11.01.01.01 - Unpolished |  | BB275 | 1356 | B Braun Australia Pty Ltd | Excia Hip Stem | Cemented CoCr Femoral Stem | 9mm-18mm | 321607 |  | July 2021 | Group Benefit Change
13 - Spinal | 13.10 - Fusion Cage | 13.10.02 - Interbody, No Integral Fixation | 13.10.02.01 - Cervical |  | BB278 | 2189 | B Braun Australia Pty Ltd | Aesculap Interbody Cage | ACDF Interbody cage | All sizes | 122641 273761 |  | May 2018 | Group Benefit Change
11 - Hip | 11.01 - FEMORAL COMPONENTS - PRIMARY AND REVISION | 11.01.04 - Uncemented, HA Coated | 11.01.04.04 - Plasma | Removable Neck | BB295 | 3493 | B Braun Australia Pty Ltd | Metha - modular short stem | Short stem, plasma, HA | 1 -6 | 126457 |  | May 2018 | Group Benefit Change
11 - Hip | 11.02 - FEMORAL HEADS | 11.02.02 - Conventional Femoral Heads, >32mm | 11.02.02.05 - Ceramic Mix |  | BB302 | 1793 | B Braun Australia Pty Ltd | Biolox Delta Ceramic Hip Prosthesis Head | Biolox Delta Ceramic Head | 36 & 40mm diameter | 291964 |  | July 2022 | Group Benefit Change
07 - Plastic and Reconstructive | 07.01 - CRANIOMAXILLOFACIAL RECONSTRUCTION & FIXATION | 07.01.05 - Fracture or Reconstruction Plates | 07.01.05.05 - 0.5-0.99mm thick, <4 holes |  | BB304 | 80 | B Braun Australia Pty Ltd | Aesculap Neuro Plating System | Cranial fixation system, internal fracture, non biodegradable. Consists of screws, plates | Plate Neuro, 2 hole, 11 - 16mm straight | 140600 |  | March 2021 | Group Benefit Change
04 - Neurosurgical | 04.03 - HYDROCEPHALUS DEVICES | 04.03.02 - Unitised shunt assembly, with proximal/distal catheter |  | Antisyphon function | BB322 | 1280 | B Braun Australia Pty Ltd | Aesculap-Miethke gravitational shunt (with catheter) | Single valve, (anti-siphon) gravitational shunt, titanium construction (MRI safe to 3 tesla), with incorporated distal catheter, supplied sterile | 23mm long , 4.6mm diameter, 5cmH2O - 40cmH2O, Catheter - di=1.2mm, do=2.5mm, 1200mm long | 181718 375142 |  | July 2023 | Group Benefit Change, Changed Product Sizes,
12 - Knee | 12.01 - FEMORAL COMPONENT: TOTAL KNEE ARTHROPLASTY | 12.01.01 - Cemented, Alloy | 12.01.01.01 - Minimally Stabilised |  | BB348 | 2793 | B Braun Australia Pty Ltd | e.motion Total Knee System FP/UC Femoral Component cemented | e.motion mobile bearing FP/UC Femoral Component cemented | 2-8, Left and right | 293930 |  | July 2023 | Changed Product Sizes
12 - Knee | 12.01 - FEMORAL COMPONENT: TOTAL KNEE ARTHROPLASTY | 12.01.01 - Cemented, Alloy | 12.01.01.03 - Totally Constrained | Revision, Hinged | BB350 | 5887 | B Braun Australia Pty Ltd | EnduRo Rotating Hinge Knee Femoral Component | The EnduRo is a Rotating Hinge Knee prosthesis that enables the Orthopaedic Surgeon to treat complex revision knee arthroplasty as well as unstable knees. | 1-3 Right 1-3 Left | 303701 |  | July 2023 | Changed Product Sizes
12 - Knee | 12.11 - KNEE ACCESSORIES | 12.11.10 - Stems - straight or offset |  |  | BB353 | 1098 | B Braun Australia Pty Ltd | EnduRo Rotating Hinge Knee Tibial and Femoral Extension Stems cementless and cemented | The EnduRo is a Rotating Hinge Knee prosthesis that enables the Orthopaedic Surgeon to treat complex revision knee arthoplasty as well as unstable knees | Length Tibial: 52,92&172mm Length Femoral: 77,117,157&177mm - Tibial Cemented: x 12,15,18mm - Tibial Cementless: x 11-20cm - Femoral Cemented: x 12,15,18mm - Femoral Cementless: x 13-20mm | 277356 277359 |  | July 2023 | Changed Product Description
12 - Knee | 12.03 - TIBIAL TRAY COMPONENT - TOTAL KNEE ARTHROPLASTY | 12.03.04 - Cemented, Alloy, for Mobile Insert |  | Revision, Hinged | BB354 | 3838 | B Braun Australia Pty Ltd | EnduRo Rotating Hinge Knee Tibial Component | The EnduRo is a Rotating Hinge Knee prosthesis that enables the Orthopaedic Surgeon to treat complex revision knee arthoplasty as well as unstable knees | 1-3 | 303700 |  | July 2023 | Changed Product Description
04 - Neurosurgical | 04.02 - DURA DEFECT REPAIR | 04.02.03 - Repair, Graft, Large (>50 to 100cm²) |  | Biological | BB358 | 944 | B Braun Australia Pty Ltd | Lyoplant Onlay | Biological Onlay & Suturable Dura Substitute | 7.5 x 7.5cm | 264832 |  | May 2018 | Group Benefit Change
04 - Neurosurgical | 04.02 - DURA DEFECT REPAIR | 04.02.04 - Repair, Graft, Extra Large (>100cm²) |  | Biological | BB359 | 1593 | B Braun Australia Pty Ltd | Lyoplant Onlay | Biological Onlay & Suturable Dura Substitute | 10 x 12.5cm | 264832 |  | May 2018 | Group Benefit Change
13 - Spinal | 13.01 - Bone Screws | 13.01.02 - Pedicle, Polyaxial |  | Cannulated | BB364 | 1124 | B Braun Australia Pty Ltd | Aesculap Spinal System | Polyaxial Cannulated Screw | All Sizes | 134538 |  | August 2018 | Group Benefit Change
07 - Plastic and Reconstructive | 07.01 - CRANIOMAXILLOFACIAL RECONSTRUCTION & FIXATION | 07.01.01 - Mesh - Metal | 07.01.01.10 - 0.5-0.8mm thick, >200cm² |  | BB368 | 2072 | B Braun Australia Pty Ltd | Aesculap Neuro Plating System | Cranial fixation system, internal fracture, non biodegradable | Plate Neuro, 132 x 158 mm, 150x 150 mm, 200 x 200 mm, 0.6mm Mesh | 140600 |  | November 2020 | Group Benefit Change
13 - Spinal | 13.03 - Connector | 13.03.01 - In-Line |  |  | BB369 | 655 | B Braun Australia Pty Ltd | Aesculap Spinal System | In-Line Connector | All Sizes | 134538 |  | May 2018 | Group Benefit Change
13 - Spinal | 13.06 - Rod | 13.06.01 - Standard |  |  | BB371 | 355 | B Braun Australia Pty Ltd | Aesculap Spinal System | Pre-bent Rods - Titanium Alloy | All Sizes | 134538 |  | May 2018 | Group Benefit Change
13 - Spinal | 13.06 - Rod | 13.06.01 - Standard |  |  | BB372 | 355 | B Braun Australia Pty Ltd | Aesculap Spinal System | Straight Rods - Titanium Alloy | All Sizes | 134538 |  | May 2018 | Group Benefit Change
13 - Spinal | 13.01 - Bone Screws | 13.01.01 - Pedicle, Monoaxial |  |  | BB373 | 752 | B Braun Australia Pty Ltd | Aesculap Spinal System | Monoaxial Screw - titanium alloy | All Sizes | 134538 |  | August 2018 | Group Benefit Change
12 - Knee | 12.08 - PATELLAR COMPONENT | 12.08.01 - Cemented, All Polyethylene |  |  | BB375 | 385 | B Braun Australia Pty Ltd | Aesculap Patella 3-Pegs | All poly patellar, UHMWPE cemented, 3 pegs | P1 - P5 | 293939 |  | May 2018 | Group Benefit Change
11 - Hip | 11.03 - ACETABULAR COMPONENTS | 11.03.04 - Insert/Liner | 11.03.04.02 - Modified polyethylene |  | BB377 | 930 | B Braun Australia Pty Ltd | Vitelene PE Cup Insert | Highly cross-linked polyethylene liner stabilised with vitamin E | 22.2mm - 40mm | 297205 |  | August 2018 | Group Benefit Change
11 - Hip | 11.01 - FEMORAL COMPONENTS - PRIMARY AND REVISION | 11.01.01 - Cemented | 11.01.01.01 - Unpolished |  | BB386 | 1356 | B Braun Australia Pty Ltd | Excia T Hip Stem | Cemented CoCr Femoral Stem | 10 - 20 mm | 321608 |  | July 2021 | Group Benefit Change
12 - Knee | 12.03 - TIBIAL TRAY COMPONENT - TOTAL KNEE ARTHROPLASTY | 12.03.02 - Cemented, Alloy |  | Revision | BB391 | 2758 | B Braun Australia Pty Ltd | AS Columbus Revision Tibial Component Cemented | Revision Tibial Component AS (Advanced Surface) | T0+ - T5 | 312586 |  | March 2019 | Group Benefit Change
11 - Hip | 11.01 - FEMORAL COMPONENTS - PRIMARY AND REVISION | 11.01.03 - Uncemented | 11.01.03.04 - Plasma |  | BB393 | 3247 | B Braun Australia Pty Ltd | Excia T Hip Stem | Cementless CoCr Plasma Femoral Stem | 8 - 20 mm | 321609 |  | July 2021 | Group Benefit Change
07 - Plastic and Reconstructive | 07.01 - CRANIOMAXILLOFACIAL RECONSTRUCTION & FIXATION | 07.01.01 - Mesh - Metal | 07.01.01.04 - 0.2-0.49mm thick, 11-50cm² |  | BB401 | 601 | B Braun Australia Pty Ltd | Aesculap Neuro Plating System | Cranial Fixation Mesh Plate | 40.2 - 42.2mm x 25.1 - 50.2mm Thickness 0.3mm - 0.4mm | 140600 |  | November 2020 | Group Benefit Change
04 - Neurosurgical | 04.03 - HYDROCEPHALUS DEVICES | 04.03.01 - Valves | 04.03.01.02 - Valve, Non-externally adjustable | Antisyphon function, Distal catheter, Proximal catheter, Reservoir/Priming function | BB403 | 1697 | B Braun Australia Pty Ltd | Aesculap-Miethke GAV Shunt System | Single valve, (anti-siphon) gravitational shunt, titanium construction (MRI safe to 3 tesla), with incorporated reservoir, distal catheter and ventricular catheter. | Valve: do=4.2 mm, Connector: do=1.9 mm Catheter: di=1.2 mm, do=2.5 mm, 5cmH2O-30cmH2O | 181718 375142 |  | July 2023 | Changed Product Sizes
12 - Knee | 12.11 - KNEE ACCESSORIES | 12.11.03 - Bolts |  |  | BB404 | 225 | B Braun Australia Pty Ltd | Aesculap Knee System Insert Bolt | Tibial insert locking bolt | 10mm - 24mm | 277357 277359 |  | July 2022 | Group Benefit Change
11 - Hip | 11.01 - FEMORAL COMPONENTS - PRIMARY AND REVISION | 11.01.04 - Uncemented, HA Coated | 11.01.04.01 - Grit Blast |  | BB405 | 3223 | B Braun Australia Pty Ltd | Trend Hip Cementless Femoral Stem | Trend Hip Cementless Femoral Stem | 1 - 8, Stem Length 134mm - 169mm | 392930 |  | November 2022 | Group Benefit Change
12 - Knee | 12.05 - TIBIAL INSERT: TOTAL KNEE ARTHROPLASTY | 12.05.03 - Totally Constrained |  | Axle included | BB406 | 1726 | B Braun Australia Pty Ltd | EnduRo Meniscal Component | EnduRo Rotating Hinge Knee Meniscal Component | Sizes 1-3 10mm-24mm includes rotation axle, PEEK bushing and Tibial locking nut | 303702 312502 |  | July 2023 | Compressed from BB352,BB389
08 - Cardiac | 08.12 - Coronary Stents | 08.12.01 - Drug Eluting | 08.12.01.01 - General Purpose |  | BE002 | 1400 | Bio Excel Australia Pty Ltd | CRE8 Coronary Stent | Coronary Artery Drug Eluting Stent | The stent is available in 7 diameters: 2.25mm; 2.5mm; 2.75mm; 3.0mm; 3.5mm; 4.0mm; 4.5mm and 8 lengths: 8mm; 12mm; 16mm; 20mm; 25mm; 31mm; 38 mm and 46 mm. | 230863 230864 230865 |  | August 2018 | Group Benefit Change
08 - Cardiac | 08.12 - Coronary Stents | 08.12.01 - Drug Eluting | 08.12.01.01 - General Purpose |  | BE003 | 1400 | Bio Excel Australia Pty Ltd | CRE8 EVO | Coronary Artery Drug Eluting Stent | Stent Diameter (mm) 2.00, 2.25, 2.50, 2.75, 3.00, 3.50, 4.00, 4.50 Stent Length(mm): 9, 13, 16, 20, 26, 33, 40, 46 | 347171 347172 |  | November 2022 | Group Benefit Change
13 - Spinal | 13.10 - Fusion Cage | 13.10.02 - Interbody, No Integral Fixation | 13.10.02.02 - ThoracoLumbar / Lumbar | Paired | BF001 | 2346 | Matrix Medical Innovations | Vigor/X'Plo PEEK Interbody Fusion Cage | Rotatable posterior lumbar interbody fusion cage | Heights: 7mm, 8mm, 9mm, 10mm, 11mm, 12mm, 14mm, 16mm and Lengths: 24mm, 26mm, 32mm | 211536 |  | May 2018 | Group Benefit Change
13 - Spinal | 13.12 - Vertebral Body Replacement | 13.12.03 - Mesh |  |  | BF002 | 2789 | Matrix Medical Innovations | A-Mesh Spinal Titanium Mesh Spacer | A-Mesh® Spinal Titanium Mesh is designed to restore biomechanical integrity throughout the thoracic and lumbar spine following vertebrectomy or corpectomy for patients with spine tumors or fractures. | Diameter: 10mm, Length: 20mm, 50mm 70mm Diameter: 12mm, Length: 20mm, 50mm, 70mm Diameter: 14mm, Length: 20mm, 50mm, 70mm Diameter: 16mm, Length: 20mm, 50mm, 70mm, 90mm Diameter: 20mm, Length: 20mm, 50mm, 70mm, 90mm Diameter: 25mm, Length: 20mm, 50mm, 70mm, 90mm Diameter: 30mm, Length: 20mm, 50mm, 70mm, 90mm Diameter: 35mm, Length: 20mm, 50mm, 70mm, 90mm | 187179 |  | May 2018 | Group Benefit Change
13 - Spinal | 13.06 - Rod | 13.06.01 - Standard |  |  | BF005 | 355 | Matrix Medical Innovations | Smartloc Spinal Fixation System / Fixation Rod | Fixation Rod for Smartloc Spinal Fixation System | 40mm - 80mm | 150778 |  | May 2018 | Group Benefit Change
13 - Spinal | 13.01 - Bone Screws | 13.01.02 - Pedicle, Polyaxial |  |  | BF006 | 1050 | Matrix Medical Innovations | Smartloc Spinal Fixation System/ Polyaxial Pedicle Screw & Reduction Screw | Polyaxial Pedicle Screw and Reduction Screw | Length 30mm – 55mm; Diameter 4.5mm, 5.5mm, 6.0mm, 6.5mm, 7.0mm, 7.5mm, 8.0mm | 150778 |  | May 2018 | Group Benefit Change
13 - Spinal | 13.03 - Connector | 13.03.03 - Transverse (Rod-to-Rod) | 13.03.03.02 - Adjustable |  | BF007 | 1137 | Matrix Medical Innovations | Smartloc Spinal Fixation System/Transverse Link | Cross link for Smartloc Spinal Fixation System | Telescopes to 70mm | 150778 |  | May 2018 | Group Benefit Change
13 - Spinal | 13.02 - Accessories for bone screws and connector components | 13.02.01 - Nut/Set Screw/Locking Screw |  |  | BF008 | 144 | Matrix Medical Innovations | Smartloc Spinal Fixation System / Set Screw | Set screw for poyaxial pedicle screw | 8mm diameter, 5mm height | 150778 |  | May 2018 | Group Benefit Change
13 - Spinal | 13.10 - Fusion Cage | 13.10.02 - Interbody, No Integral Fixation | 13.10.02.01 - Cervical |  | BF012 | 2189 | Matrix Medical Innovations | Vigor PEEK Cervical Disc Spacer | PEEK cervical spine disc spacer | Height: 5mm, 6mm, 7mm, 8mm, 9mm, 10mm Width: 12mm, 13mm, 14mm, 15mm, 16mm, 17mm Length: 12mm, 14mm, 16mm Angulation: 0°, 5° | 211536 |  | May 2018 | Group Benefit Change
13 - Spinal | 13.01 - Bone Screws | 13.01.03 - Standard |  | Closed | BF014 | 174 | Matrix Medical Innovations | Redmond Lumbar Cage System - Locking screw, closed | Titanium screw | Diameter: 5.5mm; Length: 15, 20, 25, 30, 35mm | 211536 |  | May 2018 | Group Benefit Change
13 - Spinal | 13.01 - Bone Screws | 13.01.03 - Standard |  | Cannulated | BF015 | 174 | Matrix Medical Innovations | Redmond Lumbar Cage System - Locking screw, cannulated | Cannulated titanium screw | Diameter: 5.5mm; Length: 15, 20, 25, 30, 35mm | 211536 |  | May 2018 | Group Benefit Change
13 - Spinal | 13.02 - Accessories for bone screws and connector components | 13.02.01 - Nut/Set Screw/Locking Screw |  |  | BF017 | 144 | Matrix Medical Innovations | Redmond Lumbar Cage System - Locking Cap | Titanium locking cap | Diameter: 3mm; Length: 4mm or 6mm | 211536 |  | May 2018 | Group Benefit Change
13 - Spinal | 13.10 - Fusion Cage | 13.10.02 - Interbody, No Integral Fixation | 13.10.02.01 - Cervical |  | BF018 | 2189 | Matrix Medical Innovations | Combo Cervical Cage | Combination titanium PEEK cervical cage | Height: 5, 6, 7, 8, 9, 10mm Width: 12, 13, 14, 15, 16, 17mm Length: 12, 14mm | 211536 |  | May 2018 | Group Benefit Change
13 - Spinal | 13.12 - Vertebral Body Replacement | 13.12.04 - Mesh, End Plate |  |  | BF020 | 1069 | Matrix Medical Innovations | A-Mesh Spinal Titanium Mesh Plate and Set Screw | A-Mesh Spinal Titanium Mesh is designed to restore biomechanical integrity throughout the thoracic and lumbar spine following vertebrectomy or corpectomy for patients with spine tumors or fractures | Diameter 10m 12, 14, 16, 20, 15, 30 or 35mm | 187179 |  | May 2018 | Group Benefit Change
13 - Spinal | 13.01 - Bone Screws | 13.01.02 - Pedicle, Polyaxial |  |  | BF025 | 1050 | Matrix Medical Innovations | Pedicle Screw | Polyaxial Screw | (5.5 - 7.5)mm x (35-55) mm | 288089 | To be reimbursed only when used in patients with spinal tumours | November 2020 | Group Benefit Change
13 - Spinal | 13.01 - Bone Screws | 13.01.02 - Pedicle, Polyaxial |  | Cannulated | BF026 | 1124 | Matrix Medical Innovations | Pedicle Screw | Cannulated Screw, Carbon Fiber Reinforced Polymer | (6.5-7.5)mm x (35-55) mm length | 288089 | To be reimbursed only when used in patients with spinal tumours | November 2020 | Group Benefit Change
13 - Spinal | 13.02 - Accessories for bone screws and connector components | 13.02.01 - Nut/Set Screw/Locking Screw |  |  | BF027 | 144 | Matrix Medical Innovations | Locking Element | Locking Element for Screws and Connectors | std or 45 degree | 288089 | To be reimbursed only when used in patients with spinal tumours | November 2020 | Group Benefit Change
13 - Spinal | 13.06 - Rod | 13.06.01 - Standard |  |  | BF029 | 355 | Matrix Medical Innovations | Rods | Straight | 6mm x (32-300)mm | 288089 | To be reimbursed only when used in patients with spinal tumours | November 2020 | Group Benefit Change
13 - Spinal | 13.01 - Bone Screws | 13.01.03 - Standard |  | Dual Thread | BF030 | 403 | Matrix Medical Innovations | Redmond Lumbar Rescue Screw - Dual thread screw | Redmond Lumbar Screw is a Dual thread screw that is used with the Redmond Lumbar Cage System - Fusion Cage (BF013) and the Redmond Cervical Cage (BF022) | 5.5mm (d) 25mm (l), 5.5m (d) 30mm (l), 5.5 mm (d) 35mm (l) | 211536 |  | November 2021 | Group Benefit Change
07 - Plastic and Reconstructive | 07.01 - CRANIOMAXILLOFACIAL RECONSTRUCTION & FIXATION | 07.01.01 - Mesh - Metal | 07.01.01.10 - 0.5-0.8mm thick, >200cm² |  | BH019 | 2072 | Zimmer Biomet Pty Ltd | W Lorenz Osteosynthesis System | Sheet 1.5mm System. Titanium | 206 x 123 x 0.6mm | 143959 |  | May 2018 | Group Benefit Change
07 - Plastic and Reconstructive | 07.01 - CRANIOMAXILLOFACIAL RECONSTRUCTION & FIXATION | 07.01.01 - Mesh - Metal | 07.01.01.08 - 0.5-0.8mm thick, 11-50cm² |  | BH023 | 413 | Zimmer Biomet Pty Ltd | W Lorenz Osteosynthesis System | Panel, Regular or Small Grid. Titanium | 80mm x 53mm x 0.6mm thick and 85mm x 53mm x 0.6mm thick | 211079 |  | July 2023 | Group Benefit Change, Changed Product Sizes,
07 - Plastic and Reconstructive | 07.01 - CRANIOMAXILLOFACIAL RECONSTRUCTION & FIXATION | 07.01.01 - Mesh - Metal | 07.01.01.05 - 0.2-0.49mm thick, 51-200cm² | Complex | BH024 | 1306 | Zimmer Biomet Pty Ltd | W Lorenz Osteosynthesis System | Pre-contoured Neuro Mesh, titanium | 163 x 115 x 0.3mm | 211079 |  | July 2023 | Group Benefit Change, Changed
11 - Hip | 11.02 - FEMORAL HEADS | 11.02.02 - Conventional Femoral Heads, >32mm | 11.02.02.05 - Ceramic Mix |  | BH036 | 1793 | Zimmer Biomet Pty Ltd | Biolox Delta Option Ceramic Femoral Heads | ceramic modular head, biolox delta | 36mm to 60mm | 117715 |  | May 2018 | Group Benefit Change
11 - Hip | 11.04 - ACCESSORIES | 11.04.10 - Head Taper Insert |  |  | BH037 | 307 | Zimmer Biomet Pty Ltd | Biolox Delta Option Taper | Taper Sleeve, Titanium | -6mm, -3mm, Std, +3mm and +6mm | 117715 |  | May 2018 | Group Benefit Change
06 - Specialist Orthopaedic | 06.03 - SKELETAL RECONSTRUCTION | 06.03.01 - Intramedullary Nails | 06.03.01.07 - Arthrodesis ankle |  | BH044 | 3581 | Zimmer Biomet Pty Ltd | Biomet Phoenix Nail Arthrodesis Nailing System - Nail | Ankle Arthrodesis Locking Nail, Titanium Alloy | 9 - 12mm diameter x 150 - 420mm length | 114474 |  | May 2018 | Group Benefit Change
06 - Specialist Orthopaedic | 06.03 - SKELETAL RECONSTRUCTION | 06.03.03 - Plates | 06.03.03.08 - Mini (screw size ≤2.7mm)(including blade) ≥ 7 to ≤ 15 holes | Com, LK | BH064 | 619 | Zimmer Biomet Pty Ltd | Sternalock | plates, various shapes | 7-15 holes | 128458 |  | May 2018 | Group Benefit Change
06 - Specialist Orthopaedic | 06.03 - SKELETAL RECONSTRUCTION | 06.03.03 - Plates | 06.03.03.02 - Standard (screw size ≥4.5mm)(including blade) ≥ 7 to ≤ 15 holes | LK | BH065 | 615 | Zimmer Biomet Pty Ltd | Sternalock | Plate, locking, >6 hole, Various shapes | 8-12 hole | 119508 |  | May 2018 | Group Benefit Change
12 - Knee | 12.09 - TUMOUR PRODUCTS | 12.09.02 - Proximal Tibia | 12.09.02.01 - Condylar only (only when combined with a proximal tibial replacement) |  | BH135 | 7066 | Zimmer Biomet Pty Ltd | Orthopaedic Salvage System | Tibial Component, Resurfacing or Segmental, Modular and Non-Modular tray, CoCr, Ti | 63-83mm | 247574 247732 |  | July 2023 | Changed Product Description
12 - Knee | 12.11 - KNEE ACCESSORIES | 12.11.04 - Connectors for hinged prostheses |  |  | BH136 | 2581 | Zimmer Biomet Pty Ltd | Orthopaedic Salvage System | Femoral/Tibial Interlocking devices:locking pin, femoral and tibial bushings, tibial bearing. Axle, reinforced Yoke, locking screws CoCr, Ti | One size only except srew - small or large, Tibial bearing 12-22mm | 251392 |  | July 2021 | Group Benefit Change
06 - Specialist Orthopaedic | 06.03 - SKELETAL RECONSTRUCTION | 06.03.04 - Screws | 06.03.04.01 - Standard ( ≥4.5mm) |  | BH167 | 57 | Zimmer Biomet Pty Ltd | Comprehensive Shoulder Screws | Screw, Non-Locking | (4.75 or 6.5)mm x 15-50mm | 153087 |  | May 2018 | Group Benefit Change
06 - Specialist Orthopaedic | 06.03 - SKELETAL RECONSTRUCTION | 06.03.04 - Screws | 06.03.04.02 - Small (2.71mm – 4.49mm) |  | BH185 | 54 | Zimmer Biomet Pty Ltd | Small / Large Fragment Set | Bone Screw, Titanium | 3.5 - 4.0mm diameter | 153087 |  | May 2018 | Group Benefit Change
06 - Specialist Orthopaedic | 06.03 - SKELETAL RECONSTRUCTION | 06.03.04 - Screws | 06.03.04.02 - Small (2.71mm – 4.49mm) | CN | BH186 | 180 | Zimmer Biomet Pty Ltd | Small / Large Fragment Set | Cannulated Titanium Bone Screw | 3.0mm - 4.0mm | 153087 |  | May 2018 | Group Benefit Change
06 - Specialist Orthopaedic | 06.03 - SKELETAL RECONSTRUCTION | 06.03.04 - Screws | 06.03.04.06 - Screw Washers |  | BH189 | 59 | Zimmer Biomet Pty Ltd | Small / Large Fragment Set S/S | Washer Spiked, Standard, Cancellous, Cortical & Fastening Wire | One size only | 200720 |  | May 2018 | Group Benefit Change
06 - Specialist Orthopaedic | 06.03 - SKELETAL RECONSTRUCTION | 06.03.03 - Plates | 06.03.03.38 - Periarticular anatomic - Tibia ≤ 6 holes |  | BH197 | 980 | Zimmer Biomet Pty Ltd | Periarticular Plating System | Meta Plate - Titanium | Sm - Lge 3 to 6 Holes | 153056 |  | May 2018 | Group Benefit Change
06 - Specialist Orthopaedic | 06.03 - SKELETAL RECONSTRUCTION | 06.03.03 - Plates | 06.03.03.02 - Standard (screw size ≥4.5mm)(including blade) ≥ 7 to ≤ 15 holes | Com | BH199 | 798 | Zimmer Biomet Pty Ltd | Periarticular Plating System | Tibial Plate - Titanium | 7 - 15 Holes | 153056 |  | May 2018 | Group Benefit Change
06 - Specialist Orthopaedic | 06.03 - SKELETAL RECONSTRUCTION | 06.03.04 - Screws | 06.03.04.03 - Mini (2.01 – 2.7 mm) | CN,DT | BH241 | 348 | Zimmer Biomet Pty Ltd | Headless Compression Screws | Headless Compression Screws | 2.5mm | 209305 210296 |  | July 2021 | Group Benefit Change
06 - Specialist Orthopaedic | 06.03 - SKELETAL RECONSTRUCTION | 06.03.03 - Plates | 06.03.03.42 - Periarticular anatomic - Calcaneal ≥ 7 to ≤ 15 holes | VAL | BH243 | 1373 | Zimmer Biomet Pty Ltd | ALPS Foot System | Calcaneal foot plate | small to large | 153056 |  | May 2018 | Group Benefit Change
06 - Specialist Orthopaedic | 06.03 - SKELETAL RECONSTRUCTION | 06.03.03 - Plates | 06.03.03.05 - Small (screw size 2.71mm – 4.49mm)(including blade) ≥ 7 to ≤ 15 holes | Com, VAL | BH244 | 897 | Zimmer Biomet Pty Ltd | ALPS foot system | periarticular foot, metatarsal and tarsal plates | small to large | 153056 |  | May 2018 | Group Benefit Change
06 - Specialist Orthopaedic | 06.03 - SKELETAL RECONSTRUCTION | 06.03.03 - Plates | 06.03.03.23 - Periarticular anatomic - Radius ≥ 7 to ≤ 15 holes | VAL | BH253 | 1239 | Zimmer Biomet Pty Ltd | Distal Radius Plating System | DVR titanium radius plates | 7 to 15 holes | 209306 |  | May 2018 | Group Benefit Change
06 - Specialist Orthopaedic | 06.03 - SKELETAL RECONSTRUCTION | 06.03.03 - Plates | 06.03.03.24 - Periarticular anatomic - Radius ≥ 16 holes | VAL | BH254 | 1525 | Zimmer Biomet Pty Ltd | Distal Radius Fracture Repair System | DVR-A, distal volar radius locking plate, titanium | 16 to 20 holes | 153056 |  | May 2018 | Group Benefit Change
06 - Specialist Orthopaedic | 06.03 - SKELETAL RECONSTRUCTION | 06.03.03 - Plates | 06.03.03.23 - Periarticular anatomic - Radius ≥ 7 to ≤ 15 holes | VAL | BH256 | 1239 | Zimmer Biomet Pty Ltd | Distal Radius Fracture Repair System | Fragment locking plate, titanium | Right, left, straight, Y | 97981 |  | May 2018 | Group Benefit Change
06 - Specialist Orthopaedic | 06.03 - SKELETAL RECONSTRUCTION | 06.03.03 - Plates | 06.03.03.04 - Small (screw size 2.71mm – 4.49mm)(including blade) ≤ 6 holes | VAL | BH273 | 642 | Zimmer Biomet Pty Ltd | ALPS - Anatomic Locked Plating System | 3.5mm titanium plate | 2-6 holes | 153056 |  | May 2018 | Group Benefit Change
06 - Specialist Orthopaedic | 06.03 - SKELETAL RECONSTRUCTION | 06.03.03 - Plates | 06.03.03.05 - Small (screw size 2.71mm – 4.49mm)(including blade) ≥ 7 to ≤ 15 holes | VAL | BH274 | 641 | Zimmer Biomet Pty Ltd | ALPS - Anatomic Locked Plating System | 3.5mm Titanium plates | 7 to 15 holes | 153056 |  | May 2018 | Group Benefit Change
06 - Specialist Orthopaedic | 06.03 - SKELETAL RECONSTRUCTION | 06.03.04 - Screws | 06.03.04.02 - Small (2.71mm – 4.49mm) | CN | BH277 | 180 | Zimmer Biomet Pty Ltd | ALPS Plating System & Biodrive Screws | Cannulated Bone Screws | 3.0 to 4.0mm diameter | 210296 |  | May 2018 | Group Benefit Change
06 - Specialist Orthopaedic | 06.03 - SKELETAL RECONSTRUCTION | 06.03.03 - Plates | 06.03.03.01 - Standard (screw size ≥4.5mm)(including blade) ≤ 6 holes | LK | BH281 | 445 | Zimmer Biomet Pty Ltd | ALPS LFS | 4.5mm titanium plates | 1-6 holes | 209306 |  | July 2023 | Group Benefit Change, Changed , Suffix
06 - Specialist Orthopaedic | 06.03 - SKELETAL RECONSTRUCTION | 06.03.04 - Screws | 06.03.04.01 - Standard ( ≥4.5mm) |  | BH283 | 57 | Zimmer Biomet Pty Ltd | ALPS Plating System | Non-locking bone screws | 4.5 - 6.5mm diameter | 153087 |  | May 2018 | Group Benefit Change
06 - Specialist Orthopaedic | 06.03 - SKELETAL RECONSTRUCTION | 06.03.03 - Plates | 06.03.03.40 - Periarticular anatomic - Tibia ≥ 16 holes | VAL | BH288 | 1637 | Zimmer Biomet Pty Ltd | ALPS-Anatomic Locked Plating system | Distal and Proximal Tibial Plates, Titanium | 16 - 25 holes | 153056 97981 |  | May 2018 | Group Benefit Change
06 - Specialist Orthopaedic | 06.03 - SKELETAL RECONSTRUCTION | 06.03.03 - Plates | 06.03.03.20 - Periarticular anatomic - Humerus ≥ 7 to ≤ 15 holes | VAL | BH290 | 1513 | Zimmer Biomet Pty Ltd | ALPS Elbow System | Humeral Titanium Plates | Small - Large, 7 to 15 holes | 209306 |  | July 2023 | Group Benefit Change, Changed
06 - Specialist Orthopaedic | 06.03 - SKELETAL RECONSTRUCTION | 06.03.03 - Plates | 06.03.03.25 - Periarticular anatomic - Ulna ≤ 6 holes | VAL | BH292 | 1297 | Zimmer Biomet Pty Ltd | ALPS Elbow System | Ulna Titanium Plates | Small – Large, 3 to 6 holes | 153056 |  | May 2018 | Group Benefit Change
06 - Specialist Orthopaedic | 06.03 - SKELETAL RECONSTRUCTION | 06.03.03 - Plates | 06.03.03.26 - Periarticular anatomic - Ulna ≥ 7 to ≤ 15 holes | VAL | BH293 | 1248 | Zimmer Biomet Pty Ltd | ALPS Elbow System | Ulna Titanium Plates | 10-13 holes | 209306 |  | July 2023 | Group Benefit Change, Changed Product Sizes,
06 - Specialist Orthopaedic | 06.03 - SKELETAL RECONSTRUCTION | 06.03.03 - Plates | 06.03.03.08 - Mini (screw size ≤2.7mm)(including blade) ≥ 7 to ≤ 15 holes | VAL | BH297 | 828 | Zimmer Biomet Pty Ltd | ALPS Hand Fracture System - Locking Plate | 1.0 - 2.5mm titanium hand plates | 7 to 25 holes | 153056 |  | May 2018 | Group Benefit Change
06 - Specialist Orthopaedic | 06.03 - SKELETAL RECONSTRUCTION | 06.03.04 - Screws | 06.03.04.04 - Micro (≤ 2.0mm) |  | BH299 | 49 | Zimmer Biomet Pty Ltd | ALPS Plating System | Bone Screws | 1.0 - 2.0mm | 210296 |  | May 2018 | Group Benefit Change
06 - Specialist Orthopaedic | 06.03 - SKELETAL RECONSTRUCTION | 06.03.04 - Screws | 06.03.04.04 - Micro (≤ 2.0mm) | LK | BH300 | 106 | Zimmer Biomet Pty Ltd | ALPS Hand Fracture System | Locking Bone Screws | 1.0 - 2.0mm | 153087 |  | May 2018 | Group Benefit Change
06 - Specialist Orthopaedic | 06.03 - SKELETAL RECONSTRUCTION | 06.03.03 - Plates | 06.03.03.35 - Periarticular anatomic - Fibula ≤ 6 holes | VAL | BH307 | 1421 | Zimmer Biomet Pty Ltd | ALPS Fibula Plating System | Anatomic Fibular Plating System | ≤ 6 holes | 275084 |  | May 2018 | Group Benefit Change
06 - Specialist Orthopaedic | 06.03 - SKELETAL RECONSTRUCTION | 06.03.03 - Plates | 06.03.03.36 - Periarticular anatomic - Fibula ≥ 7 to ≤ 15 holes | VAL | BH308 | 1331 | Zimmer Biomet Pty Ltd | ALPS Fibula Plating System | Anatomic Fibular Locking Plate | 7-15 holes | 275084 |  | May 2018 | Group Benefit Change
06 - Specialist Orthopaedic | 06.03 - SKELETAL RECONSTRUCTION | 06.03.01 - Intramedullary Nails | 06.03.01.01 - Femoral, Proximal short (<220mm) |  | BH313 | 914 | Zimmer Biomet Pty Ltd | Affixus Hip Fracture Nail System | Short Hip fracture nails | 9-13mm diameter, 180mm length | 177870 |  | May 2018 | Group Benefit Change
06 - Specialist Orthopaedic | 06.03 - SKELETAL RECONSTRUCTION | 06.03.01 - Intramedullary Nails | 06.03.01.02 - Femoral, Proximal long (≥220mm) |  | BH314 | 1214 | Zimmer Biomet Pty Ltd | Affixus Hip Fracture Nail System | Long Hip fracture nails | 9-15mm diameter, 260-460mm length | 177870 |  | May 2018 | Group Benefit Change
06 - Specialist Orthopaedic | 06.03 - SKELETAL RECONSTRUCTION | 06.03.04 - Screws | 06.03.04.01 - Standard ( ≥4.5mm) |  | BH317 | 57 | Zimmer Biomet Pty Ltd | Affixus Hip Fracture Nail System | Distal screw | 20-80mm | 177876 |  | May 2018 | Group Benefit Change
06 - Specialist Orthopaedic | 06.03 - SKELETAL RECONSTRUCTION | 06.03.04 - Screws | 06.03.04.01 - Standard ( ≥4.5mm) |  | BH318 | 57 | Zimmer Biomet Pty Ltd | Affixus Hip Fracture Nail System | Anti- rotational screw | 5mm diameter | 177876 |  | May 2018 | Group Benefit Change
06 - Specialist Orthopaedic | 06.03 - SKELETAL RECONSTRUCTION | 06.03.04 - Screws | 06.03.04.01 - Standard ( ≥4.5mm) |  | BH331 | 57 | Zimmer Biomet Pty Ltd | Small / Large Fragment Set | Bone Screw Titanium | 4.5 to 6.5mm diameter | 153087 203607 |  | May 2018 | Group Benefit Change
06 - Specialist Orthopaedic | 06.03 - SKELETAL RECONSTRUCTION | 06.03.04 - Screws | 06.03.04.06 - Screw Washers |  | BH332 | 59 | Zimmer Biomet Pty Ltd | Small / Large Fragment Set | Washer Titanium - Flat/Cup/Countersink | One size only | 200720 |  | May 2018 | Group Benefit Change
06 - Specialist Orthopaedic | 06.02 - UPPER LIMB | 06.02.04 - Shoulder - Humeral | 06.02.04.18 - Special purpose/tumour prosthesis - tumour section |  | BH341 | 10877 | Zimmer Biomet Pty Ltd | Comprehensive Segmental Revision System (SRS) | Comprehensive SRS Intercalary Segment | 30-120mm | 104347 |  | May 2018 | Group Benefit Change
06 - Specialist Orthopaedic | 06.02 - UPPER LIMB | 06.02.04 - Shoulder - Humeral | 06.02.04.18 - Special purpose/tumour prosthesis - tumour section |  | BH342 | 10877 | Zimmer Biomet Pty Ltd | Comprehensive Segmental Revision System (SRS) | Comprehensive SRS Humeral Coupler | 100mm | 277259 |  | July 2023 | Group Benefit Change, Changed
06 - Specialist Orthopaedic | 06.02 - UPPER LIMB | 06.02.04 - Shoulder - Humeral | 06.02.04.18 - Special purpose/tumour prosthesis - tumour section |  | BH343 | 10877 | Zimmer Biomet Pty Ltd | Comprehensive Segmental Revision System (SRS) | Comprehensive SRS Anti Rotation Intercalary Segment | 30mm | 277259 |  | July 2023 | Group Benefit Change, Changed
06 - Specialist Orthopaedic | 06.03 - SKELETAL RECONSTRUCTION | 06.03.03 - Plates | 06.03.03.08 - Mini (screw size ≤2.7mm)(including blade) ≥ 7 to ≤ 15 holes | VAL | BH366 | 828 | Zimmer Biomet Pty Ltd | ALPS Hand Fracture System - Locking Plate | 1.5mm and 2.5mm titanium hand plates | 7 to 15 holes | 209306 |  | May 2018 | Group Benefit Change
06 - Specialist Orthopaedic | 06.03 - SKELETAL RECONSTRUCTION | 06.03.03 - Plates | 06.03.03.08 - Mini (screw size ≤2.7mm)(including blade) ≥ 7 to ≤ 15 holes | Com, VAL | BH367 | 943 | Zimmer Biomet Pty Ltd | ALPS Hand Fracture System - Locking Plate | 1.5mm and 2.5mm titanium hand plates | 7 to 15 holes | 209306 |  | May 2018 | Group Benefit Change
11 - Hip | 11.03 - ACETABULAR COMPONENTS | 11.03.04 - Insert/Liner | 11.03.04.03 - Ceramic |  | BI073 | 1776 | Zimmer Biomet Pty Ltd | Modular Ceramic System | Acetabular Ceramic/ Polyethylene Liner, UHMWPE | 28mm to 44mm in 4mm increments | 98098 |  | May 2018 | Group Benefit Change
11 - Hip | 11.01 - FEMORAL COMPONENTS - PRIMARY AND REVISION | 11.01.04 - Uncemented, HA Coated | 11.01.04.04 - Plasma | SCP | BI075 | 3493 | Zimmer Biomet Pty Ltd | Biomet Taperloc Hip System | titanium, plasma, HA | 4mm - 25mm | 222180 257353 257355 |  | May 2018 | Group Benefit Change
12 - Knee | 12.08 - PATELLAR COMPONENT | 12.08.01 - Cemented, All Polyethylene |  |  | BI176 | 385 | Zimmer Biomet Pty Ltd | Biomet Universal Patellar component | All poly Patella, cemented, UHMWPE, domed | size 25 to 37mm | 121186 |  | May 2018 | Group Benefit Change
06 - Specialist Orthopaedic | 06.03 - SKELETAL RECONSTRUCTION | 06.03.05 - Surgical Accessories | 06.03.05.02 - Pins | TH | BI232 | 22 | Zimmer Biomet Pty Ltd | Moore Pins | Scan Pin, Stainless Steel | 16mm x 51-152mm | 138206 |  | May 2018 | Group Benefit Change
06 - Specialist Orthopaedic | 06.03 - SKELETAL RECONSTRUCTION | 06.03.05 - Surgical Accessories | 06.03.05.02 - Pins | TH | BI271 | 22 | Zimmer Biomet Pty Ltd | EBI XFIX Dynafix System | Wire Straight or Olive with Washer, Chrome Cobalt | 0.9-3.2mm, <400mm | 210294 217978 227787 |  | August 2018 | Group Benefit Change
07 - Plastic and Reconstructive | 07.02 - CRANIOMAXILLOFACIAL IMPLANTS | 07.02.05 - Mandible, Maxilla and Temperomandibular Joint (TMJ) | 07.02.05.05 - Plate |  | BI559 | 5198 | Zimmer Biomet Pty Ltd | TMJ System | Mandibular Component, Left or Right, Titanium | (40 - 60mm), 5-13 hole | 145265 |  | May 2018 | Group Benefit Change
07 - Plastic and Reconstructive | 07.02 - CRANIOMAXILLOFACIAL IMPLANTS | 07.02.05 - Mandible, Maxilla and Temperomandibular Joint (TMJ) | 07.02.05.02 - Fossa Replacement |  | BI569 | 4484 | Zimmer Biomet Pty Ltd | TMJ System | Fossa Component, Left or Right; Titanium, UHMWPE | Small, Medium Large | 145265 |  | May 2018 | Group Benefit Change
07 - Plastic and Reconstructive | 07.01 - CRANIOMAXILLOFACIAL RECONSTRUCTION & FIXATION | 07.01.01 - Mesh - Metal | 07.01.01.04 - 0.2-0.49mm thick, 11-50cm² |  | BI645 | 601 | Zimmer Biomet Pty Ltd | W Lorenz Osteosynthesis System | Mesh panel, 1.5mm System Titanium | (41-83) x (39-54mm) (0.3 or 0.2mm) | 128458 |  | May 2018 | Group Benefit Change
07 - Plastic and Reconstructive | 07.01 - CRANIOMAXILLOFACIAL RECONSTRUCTION & FIXATION | 07.01.05 - Fracture or Reconstruction Plates | 07.01.05.05 - 0.5-0.99mm thick, <4 holes |  | BI677 | 80 | Zimmer Biomet Pty Ltd | W Lorenz Osteosynthesis System | Plate, Neuro Straight, 1.5mm System, Titanium | 2 hole (medium or long) | 128458 |  | May 2018 | Group Benefit Change
06 - Specialist Orthopaedic | 06.03 - SKELETAL RECONSTRUCTION | 06.03.04 - Screws | 06.03.04.03 - Mini (2.01 – 2.7 mm) |  | BI768 | 64 | Zimmer Biomet Pty Ltd | Mandibular Fracture System | Screw, IMF 2./2.4 Mandibular Fracture, Titanium | 2.0 x(5 - 13)mm | 128459 |  | May 2018 | Group Benefit Change
12 - Knee | 12.03 - TIBIAL TRAY COMPONENT - TOTAL KNEE ARTHROPLASTY | 12.03.02 - Cemented, Alloy |  | Revision | BI811 | 2758 | Zimmer Biomet Pty Ltd | Offset Tibial Tray System | Tibial baseplate, Cemented, Titanium, which allows for attachment of the offset adaptor | 59-91mm | 98451 |  | May 2018 | Group Benefit Change
12 - Knee | 12.08 - PATELLAR COMPONENT | 12.08.01 - Cemented, All Polyethylene |  |  | BI899 | 385 | Zimmer Biomet Pty Ltd | ROCC Patellar Component | All poly Patella, cemented, UHMWPE, anatomically shaped | 1-8 | 226054 |  | May 2018 | Group Benefit Change
06 - Specialist Orthopaedic | 06.03 - SKELETAL RECONSTRUCTION | 06.03.04 - Screws | 06.03.04.03 - Mini (2.01 – 2.7 mm) | LK | BI929 | 109 | Zimmer Biomet Pty Ltd | RibFix/Sternalock | Screws Ti | 2.4-2.7mm x 7-20mm | 128459 |  | May 2018 | Group Benefit Change
06 - Specialist Orthopaedic | 06.03 - SKELETAL RECONSTRUCTION | 06.03.03 - Plates | 06.03.03.04 - Small (screw size 2.71mm – 4.49mm)(including blade) ≤ 6 holes | Com, LK | BI930 | 638 | Zimmer Biomet Pty Ltd | Sternalock | ≤ 6 holes, various shapes | ≤ 6 holes | 128458 |  | May 2018 | Group Benefit Change
11 - Hip | 11.04 - ACCESSORIES | 11.04.20 - Spacer- Unique |  |  | BI953 | 1309 | Zimmer Biomet Pty Ltd | Stage One Select Hip Mould | Modular Spacer Mould, Stainless Steel, Silicon. | Stem 9 - 17mm Head 43 - 64 Head | 232624 |  | July 2023 | Changed Product Sizes
11 - Hip | 11.03 - ACETABULAR COMPONENTS | 11.03.04 - Insert/Liner | 11.03.04.02 - Modified polyethylene |  | BI972 | 930 | Zimmer Biomet Pty Ltd | E-Poly HXLPE Liner | Highly cross linked PE liner, stabilised with Vit E | 28mm to 44mm in 4mm increments | 98098 |  | May 2018 | Group Benefit Change
11 - Hip | 11.02 - FEMORAL HEADS | 11.02.01 - Conventional Femoral Heads, ≤32mm | 11.02.01.02 - Cobalt Chrome |  | BI973 | 621 | Zimmer Biomet Pty Ltd | Modular Head Implants | Femoral Modular Head | 22 - 32mm diameter, - 6 to =12mm neck, collared, no collar | 98097 |  | May 2018 | Group Benefit Change
11 - Hip | 11.01 - FEMORAL COMPONENTS - PRIMARY AND REVISION | 11.01.03 - Uncemented | 11.01.03.04 - Plasma |  | BI981 | 3247 | Zimmer Biomet Pty Ltd | Echo Hip System Bi Metric Femoral Stem | Echo Bi Metric Cementless Titanium Femoral Component | 7 - 17mm | 98097 |  | May 2018 | Group Benefit Change
01 - Ophthalmic | 01.03 - INTRAOCULAR FLUIDS | 01.03.01 - Viscoelastic |  |  | BL008 | 55 | Bausch & Lomb (Australia) PTY LTD | Ocucoat Intraocular Fluid | 20mg/mL hydroxypropylmethyl cellulose for intraocular use | 1ml and 2ml Sterile | 140513 |  | May 2018 | Group Benefit Change
01 - Ophthalmic | 01.03 - INTRAOCULAR FLUIDS | 01.03.01 - Viscoelastic |  |  | BL015 | 55 | Bausch & Lomb (Australia) PTY LTD | Amvisc Plus injection | 15mg/mL Sodium Hyaluronate for intraocular use | 0.5mL and 0.8mL | 161187 |  | May 2018 | Group Benefit Change
01 - Ophthalmic | 01.02 - POSTERIOR CHAMBER INTRAOCULAR LENSES | 01.02.02 - Foldable | 01.02.02.03 - Edge modification | at | BL022 | 240 | Bausch & Lomb (Australia) PTY LTD | SofPort Advanced Optic (AO) | Posterior chamber, foldable silicone IOL with anterior optic-haptic square edge, posterior optic-haptic square edge, 360-degree optic square edge and asperic optic for aberration control | 0 D to 30.0 D | 98915 |  | May 2018 | Group Benefit Change
01 - Ophthalmic | 01.02 - POSTERIOR CHAMBER INTRAOCULAR LENSES | 01.02.02 - Foldable | 01.02.02.03 - Edge modification | at | BL023 | 240 | Bausch & Lomb (Australia) PTY LTD | Akreos Advanced Optic | Posterior chamber, foldable acrylic IOL, with anterior optic-haptic square edge, posterior optic-haptic square edge, 360 degree optic square edge and aspheric optic for aberration control | 0 D to 30.0 D | 98915 |  | May 2018 | Group Benefit Change
01 - Ophthalmic | 01.02 - POSTERIOR CHAMBER INTRAOCULAR LENSES | 01.02.02 - Foldable | 01.02.02.03 - Edge modification | at | BL030 | 240 | Bausch & Lomb (Australia) PTY LTD | enVista | The enVista, Model MX60, is an ultra-violet-absorbing, posterior chamber, hydrophobic acrylic one-piece foldable intraocular lens (IOL) Has an aspheric lens optic, square posterior edge, modified C haptics and available in dioptric powers ranging from +0.0 to +34.0D. | Overall diameter 12.5mm, optic body diameter 6.0mm in dioptric powers ranging from +0.0 to +34D 0.0D to 10.0D in 1 Diopter increments 11.0D to 30.0D in 0.5 Diopter increments 31.0D to 34.0D in 1 Diopter increments | 98915 |  | May 2018 | Group Benefit Change
01 - Ophthalmic | 01.02 - POSTERIOR CHAMBER INTRAOCULAR LENSES | 01.02.02 - Foldable | 01.02.02.03 - Edge modification | at, pl, t1 | BL032 | 515 | Bausch & Lomb (Australia) PTY LTD | enVista Toric | The enVista toric (Model MX60T) is a one-piece glistening-free hydrophobic foldable IOL. The enVista Toric, model MX60T IOL has a Toric aspheric lens optic, a square posterior edge and modified C haptics, an overall diameter of 12.5mm and an optic body of 6.0mm. It is available in multiple spherical and cylindrical powers. | Overall diameter is 12.5mm for the entire lens power range, with spherical equivalent powers from +6.0 to +30.0 Diopters in 0.5 Diopter steps and cylinder powers from +1D to 6D Diopters (at the IOL plane). | 98915 |  | May 2018 | Group Benefit Change
01 - Ophthalmic | 01.04 - CAPSULAR TENSION RINGS | 01.04.01 - Simple |  | pl | BL039 | 168 | Bausch & Lomb (Australia) PTY LTD | Preloaded Capsular Tension Ring | Capsular tension ring preloaded (acrylic) | 11mm | 281831 |  | July 2021 | Group Benefit Change
01 - Ophthalmic | 01.02 - POSTERIOR CHAMBER INTRAOCULAR LENSES | 01.02.02 - Foldable | 01.02.02.03 - Edge modification | at, pl | BL040 | 238 | Bausch & Lomb (Australia) PTY LTD | Enhanced enVista IOL with Bausch + Lomb SimplifEYE Preloaded Delivery System | The enVista Family of Intraocular Lenses (IOLs) are ultraviolet-absorbing, posterior chamber, hydrophobic acrylic IOLs. They have an aspheric lens optic, square posterior edge, and modified C haptics. The lenses can be folded for insertion into the eye. The MXPLC combines the preloaded IOL with an inserter and is sold in a common package. This alternate packaging configuration allows for a simpler loading of the injector. | Specification Optic Body Diameter 6.0 ± 0.1 mm Overall Diameter 12.5 ± 0.2 mm Haptic Thickness 0.35 ± 0.04 mm Haptic Angulations Planar Haptic Lens Power Range +0.0 to +34.0D (+0.0 to +9.0D in 1D increments) (+10.0 to +30.0D in 0.5D increments) (+31.0 to +34.0D in 1D increments) | 98915 |  | July 2021 | Group Benefit Change
01 - Ophthalmic | 01.02 - POSTERIOR CHAMBER INTRAOCULAR LENSES | 01.02.02 - Foldable | 01.02.02.03 - Edge modification | at, pl | BL041 | 238 | Bausch & Lomb (Australia) PTY LTD | LuxGood Preloaded Crystal | The LuxGood intraocular lens (IOL) is a single-piece ultraviolet (UV) absorbing, posterior chamber, hydrophobic acrylic IOL and has aspheric optics. The lens is provided sterile and is designed to be folded prior to insertion into the eye. The preloaded intraocular LuxGood lens is supplied with an Accuject Pro Delivery System to provide a touch-free method of delivery of the lens into the capsular bag. | Body Diameter: +00.00 D to +34.00 D: 6.0 mm +/- 0.1 mm Overall Diameter: +00.00 D to +34.00 D: 11.00 mm +/- 0.2 mm Power Range: +0.00 D to +34.00 D Label Increments: 0.1 D | 342175 |  | March 2021 | Group Benefit Change
01 - Ophthalmic | 01.02 - POSTERIOR CHAMBER INTRAOCULAR LENSES | 01.02.02 - Foldable | 01.02.02.03 - Edge modification | at, pl, t1 | BL043 | 515 | Bausch & Lomb (Australia) PTY LTD | Enhanced enVista Toric with Bausch + Lomb SimplifEYE preloaded delivery system | The enVista Family of Intraocular Lenses (IOLs) are ultraviolet-absorbing, posterior chamber, hydrophobic acrylic IOLs. They have an aspheric lens optic, square posterior edge, and modified C haptics. The lenses can be folded for insertion into the eye. The MX60PTC combines the preloaded IOL with the enVista SimplifEYE Preloaded Injector System inserter and is sold in a common package. This alternate packaging configuration allows for a simpler loading of the injector. | Specification: Optic Body Diameter 6.0 ± 0.1 mm Overall Diameter 12.5 ± 0.2 mm Haptic Thickness 0.35 ± 0.04 mm Haptic Angulations Planar Haptic Lens Power Range +0.0 to +30.0D (in 0.5D increments) +0.90D to +5.75D (in 0.75D increments from +1.25D). | 98915 |  | March 2021 | Group Benefit Change
01 - Ophthalmic | 01.02 - POSTERIOR CHAMBER INTRAOCULAR LENSES | 01.02.02 - Foldable | 01.02.02.03 - Edge modification | at, pl, t1 | BL045 | 515 | Bausch & Lomb (Australia) PTY LTD | LuxGood Toric Preloaded Crystal | The LuxGood Toric intraocular lens (IOL) is a single-piece ultraviolet (UV) absorbing, posterior chamber, hydrophobic acrylic IOL and has aspheric and toric optics. The lens is provided sterile and is designed to be folded prior to insertion into the eye. The preloaded intraocular LuxGood Toric lens is supplied with an Accuject Pro Delivery System to provide a touch-free method of delivery of the lens into the capsular bag. | Body Diameter: 6.0 mm; Overall Diameter: 11 mm Haptic Angle: 0° Powers: +6.00 to +34.00 Diopters Cylindrical Powers: +0.75 to +6.00 Diopters | 342175 |  | March 2022 | Group Benefit Change
01 - Ophthalmic | 01.02 - POSTERIOR CHAMBER INTRAOCULAR LENSES | 01.02.02 - Foldable | 01.02.02.03 - Edge modification | at, t1 | BL051 | 514 | Bausch & Lomb (Australia) PTY LTD | Enhanced enVista Toric IOL | The enhanced enVista Toric (Model MX60ET) is an ultraviolet-absorbing, posterior chamber, hydrophobic acrylic toric intraocular lens (IOL). They have an aspheric lens optic, square posterior edge, and modified C haptics. The lenses can be folded for insertion into the eye. | Specification: Optic Body Diameter 6.0 Overall Diameter 12.5 Haptic Angulations Planar Haptic Lens Power Range +6.0 Diopters to +30.0 Diopters in 0.5 Diopter increments | 98915 |  | November 2022 | Group Benefit Change
01 - Ophthalmic | 01.02 - POSTERIOR CHAMBER INTRAOCULAR LENSES | 01.02.02 - Foldable | 01.02.02.03 - Edge modification | at | BL052 | 240 | Bausch & Lomb (Australia) PTY LTD | Enhanced enVista IOL | The enhanced enVista (Model MX60E) is an ultraviolet-absorbing, posterior chamber, hydrophobic acrylic intraocular lens (IOL). They have an aspheric lens optic, square posterior edge, and modified C haptics. The lenses can be folded for insertion into the eye. | Specification: Optic Body Diameter 6.0 Overall Diameter 12.5 Haptic Angulations Planar Haptic Lens Power Range +0.0 to +34.0 Diopters (0.0 to +10.0 in 1.0 Diopter increments, +10.0 to +30.0 in 0.5 Diopter increments, and +30.0 to +34.0 in 1.0 Diopter increments) | 98915 |  | November 2022 | Group Benefit Change
01 - Ophthalmic | 01.02 - POSTERIOR CHAMBER INTRAOCULAR LENSES | 01.02.02 - Foldable | 01.02.02.04 - Presbyopia correcting | at | BL053 | 619 | Bausch & Lomb (Australia) PTY LTD | IC-8, Hydrophobic Small Aperture Intraocular Lens | A hydrophobic posterior chamber intraocular lens (IOL), embedded with a central circular mask, which operates under the principle of small aperture optics to reduce near vision blur and provide seamless extended range vision from distance to near. | The overall diameter is 12.5 millimetres with a 6 millimetre diameter aspheric optic. | 236210 |  | July 2023 | Transferred from ER281
10 - Vascular | 10.03 - Grafts | 10.03.01 - Tube | 10.03.01.02 - 11-20cm length | Biologically Engineered | BN004 | 1213 | Bio Nova International Pty Ltd | Omniflow II Vascular Prosthesis | Bioengineered Vascular Prosthesis | 3-8 mm x 20 cm | 155500 |  | May 2018 | Group Benefit Change
10 - Vascular | 10.03 - Grafts | 10.03.01 - Tube | 10.03.01.03 - 21-49cm length |  | BN026 | 605 | Bio Nova International Pty Ltd | Omniflow II Vascular Prosthesis | Biosynthetic vascular prosthesis for peripheral revascularisation and vascular access | 9 and 10mm internal diameter, 20 to 40cm length | 155500 |  | May 2018 | Group Benefit Change
10 - Vascular | 10.03 - Grafts | 10.03.01 - Tube | 10.03.01.03 - 21-49cm length |  | BN028 | 605 | Bio Nova International Pty Ltd | Omniflow II Vascular Prosthesis | Biosynthetic vascular prosthesis for peripheral revascularisation and vascular access | 9 and 10mm internal diameter; 45 to 85cm length | 155500 |  | May 2018 | Group Benefit Change
10 - Vascular | 10.03 - Grafts | 10.03.01 - Tube | 10.03.01.03 - 21-49cm length | Biologically engineered | BN029 | 2047 | Bio Nova International Pty Ltd | Omniflow II Vascular Prosthesis | Bioengineered Vascular Prosthesis | 5-8 mm x 30-45 cm | 155500 215035 |  | May 2018 | Group Benefit Change
13 - Spinal | 13.10 - Fusion Cage | 13.10.02 - Interbody, No Integral Fixation | 13.10.02.01 - Cervical |  | BP004 | 2189 | ACRA REGULATORY SERVICES PTY LTD | PEEK Interbody system – Cervical | ACIF Implants; Sterile and Non Sterile | Diameter 14mm; 16mm: Height (5mm, - 12mm): Lordosis Angle 0 - 7.5 degrees: Curevd , Straight | 273366 273367 273374 |  | May 2018 | Group Benefit Change
13 - Spinal | 13.10 - Fusion Cage | 13.10.02 - Interbody, No Integral Fixation | 13.10.02.02 - ThoracoLumbar / Lumbar | Paired | BP007 | 2346 | ACRA REGULATORY SERVICES PTY LTD | PEEK Interbody System – Lumbar PLIF/TLIF (Paired) | Sterile and Non sterile PLIF Implants TLIF Implants | Width 8-12mm: Length 22-34mm: Height 7-17mm: Lordosis Angle 0-8 degrees, | 273366 273367 273374 |  | May 2018 | Group Benefit Change
13 - Spinal | 13.10 - Fusion Cage | 13.10.02 - Interbody, No Integral Fixation | 13.10.02.01 - Cervical |  | BP008 | 2189 | ACRA REGULATORY SERVICES PTY LTD | TiPEEK Interbody system – Cervical | ACIF Implants; Sterile Commercially Pure Titanium and Polyetheretherketone (PEEK-Optima®) | Size: small, standard, large, extra large Width 12.5mm – 19mm Length 11.5mm – 16mm Height 5-12mm: Lordosis Angle 0 - 20°: Curved, Straight, Convex | 273366 273367 273374 |  | March 2019 | Group Benefit Change
06 - Specialist Orthopaedic | 06.03 - SKELETAL RECONSTRUCTION | 06.03.04 - Screws | 06.03.04.03 - Mini (2.01 – 2.7 mm) | CN | BP027 | 167 | ACRA REGULATORY SERVICES PTY LTD | Tyber Medical Trauma headed screw | Headed trauma screw for compression and fixation of bone Sterile or Non sterile, Titanium or stainless steel | 2.5mm | 324189 324190 |  | July 2020 | Group Benefit Change
06 - Specialist Orthopaedic | 06.03 - SKELETAL RECONSTRUCTION | 06.03.04 - Screws | 06.03.04.03 - Mini (2.01 – 2.7 mm) | CN,DT | BP028 | 348 | ACRA REGULATORY SERVICES PTY LTD | Tyber Medical Trauma headless screw | Headless trauma screw for compression and fixation of bone Sterile or Non sterile, Titanium or stainless steel | 2.5mm | 324189 324190 |  | July 2020 | Group Benefit Change
06 - Specialist Orthopaedic | 06.03 - SKELETAL RECONSTRUCTION | 06.03.04 - Screws | 06.03.04.06 - Screw Washers |  | BP029 | 59 | ACRA REGULATORY SERVICES PTY LTD | Tyber Medical Trauma screw washer | Screw washer intended to be used with bone screws to improve fixation. Sterile or Non sterile, Titanium or stainless steel | 2.0mm -7.5mm | 324373 |  | July 2020 | Group Benefit Change
06 - Specialist Orthopaedic | 06.03 - SKELETAL RECONSTRUCTION | 06.03.04 - Screws | 06.03.04.04 - Micro (≤ 2.0mm) |  | BP030 | 49 | ACRA REGULATORY SERVICES PTY LTD | Tyber Medical Trauma headed screw | Trauma headed screw for compression and fixation of bone Sterile or Non sterile, Titanium or stainless steel | 1.5mm-2.0mm | 324189 324190 |  | July 2020 | Group Benefit Change
06 - Specialist Orthopaedic | 06.03 - SKELETAL RECONSTRUCTION | 06.03.04 - Screws | 06.03.04.04 - Micro (≤ 2.0mm) |  | BP032 | 49 | ACRA REGULATORY SERVICES PTY LTD | Tyber Medical Trauma Headless screw | Headless trauma screw for compression and fixation of bone Sterile or Non sterile, Titanium or stainless steel | 2.0mm | 324189 324190 |  | July 2020 | Group Benefit Change
06 - Specialist Orthopaedic | 06.03 - SKELETAL RECONSTRUCTION | 06.03.04 - Screws | 06.03.04.02 - Small (2.71mm – 4.49mm) | CN | BP033 | 180 | ACRA REGULATORY SERVICES PTY LTD | Tyber Medical Headed Trauma screw | Headed trauma screw for compression and fixation of bone Sterile or Non sterile, Titanium or stainless steel | 3.0mm - 4.0mm | 324189 324190 |  | July 2020 | Group Benefit Change
10 - Vascular | 10.08 - Occlusion Devices | 10.08.02 - Coil, Peripheral | 10.08.02.01 - ≤200mm length | P, ids (Platinum, integral delivery system) | BS021 | 868 | Boston Scientific Australia Pty Ltd | Interlock Detachable Coils | Platinum-tungsten, Fibered Occlusion System | Coil diameters up to 30mm and lengths up to 100cm. Delivery system lengths up 200cm | 293646 322240 |  | March 2020 | Group Benefit Change
10 - Vascular | 10.01 - Vascular Stents | 10.01.01 - Bare Metal Stents | 10.01.01.02 - Self Expandable, <150mm |  | BS056 | 1299 | Boston Scientific Australia Pty Ltd | Carotid WALLSTENT | Elgiloy self expanding stent | Stent diameters up to 10mm and lengths up to 40mm | 166856 |  | August 2018 | Group Benefit Change
10 - Vascular | 10.01 - Vascular Stents | 10.01.01 - Bare Metal Stents | 10.01.01.01 - Balloon Expandable |  | BS059 | 1189 | Boston Scientific Australia Pty Ltd | Express Vascular LD Stent; Express Vascular SD Stent | Stainless Steel, Balloon Expanding Stent | Stent Diameters up to 10mm and lengths up to 60mm | 153169 |  | May 2018 | Group Benefit Change
05 - Urogenital | 05.02 - Ureteric Stents | 05.02.02 - Multi-length | 05.02.02.02 - Other synthetic | Therm | BS094 | 181 | Boston Scientific Australia Pty Ltd | Contour VL; Stretch VL Flexima; Ureteral Stents | Ureteral stent with attached suture | Diameters up to 14Fr & lengths up to 40cm | 129376 |  | May 2018 | Group Benefit Change
08 - Cardiac | 08.08 - Pacemaker Leads | 08.08.06 - Transvenous, Uni-Polar, Passive, Steroid, Left Ventricular |  |  | BS133 | 1501 | Boston Scientific Australia Pty Ltd | Acuity Spiral | Unipolar passive fixation | 80, 90 & 100cm | 155274 |  | May 2018 | Group Benefit Change
10 - Vascular | 10.01 - Vascular Stents | 10.01.01 - Bare Metal Stents | 10.01.01.02 - Self Expandable, <150mm |  | BS137 | 1299 | Boston Scientific Australia Pty Ltd | EPIC Nitinol Stent | Nitinol self expanding stent | Stent diameters up to 14mm and lengths up to 120mm | 104281 |  | May 2018 | Group Benefit Change
08 - Cardiac | 08.08 - Pacemaker Leads | 08.08.01 - Non-transvenous, Bi-Polar, Steroid |  |  | BS153 | 1010 | Boston Scientific Australia Pty Ltd | Myopore | Bipolar sutureless myocardial pacing lead | 25-54cm | 161123 |  | May 2018 | Group Benefit Change
08 - Cardiac | 08.07 - ICD Leads | 08.07.06 - Transvenous/Steroid/Active |  | e | BS174 | 4182 | Boston Scientific Australia Pty Ltd | Endotak Reliance SG 4-SITE | Active fixation single coil defibrillation leads with ePTFE covered coil & 4-SITE connector. | 50-70cm | 165645 |  | May 2018 | Group Benefit Change
08 - Cardiac | 08.07 - ICD Leads | 08.07.06 - Transvenous/Steroid/Active |  | e | BS179 | 4182 | Boston Scientific Australia Pty Ltd | Endotak Reliance S 4-SITE | Active fixation single coil defibrillation leads & 4-SITE connector | 50-70cm | 327981 |  | November 2020 | Group Benefit Change
08 - Cardiac | 08.07 - ICD Leads | 08.07.05 - Transvenous/Steroid/Passive |  | e | BS180 | 3998 | Boston Scientific Australia Pty Ltd | Endotak Reliance 4-SITE | Passive fixation dual coil defibrillation leads with 4-SITE connector | 50-70cm | 165641 165643 |  | March 2020 | Group Benefit Change
08 - Cardiac | 08.07 - ICD Leads | 08.07.05 - Transvenous/Steroid/Passive |  | e | BS181 | 3998 | Boston Scientific Australia Pty Ltd | Endotak Reliance SG 4-SITE | Passive fixation single coil defibrillation leads with ePTFE covered coil & 4-SITE connector | 50-70 | 165642 |  | May 2018 | Group Benefit Change
08 - Cardiac | 08.07 - ICD Leads | 08.07.06 - Transvenous/Steroid/Active |  | e | BS182 | 4182 | Boston Scientific Australia Pty Ltd | Endotak Reliance 4-SITE | Active fixation dual coil defibrillation leads with 4-SITE connector. | 50-70cm | 165639 165644 |  | March 2020 | Group Benefit Change
08 - Cardiac | 08.07 - ICD Leads | 08.07.05 - Transvenous/Steroid/Passive |  | e | BS183 | 3998 | Boston Scientific Australia Pty Ltd | Endotak Reliance 4-SITE | Passive fixation dual coil defibrillation leads with 4-SITE connector | 50-70cm | 165643 |  | May 2018 | Group Benefit Change
10 - Vascular | 10.01 - Vascular Stents | 10.01.01 - Bare Metal Stents | 10.01.01.02 - Self Expandable, <150mm |  | BS196 | 1299 | Boston Scientific Australia Pty Ltd | Innova Self-Expanding Stent | Nitinol, self expanding stent | Diameters up to 8mm, lengths less than 150mm | 104281 |  | May 2018 | Group Benefit Change
10 - Vascular | 10.01 - Vascular Stents | 10.01.01 - Bare Metal Stents | 10.01.01.03 - Self Expandable, ≥150mm |  | BS197 | 1708 | Boston Scientific Australia Pty Ltd | Innova Self-Expanding Stent | Nitinol, self expanding stent | Diameters up to 8mm, Lengths greater than 150mm | 104281 |  | May 2018 | Group Benefit Change
03 - General Miscellaneous | 03.07 - PULMONARY/PERITONEAL DEVICES | 03.07.01 - Drainage Catheters | 03.07.01.02 - Intraperitoneal |  | BS227 | 96 | Boston Scientific Australia Pty Ltd | Flexima All-Purpose Drainage Catheter | All-purpose drainage catheters for abscesses and fluid collections. | Length up to 25cm | 132027 |  | July 2023 | Changed Benefit
05 - Urogenital | 05.09 - Nephrostomy Catheters | 05.09.01 - Nephrostomy Catheters |  |  | BS228 | 96 | Boston Scientific Australia Pty Ltd | Flexima Nephrostomy Catheter | Urinary drainage catheters for internal and external drainage of the urinary tract. | Length up to 25cm | 132027 |  | May 2018 | Group Benefit Change
03 - General Miscellaneous | 03.07 - PULMONARY/PERITONEAL DEVICES | 03.07.01 - Drainage Catheters | 03.07.01.03 - Biliary |  | BS250 | 98 | Boston Scientific Australia Pty Ltd | Flexima Biliary Drainage Catheter | Biliary drainage catheters for drainage of the biliary tree | Length up to 35cm | 132027 |  | May 2018 | Group Benefit Change
08 - Cardiac | 08.07 - ICD Leads | 08.07.06 - Transvenous/Steroid/Active |  | e | BS260 | 4182 | Boston Scientific Australia Pty Ltd | RELIANCE 4-FRONT | Active, Single/Dual coil, defibrillation lead | Length: 59cm -70cm | 303416 217430 217431 217432 |  | March 2019 | Group Benefit Change
08 - Cardiac | 08.07 - ICD Leads | 08.07.05 - Transvenous/Steroid/Passive |  | e | BS261 | 3998 | Boston Scientific Australia Pty Ltd | RELIANCE 4-FRONT | Passive, single/dual coil, defibrillation lead | Length: 59cm - 70cm | 303417 217433 217434 217435 |  | March 2019 | Group Benefit Change
08 - Cardiac | 08.05 - Dual Chamber Pacemakers | 08.05.04 - DDDR with continuous threshold monitoring in atrium + ventricle with ability to adapt pacing outputs accordingly, & with four or more advanced features |  | i | BS269 | 6596 | Boston Scientific Australia Pty Ltd | VITALIO MRI EL DR | Dual Chamber Pacemaker, extended life MRI Compatible | 14cc | 213927 |  | May 2018 | Group Benefit Change
08 - Cardiac | 08.04 - Single Chamber Pacemakers | 08.04.03 - SSIR with small/compact size, multi-programmability & longevity, & four or more advanced features |  | i | BS271 | 3794 | Boston Scientific Australia Pty Ltd | VITALIO MRI SR | Single Chamber Pacemaker, MRI Compatible | 11.5cc | 213925 |  | May 2018 | Group Benefit Change
08 - Cardiac | 08.12 - Coronary Stents | 08.12.01 - Drug Eluting | 08.12.01.01 - General Purpose |  | BS272 | 1400 | Boston Scientific Australia Pty Ltd | SYNERGY | Everolimus-Eluting Platinum Chromium Coronary Stent System with Bioabsorbable Polymer | 8mm to 48mm in length, diameter of 2.25 mm - 5.0 mm | 220361 |  | July 2021 | Group Benefit Change
08 - Cardiac | 08.01 - Single Chamber ICDs | 08.01.02 - Features of 8.1.1 plus auto test sensing parameters, auto capture threshold test, lead impedance test, wireless remote analysis |  | a, d, e | BS276 | 26435 | Boston Scientific Australia Pty Ltd | AUTOGEN ICD VR DF-4 | Single Chamber implantable cardioverter defibrillation, 4IJ, DF-4 RV connector | 26.5cc - 29.5cc, 60.0g - 68.9g, 9.9mm | 400122 400181 |  | July 2023 | Group Benefit Change, Changed
08 - Cardiac | 08.02 - Dual Chamber ICDs | 08.02.02 - Features of 8.2.1 plus auto test sensing parameters, auto capture threshold test, lead impedance test, wireless remote analysis |  | a,d,e | BS277 | 28669 | Boston Scientific Australia Pty Ltd | AUTOGEN ICD DR DF-4 | Dual Chamber implantable cardioverter defibrillation, 4IJ, DF-4 RV connector | 28.0cc - 31.0cc, 62.5g - 71.4g, 9.9mm | 400130 400259 |  | July 2023 | Group Benefit Change, Changed
08 - Cardiac | 08.01 - Single Chamber ICDs | 08.01.02 - Features of 8.1.1 plus auto test sensing parameters, auto capture threshold test, lead impedance test, wireless remote analysis |  | a, d | BS278 | 25966 | Boston Scientific Australia Pty Ltd | AUTOGEN ICD VR DF-1 | Single Chamber implantable cardioverter defibrillation, 4IJ, DF-1 RV connector | 28.5cc -31.5cc, 61.9g - 70.7g, 9.9mm | 400123 400437 |  | July 2023 | Group Benefit Change, Changed
08 - Cardiac | 08.02 - Dual Chamber ICDs | 08.02.02 - Features of 8.2.1 plus auto test sensing parameters, auto capture threshold test, lead impedance test, wireless remote analysis |  | a,d | BS279 | 28193 | Boston Scientific Australia Pty Ltd | AUTOGEN ICD DR DF-1 | Dual Chamber implantable cardioverter defibrillation, 4IJ, DF-1 RV connector | 28.5cc - 31.5cc, 62.3g - 71g, 9.9mm | 400129 400131 |  | July 2023 | Group Benefit Change, Changed
08 - Cardiac | 08.03 - ICDs with CRT | 08.03.02 - Features of 8.3.1 plus auto test sensing parameters, auto capture threshold test, lead impedance test, wireless remote analysis |  | a,d,e | BS284 | 32265 | Boston Scientific Australia Pty Ltd | AUTOGEN CRT-D DF-4 | ICD with cardiac resynchronization therapy. PaceSafe RV, RA, and LV auto threshold. | 32.5cc, 73.6g, 9.9mm | 398271 |  | July 2023 | Group Benefit Change, Changed
08 - Cardiac | 08.03 - ICDs with CRT | 08.03.02 - Features of 8.3.1 plus auto test sensing parameters, auto capture threshold test, lead impedance test, wireless remote analysis |  | a,d,e | BS285 | 32265 | Boston Scientific Australia Pty Ltd | AUTOGEN X4 CRT-D DF-4 | ICD with cardiac resynchronization therapy. | 32.5cc, 73.8g, 9.9mm | 400264 |  | July 2023 | Group Benefit Change, Changed
08 - Cardiac | 08.03 - ICDs with CRT | 08.03.02 - Features of 8.3.1 plus auto test sensing parameters, auto capture threshold test, lead impedance test, wireless remote analysis |  | a,d | BS286 | 31811 | Boston Scientific Australia Pty Ltd | AUTOGEN CRT-D DF-1 | High energy CRT-D with DF-1 RV connector & lS-1 (G173) or LV-1 (G175) LV connector. PaceSafe RV, RA, and LV auto threshold. | 32.0cc, 72.8g, 9.9mm | 400119 400120 |  | July 2023 | Group Benefit Change, Changed
08 - Cardiac | 08.03 - ICDs with CRT | 08.03.02 - Features of 8.3.1 plus auto test sensing parameters, auto capture threshold test, lead impedance test, wireless remote analysis |  | a,d | BS287 | 31811 | Boston Scientific Australia Pty Ltd | AUTOGEN X4 CRT-D DF-1 | High energy CRT-D with DF-1 RV connector & lS4 LV connector | 32.0cc, 73.4g, 9.9mm | 400121 |  | July 2023 | Group Benefit Change, Changed
08 - Cardiac | 08.08 - Pacemaker Leads | 08.08.11 - Transvenous, Multi-Polar, Passive, Steroid, Left Ventricular |  | j | BS292 | 3088 | Boston Scientific Australia Pty Ltd | ACUITY X4 | Left ventricular family of quad leads with four pacing and sensing electrodes. Three lead configurations offered to assist in LV lead placement and avoid phrenic nerve stimulation and high thresholds. | 86cm, 95cm | 235035 235036 235037 |  | May 2018 | Group Benefit Change
08 - Cardiac | 08.08 - Pacemaker Leads | 08.08.08 - Transvenous, Bi-Polar, Passive, Steroid, Right Ventricular/Atrial |  |  | BS295 | 624 | Boston Scientific Australia Pty Ltd | Ingevity | Passive MR conditional pacing lead | 45cm to 59cm | 263512 263513 |  | May 2018 | Group Benefit Change
08 - Cardiac | 08.08 - Pacemaker Leads | 08.08.09 - Transvenous, Bi-Polar, Active, Steroid, Right Ventricular/Atrial |  |  | BS296 | 634 | Boston Scientific Australia Pty Ltd | Ingevity | Active MR conditional pacing lead | 45cm to 59cm | 263514 |  | May 2018 | Group Benefit Change
08 - Cardiac | 08.04 - Single Chamber Pacemakers | 08.04.03 - SSIR with small/compact size, multi-programmability & longevity, & four or more advanced features |  | i | BS320 | 3794 | Boston Scientific Australia Pty Ltd | ACCOLADE MRI SR | Single Chamber Pacemaker, MRI Conditional | ACCOLADE MRI SR 4.45 x 4.81 x 0.75cm | 400400 |  | July 2023 | Group Benefit Change, Changed
08 - Cardiac | 08.05 - Dual Chamber Pacemakers | 08.05.04 - DDDR with continuous threshold monitoring in atrium + ventricle with ability to adapt pacing outputs accordingly, & with four or more advanced features |  | i | BS321 | 6596 | Boston Scientific Australia Pty Ltd | ACCOLADE MRI DR SL and EL | Dual Chamber Pacemaker, MRI Conditional | ACCOLADE MRI DR SL 4.45 x 5.02 x 0.75cm and ACCOLADE MRI DR EL 4.45 x 5.88 x 0.75cm | 400396 400399 |  | July 2023 | Group Benefit Change, Changed
10 - Vascular | 10.01 - Vascular Stents | 10.01.02 - Drug Eluting Stents | 10.01.02.01 - Self Expandable | <150mm | BS327 | 2033 | Boston Scientific Australia Pty Ltd | Eluvia | Drug Eluting Vascular Stent System | Diameter 6-7mm, Length 40-120mm | 285061 |  | July 2021 | Group Benefit Change
10 - Vascular | 10.01 - Vascular Stents | 10.01.02 - Drug Eluting Stents | 10.01.02.01 - Self Expandable | ≥150mm | BS328 | 2643 | Boston Scientific Australia Pty Ltd | Eluvia | Drug Eluting Vascular Stent System | Diameter 6-7mm, Length 150-200mm | 285061 |  | May 2018 | Group Benefit Change
08 - Cardiac | 08.10 - Pacemaker/ICD Extenders | 08.10.01 - Pacemaker/ICD Adaptors |  |  | BS333 | 280 | Boston Scientific Australia Pty Ltd | Bipolar Lead Extender Model 6987 | Bipolar 3.2mm to IS-1 lead extender | 45cm | 218790 |  | May 2018 | Group Benefit Change
08 - Cardiac | 08.09 - Pacemaker/ICD Adaptors | 08.09.01 - Pacemaker/ICD Adaptors |  |  | BS334 | 264 | Boston Scientific Australia Pty Ltd | Bipolar Lead Adaptor Models 6986, 4402, 4403 | Model 6986: Bipolar 3.2mm to IS-1; Model 4402: Bipolar IS-1 to Bipolar LV-1; Model 4403: Bipolar or Unipolar LV-1 to Bipolar or Unipolar IS-1 | 14cm-17cm | 189952 218790 |  | May 2018 | Group Benefit Change
08 - Cardiac | 08.09 - Pacemaker/ICD Adaptors | 08.09.01 - Pacemaker/ICD Adaptors |  |  | BS335 | 264 | Boston Scientific Australia Pty Ltd | Unipolar Lead Adaptor Models 6161, 6162 | Model 6161: 6mm Unipolar to IS-1; Model 6162: Split 5mm Unipolar to IS-1 | 10cm-15cm | 189952 |  | May 2018 | Group Benefit Change
08 - Cardiac | 08.01 - Single Chamber ICDs | 08.01.02 - Features of 8.1.1 plus auto test sensing parameters, auto capture threshold test, lead impedance test, wireless remote analysis |  | a, d, e | BS338 | 26435 | Boston Scientific Australia Pty Ltd | RESONATE EL VR DF-4 | Single Chamber implantable cardioverter defibrillation, 4IJ, DF-4 RV connector. ENDURALIFE Battery Technology and IMAGEREADY MR-Conditional | 29.5cc, 68.9g, 5.37 x 7.36 x 0.99 (cm) | 399063 |  | July 2023 | Group Benefit Change, Changed
08 - Cardiac | 08.02 - Dual Chamber ICDs | 08.02.02 - Features of 8.2.1 plus auto test sensing parameters, auto capture threshold test, lead impedance test, wireless remote analysis |  | a,d,e | BS339 | 28669 | Boston Scientific Australia Pty Ltd | RESONATE EL DR DF-4 | Dual Chamber implantable cardioverter defibrillation, 4IJ, DF-4 RV connector. ENDURALIFE Battery Technology and IMAGEREADY MR-Conditional | 71.4g, 31.0cc, 5.37 x 7.68 x 0.99cm | 399570 |  | July 2023 | Group Benefit Change, Changed
08 - Cardiac | 08.01 - Single Chamber ICDs | 08.01.02 - Features of 8.1.1 plus auto test sensing parameters, auto capture threshold test, lead impedance test, wireless remote analysis |  | a, d | BS340 | 25966 | Boston Scientific Australia Pty Ltd | MOMENTUM EL VR DF-1 | Single Chamber implantable cardioverter defibrillation, 4IJ, DF-1 RV connector. ENDURALIFE Battery Technology | 29.5cc, 68.9g, 5.37 x 7.79 x 0.99 cm | 399064 |  | July 2023 | Group Benefit Change, Changed
08 - Cardiac | 08.02 - Dual Chamber ICDs | 08.02.02 - Features of 8.2.1 plus auto test sensing parameters, auto capture threshold test, lead impedance test, wireless remote analysis |  | a,d | BS341 | 28193 | Boston Scientific Australia Pty Ltd | MOMENTUM EL DR DF-1 | Dual Chamber implantable cardioverter defibrillation, 4IJ, DF-1 RV connector. ENDURALIFE Battery Technology | 31.5cc, 71.0g, 5.37 x 7.79 x 0.99cm | 399571 |  | July 2023 | Group Benefit Change, Changed
08 - Cardiac | 08.03 - ICDs with CRT | 08.03.02 - Features of 8.3.1 plus auto test sensing parameters, auto capture threshold test, lead impedance test, wireless remote analysis |  | a,d,e | BS342 | 32265 | Boston Scientific Australia Pty Ltd | RESONATE X4 CRT-D DF-4 | High energy CRT-D with DF-4 RV connector & lS4 LV connector. SmartCRT, Heart Failure Sensor Suite, ENDURALIFE Battery Technology, IMAGEREADY MR-Conditional | 32.5cc, 73.8g, 5.37 x 8.18 x 0.99cm | 399058 |  | July 2023 | Group Benefit Change, Changed
08 - Cardiac | 08.03 - ICDs with CRT | 08.03.02 - Features of 8.3.1 plus auto test sensing parameters, auto capture threshold test, lead impedance test, wireless remote analysis |  | a,d | BS343 | 31811 | Boston Scientific Australia Pty Ltd | MOMENTUM X4 CRT-D DF-1 | High energy CRT-D with DF-1 RV connector & lS4 LV connector. ENDURALIFE Battery Technology | 32cc, 73.4g, 5.37 x 8.08 x 0.99cm | 399592 |  | July 2023 | Group Benefit Change, Changed
08 - Cardiac | 08.03 - ICDs with CRT | 08.03.02 - Features of 8.3.1 plus auto test sensing parameters, auto capture threshold test, lead impedance test, wireless remote analysis |  | a,d,e | BS344 | 32265 | Boston Scientific Australia Pty Ltd | MOMENTUM CRT-D DF-4 | High energy CRT-D with DF-4 RV connector & IS-1 LV connector. SmartCRT, Heart Failure Sensor Suite, ENDURALIFE Battery Technology | 32.5cc, 73.6g, 5.37 x 8.18 x 0.99cm | 399059 |  | July 2023 | Group Benefit Change, Changed
08 - Cardiac | 08.03 - ICDs with CRT | 08.03.02 - Features of 8.3.1 plus auto test sensing parameters, auto capture threshold test, lead impedance test, wireless remote analysis |  | a,d | BS345 | 31811 | Boston Scientific Australia Pty Ltd | MOMENTUM CRT-D DF-1 | High energy CRT-D with DF-1 RV connector & lS-1/LV-1 LV connector. SmartCRT, Heart Failure Sensor Suite, ENDURALIFE Battery Technology | 32cc, 72.8-72.9g, 5.37 x 8.08 x 0.99cm | 399060 399061 |  | July 2023 | Group Benefit Change, Changed
08 - Cardiac | 08.08 - Pacemaker Leads | 08.08.08 - Transvenous, Bi-Polar, Passive, Steroid, Right Ventricular/Atrial |  |  | BS346 | 624 | Boston Scientific Australia Pty Ltd | Fineline II Sterox IROX Lead | Bipolar passive fixation | 52cm, 58cm | 299176 |  | March 2020 | Group Benefit Change
08 - Cardiac | 08.08 - Pacemaker Leads | 08.08.08 - Transvenous, Bi-Polar, Passive, Steroid, Right Ventricular/Atrial |  |  | BS347 | 624 | Boston Scientific Australia Pty Ltd | Fineline II Sterox IROX Lead | Bipolar, passive fixation | 45cm, 52cm | 128060 |  | May 2018 | Group Benefit Change
08 - Cardiac | 08.08 - Pacemaker Leads | 08.08.09 - Transvenous, Bi-Polar, Active, Steroid, Right Ventricular/Atrial |  |  | BS348 | 634 | Boston Scientific Australia Pty Ltd | Fineline II EZ Sterox IROX Lead | Bipolar, active fixation | 45cm, 52cm, 58cm | 299177 |  | March 2020 | Group Benefit Change
08 - Cardiac | 08.07 - ICD Leads | 08.07.06 - Transvenous/Steroid/Active |  |  | BS352 | 4182 | Boston Scientific Australia Pty Ltd | ENDOTAK RELIANCE SG Active | Active Single coil with GORE ePTFE covered coils | 59-90cm | 119322 |  | May 2018 | Group Benefit Change
10 - Vascular | 10.01 - Vascular Stents | 10.01.02 - Drug Eluting Stents |  |  | BS353 | 2042 | Boston Scientific Australia Pty Ltd | Promus PREMIER BTK | Everolimus-Eluting Platinum Chromium Stent System | Diameter 2.5-4mm, Length 20-38mm | 302114 |  | March 2019 | Group Benefit Change
08 - Cardiac | 08.12 - Coronary Stents | 08.12.01 - Drug Eluting | 08.12.01.01 - General Purpose |  | BS366 | 1400 | Boston Scientific Australia Pty Ltd | Promus ELITE | Everolimus-Eluting Platinum Chromium Coronary Stent System | 8mm - 38mm in length, diameter of 2.25mm - 4.0mm | 327735 |  | March 2020 | Group Benefit Change
08 - Cardiac | 08.08 - Pacemaker Leads | 08.08.09 - Transvenous, Bi-Polar, Active, Steroid, Right Ventricular/Atrial |  |  | BS390 | 634 | Boston Scientific Australia Pty Ltd | Ingevity+ | Active MR conditional pacing lead | 45cm to 59cm | 374841 |  | November 2021 | Group Benefit Change
08 - Cardiac | 08.12 - Coronary Stents | 08.12.01 - Drug Eluting | 08.12.01.01 - General Purpose |  | BS395 | 1400 | Boston Scientific Australia Pty Ltd | Synergy Megatron | Everolimus-Eluting Platinum Chromium Coronary Stent System with Bioabsorbable Polymer | 8 mm to 32 mm in length, diameter of 3.50 mm - 5.00 mm (over expansion capability to 6.00 mm) | 380476 |  | March 2022 | Group Benefit Change
08 - Cardiac | 08.12 - Coronary Stents | 08.12.01 - Drug Eluting | 08.12.01.01 - General Purpose |  | BS397 | 1400 | Boston Scientific Australia Pty Ltd | SYNERGY XD | Everolimus-Eluting Platinum Chromium Coronary Stent System with Bioabsorbable Polymer | 8mm to 48mm in length, diameter of 2.25 mm - 5.0 mm | 365215 |  | March 2022 | Group Benefit Change
10 - Vascular | 10.08 - Occlusion Devices | 10.08.02 - Coil, Peripheral | 10.08.02.01 - ≤200mm length | P, repositionable (Platinum, repositionable) | BS400 | 868 | Boston Scientific Australia Pty Ltd | EMBOLD Fully Retractable Coils | Platinum-tungsten, Fibered Occlusion System | Coil diameters up to 32mm and lengths up to 60cm, Delivery system lengths up to 200 cm | 322240 |  | March 2022 | Group Benefit Change
10 - Vascular | 10.01 - Vascular Stents | 10.01.01 - Bare Metal Stents | 10.01.01.01 - Balloon Expandable |  | BT094 | 1189 | Biotronik Australia Pty Ltd | Dynamic | PTA Balloon Expandable Stent | Diameters: 5-10mm, Lengths: 15, 25, 38, 56mm | 209440 |  | May 2018 | Group Benefit Change
10 - Vascular | 10.01 - Vascular Stents | 10.01.01 - Bare Metal Stents | 10.01.01.02 - Self Expandable, <150mm |  | BT103 | 1299 | Biotronik Australia Pty Ltd | Astron Pulsar | Astron Pulsar is a 4F compatible, Nitinol self expanding stent (OTW design) used to treat peripheral vessel disease. | 4-7mm by 20-80mm | 124625 142025 |  | July 2021 | Group Benefit Change
08 - Cardiac | 08.12 - Coronary Stents | 08.12.02 - Bare Metal | 08.12.02.01 - General Purpose |  | BT107 | 458 | Biotronik Australia Pty Ltd | PRO-Kinetic Energy | Balloon-expandable cobalt chromium (CoCr) stent. The stent surface is fully coated with amorphous hydrogen-rich silicon carbide (aSiC:H). | Lengths: 8 - 40mm, Diameters: 2.0 - 5.0mm. | 159908 |  | May 2018 | Group Benefit Change
08 - Cardiac | 08.08 - Pacemaker Leads | 08.08.09 - Transvenous, Bi-Polar, Active, Steroid, Right Ventricular/Atrial |  |  | BT123 | 634 | Biotronik Australia Pty Ltd | Safio S | Steroid eluting active fixation pacemaker lead with an electrically active extendable/ retractable screw for fixating the lead in the myocardium. The lead body is insulated in Silicone. The entire lead is conditionally safe to be used in a MRI system. | Length: 53, 60cm; Diameter: 6.6F | 188217 |  | May 2018 | Group Benefit Change
10 - Vascular | 10.01 - Vascular Stents | 10.01.01 - Bare Metal Stents | 10.01.01.02 - Self Expandable, <150mm |  | BT126 | 1299 | Biotronik Australia Pty Ltd | Pulsar 18 Peripheral self expanding Nitinol stent system | Pulsar 18 self expanding Nitinol stent system | Stent: Ø 4- 7mm length: 20-120mm Catheter length: 90-135mm | 169368 313356 |  | July 2021 | Group Benefit Change
10 - Vascular | 10.01 - Vascular Stents | 10.01.01 - Bare Metal Stents | 10.01.01.03 - Self Expandable, ≥150mm |  | BT127 | 1708 | Biotronik Australia Pty Ltd | Pulsar 18 Peripheral self expanding Nitinol stent system | Pulsar 18 self expanding Nitinol stent system | Stent: 4-7mm Stent length: 150-200mm Catheter length: 90-135mm | 169368 313356 |  | July 2021 | Group Benefit Change
10 - Vascular | 10.01 - Vascular Stents | 10.01.01 - Bare Metal Stents | 10.01.01.03 - Self Expandable, ≥150mm |  | BT132 | 1708 | Biotronik Australia Pty Ltd | Pulsar 35 Peripheral self-expanding Nitinol stent system | Pulsar 35 Peripheral self-expanding Nitinol stent system | Diameter: 5-7mm; Length: 150-200mm; Catheter length: 90cm, 135cm | 142025 |  | May 2018 | Group Benefit Change
10 - Vascular | 10.01 - Vascular Stents | 10.01.01 - Bare Metal Stents | 10.01.01.02 - Self Expandable, <150mm |  | BT133 | 1299 | Biotronik Australia Pty Ltd | Pulsar 35 Peripheral self-expanding Nitinol stent system | Pulsar 35 Peripheral self-expanding Nitinol stent system | Diameter: 5-7mm; Length: 30-120mm; Catheter length: 90cm | 142025 |  | May 2018 | Group Benefit Change
08 - Cardiac | 08.08 - Pacemaker Leads | 08.08.08 - Transvenous, Bi-Polar, Passive, Steroid, Right Ventricular/Atrial |  |  | BT163 | 624 | Biotronik Australia Pty Ltd | Solia T | Sub 6F, steoid-eluting transvenous, endocardial, bipolar passive-fixation lead MRI conditional | Lengths: 53, 60cm; Diameter: 5.6Fr | 224798 |  | May 2018 | Group Benefit Change
08 - Cardiac | 08.08 - Pacemaker Leads | 08.08.09 - Transvenous, Bi-Polar, Active, Steroid, Right Ventricular/Atrial |  |  | BT164 | 634 | Biotronik Australia Pty Ltd | Solia S | Sub 6F, steroid-eluting, transvenous, endocardial, bipolar active fixation lead with an extendable/retractable, electrically active screw. MRI conditional | Lengths: 45, 53, 60cm; Diameter: 5.6Fr | 224786 |  | May 2018 | Group Benefit Change
08 - Cardiac | 08.12 - Coronary Stents | 08.12.01 - Drug Eluting | 08.12.01.01 - General Purpose |  | BT178 | 1400 | Biotronik Australia Pty Ltd | Orsiro | Sirolimus Coronary Artery Stent, Drug Eluting Co/Cr Alloy coated in PLLA | Stent diameters ø 2.25 -4.0mm Lengths: 9-40mm | 220414 |  | May 2018 | Group Benefit Change
08 - Cardiac | 08.08 - Pacemaker Leads | 08.08.11 - Transvenous, Multi-Polar, Passive, Steroid, Left Ventricular |  |  | BT185 | 3088 | Biotronik Australia Pty Ltd | Sentus ProMRI OTW QP L & S | Quadripolar, steroid eluting left ventricular lead with standard/short pole spacing's and fractal coating. IS4 Connector & MRI Conditional for CRT | Lengths: 77cm, 87 cm, 97cm 4.8F | 272573 272574 312682 312683 |  | July 2021 | Group Benefit Change
08 - Cardiac | 08.05 - Dual Chamber Pacemakers | 08.05.04 - DDDR with continuous threshold monitoring in atrium + ventricle with ability to adapt pacing outputs accordingly, & with four or more advanced features |  | g | BT193 | 7268 | Biotronik Australia Pty Ltd | Edora 8 DR-T | Dual Chamber Pacemaker, ventricular capture control, physiological rate adaption, automatic event (IEGM) & trend triggered transmission. Wandless telemetry, Home Monitoring, MRI AutoDetect, MRI conditional, IS-1 connector | 48 x 44 x 6.5 mm, 11 cm3, 23.2 grams | 396049 |  | July 2023 | Group Benefit Change, Changed
08 - Cardiac | 08.04 - Single Chamber Pacemakers | 08.04.03 - SSIR with small/compact size, multi-programmability & longevity, & four or more advanced features |  | i | BT203 | 3794 | Biotronik Australia Pty Ltd | Edora 8 SR-T | Single Chamber Pacemaker, ventricular capture control, physiological rate adaption, automatic event (IEGM) & trend triggered transmission. Wandless telemetry, Home Monitoring, MRI AutoDect, MRI conditional, IS-1 connector | 48 x 40 x 6.5 mm, 10 cm3 , 20.8 grams | 396052 |  | July 2023 | Group Benefit Change, Changed
08 - Cardiac | 08.07 - ICD Leads | 08.07.06 - Transvenous/Steroid/Active |  |  | BT209 | 4182 | Biotronik Australia Pty Ltd | Plexa ProMRI DF-1 S | Tripolar MR conditional ICD lead with active fixation | Diameter 7.8 F ; Length 65cm ,75cm | 298206 |  | May 2018 | Group Benefit Change
08 - Cardiac | 08.07 - ICD Leads | 08.07.06 - Transvenous/Steroid/Active |  |  | BT210 | 4182 | Biotronik Australia Pty Ltd | Plexa ProMRI DF-1 SD | Quadripolar MR conditional ICD lead with active fixation | Diameter 7.8F ; Lengths/Dist.Prox Shock coil to Tip - 65/16cm, 65/18cm, 75/18cm | 298207 |  | May 2018 | Group Benefit Change
08 - Cardiac | 08.07 - ICD Leads | 08.07.06 - Transvenous/Steroid/Active |  |  | BT211 | 4182 | Biotronik Australia Pty Ltd | Plexa ProMRI DF-1 S DX | Pentapolar MR conditional ICD lead with active fixation | Diameter 7.8F; Length/Dist Dipole to Tip 65/15 cm , 65/17 cm. | 298208 |  | May 2018 | Group Benefit Change
08 - Cardiac | 08.07 - ICD Leads | 08.07.06 - Transvenous/Steroid/Active |  | e | BT212 | 4182 | Biotronik Australia Pty Ltd | Plexa ProMRI S | Tripolar MR conditional ICD lead with active fixation | Diameter 7.8F ; Length 61cm, 65cm , 75cm | 298187 |  | November 2022 | Group Benefit Change
08 - Cardiac | 08.07 - ICD Leads | 08.07.06 - Transvenous/Steroid/Active |  | e | BT213 | 4182 | Biotronik Australia Pty Ltd | Plexa ProMRI SD | Quadripolar MR conditional ICD lead with active fixation | Diamter 7.8F , Length/Dist prox. shock coil to tip 61/16cm, 65/16cm, 65/18cm, 75/18cm | 298343 |  | November 2022 | Group Benefit Change
08 - Cardiac | 08.05 - Dual Chamber Pacemakers | 08.05.04 - DDDR with continuous threshold monitoring in atrium + ventricle with ability to adapt pacing outputs accordingly, & with four or more advanced features |  | g | BT214 | 7268 | Biotronik Australia Pty Ltd | Evity 8 DR-T | Dual Chamber Pacemaker, ventricular capture control, physiological rate adaption, automatic event (IEGM) & trend triggered transmission. Wandless telemetry, Home Monitoring, MRI AutoDetect, MRI conditional, IS-1 connector | IS-1 (2x) 11 cm3/ 23.2 g 48 mm × 44 mm × 6.5 mm | 396051 |  | July 2023 | Group Benefit Change, Changed
08 - Cardiac | 08.04 - Single Chamber Pacemakers | 08.04.03 - SSIR with small/compact size, multi-programmability & longevity, & four or more advanced features |  | i | BT215 | 3794 | Biotronik Australia Pty Ltd | Evity 8 SR-T | Single Chamber Pacemaker, ventricular capture control, physiological rate adaption, automatic event (IEGM) & trend triggered transmission. Wandless telemetry, Home Monitoring, MRI AutoDect, MRI conditional, IS-1 connector | IS-1 (1x) 10 cm3/ 20.8g 48 mm × 40 mm × 6.5 mm | 396034 |  | July 2023 | Group Benefit Change, Changed
08 - Cardiac | 08.08 - Pacemaker Leads | 08.08.08 - Transvenous, Bi-Polar, Passive, Steroid, Right Ventricular/Atrial |  |  | BT216 | 624 | Biotronik Australia Pty Ltd | Solia JT | Sub 6F, steroid-eluting, transvenous, endocardial, bipolar passive fixation lead. MRI conditional | Lengths: 45, 53 cm; Diameter: 5.6Fr | 294253 |  | May 2018 | Group Benefit Change
08 - Cardiac | 08.04 - Single Chamber Pacemakers | 08.04.03 - SSIR with small/compact size, multi-programmability & longevity, & four or more advanced features |  |  | BT218 | 3794 | Biotronik Australia Pty Ltd | Evity 6 SR-T | Single Chamber Pacemaker, ventricular capture control, physiological rate adaption, automatic event (IEGM) & trend triggered transmission. Wandless telemetry, Home Monitoring, MRI AutoDect, MRI conditional, IS-1 connector | IS-1 (1x) 10 cm3/ 20.8g 48 mm × 40 mm × 6.5 mm | 396022 |  | July 2023 | Group Benefit Change, Changed Product Description,
08 - Cardiac | 08.05 - Dual Chamber Pacemakers | 08.05.04 - DDDR with continuous threshold monitoring in atrium + ventricle with ability to adapt pacing outputs accordingly, & with four or more advanced features |  |  | BT219 | 6596 | Biotronik Australia Pty Ltd | Evity 6 DR-T | Dual Chamber Pacemaker, ventricular capture control, physiological rate adaption,automatic event (IEGM) & trend triggered transmission. Wandless telemetry, Home Monitoring, MRI AutoDetect, MRI conditional, IS-1 connector | IS-1 (2x) 11 cm3/ 23.2 g 48 mm × 44 mm × 6.5 mm | 396050 |  | July 2023 | Group Benefit Change, Changed
08 - Cardiac | 08.01 - Single Chamber ICDs | 08.01.02 - Features of 8.1.1 plus auto test sensing parameters, auto capture threshold test, lead impedance test, wireless remote analysis |  | a, d, e | BT226 | 26435 | Biotronik Australia Pty Ltd | Rivacor 7 VR-T DX | Single Chamber ICD, ventricular capture control, physiological rate adaption, additional atrial detection (DX),automatic event (IEGM) & trend triggered transmission. Wandless telemetry, Home Monitoring w/ QuickCheck, MRI conditional and AutoDetect, ComfortDesign DF4, IS-1 connector | 66.5mm x 60mm x 10mm, 32cm3, 77grams | 396258 |  | July 2023 | Group Benefit Change, Changed
08 - Cardiac | 08.02 - Dual Chamber ICDs | 08.02.02 - Features of 8.2.1 plus auto test sensing parameters, auto capture threshold test, lead impedance test, wireless remote analysis |  | a,d,e | BT227 | 28669 | Biotronik Australia Pty Ltd | Rivacor 7 DR-T | Dual Chamber ICD, ventricular capture control, physiological rate adaption, automatic event (IEGM) & trend triggered transmission. Wandless telemetry, Home Monitoring w/ QuickCheck, MRI conditional and AutoDetect, ComfortDesign DF4, IS-1 connector | 66.5mm x 60mm x 10mm, 32cm3, 77grams | 396045 |  | July 2023 | Group Benefit Change, Changed
08 - Cardiac | 08.03 - ICDs with CRT | 08.03.02 - Features of 8.3.1 plus auto test sensing parameters, auto capture threshold test, lead impedance test, wireless remote analysis |  | a,d,e | BT228 | 32265 | Biotronik Australia Pty Ltd | Rivacor 7 HF-T | Triple Chamber ICD, ventricular capture control, physiological rate adaption, automatic event (IEGM) & trend triggered transmission. Wandless telemetry, Home Monitoring, MRI conditional and AutoDetect, ComfortDesign DF4, IS-1 connector | 71.5mm x 60mm x 10 mm, 33cm3, 78grams | 396012 |  | July 2023 | Group Benefit Change, Changed
08 - Cardiac | 08.01 - Single Chamber ICDs | 08.01.02 - Features of 8.1.1 plus auto test sensing parameters, auto capture threshold test, lead impedance test, wireless remote analysis |  | a, d | BT229 | 25966 | Biotronik Australia Pty Ltd | Intica Neo 7 VR-T | Single Chamber ICD, ventricular capture control, physiological rate adaption, automatic event (IEGM) & trend triggered transmission. Wandless telemetry, Home Monitoring w/ QuickCheck, MRI conditional and AutoDetect, DF-1, IS-1 connector | W x H x D (mm) 65 x 55 x 11, Volume: 33cc, Mass: 82g | 396014 |  | July 2023 | Group Benefit Change, Changed
08 - Cardiac | 08.01 - Single Chamber ICDs | 08.01.02 - Features of 8.1.1 plus auto test sensing parameters, auto capture threshold test, lead impedance test, wireless remote analysis |  | a, d | BT230 | 25966 | Biotronik Australia Pty Ltd | Intica Neo 7 VR-T DX | Single Chamber ICD, ventricular capture control, physiological rate adaption, additional atrial detection (DX),automatic event (IEGM) & trend triggered transmission. Wandless telemetry, Home Monitoring w/ QuickCheck, MRI conditional and AutoDetect, DF-1, IS-1 connector | 65mm x 55mm x 11mm, 33cm3, 82grams | 396018 |  | July 2023 | Group Benefit Change, Changed
08 - Cardiac | 08.02 - Dual Chamber ICDs | 08.02.02 - Features of 8.2.1 plus auto test sensing parameters, auto capture threshold test, lead impedance test, wireless remote analysis |  | a,d | BT231 | 28193 | Biotronik Australia Pty Ltd | Intica Neo 7 DR-T | Dual Chamber ICD, ventricular capture control, physiological rate adaption, automatic event (IEGM) & trend triggered transmission. Wandless telemetry, Home Monitoring w/ QuickCheck, MRI conditional and AutoDetect, DF-1, IS-1 connector | 65mm x 55mm x 11mm, 33cm3, 82grams | 396265 |  | July 2023 | Group Benefit Change, Changed
08 - Cardiac | 08.03 - ICDs with CRT | 08.03.02 - Features of 8.3.1 plus auto test sensing parameters, auto capture threshold test, lead impedance test, wireless remote analysis |  | a,d | BT232 | 31811 | Biotronik Australia Pty Ltd | Intica Neo 7 HF-T | Triple Chamber ICD, ventricular capture control, physiological rate adaption, automatic event (IEGM) & trend triggered transmission. Wandless telemetry, Home Monitoring w/ QuickCheck, MRI conditional and AutoDetect, DF-1, IS-1 connector | 65mm x 58.5mm x 11mm, 34cm3, 83grams | 396008 |  | July 2023 | Group Benefit Change, Changed
08 - Cardiac | 08.03 - ICDs with CRT | 08.03.02 - Features of 8.3.1 plus auto test sensing parameters, auto capture threshold test, lead impedance test, wireless remote analysis |  | a,d | BT233 | 31811 | Biotronik Australia Pty Ltd | Intica Neo 7 HF-T QP | Triple Chamber ICD, ventricular capture control, physiological rate adaption, automatic event (IEGM) & trend triggered transmission. Wandless telemetry, LV Multipolar pacing, Home Monitoring w/ QuickCheck, MRI conditional and AutoDetect, DF-1,IS-1, IS4 quadripolar connectors | 65mm x 60.5mm x 11mm, 36cm3, 86grams | 396009 |  | July 2023 | Group Benefit Change, Changed
08 - Cardiac | 08.01 - Single Chamber ICDs | 08.01.02 - Features of 8.1.1 plus auto test sensing parameters, auto capture threshold test, lead impedance test, wireless remote analysis |  | a, d, e | BT234 | 26435 | Biotronik Australia Pty Ltd | Rivacor 5 VR-T | Single Chamber ICD, ventricular capture control, physiological rate adaption, automatic event (IEGM) & trend triggered transmission. Wandless telemetry, Home Monitoring, MRI Conditional and AutoDetect, Comfort Design , DF4, IS-1 connector | 61.5mm x 60mm x 10mm, 30cm3, 75grams | 396217 |  | July 2023 | Group Benefit Change, Changed
08 - Cardiac | 08.01 - Single Chamber ICDs | 08.01.02 - Features of 8.1.1 plus auto test sensing parameters, auto capture threshold test, lead impedance test, wireless remote analysis |  | a, d, e | BT235 | 26435 | Biotronik Australia Pty Ltd | Rivacor 5 VR-T DX | Single Chamber ICD, ventricular capture control, physiological rate adaption, additional atrial detection (DX),automatic event (IEGM) & trend triggered transmission. Wandless telemetry, Home Monitoring, MRI conditional and AutoDetect, ComfortDesign, DF4, IS-1 connector | 66.5mm x 60mm x 10mm, 32cm3, 77grams | 396251 |  | July 2023 | Group Benefit Change, Changed
08 - Cardiac | 08.02 - Dual Chamber ICDs | 08.02.02 - Features of 8.2.1 plus auto test sensing parameters, auto capture threshold test, lead impedance test, wireless remote analysis |  | a,d,e | BT236 | 28669 | Biotronik Australia Pty Ltd | Rivacor 5 DR-T | Dual Chamber ICD, ventricular capture control, physiological rate adaption, automatic event (IEGM) & trend triggered transmission. Wandless telemetry, Home Monitoring, MRI conditional and AutoDetect, ComfortDesign, DF4, IS-1 connector | 66.5mm x 60mm x 10mm, 32cm3, 77grams | 396264 |  | July 2023 | Group Benefit Change, Changed
08 - Cardiac | 08.03 - ICDs with CRT | 08.03.02 - Features of 8.3.1 plus auto test sensing parameters, auto capture threshold test, lead impedance test, wireless remote analysis |  | a,d,e | BT237 | 32265 | Biotronik Australia Pty Ltd | Rivacor 5 HF-T | Triple Chamber ICD, ventricular capture control, physiological rate adaption, automatic event (IEGM) & trend triggered transmission. Wandless telemetry, Home Monitoring, MRI conditional and AutoDetect, ComfortDesign, DF4, IS-1 connector | 71.5mm x 60mm x 10mm, 33cm3, 78grams | 396015 |  | July 2023 | Group Benefit Change, Changed
08 - Cardiac | 08.03 - ICDs with CRT | 08.03.02 - Features of 8.3.1 plus auto test sensing parameters, auto capture threshold test, lead impedance test, wireless remote analysis |  | a,d,e | BT238 | 32265 | Biotronik Australia Pty Ltd | Rivacor 5 HF-T QP | Triple Chamber ICD, ventricular capture control, physiological rate adaption, automatic event (IEGM) & trend triggered transmission. Wandless telemetry, LV Multipolar pacing, Home Monitoring, MRI conditional and AutoDetect, Comfort Design, DF4,IS-1, IS-4 quadripolar connectors | 75mm x 60mm x 10mm, 35cm3, 82grams | 396011 |  | July 2023 | Group Benefit Change, Changed
08 - Cardiac | 08.01 - Single Chamber ICDs | 08.01.02 - Features of 8.1.1 plus auto test sensing parameters, auto capture threshold test, lead impedance test, wireless remote analysis |  | a, d, e | BT239 | 26435 | Biotronik Australia Pty Ltd | Rivacor 7 VR-T | Single Chamber ICD, ventricular capture control, physiological rate adaption, automatic event (IEGM) & trend triggered transmission. Wandless telemetry, Home Monitoring w/ QuickCheck, MRI Conditional and AutoDetect, ComfortDesign, DF4, IS-1 connector | W x H x D (mm) 61.5 x 60 x 10, Volume: 30cc, Mass: 75g | 396233 |  | July 2023 | Group Benefit Change, Changed
08 - Cardiac | 08.03 - ICDs with CRT | 08.03.02 - Features of 8.3.1 plus auto test sensing parameters, auto capture threshold test, lead impedance test, wireless remote analysis |  | a,d,e | BT240 | 32265 | Biotronik Australia Pty Ltd | Rivacor 7 HF-T QP | Triple Chamber ICD, ventricular capture control, physiological rate adaption, automatic event (IEGM) & trend triggered transmission. Wandless telemetry, LV Multipole pacing, Home Monitoring w/ Quickcheck, MRI conditional and AutoDetect, ComfortDesign, DF4,IS-1, IS-4 quadripolar connector, | 75mm x 60mm x 10mm, 35cm3, 82grams | 396013 |  | July 2023 | Group Benefit Change, Changed
08 - Cardiac | 08.05 - Dual Chamber Pacemakers | 08.05.04 - DDDR with continuous threshold monitoring in atrium + ventricle with ability to adapt pacing outputs accordingly, & with four or more advanced features |  | g | BT242 | 7268 | Biotronik Australia Pty Ltd | Enitra 8 DR-T | Dual Chamber Pacemaker, ventricular capture control, physiological rate adaption,automatic event (IEGM) & trend triggered transmission. Wandless telemetry, Home Monitoring, MRI AutoDetect, MRI conditional, IS-1 connector | 11 cm3/ 23.2 g 48 mm × 44 mm × 6.5 mm | 396044 |  | July 2023 | Group Benefit Change, Changed
08 - Cardiac | 08.14 - Implantable Cardiac Event Recorders | 08.14.01 - Implantable Cardiac Event Recorders |  | i | BT244 | 2886 | Biotronik Australia Pty Ltd | BIOMONITOR III | Injectable cardiac monitor for continuous remote monitoring of patients | 77.5 mm x 8.6 mm x 4.6 mm; 4 g; 1.9 cm3 | 396024 |  | July 2023 | Changed Sub Category, Group, Suffix, Part C
08 - Cardiac | 08.07 - ICD Leads | 08.07.06 - Transvenous/Steroid/Active |  |  | BT245 | 4182 | Biotronik Australia Pty Ltd | Plexa ProMRI DF4 S DX | Pentapolar MR conditional ICD lead with active fixation | Diameter 7.8F; Length/Dist Dipole to Tip 65/15 cm , 65/17 cm. | 329340 |  | March 2020 | Group Benefit Change
08 - Cardiac | 08.14 - Implantable Cardiac Event Recorders | 08.14.01 - Implantable Cardiac Event Recorders |  | i | BT247 | 2886 | Biotronik Australia Pty Ltd | BIOMONITOR III m | Injectable cardiac monitor for continuous remote monitoring of patients with extended AF Detection | 77.5 mm x 8.6 mm x 4.6 mm; 4 g; 1.9 cm3 | 396023 |  | July 2023 | Changed Sub Category, Group, Suffix, Part C
10 - Vascular | 10.01 - Vascular Stents | 10.01.01 - Bare Metal Stents | 10.01.01.01 - Balloon Expandable |  | BT249 | 1189 | Biotronik Australia Pty Ltd | Dynetic-35 Peripheral Balloon-Expandable Stent System | Dynetic-35 is a balloon-expandable cobalt chromium alloy (L-605) stent pre-mounted on an over-the-wire PTA balloon catheter delivery system. | Diameter: 5-10mm; Length: 18-78mm; Catheter length: 90-170 cm | 209440 |  | July 2021 | Group Benefit Change
08 - Cardiac | 08.12 - Coronary Stents | 08.12.01 - Drug Eluting | 08.12.01.01 - General Purpose |  | BT254 | 1400 | Biotronik Australia Pty Ltd | ORSIRO Mission | Sirolimus Coronary Artery Stent, Drug Eluting Co/Cr Alloy coated in PLLA | Stent diameters ø 2.25 - 4.0mm Lengths: 9-40mm | 352490 |  | November 2022 | Group Benefit Change
06 - Specialist Orthopaedic | 06.03 - SKELETAL RECONSTRUCTION | 06.03.04 - Screws | 06.03.04.02 - Small (2.71mm – 4.49mm) | CN | BU003 | 180 | CAB MEDICAL PTY LTD | Nexis osteosynthesis screws | Bone screw titanium alloy (headed) | Diameter 2.9-4mm, Length 10-60mm | 235765 |  | May 2018 | Group Benefit Change
06 - Specialist Orthopaedic | 06.03 - SKELETAL RECONSTRUCTION | 06.03.04 - Screws | 06.03.04.02 - Small (2.71mm – 4.49mm) | LK | BU004 | 111 | CAB MEDICAL PTY LTD | Airlock Bone screw | Bone Screws Titanium Alloy (Locking screws) | Diameter 3-3.5mm, Length 8-30mm | 235767 |  | May 2018 | Group Benefit Change
06 - Specialist Orthopaedic | 06.03 - SKELETAL RECONSTRUCTION | 06.03.04 - Screws | 06.03.04.02 - Small (2.71mm – 4.49mm) |  | BU007 | 54 | CAB MEDICAL PTY LTD | Airlock Bone screw | Bone Screws Titanium Alloy (non locking screws) | Diameter 3-3.5mm, Length 8-30mm | 235767 |  | May 2018 | Group Benefit Change
06 - Specialist Orthopaedic | 06.03 - SKELETAL RECONSTRUCTION | 06.03.04 - Screws | 06.03.04.03 - Mini (2.01 – 2.7 mm) | CN,DT | BU010 | 348 | CAB MEDICAL PTY LTD | Nexis osteosynthesis screws | Bone screw titanium alloy (compressive) | Diameter 2.3mm, Length 10-30mm | 235765 |  | May 2018 | Group Benefit Change
06 - Specialist Orthopaedic | 06.03 - SKELETAL RECONSTRUCTION | 06.03.04 - Screws | 06.03.04.03 - Mini (2.01 – 2.7 mm) | CN,DT | BU018 | 348 | CAB MEDICAL PTY LTD | MAGNEZIX CS 2.7 | Compression screw for bone fixation. | Diameter 2.7mm Length 10 - 34mm | 283491 |  | May 2018 | Group Benefit Change
06 - Specialist Orthopaedic | 06.03 - SKELETAL RECONSTRUCTION | 06.03.03 - Plates | 06.03.03.04 - Small (screw size 2.71mm – 4.49mm)(including blade) ≤ 6 holes | LK | BU023 | 305 | CAB MEDICAL PTY LTD | Airlock Plating System | Airlock Plating System | None Plates 2 - 6 Holes | 235766 |  | August 2018 | Group Benefit Change
06 - Specialist Orthopaedic | 06.03 - SKELETAL RECONSTRUCTION | 06.03.03 - Plates | 06.03.03.07 - Mini (screw size ≤2.7mm)(including blade) ≤ 6 holes | LK | BU028 | 635 | CAB MEDICAL PTY LTD | Airlock Plate | Airlock Plating System | Left and Right, Size 0 - 6 | 235766 |  | November 2021 | Group Benefit Change
06 - Specialist Orthopaedic | 06.03 - SKELETAL RECONSTRUCTION | 06.03.04 - Screws | 06.03.04.03 - Mini (2.01 – 2.7 mm) | LK | BU029 | 109 | CAB MEDICAL PTY LTD | CentroLock Screws | CentroLock Screw System | smaller than 2.7mm | 235767 |  | November 2021 | Group Benefit Change
12 - Knee | 12.08 - PATELLAR COMPONENT | 12.08.01 - Cemented, All Polyethylene |  |  | BV011 | 385 | MICROPORT ORTHOPEDICS PTY LIMITED | Advance Medial Pivot Knee System | All Poly Patella, Recessed, Onlay, Tri-Peg, Low-Dome, High-Dome | 25-41mm | 278303 278304 |  | August 2018 | Group Benefit Change
11 - Hip | 11.01 - FEMORAL COMPONENTS - PRIMARY AND REVISION | 11.01.03 - Uncemented | 11.01.03.04 - Plasma |  | BV024 | 3247 | MICROPORT ORTHOPEDICS PTY LIMITED | Profemur Hip System | Primary stem, tapered wedge, plasma coated | 1-12 Standard, Extended | 224478 240572 |  | May 2018 | Group Benefit Change
11 - Hip | 11.03 - ACETABULAR COMPONENTS | 11.03.04 - Insert/Liner | 11.03.04.02 - Modified polyethylene |  | BV025 | 930 | MICROPORT ORTHOPEDICS PTY LIMITED | Dynasty Acetabular System /poly liner | A-Class Crosslinked Liner STD, Lipped | 28-36mm B-K | 272312 272313 |  | May 2018 | Group Benefit Change
11 - Hip | 11.03 - ACETABULAR COMPONENTS | 11.03.04 - Insert/Liner | 11.03.04.02 - Modified polyethylene |  | BV026 | 930 | MICROPORT ORTHOPEDICS PTY LIMITED | Procotyl L System /poly liner | Rim-Lock A-Class Crosslinked Liners Standard, Lipped | 28-36mm B-G | 265521 265522 |  | May 2018 | Group Benefit Change
11 - Hip | 11.02 - FEMORAL HEADS | 11.02.02 - Conventional Femoral Heads, >32mm | 11.02.02.02 - Cobalt Chrome |  | BV027 | 673 | MICROPORT ORTHOPEDICS PTY LIMITED | Femoral Head | Femoral Head CoCr, Superfinished | 33-36mm, XS-XXL (neck length), -3.5 to + 10.5 (neck offset) | 262372 263792 |  | November 2021 | Group Benefit Change
11 - Hip | 11.02 - FEMORAL HEADS | 11.02.02 - Conventional Femoral Heads, >32mm | 11.02.02.05 - Ceramic Mix |  | BV028 | 1793 | MICROPORT ORTHOPEDICS PTY LIMITED | Delta Modular Heads | Biolox Delta Heads | 33-40mm Short, Medium, Long | 240574 |  | May 2018 | Group Benefit Change
11 - Hip | 11.03 - ACETABULAR COMPONENTS | 11.03.04 - Insert/Liner | 11.03.04.06 - Ceramic Mix |  | BV029 | 1806 | MICROPORT ORTHOPEDICS PTY LIMITED | Procotyl L Delta Ceramic Liner | Rim-Lock Biolox Delta Ceramic Liners | 28-40mm A-G | 273669 |  | May 2018 | Group Benefit Change
11 - Hip | 11.01 - FEMORAL COMPONENTS - PRIMARY AND REVISION | 11.01.04 - Uncemented, HA Coated | 11.01.04.01 - Grit Blast |  | BV031 | 3223 | MICROPORT ORTHOPEDICS PTY LIMITED | Profemur L | Profemur L Hip Stem | 1 - 11 Standard, Extended | 218787 234444 |  | May 2018 | Group Benefit Change
11 - Hip | 11.03 - ACETABULAR COMPONENTS | 11.03.02 - Shells, Uncemented | 11.03.02.02 - Beaded |  | BV032 | 1852 | MICROPORT ORTHOPEDICS PTY LIMITED | Dynasty Acetabular System/ Actebular Shell | Beaded Acetabular shell non HA | 46-76mm B-K | 272232 272252 |  | May 2018 | Group Benefit Change
11 - Hip | 11.02 - FEMORAL HEADS | 11.02.01 - Conventional Femoral Heads, ≤32mm | 11.02.01.02 - Cobalt Chrome |  | BV035 | 621 | MICROPORT ORTHOPEDICS PTY LIMITED | Femoral Head | Femoral Head CoCr | 22.25-32mm Short-XLong -3.5-+10.5mm | 262372 263792 |  | May 2018 | Group Benefit Change
11 - Hip | 11.01 - FEMORAL COMPONENTS - PRIMARY AND REVISION | 11.01.03 - Uncemented | 11.01.03.04 - Plasma |  | BV040 | 3247 | MICROPORT ORTHOPEDICS PTY LIMITED | Profemur Hip System | Primary stem, tapered wedge, plasma coated, fixed neck | 1-10 Extended, Neutral | 240573 |  | May 2018 | Group Benefit Change
04 - Neurosurgical | 04.08 - NEURO INTERVENTION | 04.08.02 - Coils |  |  | CB010 | 1118 | Culpan Medical Pty | Hydrocoils | Framing and filling coils with Hydrogel. | Diam: 1-24mm Length: 1-50cm | 137933 |  | July 2023 | Group Benefit Change, Changed Product Sizes,
04 - Neurosurgical | 04.08 - NEURO INTERVENTION | 04.08.02 - Coils |  |  | CB011 | 1118 | Culpan Medical Pty | Microplex Coils | Framing and filling coils | Diam: 1-24mm Length: 1-68cm | 137934 |  | May 2018 | Group Benefit Change
04 - Neurosurgical | 04.08 - NEURO INTERVENTION | 04.08.03 - Assist Devices | 04.08.03.02 - Coil detachment device |  | CB015 | 236 | Culpan Medical Pty | V-Grip Detachment Controller | A battery powered device used to control detachment of an implantable embolisation coil from a delivery pusher. | One size only | 148674 |  | July 2023 | Group Benefit Change, Changed
03 - General Miscellaneous | 03.07 - PULMONARY/PERITONEAL DEVICES | 03.07.01 - Drainage Catheters | 03.07.01.03 - Biliary |  | CB017 | 98 | Culpan Medical Pty | Skater Biliary Drainage Catheter | Used for biliary drainage applications | Biliary Drainage Catheter w/Locking Pigtail 8Fx40cm, 10Fx40cm, 12Fx40cm Biliary Drainage Catheter w/Non-Locking Pigtail 8Fx40cm, 10Fx40cm, 12Fx40cm | 223261 |  | May 2018 | Group Benefit Change
05 - Urogenital | 05.09 - Nephrostomy Catheters | 05.09.01 - Nephrostomy Catheters |  |  | CB018 | 96 | Culpan Medical Pty | Skater Nephrostomy Drainage Catheter | A drainage catheter intended for use for Nephrostomy applications either by direct stick or modified seldinger technique. | 6 - 14 Fr | 223260 |  | May 2018 | Group Benefit Change
11 - Hip | 11.02 - FEMORAL HEADS | 11.02.01 - Conventional Femoral Heads, ≤32mm | 11.02.01.02 - Cobalt Chrome |  | CR029 | 621 | Corin Australia Pty Ltd | CoCr Femoral Head | CoCr femoral head | Dia 22,26,28,32mm | 220077 224980 |  | May 2018 | Group Benefit Change
11 - Hip | 11.02 - FEMORAL HEADS | 11.02.02 - Conventional Femoral Heads, >32mm | 11.02.02.02 - Cobalt Chrome |  | CR084 | 673 | Corin Australia Pty Ltd | CoCr Femoral Head | CoCr Modular Head | Dia 36-62 | 224980 269352 |  | May 2018 | Group Benefit Change
11 - Hip | 11.01 - FEMORAL COMPONENTS - PRIMARY AND REVISION | 11.01.04 - Uncemented, HA Coated | 11.01.04.04 - Plasma |  | CR086 | 3493 | Corin Australia Pty Ltd | TriFit System | Titanium stem proximally coated with plasma spray and HA | Sizes 1- 11 | 207830 342332 |  | March 2021 | Group Benefit Change
11 - Hip | 11.01 - FEMORAL COMPONENTS - PRIMARY AND REVISION | 11.01.04 - Uncemented, HA Coated | 11.01.04.01 - Grit Blast |  | CR117 | 3223 | Corin Australia Pty Ltd | Metafix Femoral Stem | Titanium femoral stem striated and fully coated with HA | standard, lateralised, short neck and 125 and 135 degree | 207831 281110 |  | November 2022 | Group Benefit Change
11 - Hip | 11.01 - FEMORAL COMPONENTS - PRIMARY AND REVISION | 11.01.04 - Uncemented, HA Coated | 11.01.04.04 - Plasma |  | CR157 | 3493 | Corin Australia Pty Ltd | MiniHip Stem | Short stem, Titanium, Plasma Spray with HA | 9 sizes | 106747 |  | May 2018 | Group Benefit Change
11 - Hip | 11.03 - ACETABULAR COMPONENTS | 11.03.04 - Insert/Liner | 11.03.04.06 - Ceramic Mix |  | CR158 | 1806 | Corin Australia Pty Ltd | Biolox Delta Acetabular Liner | Biolox Delta ceramic acetabular liner | 28mm, 32mm, 36mm, 40mm | 157687 |  | May 2018 | Group Benefit Change
11 - Hip | 11.03 - ACETABULAR COMPONENTS | 11.03.04 - Insert/Liner | 11.03.04.02 - Modified polyethylene |  | CR163 | 930 | Corin Australia Pty Ltd | Trinity polyethylene liner | Highly cross linked Polyethylene liner in neutral +4mm offset +4mm oblique and 4mm elevated wall variants for use with the Trinity acetabular multi-bearing shell | 28mm, 32mm, 36mm, 40mm | 106747 |  | May 2018 | Group Benefit Change
11 - Hip | 11.03 - ACETABULAR COMPONENTS | 11.03.03 - Shells, Uncemented, HA | 11.03.03.04 - Plasma |  | CR165 | 2080 | Corin Australia Pty Ltd | Trinity Acetabular Cup | Tri-liner hemispherical shell. Titanium (Ti6A14V) material with Titanium and HA coated plasma spray | 44 - 68 mm in 2mm increments | 106747 |  | May 2018 | Group Benefit Change
11 - Hip | 11.02 - FEMORAL HEADS | 11.02.02 - Conventional Femoral Heads, >32mm | 11.02.02.05 - Ceramic Mix |  | CR179 | 1793 | Corin Australia Pty Ltd | Ceramic Modular head | Biolox Delta Ceramic heads > 32mm | 36, 40 and 44mm | 157505 |  | May 2018 | Group Benefit Change
11 - Hip | 11.02 - FEMORAL HEADS | 11.02.02 - Conventional Femoral Heads, >32mm | 11.02.02.05 - Ceramic Mix |  | CR194 | 1793 | Corin Australia Pty Ltd | Biolox Option (>32mm) | Biolox Option Ceramic Femoral Head | 36mm and 40mm | 157505 |  | May 2018 | Group Benefit Change
11 - Hip | 11.03 - ACETABULAR COMPONENTS | 11.03.04 - Insert/Liner | 11.03.04.02 - Modified polyethylene |  | CR216 | 930 | Corin Australia Pty Ltd | Trinity ECiMA Liner | Cross linked polyethylene with vitamin E | Size 1-5, 28mm, 32mm, 36mm, 40mm | 210774 |  | May 2018 | Group Benefit Change
11 - Hip | 11.03 - ACETABULAR COMPONENTS | 11.03.03 - Shells, Uncemented, HA | 11.03.03.04 - Plasma | Flange | CR242 | 2700 | Corin Australia Pty Ltd | Dual Mobility Cup, shell uncemented | Acetabular shell titanium Plasma spray + HA, flanges and/or hook. | 42 to 68mm | 210208 210209 210210 |  | May 2018 | Group Benefit Change
12 - Knee | 12.08 - PATELLAR COMPONENT | 12.08.01 - Cemented, All Polyethylene |  |  | CR252 | 385 | Corin Australia Pty Ltd | Unity Knee – Patella | Patella Cemented | Sizes 1 – 5 | 223558 |  | May 2018 | Group Benefit Change
11 - Hip | 11.03 - ACETABULAR COMPONENTS | 11.03.04 - Insert/Liner | 11.03.04.02 - Modified polyethylene |  | CR267 | 930 | Corin Australia Pty Ltd | Dual Mobility Cup (MobiliT), Liner | Acetabular Liner ECiMa | Head 22.2mm or 28mm, Diameter 42 mm to 68mm | 383768 |  | March 2022 | Group Benefit Change
12 - Knee | 12.08 - PATELLAR COMPONENT | 12.08.01 - Cemented, All Polyethylene |  |  | CR268 | 385 | Corin Australia Pty Ltd | RBK Total Knee System Patella component | Patella component All poly, UHMWPE, cemented, 3 pegs | 24mm - 40mm | 279233 |  | November 2022 | Group Benefit Change
12 - Knee | 12.03 - TIBIAL TRAY COMPONENT - TOTAL KNEE ARTHROPLASTY | 12.03.07 - Uncemented, Alloy, for Mobile Insert | 12.03.07.01 - HA Coating |  | CR271 | 2519 | Corin Australia Pty Ltd | RBK Total Knee System Tibial Baseplate | Tibial baseplate, CoCr, uncemented, beaded, with Titanium plasma spray and HA for mobile bearing insert | 1-5 | 278988 |  | November 2022 | Group Benefit Change
12 - Knee | 12.08 - PATELLAR COMPONENT | 12.08.01 - Cemented, All Polyethylene |  |  | CR282 | 385 | Corin Australia Pty Ltd | Apex Knee, All-Poly Patella | All-Poly Dome 3 Peg Patella, ECiMa or UHMWPE | 26mm x 10mm & 8mm, 29mm x 10mm & 8mm, 32mm x 10mm & 8mm, 35mm x 10mm & 8mm, 38mm x 10mm & 8mm, 41mm x 10mm | 388573 278529 |  | November 2022 | Group Benefit Change
12 - Knee | 12.11 - KNEE ACCESSORIES | 12.11.03 - Bolts |  |  | CR283 | 225 | Corin Australia Pty Ltd | Apex Knee, Locking Bolt | Tibial Insert Locking Bolt | One size | 309120 |  | November 2022 | Group Benefit Change
12 - Knee | 12.03 - TIBIAL TRAY COMPONENT - TOTAL KNEE ARTHROPLASTY | 12.03.02 - Cemented, Alloy |  | Revision | CR289 | 2758 | Corin Australia Pty Ltd | Apex Revision Knee System | A modular tibial baseplate | sizes 1-6 | 311061 |  | November 2022 | Group Benefit Change
11 - Hip | 11.01 - FEMORAL COMPONENTS - PRIMARY AND REVISION | 11.01.04 - Uncemented, HA Coated | 11.01.04.04 - Plasma |  | CR294 | 3493 | Corin Australia Pty Ltd | Paragon Hip Stem PCHA | Paragon Femoral Stem, Porous and HA coated | 1-12, STD, High Offset, Coxa Vara, Collared | 296139 296134 |  | November 2022 | Group Benefit Change
11 - Hip | 11.02 - FEMORAL HEADS | 11.02.02 - Conventional Femoral Heads, >32mm | 11.02.02.02 - Cobalt Chrome |  | CR301 | 673 | Corin Australia Pty Ltd | BioBall Femoral Head | Femoral Head Vivium > 32mm | 36mm to 58mm | 266538 |  | November 2022 | Group Benefit Change
11 - Hip | 11.03 - ACETABULAR COMPONENTS | 11.03.03 - Shells, Uncemented, HA | 11.03.03.04 - Plasma |  | CR302 | 2080 | Corin Australia Pty Ltd | Global Acetabular Shell | Titanium, plasma spray, HA with variable number of holes | 42-72mm | 305163 |  | November 2022 | Group Benefit Change
11 - Hip | 11.03 - ACETABULAR COMPONENTS | 11.03.04 - Insert/Liner | 11.03.04.03 - Ceramic |  | CR303 | 1776 | Corin Australia Pty Ltd | Global Acetabular Ceramic Insert | Ceramic, Biolox Delta | 44-72mm | 305161 |  | November 2022 | Group Benefit Change
11 - Hip | 11.03 - ACETABULAR COMPONENTS | 11.03.04 - Insert/Liner | 11.03.04.02 - Modified polyethylene |  | CR305 | 930 | Corin Australia Pty Ltd | Global Acetabular System HCLA (highly Cross-Linked and Annealed) Acetabular Liner | Highly Cross-Linked and Annealed polyethylene Insert | 44-72mm Cup OD 22-40mm Head ID Neutral and Lipped | 305162 |  | November 2022 | Group Benefit Change
11 - Hip | 11.02 - FEMORAL HEADS | 11.02.02 - Conventional Femoral Heads, >32mm | 11.02.02.05 - Ceramic Mix |  | CR307 | 1793 | Corin Australia Pty Ltd | Biolox Delta Ceramic Femoral Heads | Biolox Delta Femoral Head 36mm | Biolox Delta Femoral Head 36mm -4.0mm to +8.0mm, 40mm -4.0mm to +8.0mm | 305164 |  | November 2022 | Group Benefit Change
11 - Hip | 11.02 - FEMORAL HEADS | 11.02.02 - Conventional Femoral Heads, >32mm | 11.02.02.05 - Ceramic Mix |  | CR309 | 1793 | Corin Australia Pty Ltd | BioBall Delta Femoral Head, >32mm | Femoral Head Biolox Delta Ceramic, >32mm | 36mm, 40mm, 44mm, 48mm | 276307 |  | November 2022 | Group Benefit Change
11 - Hip | 11.02 - FEMORAL HEADS | 11.02.01 - Conventional Femoral Heads, ≤32mm | 11.02.01.02 - Cobalt Chrome |  | CR312 | 621 | Corin Australia Pty Ltd | Global Femoral Heads | CoCr Femoral Heads 32mm or less | 22.2mm, 28mm, 32mm | 305165 |  | November 2022 | Group Benefit Change
11 - Hip | 11.02 - FEMORAL HEADS | 11.02.02 - Conventional Femoral Heads, >32mm | 11.02.02.02 - Cobalt Chrome |  | CR313 | 673 | Corin Australia Pty Ltd | Global Femoral Heads | CoCr Femoral Heads >32mm | 36mm, 40mm | 305165 |  | November 2022 | Group Benefit Change
12 - Knee | 12.11 - KNEE ACCESSORIES | 12.11.03 - Bolts |  |  | CR315 | 225 | Corin Australia Pty Ltd | APEX knee Retaining Bolt | Tibial insert, Retaining Bolt, Uncoated knee tibia prosthesis, metallic for PS, PS-C, PS-R, Congruent, Ultra inserts/ Tibial Baseplates | 10-32 mm | 309120 |  | November 2022 | Group Benefit Change
12 - Knee | 12.11 - KNEE ACCESSORIES | 12.11.08 - Pegs, lugs, etc |  |  | CR317 | 123 | Corin Australia Pty Ltd | Apex Revision Knee - Tibial Insert Locking Peg/Bolt | Tibial Insert Locking Peg/Bolt | 10; 11; 12; 14; 16; 18; 20; 24 and 28mm | 276775 |  | July 2023 | Transferred from GO314
05 - Urogenital | 05.02 - Ureteric Stents | 05.02.02 - Multi-length | 05.02.02.02 - Other synthetic |  | CT023 | 162 | Coloplast Pty Ltd | Biosoft Duo Multi Length Hydro-Coated Ureteral Stents | Biosoft Duo Multi Length Hydro-Coated Stents for drainage of upper urinary tract. | 4.8, 6. 7 Fr | 142925 |  | May 2018 | Group Benefit Change
05 - Urogenital | 05.02 - Ureteric Stents | 05.02.01 - Fixed length | 05.02.01.01 - Polyurethane |  | CT024 | 104 | Coloplast Pty Ltd | PU-R Double Loop Ureteral Stents | Double Loop Ureteral Stents in Rigid Polyurethane, with pusher. With or without guidewire depending on the model. | Various in 4.8, 6, 7, 8Fr. Various in 24, 26, 28, 30cm lengths. Various in O/O or O/C. Various with or without guidewire. With either streerable or simple pusher | 142907 |  | May 2018 | Group Benefit Change
05 - Urogenital | 05.02 - Ureteric Stents | 05.02.01 - Fixed length | 05.02.01.02 - Other synthetic | SP | CT025 | 210 | Coloplast Pty Ltd | Stenostent Double Loop Ureteral Stents | STENOSTENT® Double loop ureteral stent in silicone open/open, total reinforcement with connectable pusher and fixed core guidewire | 16 - 30cm | 142923 |  | May 2018 | Group Benefit Change
05 - Urogenital | 05.02 - Ureteric Stents | 05.02.01 - Fixed length | 05.02.01.02 - Other synthetic |  | CT026 | 161 | Coloplast Pty Ltd | Biosoft Duo Double Loop Ureteral Stents | Biosoft Duo double loop ureteral stents supplied with simple or steerable pusher, with or without guidewire and with or without flush catheter depending on the model. Duration of Implantation: 12 months | 6 - 9 Fr 20 - 30 cm Either O/O or O/C | 142925 224254 |  | May 2018 | Group Benefit Change
05 - Urogenital | 05.02 - Ureteric Stents | 05.02.01 - Fixed length | 05.02.01.02 - Other synthetic |  | CT027 | 161 | Coloplast Pty Ltd | Vortek Single Loop Ureteral Stents | Vortek Single Loop Ureteral Stents for drainage and urine collection | 6, 7, 8 Fr 90cm length | 142924 224254 |  | May 2018 | Group Benefit Change
05 - Urogenital | 05.02 - Ureteric Stents | 05.02.01 - Fixed length | 05.02.01.02 - Other synthetic | SP | CT028 | 210 | Coloplast Pty Ltd | Pyelostent Double Loop Ureteral Stent | Pyelostent, Silicone stent for long-term implantation (up to 12 months) | 26 - 30cm | 142923 |  | May 2018 | Group Benefit Change
05 - Urogenital | 05.02 - Ureteric Stents | 05.02.01 - Fixed length | 05.02.01.02 - Other synthetic |  | CT029 | 161 | Coloplast Pty Ltd | Vortek Double Loop Ureteral Stents | Vortek Double Loop Ureteral Stents have a double layered structure which make them easy to insert over guidewire, the stiffness of each size has been adapted in order to keep the mechanical properties. | 4.8, 6, 7 & 8 Fr with steerable or simple pusher with or without guidewire O/O or O/C | 142924 224254 |  | May 2018 | Group Benefit Change
05 - Urogenital | 05.02 - Ureteric Stents | 05.02.01 - Fixed length | 05.02.01.02 - Other synthetic |  | CT030 | 161 | Coloplast Pty Ltd | Biosoft Minute Stent | Biosoft minute double loop ureteral stent. Ready to use; the stent is in place over the guidewire and connected to the steerable pusher. Duration of implantation: 6 months. | 6 - 8 Fr 24 - 30 cm length | 142925 224219 |  | May 2018 | Group Benefit Change
05 - Urogenital | 05.02 - Ureteric Stents | 05.02.01 - Fixed length | 05.02.01.02 - Other synthetic |  | CT031 | 161 | Coloplast Pty Ltd | Vortek TUMOR STENT Double loop ureteral stent | Vortek Tumor Stent is reinforced with stiffness of material offering excellent resistance to compression. | 7-8Fr 26-30cm in length | 224254 |  | May 2018 | Group Benefit Change
05 - Urogenital | 05.02 - Ureteric Stents | 05.02.01 - Fixed length | 05.02.01.02 - Other synthetic |  | CT032 | 161 | Coloplast Pty Ltd | Silicone Double Loop Ureteral Stent | Silicone Double Loop Ureteral Stent with guidewire and pusher | 6 - 8Fr 16cm - 30cm | 142923 |  | May 2018 | Group Benefit Change
05 - Urogenital | 05.02 - Ureteric Stents | 05.02.01 - Fixed length | 05.02.01.01 - Polyurethane |  | CT034 | 104 | Coloplast Pty Ltd | PU-S Double Loop Ureteral Stents | Double Loop Ureteral Stents in Soft Polyurethane, with pusher and guidewire. | Various in 6 and 7Fr. Various in 24, 26, 28 cm lengths. Various in O/O or O/C. With either Steerable or simple pusher. | 142907 |  | May 2018 | Group Benefit Change
05 - Urogenital | 05.02 - Ureteric Stents | 05.02.01 - Fixed length | 05.02.01.02 - Other synthetic |  | CT035 | 161 | Coloplast Pty Ltd | Vortek Hydro-Coated Double Loop Ureteral Stents | Vortek Hydro-Coated Double Loop Ureteral Stents with simple or steerable pusher and with or without guidewire | 4.8 - 7Fr 22 - 30cm lengths | 224254 |  | May 2018 | Group Benefit Change
01 - Ophthalmic | 01.03 - INTRAOCULAR FLUIDS | 01.03.01 - Viscoelastic |  |  | CZ012 | 55 | Carl Zeiss Pty Ltd | Z-HYALIN Viscoelastic | Cohesive Viscoelastic Solution - sodium hyaluronate 10mg/ml. (previously called Ophthalin) | Volume 1.0ml | 150016 |  | May 2018 | Group Benefit Change
01 - Ophthalmic | 01.03 - INTRAOCULAR FLUIDS | 01.03.01 - Viscoelastic |  |  | CZ013 | 55 | Carl Zeiss Pty Ltd | Z-HYALIN Plus Viscoelastic | Cohesive Viscoelastic Solution - sodium hyaluronate 15mg/ml. (previously called Opthalin Plus) | Volume 1.0ml | 150017 |  | May 2018 | Group Benefit Change
01 - Ophthalmic | 01.03 - INTRAOCULAR FLUIDS | 01.03.01 - Viscoelastic | 01.03.01.01 - Dual Fluids |  | CZ019 | 72 | Carl Zeiss Pty Ltd | TWINVISC Viscoelastic | TWINVISC includes a cohesive and a dispersive viscoelastic in one syringe, separated by a valve. Dispersive: sodium hyaluronate (2.2%). Cohesive: sodium hyaluronate (1%) | Total volume 1.4 ml | 160685 |  | May 2018 | Group Benefit Change
01 - Ophthalmic | 01.03 - INTRAOCULAR FLUIDS | 01.03.01 - Viscoelastic |  |  | CZ022 | 55 | Carl Zeiss Pty Ltd | VISTHESIA 1.5% | VISCOANAESTHETIC syringe contains sodium hyaluronate (NaHA, 1.5%) and lidocaine hydrochloride (1%). Also contains two topical ampoules with NaHA (0.3%) and lidocaine (2%) | 0.8ml syringe & 2x0.3ml ampoules | 198088 |  | May 2018 | Group Benefit Change
01 - Ophthalmic | 01.02 - POSTERIOR CHAMBER INTRAOCULAR LENSES | 01.02.02 - Foldable | 01.02.02.03 - Edge modification | at | CZ030 | 240 | Carl Zeiss Pty Ltd | CT ASPHINA 404 | Small incision, foldable, single piece, monofocal, aspheric (aberration neutral), square-edged, hydrophilic acrylic (with hydrophobic surface properties) intraocular lens for capsular bag fixation. (Monofocal lens for powers outside standard 409MP MICS range). | Diopter range: -10.0 to 42.0, Optic size: 6.0mm, Overall length: 11.0mm | 151348 |  | May 2018 | Group Benefit Change
01 - Ophthalmic | 01.02 - POSTERIOR CHAMBER INTRAOCULAR LENSES | 01.02.02 - Foldable | 01.02.02.03 - Edge modification |  | CZ041 | 217 | Carl Zeiss Pty Ltd | CT LUCIA 202 | Foldable, 3-piece, monofocal, square-edged, hydrophobic acrylic intraocular lens. | Diopter size: 4.0 to 34.0 DS. Optic size: 6mm. Overall length: 13mm | 151348 |  | March 2019 | Group Benefit Change
01 - Ophthalmic | 01.03 - INTRAOCULAR FLUIDS | 01.03.01 - Viscoelastic | 01.03.01.01 - Dual Fluids |  | CZ043 | 72 | Carl Zeiss Pty Ltd | COMBIVISC | COMBIVISC consists of two ophthalmic viscoelastic devices. One prefilled syringe of dispersive viscoelastic 3% (0.85ml) and one prefilled syringe of cohesive viscoleastic 1.5% (1.0ml), along with one 25 gauge Viscoflow cannula and one 27 gauge Viscoflow cannula, that can be used jointly or independently in surgical interventions to remove cataracts and implant a prosthetic lens. | COMBIVISC dispersive 3% 0.85ml 25G cannula COMBIVISC cohesive 1.5% 1ml 27G cannula Supplied as a single unit pack, comprising a single syringe of the COMBIVISC Dispersive and a single syringe of the COMBIVISC Cohesive Also supplied as a multipack containing five sealed pouched units | 293592 |  | May 2018 | Group Benefit Change
01 - Ophthalmic | 01.02 - POSTERIOR CHAMBER INTRAOCULAR LENSES | 01.02.02 - Foldable | 01.02.02.03 - Edge modification | at, pl | CZ048 | 238 | Carl Zeiss Pty Ltd | CT LUCIA 621P | One ZEISS UV light-absorbing Heparin Surface Hydrophobic Acrylic Posterior Chamber Intra-ocular Lens. This lens is intended to correct aphakia. It is made from an optically clear hydrophobic acrylic material which incorporates an UV-absorbing component and has a Heparin coating. | Dioptre Range: 00.0 to +34.0 with increments of 0.5 Optic Size: 6.0mm Overall Length: 13.0mm | 389794 |  | November 2022 | Group Benefit Change
12 - Knee | 12.08 - PATELLAR COMPONENT | 12.08.01 - Cemented, All Polyethylene |  |  | DD022 | 385 | DJO Australasia Pty Ltd | 3D Knee System Patellar component | All poly, cemented patella, 3 pegs | Size 26 to 38mm | 161909 |  | May 2018 | Group Benefit Change
11 - Hip | 11.03 - ACETABULAR COMPONENTS | 11.03.02 - Shells, Uncemented | 11.03.02.02 - Beaded |  | DD023 | 1852 | DJO Australasia Pty Ltd | FMP Acetabular Shell | Titanium, non HA, beaded, variable screw holes | 42-80mm | 210540 210541 210542 |  | May 2018 | Group Benefit Change
11 - Hip | 11.03 - ACETABULAR COMPONENTS | 11.03.04 - Insert/Liner | 11.03.04.02 - Modified polyethylene |  | DD044 | 930 | DJO Australasia Pty Ltd | FMP Acetabular System - Acetabular Cup Insert UHMWPE | Acetabular cup inserts, UHMWPE compression moulded and cross-linked. 28-44mm Internal Diameters available in 0-degree (neutral), 10-degree hooded and 20-degree hooded options and +5mm offset options | ID of 28mm - 44mm to suit Acetabular shells of OD 40mm-80mm 0,10,20-degree hooded and non-hooded. +5mm Offset | 209548 |  | May 2018 | Group Benefit Change
11 - Hip | 11.02 - FEMORAL HEADS | 11.02.01 - Conventional Femoral Heads, ≤32mm | 11.02.01.02 - Cobalt Chrome |  | DD050 | 621 | DJO Australasia Pty Ltd | FMP Acetabular System - CoCro Femoral Heads | CoCro femoral heads in 22mm and 32mm diameters to fit with FMP acetabular liners and FMP acetabular shells | 22mm in +0,+4,+8mm and 32mm in -4.0, +4, +8, +12mm, diameters | 210902 |  | May 2018 | Group Benefit Change
06 - Specialist Orthopaedic | 06.03 - SKELETAL RECONSTRUCTION | 06.03.04 - Screws | 06.03.04.01 - Standard ( ≥4.5mm) |  | DD054 | 57 | DJO Australasia Pty Ltd | Replacement retaining screw for glenoid head | Replacement retaining screw for glenoid head | 6.5mm x 30mm | 212521 |  | May 2018 | Group Benefit Change
06 - Specialist Orthopaedic | 06.03 - SKELETAL RECONSTRUCTION | 06.03.04 - Screws | 06.03.04.02 - Small (2.71mm – 4.49mm) |  | DD055 | 54 | DJO Australasia Pty Ltd | Glenoid Baseplate Non Locking Bone Screw | Glenoid Baseplate Non Locking Bone Screw | 3.5mm diameter, length 14-34mm in 2mm increments | 212470 |  | May 2018 | Group Benefit Change
01 - Ophthalmic | 01.02 - POSTERIOR CHAMBER INTRAOCULAR LENSES | 01.02.02 - Foldable | 01.02.02.03 - Edge modification | at | DE492 | 240 | Device Technologies Australia Pty Ltd | LENTIS L-313 | Foldable one-piece monofocal acrylic plate haptic IOL | Optic Size 6.0mm, Overall length 11.0mm. Available Diopters: +-10.0D to 36.0D (1.0D steps) +10.5D to 29.5D (0.5D steps) | 328681 |  | November 2022 | Group Benefit Change
01 - Ophthalmic | 01.02 - POSTERIOR CHAMBER INTRAOCULAR LENSES | 01.02.02 - Foldable | 01.02.02.03 - Edge modification | at, t1 | DE515 | 514 | Device Technologies Australia Pty Ltd | LENTIS TplusX LU-313T | Foldable one-piece monofocal toric IOL for capsular bag fixation | Optic Size 6.0mm, overall length 11.0mm. Sph -10.0D to +36.0D (in 0.01D increments) Cyl +0.50 to +10.0D cyl (in 0.01D increments), sph + cyl <40.0D, axis 1 degree scaling | 328681 |  | November 2022 | Group Benefit Change
01 - Ophthalmic | 01.02 - POSTERIOR CHAMBER INTRAOCULAR LENSES | 01.02.02 - Foldable | 01.02.02.03 - Edge modification | at, t1 | DE517 | 514 | Device Technologies Australia Pty Ltd | LENTIS LS-313T0-T6 | Foldable one-piece monofocal toric acrylic IOL. | Optic Size 6.0mm, Overall Length 11.00mm. Available diopters: +10.0D to +30.0D (0.5D). Cyl: (T0 +0.75D) (T1 +1.5D) (T2 +2.25D) (T3 +3.0D) (T4 + 3.75D) (T5 + 4.5D) (T6 +5.25D) | 328681 |  | November 2022 | Group Benefit Change
13 - Spinal | 13.10 - Fusion Cage | 13.10.02 - Interbody, No Integral Fixation | 13.10.02.01 - Cervical |  | DE561 | 2189 | Device Technologies Australia Pty Ltd | icotec ACDF Cage | Cervical Fusion Cage | Width: 13mm, 16mm and 18mm, Height: 5mm - 10mm, Depth: 13mm | 283852 |  | May 2018 | Group Benefit Change
13 - Spinal | 13.10 - Fusion Cage | 13.10.02 - Interbody, No Integral Fixation | 13.10.02.02 - ThoracoLumbar / Lumbar | Paired | DE590 | 2346 | Device Technologies Australia Pty Ltd | Ventura PLIF | NanoMetalene Posterior Lumbar Interbody | 9&11mm width 20&24mm length 8-16mm height | 298002 |  | March 2020 | Group Benefit Change
13 - Spinal | 13.10 - Fusion Cage | 13.10.02 - Interbody, No Integral Fixation | 13.10.02.01 - Cervical |  | DE592 | 2189 | Device Technologies Australia Pty Ltd | Cambria Cervical Interbody Cage | Cambria NanoMetalene Cervical Interbody Cage | 13x12mm, 15x13mm &17x13mm footprints 5-12mm height | 298002 |  | March 2020 | Group Benefit Change
13 - Spinal | 13.01 - Bone Screws | 13.01.02 - Pedicle, Polyaxial |  | Cannulated | DE593 | 1124 | Device Technologies Australia Pty Ltd | Newport MIS Extended Tab Polyaxial Screw | Cannulated Polaxial Pedicle Screw | 4.75, 5.5, 6.5, 7.5, 8.5 and 9.5mm diameter Lengths 30 - 60mm | 275794 |  | May 2018 | Group Benefit Change
13 - Spinal | 13.06 - Rod | 13.06.01 - Standard |  |  | DE594 | 355 | Device Technologies Australia Pty Ltd | Newport MIS Rod | MIS bulleted pre-contoured rod | 35-80 (5mm incr.) 90-110 (10mm incr.) | 275794 |  | May 2018 | Group Benefit Change
13 - Spinal | 13.01 - Bone Screws | 13.01.02 - Pedicle, Polyaxial |  |  | DE595 | 1050 | Device Technologies Australia Pty Ltd | Sierra Polyaxial OCT Screw | Posterior Cervical Polyaxial Screw | 3.5, 4.0 and 4.5mm diameter 10-50mm length | 275794 |  | May 2018 | Group Benefit Change
13 - Spinal | 13.06 - Rod | 13.06.01 - Standard |  |  | DE596 | 355 | Device Technologies Australia Pty Ltd | Sierra OCT Rod | Sierra Pre-contoured OCT Rods | 3.5mm diameter 20-80mm length | 275794 |  | May 2018 | Group Benefit Change
13 - Spinal | 13.02 - Accessories for bone screws and connector components | 13.02.01 - Nut/Set Screw/Locking Screw |  |  | DE597 | 144 | Device Technologies Australia Pty Ltd | Sierra OCT Locking Cap | Locking Cap and Set Screw | 1 size each | 275794 |  | May 2018 | Group Benefit Change
13 - Spinal | 13.05 - Plate | 13.05.02 - No Integral Fixation | 13.05.02.03 - Occipital |  | DE599 | 1803 | Device Technologies Australia Pty Ltd | Sierra Occipital Plate | Occipital Plate | 25-35 30-40 35-45 40-50 | 275794 |  | May 2018 | Group Benefit Change
09 - Cardiothoracic | 09.01 - Mechanical Valves | 09.01.01 - Bi-Leaflet, rotatable |  |  | DE607 | 5062 | Device Technologies Australia Pty Ltd | On-X Prosthetic Heart Valve | Bileaflet Mechanical Heart Valve | 19-33mm | 123500 123501 123502 123503 |  | May 2018 | Group Benefit Change
13 - Spinal | 13.01 - Bone Screws | 13.01.01 - Pedicle, Monoaxial |  |  | DE625 | 752 | Device Technologies Australia Pty Ltd | Malibu Spinal System Monoaxial Screw | Monoaxial Bone Screw | 4.5mm x 25mm - 9.5mm x 80mm | 275794 |  | May 2018 | Group Benefit Change
13 - Spinal | 13.01 - Bone Screws | 13.01.02 - Pedicle, Polyaxial |  |  | DE626 | 1050 | Device Technologies Australia Pty Ltd | Malibu Spinal System Polyaxial Screw | Polyaxial screw | 4.5mm x 20mm - 8.5mm x 110mm in 5mm increments | 275794 |  | May 2018 | Group Benefit Change
13 - Spinal | 13.01 - Bone Screws | 13.01.02 - Pedicle, Polyaxial |  |  | DE627 | 1050 | Device Technologies Australia Pty Ltd | Malibu Spinal System Polyaxial Reduction Screw | Malibu Spinal System Polyaxial or Uni Planar Reduction Screw | 4.5mm x 25mm - 40mm in 5mm increments 5.5mm x 25mm - 50mm in 5mm increments 6.5mm x 30mm - 55mm in 5mm increments 7.5mm x 35mm - 55mm in 5mm increments | 275794 |  | November 2019 | Group Benefit Change
13 - Spinal | 13.02 - Accessories for bone screws and connector components | 13.02.01 - Nut/Set Screw/Locking Screw |  |  | DE631 | 144 | Device Technologies Australia Pty Ltd | Malibu Spinal System Locking Cap | Locking cap with integral set screw | 5.5mm and 6.35mm | 275794 |  | May 2018 | Group Benefit Change
13 - Spinal | 13.03 - Connector | 13.03.01 - In-Line |  |  | DE633 | 655 | Device Technologies Australia Pty Ltd | Malibu Spinal System In-line Connector | In-line Connector | 5.5mm and 6.35mm | 275794 |  | May 2018 | Group Benefit Change
13 - Spinal | 13.03 - Connector | 13.03.03 - Transverse (Rod-to-Rod) | 13.03.03.02 - Adjustable |  | DE635 | 1137 | Device Technologies Australia Pty Ltd | Malibu Spinal System CrossBar | CrossBar | 5.5mm and 6.35mm diameter rods 23mm - 75mm length options | 275794 |  | May 2018 | Group Benefit Change
13 - Spinal | 13.06 - Rod | 13.06.01 - Standard |  |  | DE637 | 355 | Device Technologies Australia Pty Ltd | Malibu Spinal System ESS CoNiCr Rods | Rod CoNiCr Precontored | 5.5mm x 100mm - 600mm | 275794 |  | November 2019 | Group Benefit Change
13 - Spinal | 13.06 - Rod | 13.06.01 - Standard |  |  | DE638 | 355 | Device Technologies Australia Pty Ltd | Malibu Spinal System Rods | Rod | 5.5mm x 30mm - 600mm 6.35mm x 100mm | 275794 |  | November 2019 | Group Benefit Change
01 - Ophthalmic | 01.02 - POSTERIOR CHAMBER INTRAOCULAR LENSES | 01.02.02 - Foldable | 01.02.02.03 - Edge modification | at | DE648 | 240 | Device Technologies Australia Pty Ltd | FEMTIS FB-313 | Foldable one-piece monofocal acrylic plate haptic IOL for fixation in the capsulorhexis | Optic Size 5.7mm, Overall length 10.5mm. Available Diopters: +-15.0D to 30.0D (0.5D steps) | 328681 |  | November 2022 | Group Benefit Change
13 - Spinal | 13.10 - Fusion Cage | 13.10.02 - Interbody, No Integral Fixation | 13.10.02.01 - Cervical |  | DE658 | 2189 | Device Technologies Australia Pty Ltd | Shoreline ACS TruProfile Cage | Cervical ACDF Cage | Footprints: 14 x 13mm, 16 x 14mm, 18 x 15mm and 20 x 15mm Lordosis: 7, 10 and 15 degrees Heights: 5,6,7,8,9,10,11 and 12mm | 298002 |  | November 2021 | Group Benefit Change
13 - Spinal | 13.02 - Accessories for bone screws and connector components | 13.02.01 - Nut/Set Screw/Locking Screw |  |  | DE661 | 144 | Device Technologies Australia Pty Ltd | Shoreline ACS Locking Cover | Locking cover for fixation of bone screws | 5-12mm | 298002 |  | August 2018 | Group Benefit Change
13 - Spinal | 13.02 - Accessories for bone screws and connector components | 13.02.01 - Nut/Set Screw/Locking Screw |  |  | DE663 | 144 | Device Technologies Australia Pty Ltd | Malibu Integrated Locking Cap and Set Screw | Integrated Locking Cap and Set Screw | 1 size | 275794 |  | August 2018 | Group Benefit Change
13 - Spinal | 13.01 - Bone Screws | 13.01.02 - Pedicle, Polyaxial |  | Shank | DE664 | 540 | Device Technologies Australia Pty Ltd | Mariner Pedicle Screw Shank | Posterior Fixation System | 4.5, 5.5, 6.5, 7.5, 8.5, 9.5 and 10.5mm Diameters 25-110mm Length | 275794 |  | November 2019 | Group Benefit Change
13 - Spinal | 13.02 - Accessories for bone screws and connector components | 13.02.01 - Nut/Set Screw/Locking Screw |  |  | DE666 | 144 | Device Technologies Australia Pty Ltd | Mariner Set Screw | Set Screw | 1 size | 275794 |  | July 2022 | Group Benefit Change
13 - Spinal | 13.06 - Rod | 13.06.01 - Standard |  |  | DE667 | 355 | Device Technologies Australia Pty Ltd | Mariner Rod | Pre-contoured and straight rods | 5.5 & 6.0mm diameter 20mm - 600mm Length | 275794 |  | July 2022 | Group Benefit Change
13 - Spinal | 13.03 - Connector | 13.03.03 - Transverse (Rod-to-Rod) | 13.03.03.02 - Adjustable |  | DE668 | 1137 | Device Technologies Australia Pty Ltd | Mariner CrossBar | Adjustable Cross link | Small 33-41mm Medium 39-52mm Large 50-75mm | 275794 |  | November 2019 | Group Benefit Change
13 - Spinal | 13.01 - Bone Screws | 13.01.02 - Pedicle, Polyaxial |  |  | DE669 | 1050 | Device Technologies Australia Pty Ltd | icotec Pedicle System Polyaxial Screw | Polyaxial Pedicle Screw | Size(s):* 5.5, 6.5 and 7.5mm diameter 25-60mm length | 283853 | “To be reimbursed only when used in patients with spinal tumours.” | November 2019 | Group Benefit Change
13 - Spinal | 13.06 - Rod | 13.06.01 - Standard |  |  | DE670 | 355 | Device Technologies Australia Pty Ltd | icotec Pedicle System Rod | Pre-bent and straight rods | 5.5 mm to 6.0mm diameter 40-500 mm Length | 283853 283854 | “To be reimbursed only when used in patients with spinal tumours.” | November 2022 | Group Benefit Change
13 - Spinal | 13.02 - Accessories for bone screws and connector components | 13.02.01 - Nut/Set Screw/Locking Screw |  |  | DE671 | 144 | Device Technologies Australia Pty Ltd | icotec Pedicle System Set Screw | Set screw | one size only | 283853 283854 | To be reimbursed only when used in patients with spinal tumours | March 2019 | Group Benefit Change
13 - Spinal | 13.03 - Connector | 13.03.03 - Transverse (Rod-to-Rod) | 13.03.03.02 - Adjustable |  | DE672 | 1137 | Device Technologies Australia Pty Ltd | icotec Pedicle System Cross Link | Adjustable cross link | 30-34mm 33-42mm 40-53mm 50-70mm | 283853 283854 |  | November 2022 | Group Benefit Change
01 - Ophthalmic | 01.02 - POSTERIOR CHAMBER INTRAOCULAR LENSES | 01.02.02 - Foldable | 01.02.02.03 - Edge modification | at | DE673 | 240 | Device Technologies Australia Pty Ltd | LENTIS LU-814VR | Foldable one-piece acrylic posterior chamber aspheric IOL for capsular bag, sulcus and sulcus-sclera fixation. | Optic size: 6.2mm 0.0D to +23.0D, 5.5mm +23.01D to +35.0D , Overall length: 13.0mm, Available Dioptres: 0.0D to +35.0D (1.0D steps), +15.5D to +26.5D (0.5D steps). | 328681 |  | November 2022 | Group Benefit Change
01 - Ophthalmic | 01.02 - POSTERIOR CHAMBER INTRAOCULAR LENSES | 01.02.02 - Foldable | 01.02.02.03 - Edge modification | at, t1 | DE674 | 514 | Device Technologies Australia Pty Ltd | LENTIS Tplus LU-814T | Foldable one-piece acrylic posterior chamber aspheric toric IOL for capsular bag, sulcus and sulcus-sclera fixation. | Optic size: 6.2mm ,-10.0D to +23.0D (SEQ), 5.5mm +23.01D to +35.0D (SEQ) Overall length: 13.0mm, Available Dioptres: sph. -10.0D to +35.0D (0.01D increments), cyl. +0.25D to +12.0D (0.01D increments), axis. 1 degree increments. | 328681 |  | November 2022 | Group Benefit Change
13 - Spinal | 13.03 - Connector | 13.03.03 - Transverse (Rod-to-Rod) | 13.03.03.02 - Adjustable |  | DE677 | 1137 | Device Technologies Australia Pty Ltd | Sierra CrossBar | Sierra OCT CrossBar | Small 21-26mm Medium 24-32mm Large 30-44mm X-Large 42-58mm S2S Small 24-29mm S2S Medium 27-35mm S2S Large 33-47mm | 275794 |  | March 2019 | Group Benefit Change
13 - Spinal | 13.01 - Bone Screws | 13.01.03 - Standard |  | Dual Thread | DE678 | 403 | Device Technologies Australia Pty Ltd | icotec Anterior Cervical Plate System - Screw | Self-tapping bone screws | Diameter: 4mm and 4.25mm Length: 13mm and 15mm | 283853 | Limited to use in patients with spinal tumours only. | March 2019 | Group Benefit Change
13 - Spinal | 13.05 - Plate | 13.05.01 - Integral Fixation | 13.05.01.01 - Cervical | >55mm | DE679 | 1426 | Device Technologies Australia Pty Ltd | icotec Anterior Cervical Plate | Cervical Plate | 18mm Width, 58mm - 94mm Length | 283853 | To be provided only to patients with Spinal Tumours. | March 2019 | Group Benefit Change
03 - General Miscellaneous | 03.06 - LUMINAL STENTS | 03.06.04 - Pancreatic Stents | 03.06.04.01 - Self-expanding metal, Covered |  | DE694 | 3196 | Device Technologies Australia Pty Ltd | Niti-S Nagi and Spaxus Pancreatic, Pseudocyst and Gall Bladder Drainage Stent | Fully Covered, self-expanding metal pancreatic pseudocyst intra-luminal drainage stent | Diameter: 8, 10,12,14,16mm Length: 1,2,3cm | 226438 |  | July 2019 | Group Benefit Change
13 - Spinal | 13.02 - Accessories for bone screws and connector components | 13.02.02 - Collar/Sleeve |  |  | DE699 | 184 | Device Technologies Australia Pty Ltd | Sierra Occipital Clip | Occipital Clip | One Size | 275794 |  | November 2019 | Group Benefit Change
13 - Spinal | 13.01 - Bone Screws | 13.01.02 - Pedicle, Polyaxial |  | Shank | DE704 | 540 | Device Technologies Australia Pty Ltd | Mariner Cannulated Pedicle Screw Shanks | Posterior Fixation System | 4.5-10.5mm Diameters. 20-110mm Lengths. | 275794 |  | November 2021 | Group Benefit Change
13 - Spinal | 13.06 - Rod | 13.06.01 - Standard |  |  | DE705 | 355 | Device Technologies Australia Pty Ltd | Mariner MIS Rods | Mariner MIS Rods | 5.5mm - 6.0mm Diameter. 20-450mm Length. | 275794 |  | July 2021 | Group Benefit Change
13 - Spinal | 13.03 - Connector | 13.03.01 - In-Line |  |  | DE713 | 655 | Device Technologies Australia Pty Ltd | Mariner Outrigger | Mariner Outrigger Inline Connectors | Axial, Closed Closed, Axial with Rod (40-500mm) | 275794 |  | July 2020 | Group Benefit Change
13 - Spinal | 13.03 - Connector | 13.03.01 - In-Line |  |  | DE714 | 655 | Device Technologies Australia Pty Ltd | Mariner Outrigger | Mariner Outrigger Variable Connectors | 8 & 10mm | 275794 |  | July 2020 | Group Benefit Change
13 - Spinal | 13.10 - Fusion Cage | 13.10.02 - Interbody, No Integral Fixation | 13.10.02.02 - ThoracoLumbar / Lumbar | Paired | DE716 | 2346 | Device Technologies Australia Pty Ltd | REEF TO PLIF | REEF TO NanoMetalene PLIF | 9 & 11mm Widths 20 & 24mm Lengths 7-18mm Heights 0-22 Degree Lordosis | 298002 |  | July 2020 | Group Benefit Change
13 - Spinal | 13.12 - Vertebral Body Replacement | 13.12.01 - Telescoping Cage | 13.12.01.03 - End Plate |  | DE757 | 965 | Device Technologies Australia Pty Ltd | KONG-TL | KONG-TL VBR Endplates with Screw | 26-52mm Lengths 20-29mm Widths 0,4, 8 & 12 Degree Angles | 345871 |  | July 2022 | Group Benefit Change
13 - Spinal | 13.02 - Accessories for bone screws and connector components | 13.02.01 - Nut/Set Screw/Locking Screw |  |  | DE762 | 144 | Device Technologies Australia Pty Ltd | NorthStar OCT | NorthStar OCT Set Screw | One Size | 275794 |  | March 2021 | Group Benefit Change
13 - Spinal | 13.03 - Connector | 13.03.03 - Transverse (Rod-to-Rod) | 13.03.03.02 - Adjustable |  | DE768 | 1137 | Device Technologies Australia Pty Ltd | NorthStar OCT | NorthStar OCT Crossbar | 3.5 & 4mm SM: 21-26mm MD: 24-32mm LG: 34-44mm | 275794 |  | March 2021 | Group Benefit Change
13 - Spinal | 13.01 - Bone Screws | 13.01.02 - Pedicle, Polyaxial |  |  | DE769 | 1050 | Device Technologies Australia Pty Ltd | NorthStar OCT | NorthStar OCT Polyaxial Screw | 3.5, 4.0, 4.5, 5.5mm Diameter 8-40mm Lengths | 275794 |  | March 2021 | Group Benefit Change
13 - Spinal | 13.05 - Plate | 13.05.02 - No Integral Fixation | 13.05.02.03 - Occipital |  | DE771 | 1803 | Device Technologies Australia Pty Ltd | NorthStar OCT | NorthStar OCT Occipital Plate | Small - Large | 275794 |  | November 2021 | Group Benefit Change
13 - Spinal | 13.06 - Rod | 13.06.01 - Standard |  |  | DE772 | 355 | Device Technologies Australia Pty Ltd | NorthStar OCT | NorthStar OCT Rod | 3.5, 4.0mm Diameter 30mm-500mm Lengths | 275794 |  | November 2021 | Group Benefit Change
01 - Ophthalmic | 01.03 - INTRAOCULAR FLUIDS | 01.03.02 - Non Viscous |  |  | DE775 | 36 | Device Technologies Australia Pty Ltd | CAPSULBlue | Trypan blue solution for use in anterior segment ophthalmic surgery. | 0.15ml prefilled glass syringe | 343322 |  | March 2021 | Group Benefit Change
13 - Spinal | 13.10 - Fusion Cage | 13.10.02 - Interbody, No Integral Fixation | 13.10.02.02 - ThoracoLumbar / Lumbar | Paired | DE783 | 2346 | Device Technologies Australia Pty Ltd | FlareHawk Expandable PLIF Cage | Expandable PEEK & Titanium alloy lumbar interbody fusion device that enables significant graft delivery. FlareHawk is made up of an expandable shell and titanium shim. | 0,6,9,15 degree lordosis. Unexpanded: 7mm height x 9mm width or 7mm Height x 7mm width. Expanded: 8mm - 14mm height x 14mm or 11mm width. 25mm or 26mm Lengths | 380419 380420 |  | March 2023 | Group Benefit Change
01 - Ophthalmic | 01.03 - INTRAOCULAR FLUIDS | 01.03.01 - Viscoelastic |  |  | DE787 | 55 | Device Technologies Australia Pty Ltd | CAPSULGel | Isotonic, clear, viscoelastic and sterile HPMC solution for intraocular application | 2.0ml prefilled, single-use, glass syringe. | 383098 |  | July 2022 | Group Benefit Change
13 - Spinal | 13.01 - Bone Screws | 13.01.02 - Pedicle, Polyaxial |  | Shank | DE788 | 540 | Device Technologies Australia Pty Ltd | Mariner Screw | Polyaxial and Extended Tab Uni-Planar Screws | 4.5mm. 5.5mm, 6.5mm & 7.5mm Diameters, 20mm to 110mm Lengths | 275794 |  | July 2022 | Group Benefit Change
13 - Spinal | 13.06 - Rod | 13.06.01 - Standard |  | Dual Diameter | DE800 | 446 | Device Technologies Australia Pty Ltd | NorthStar Transition Rod | Transition Rod | 3.5mm, 4.0mm – 5.5mm, 6.0mm Diameters 500mm Length | 275794 |  | November 2022 | Group Benefit Change
13 - Spinal | 13.01 - Bone Screws | 13.01.01 - Pedicle, Monoaxial |  |  | DE801 | 752 | Device Technologies Australia Pty Ltd | Mariner Uniaxial Screw | Uniaxial Screw | 4.5-7.5mm Diameter, 20-110mm Lengths | 275794 |  | November 2022 | Group Benefit Change
07 - Plastic and Reconstructive | 07.01 - CRANIOMAXILLOFACIAL RECONSTRUCTION & FIXATION | 07.01.04 - Non-mesh | 07.01.04.03 - Block |  | DE805 | 804 | Device Technologies Australia Pty Ltd | Su-Por Flexible Block | An implantable device intended to support, contour, and provide structure for the craniofacial anatomy during reconstructive and plastic surgery procedures. Made of high density polyethylene material with an interconnecting pore structure that supports tissue ingrowth. The device is available in various shapes and can be cut by the surgeon to meet the patient's specific needs. | 13 x 38 x 3mm, 25 x 50 x 6mm, 13 x 38 x 9.5mm 25 x 50 x 3mm, 25 x 50 x 6mm, 25 x 50 x 9.5mm 38 x 63 x 3mm, 38 x 63 x 6mm, 38 x 63 x 9.5mm | 335454 |  | July 2023 | Transferred from VL001
07 - Plastic and Reconstructive | 07.02 - CRANIOMAXILLOFACIAL IMPLANTS | 07.02.01 - Chin |  | Complex | DE806 | 697 | Device Technologies Australia Pty Ltd | Su-Por Chin Two Piece Anatomical contour. | An implantable device intended to support, contour, and provide structure for the chin. Made of high density polyethylene material with an interconnecting pore structure that supports tissue ingrowth. The device is available in various shapes and can be cut by the surgeon to meet the patient's specific needs. | 3mm, 5mm, 7mm, 9mm | 335454 |  | July 2023 | Transferred from VL003
07 - Plastic and Reconstructive | 07.02 - CRANIOMAXILLOFACIAL IMPLANTS | 07.02.04 - Malar | 07.02.04.01 - Complex |  | DE807 | 1121 | Device Technologies Australia Pty Ltd | Su-Por Malar, Paranasal, Midface Implant | An implantable device intended to support, contour and provide structure for the face including the cheeks and eye sockets. Made of high-density polyethylene material with an interconnecting pore structure that supports tissue ingrowth. The device is available in various shapes and can be cut by the surgeon to meet the patient's specific needs. | Left and Right (47mm x 24mm x 4mm) | 335454 |  | July 2023 | Transferred from VL004
07 - Plastic and Reconstructive | 07.02 - CRANIOMAXILLOFACIAL IMPLANTS | 07.02.07 - Orbit | 07.02.07.03 - Rim |  | DE808 | 385 | Device Technologies Australia Pty Ltd | Su-Por Orbital Rim, Extended | An implantable device intended to support, contour, and provide structure for the face including the cheeks and eye socket. Made of high-density polyethylene material with an interconnecting pore structure that supports tissue ingrowth. The device is available in various shapes and can be cut by the surgeon to meet the patient's specific needs. | Left and Right (44mm x 38mm) | 335454 |  | July 2023 | Transferred from VL005
07 - Plastic and Reconstructive | 07.02 - CRANIOMAXILLOFACIAL IMPLANTS | 07.02.02 - Cranium | 07.02.02.02 - Polymer | Complex | DE809 | 9682 | Device Technologies Australia Pty Ltd | Su-Por Custom Made Implant | An implantable device made of high-density polyethylene material with an interconnecting pore structure that supports tissue ingrowth. The device is custom made/biomodelled from individual patient's CT scan, on doctors prescription, used for correction and reconstruction of any facial, head or any non-weight bearing bone structure. | Custom designed and biomodelled from patient's CT scan image. | 335454 |  | July 2023 | Transferred from VL006
07 - Plastic and Reconstructive | 07.02 - CRANIOMAXILLOFACIAL IMPLANTS | 07.02.05 - Mandible, Maxilla and Temperomandibular Joint (TMJ) | 07.02.05.03 - Mandibular Angle | Polymer | DE810 | 1448 | Device Technologies Australia Pty Ltd | Su-Por Mandible (Left / Right) | An implantable device intended to support, contour, and provide structure for the mandible. Made of high-density polyethylene material with an interconnecting pore structure that supports tissue ingrowth. The device can be cut by the surgeon to meet the patient's specific needs. | 74 x 33 x5mm | 335454 |  | July 2023 | Transferred from VL007
07 - Plastic and Reconstructive | 07.02 - CRANIOMAXILLOFACIAL IMPLANTS | 07.02.06 - Nose and Zygoma | 07.02.06.01 - Nasal Dorsum |  | DE811 | 272 | Device Technologies Australia Pty Ltd | Biopore Nasal Dorsum Shape | An implantable device intended to support, contour, and provide structure for the nose and zygoma. Made of high-density polyethylene material with an interconnecting pore structure that supports tissue ingrowth. The device is available in various shapes and can be cut by the surgeon to meet the patient's specific needs. | 53 x 5mm, 66 x 6 mm, 76 x 15mm, 40 x 9mm | 335454 |  | July 2023 | Transferred from VL008
07 - Plastic and Reconstructive | 07.01 - CRANIOMAXILLOFACIAL RECONSTRUCTION & FIXATION | 07.01.04 - Non-mesh | 07.01.04.02 - Polymer |  | DE812 | 234 | Device Technologies Australia Pty Ltd | Su-Por Ultra Thin, Membrane, Flor-Tec, Channel Sheet | An implantable device intended to support, contour, and provide structure for the craniofacial anatomy during reconstructive and plastic surgery procedures. Made of high-density polyethylene material with an interconnecting pore structure that supports tissue ingrowth. The device is available in various shapes and can be cut by the surgeon to meet the patient's specific needs. | 2.5mm, 3.5mm. 4.0mm, 0.85mm, 1.5mm, 3.0mm | 335454 |  | July 2023 | Transferred from VL009
07 - Plastic and Reconstructive | 07.02 - CRANIOMAXILLOFACIAL IMPLANTS | 07.02.07 - Orbit | 07.02.07.02 - Orbital Floor |  | DE813 | 868 | Device Technologies Australia Pty Ltd | Su-Por Orbital Floor | An implantable device intended to support, contour, and provide structure for the face including the cheeks and eye socket. Made of high-density polyethylene material with an interconnecting pore structure that supports tissue ingrowth. The device is available in various size and can be cut by the surgeon to meet the patient's specific needs. | 24mm, 30mm, 34mm, 35mm, 40mm | 335454 |  | July 2023 | Transferred from VL010
07 - Plastic and Reconstructive | 07.02 - CRANIOMAXILLOFACIAL IMPLANTS | 07.02.07 - Orbit | 07.02.07.01 - Complete Orbital Shape |  | DE814 | 1892 | Device Technologies Australia Pty Ltd | Su-Por Inferior 2/3 Orbit, Complete Orbit, 3D Orbital Floor | An implantable device intended to support, contour, and provide structure for the face including the cheeks and eye socket. Made of high-density polyethylene material with an interconnecting pore structure that supports tissue ingrowth. Includes Inferior 2/3 Orbit (left, right); left complete orbit (left, right) | various sizes, left, right | 335454 |  | July 2023 | Transferred from VL011
07 - Plastic and Reconstructive | 07.02 - CRANIOMAXILLOFACIAL IMPLANTS | 07.02.02 - Cranium | 07.02.02.02 - Polymer |  | DE815 | 1267 | Device Technologies Australia Pty Ltd | Su-Por Pterional, Mastoid, Temporal | Mastoid, Pterional, Contourable Porous Polyethylene. | Various sizes, left, right | 335454 |  | July 2023 | Transferred from VL012
07 - Plastic and Reconstructive | 07.02 - CRANIOMAXILLOFACIAL IMPLANTS | 07.02.07 - Orbit | 07.02.07.04 - Wedge for Orbit |  | DE816 | 354 | Device Technologies Australia Pty Ltd | Su-Por Enophthalmos Wedge | The Su-Por Enophthalmos Wedge is contoured in the shape of the orbital floor and provides volume to restore the orbit to its normal shape and size. | 24mm x 33.5mm x 7mm (left,right) 28mm x 40mm x 7.5mm (left, right) | 335454 |  | July 2023 | Transferred from VL013
10 - Vascular | 10.01 - Vascular Stents | 10.01.01 - Bare Metal Stents | 10.01.01.02 - Self Expandable, <150mm |  | DL001 | 1299 | DIVERSE DEVICES PTY LTD | iVolution | Self-expanding nitinol stent system | Diameters: 5-10mm Lengths: 40-100mm Catheter Length: 80-140cm | 281201 |  | May 2018 | Group Benefit Change
10 - Vascular | 10.01 - Vascular Stents | 10.01.01 - Bare Metal Stents | 10.01.01.03 - Self Expandable, ≥150mm |  | DL002 | 1708 | DIVERSE DEVICES PTY LTD | iVolution ≥150mm | Self-expanding nitinol stent system | Diameters: 5-8mm Lengths: 150-200mm Catheter Length: 80-140cm | 281201 |  | July 2021 | Group Benefit Change
10 - Vascular | 10.01 - Vascular Stents | 10.01.01 - Bare Metal Stents | 10.01.01.02 - Self Expandable, <150mm |  | DL005 | 1299 | DIVERSE DEVICES PTY LTD | CGuard | Carotid Stent System | Diameters: 6-10mm Lengths: 20mm-60mm | 311660 |  | March 2019 | Group Benefit Change
08 - Cardiac | 08.12 - Coronary Stents | 08.12.01 - Drug Eluting | 08.12.01.01 - General Purpose |  | DO001 | 1400 | CARDINAL HEALTH AUSTRALIA 503 PTY LTD. | BioFreedom Drug Coated Coronary Stent System | Coronary Artery Stent, Drug Coated | Diameter: 2.25mm to 4.0mm Length: 8mm to 36mm | 280282 |  | May 2018 | Group Benefit Change
12 - Knee | 12.03 - TIBIAL TRAY COMPONENT - TOTAL KNEE ARTHROPLASTY | 12.03.07 - Uncemented, Alloy, for Mobile Insert | 12.03.07.01 - HA Coating |  | DP035 | 2519 | Johnson & Johnson Medical Pty Ltd | MBT Knee System tibial baseplate | Tibial baseplate, uncemented, CoCr, HA (Duofix), beaded (Porocoat) for rotating platform, ( non keeled only) | Size 1-7 | 143525 |  | May 2018 | Group Benefit Change
11 - Hip | 11.02 - FEMORAL HEADS | 11.02.01 - Conventional Femoral Heads, ≤32mm | 11.02.01.02 - Cobalt Chrome |  | DP124 | 621 | Johnson & Johnson Medical Pty Ltd | DePuy Femoral Head | CoCr Femoral Head Various Tapers & Neck Lengths | 22-32 mm | 211855 222991 224613 224755 231693 |  | March 2021 | Group Benefit Change
12 - Knee | 12.08 - PATELLAR COMPONENT | 12.08.01 - Cemented, All Polyethylene |  |  | DP152 | 385 | Johnson & Johnson Medical Pty Ltd | PFC Sigma Knee System | Cemented, all poly, patella | 32-41mm | 271408 |  | March 2023 | Group Benefit Change
12 - Knee | 12.11 - KNEE ACCESSORIES | 12.11.03 - Bolts |  |  | DP155 | 225 | Johnson & Johnson Medical Pty Ltd | PFC Sigma Knee System femoral stem bolts | Bolts to connect femoral stem, straight and offset | Neutral +/- 2mm | 131657 |  | May 2018 | Group Benefit Change
11 - Hip | 11.02 - FEMORAL HEADS | 11.02.06 - Bipolar/Multipolar | 11.02.06.01 - Bipolar |  | DP188 | 654 | Johnson & Johnson Medical Pty Ltd | Self Centering Bipolar Head | Bipolar femoral head, CoCr with UHMWPE insert | 39-65mm outer diameter | 235557 |  | November 2022 | Group Benefit Change
11 - Hip | 11.04 - ACCESSORIES | 11.04.26 - Wire - Stainless Steel |  |  | DP224 | 144 | Johnson & Johnson Medical Pty Ltd | Charnley & Wroblewski Trochanteric Spring Wire | Stainless steel wire for trochanteric attachment | 0.5-3.00mm, 18 to 20g | 99178 |  | May 2018 | Group Benefit Change
11 - Hip | 11.04 - ACCESSORIES | 11.04.17 - Ring |  |  | DP250 | 143 | Johnson & Johnson Medical Pty Ltd | Duraloc Dynamic Locking Ring | Titanium locking Ring for Duraloc insert, seperately listed, only for revision | Size 36-76mm | 138292 |  | July 2023 | Changed Product Name
12 - Knee | 12.08 - PATELLAR COMPONENT | 12.08.01 - Cemented, All Polyethylene |  |  | DP264 | 385 | Johnson & Johnson Medical Pty Ltd | SROM Noiles Knee System patella | All poly, cemented patella | Sizes 30 - 38mm | 219087 |  | November 2022 | Group Benefit Change
13 - Spinal | 13.06 - Rod | 13.06.01 - Standard |  |  | DP400 | 355 | Johnson & Johnson Medical Pty Ltd | Moss Miami (Titanium) | Rod - Standard | 5.5mm x 12 - 48cm | 145010 |  | May 2018 | Group Benefit Change
13 - Spinal | 13.03 - Connector | 13.03.03 - Transverse (Rod-to-Rod) | 13.03.03.02 - Adjustable |  | DP412 | 1137 | Johnson & Johnson Medical Pty Ltd | Moss Miami (Titanium) | Transverse Connector - Complete | One size only | 142432 145010 |  | May 2018 | Group Benefit Change
13 - Spinal | 13.10 - Fusion Cage | 13.10.02 - Interbody, No Integral Fixation | 13.10.02.02 - ThoracoLumbar / Lumbar | Paired | DP510 | 2346 | Johnson & Johnson Medical Pty Ltd | Brantigan I/F Cage | PLIF C/F Cage | Straight / Wedge | 98094 |  | May 2018 | Group Benefit Change
13 - Spinal | 13.12 - Vertebral Body Replacement | 13.12.02 - Stackable Cage |  |  | DP513 | 3609 | Johnson & Johnson Medical Pty Ltd | Stackable Corpectomy CFRP Cage System | Stackable Cage | Xsmall-Xlarge | 98094 |  | May 2018 | Group Benefit Change
13 - Spinal | 13.10 - Fusion Cage | 13.10.02 - Interbody, No Integral Fixation | 13.10.02.01 - Cervical |  | DP514 | 2189 | Johnson & Johnson Medical Pty Ltd | Brantigan I/F Cage | Cervical Brantigan Cage | Standard/Large 4-10mm | 98094 |  | May 2018 | Group Benefit Change
13 - Spinal | 13.10 - Fusion Cage | 13.10.02 - Interbody, No Integral Fixation | 13.10.02.02 - ThoracoLumbar / Lumbar | Paired | DP515 | 2346 | Johnson & Johnson Medical Pty Ltd | I/F Ramp | PLIF C/F Ramp | 7-15 x 9-17 x 21 - 25 mm | 98094 |  | May 2018 | Group Benefit Change
12 - Knee | 12.08 - PATELLAR COMPONENT | 12.08.02 - Cemented, Polyethylene, Metal Backed | 12.08.02.01 - Mobile |  | DP523 | 385 | Johnson & Johnson Medical Pty Ltd | LCS Complete Knee System patella component | Metal backed, CoCr, rotating, cemented | Sizes small to large+ | 230927 |  | July 2023 | Group Benefit Change, Changed
12 - Knee | 12.08 - PATELLAR COMPONENT | 12.08.01 - Cemented, All Polyethylene |  |  | DP524 | 385 | Johnson & Johnson Medical Pty Ltd | LCS Complete Knee System patella component | All Poly patella, UHMWPE, cemented | Sizes small to large+ | 217375 |  | July 2023 | Group Benefit Change, Changed
11 - Hip | 11.01 - FEMORAL COMPONENTS - PRIMARY AND REVISION | 11.01.04 - Uncemented, HA Coated | 11.01.04.01 - Grit Blast | SCP | DP943 | 3223 | Johnson & Johnson Medical Pty Ltd | Corail Femoral Stem | Titanium, grit blast, full HA coating, | Size 6 to 20 or in lengths 110 -190mm | 143073 268792 268793 |  | November 2022 | Group Benefit Change
13 - Spinal | 13.10 - Fusion Cage | 13.10.02 - Interbody, No Integral Fixation | 13.10.02.01 - Cervical |  | DR025 | 2189 | MEDIVANCE PTY LTD | Hygro-C ACDF Cage | Hygro-C Titanium ACDF Cage | Length (13.7mm) x Width (16.5-19.1mm) x Height (4-9mm); Lordotic angle 6 Degrees | 330365 |  | July 2020 | Group Benefit Change
13 - Spinal | 13.01 - Bone Screws | 13.01.02 - Pedicle, Polyaxial |  |  | DU001 | 1050 | SPINEART AUSTRALIA PTY. LTD. | Perla Posterior Cervico-Thoracic Fixation System - Polyaxial Screw | Polyaxial lateral mass screws: polyaxial screws, smooth shank screws, preferred angle screws | Diameter: 3.5mm, 4.0mm, 4.5 mm Length (polyaxial and preferred angle): 8mm, 10mm, 12mm, 14mm, 16mm, 18mm, 20mm, 24mm, 28mm, 32mm, 36mm, 40mm, 44mm, 48mm, 52mm Length (smooth shank): 18mm, 20mm, 22mm, 24mm, 26mm, 28mm, 30mm, 32mm, 34mm, 36mm | 338498 |  | November 2020 | Group Benefit Change
13 - Spinal | 13.02 - Accessories for bone screws and connector components | 13.02.01 - Nut/Set Screw/Locking Screw |  |  | DU002 | 144 | SPINEART AUSTRALIA PTY. LTD. | Perla Posterior Cervico-Thoracic Fixation System - Set Screw | Set screws for Perla spinal fixation system: set screws, extended set screws, hexagonal set screws | One size only | 338498 |  | March 2021 | Group Benefit Change
13 - Spinal | 13.03 - Connector | 13.03.01 - In-Line |  |  | DU003 | 655 | SPINEART AUSTRALIA PTY. LTD. | Perla Posterior Cervico-Thoracic Fixation System - Parallel Connector | Parallel rod connectors | Diameter: 3.5/3.5mm; 3.5/5.4mm; 3.5/5.5mm; 3.5/6mm | 338498 |  | November 2020 | Group Benefit Change
13 - Spinal | 13.03 - Connector | 13.03.03 - Transverse (Rod-to-Rod) | 13.03.03.02 - Adjustable |  | DU005 | 1137 | SPINEART AUSTRALIA PTY. LTD. | Perla Posterior Cervico-Thoracic Fixation System - Cross Connector | Adjustable rod-to-rod cross connectors | RTR - Length: 21-23mm, 23-26mm, 26-32mm, 32-44mm, 44-45mm | 338498 |  | November 2021 | Group Benefit Change
13 - Spinal | 13.06 - Rod | 13.06.01 - Standard |  |  | DU007 | 355 | SPINEART AUSTRALIA PTY. LTD. | Perla Posterior Cervico-Thoracic Fixation System - Rod | Straight rods, pre-bent rods - Titanium or cobalt chromium | Diameter: 3.5mm Length: 20mm, 25mm, 30mm, 35mm, 40mm, 45mm, 50mm, 55mm, 60mm, 65mm, 70mm, 75mm, 80mm, 85mm, 90mm, 100mm, 110mm, 120mm, 240mm, 350mm | 338498 |  | March 2021 | Group Benefit Change
13 - Spinal | 13.06 - Rod | 13.06.01 - Standard |  | Dual Diameter | DU008 | 446 | SPINEART AUSTRALIA PTY. LTD. | Perla Posterior Cervico-Thoracic Fixation System - Transition Rod | Transition rods - Titanium or cobalt chromium | Diameter: 3.5/5.4 to 6.0 mm Length: 300mm, 600mm | 338498 |  | November 2020 | Group Benefit Change
13 - Spinal | 13.10 - Fusion Cage | 13.10.02 - Interbody, No Integral Fixation | 13.10.02.02 - ThoracoLumbar / Lumbar | Paired | DU010 | 2346 | SPINEART AUSTRALIA PTY. LTD. | Juliet Ti PO | Titanium lumbar cage | Length: 24mm Height: 7mm, 8mm, 9mm, 10mm, 11mm, 12mm, 13mm, 14mm, 15mm or 16mm Width: 8mm, 8.5mm, 9mm or 10.5mm Lordosis: 6º or 12º | 166194 |  | May 2018 | Group Benefit Change
13 - Spinal | 13.05 - Plate | 13.05.01 - Integral Fixation | 13.05.01.01 - Cervical | >55mm | DU014 | 1426 | SPINEART AUSTRALIA PTY. LTD. | Tryptik 2 Anterior Cervical Plate | Anterior cervical plate | Length: 55mm, 58mm, 61mm, 64mm, 68mm, 72mm, 76mm, 80mm, 84mm, 88mm, 92mm | 166151 |  | May 2018 | Group Benefit Change
13 - Spinal | 13.01 - Bone Screws | 13.01.01 - Pedicle, Monoaxial |  |  | DU017 | 752 | SPINEART AUSTRALIA PTY. LTD. | Romeo 2 Posterior Thoraco-lumbar Fixation System - Monoxial Screw | Monomial pedicle screw | Diameter: 4mm, 5mm, 6mm, 7mm, 8mm Length: 25m, 30mm, 35mm, 40mm, 45mm, 50mm, 55mm, 60mm, 70mm, 80mm | 198720 |  | March 2021 | Group Benefit Change
13 - Spinal | 13.01 - Bone Screws | 13.01.02 - Pedicle, Polyaxial |  |  | DU018 | 1050 | SPINEART AUSTRALIA PTY. LTD. | Romeo 2 Posterior Thoraco-lumbar Fixation System - Polyaxial Screw, Reduction Screw, 25D Screw | Polyaxial screw, polyaxial reduction screw | Diameter: 4mm, 5mm, 6mm, 7mm, 8mm Length: 25mm, 30mm, 35mm, 40mm, 45mm, 50mm, 55mm, 60mm, 70mm, 80mm, 90mm | 198720 |  | March 2021 | Group Benefit Change
13 - Spinal | 13.02 - Accessories for bone screws and connector components | 13.02.01 - Nut/Set Screw/Locking Screw |  |  | DU019 | 144 | SPINEART AUSTRALIA PTY. LTD. | Romeo 2/Romeo 2 MIS Posterior Thoraco-lumbar Fixation System - Set Screw | Set screw | One size only | 198720 |  | March 2021 | Group Benefit Change
13 - Spinal | 13.06 - Rod | 13.06.01 - Standard |  |  | DU021 | 355 | SPINEART AUSTRALIA PTY. LTD. | Romeo 2/Romeo 2 MIS Posterior Thoraco-lumbar Fixation System - Rod, Percutaneous Rod | Rod, percutaneous rod | Rod - Diameter 5.4mm Length: pre-bent: 30mm, 35mm, 40mm, 45mm, 50mm, 55mm, 60mm, 70mm, 80mm, 90mm; straight: 100mm, 120mm, 140mm, 160mm, 180mm, 200mm, 220mm, 240mm, 350mm, 500mm, 550mm Percutaneous Rod - Diameter: 5.4mm Length: pre-bent - 30mm, 35mm, 40mm, 45mm, 50mm, 55mm, 60mm, 65mm, 70mm, 75mm, 80mm, 85mm, 90mm; straight - 100mm, 110mm, 120mm, 130mm, 140mm, 150mm, 160mm, 170mm, 180mm, 190mm, 200mm, 210mm, 220mm, 230mm, 240mm, 250mm | 198720 |  | March 2021 | Group Benefit Change
13 - Spinal | 13.03 - Connector | 13.03.01 - In-Line |  |  | DU022 | 655 | SPINEART AUSTRALIA PTY. LTD. | Romeo 2 Posterior Thoraco-lumbar Fixation System - Parallel Rod Connector, Axial Rod Connector | Parallel rod connector, axial rod connector | one size only | 198720 |  | March 2021 | Group Benefit Change
13 - Spinal | 13.03 - Connector | 13.03.03 - Transverse (Rod-to-Rod) | 13.03.03.02 - Adjustable |  | DU023 | 1137 | SPINEART AUSTRALIA PTY. LTD. | Romeo 2 Posterior Thoraco-lumbar Fixation System - Multiaxial Cross Connector | Multiaxial cross connector, Multiaxial pre-bent cross connector | Length: 33 - 36mm, 36-43mm, 43-55mm, 55-80mm | 198720 |  | March 2021 | Group Benefit Change
13 - Spinal | 13.01 - Bone Screws | 13.01.02 - Pedicle, Polyaxial |  | Cannulated | DU026 | 1124 | SPINEART AUSTRALIA PTY. LTD. | Romeo 2 MIS Posterior Thoraco-lumbar Fixation System - Cannulated Polyaxial Screw | Cannulated polyaxial pedicle screw, perforated cannulated polyaxial pedicle screw | Cannulated Screw - Diameter: 5mm, 6mm, 7mm Length: 30mm, 35mm, 40mm, 45mm, 50mm, 55mm, 60mm Perforated Cannulated Screw - Diameter: 5mm, 6mm, 7mm, 8mm Length: 35mm, 40mm, 45mm, 50mm, 55mm, 60mm | 198720 |  | March 2021 | Group Benefit Change
13 - Spinal | 13.10 - Fusion Cage | 13.10.02 - Interbody, No Integral Fixation | 13.10.02.02 - ThoracoLumbar / Lumbar | Paired | DU030 | 2346 | SPINEART AUSTRALIA PTY. LTD. | Juliet Posterior Lumbar Interbody Cage | PEEK cage built in anatomical slope. | All 22mm length. 8, 10, 12 and 14mm heights. 0 or 5 degrees anatomical slope. | 166194 |  | May 2018 | Group Benefit Change
13 - Spinal | 13.10 - Fusion Cage | 13.10.02 - Interbody, No Integral Fixation | 13.10.02.01 - Cervical |  | DU036 | 2189 | SPINEART AUSTRALIA PTY. LTD. | Tryptik Anterior Cervical Cage | Tryptik Anterior Cervical Cages are manufactured from PEEK and are anatomically shaped to fit between vertebral bodies. | Heights 5-12mm. Lordotic and Convex | 166194 |  | July 2022 | Group Benefit Change
13 - Spinal | 13.01 - Bone Screws | 13.01.01 - Pedicle, Monoaxial |  |  | DU040 | 752 | SPINEART AUSTRALIA PTY. LTD. | Perla TL Posterior thoraco-lumbar fixation system - monoaxial screw | Monoaxial pedicle screws | Diameter: 4.5 - 9.5mm. Length: 25 - 120mm. | 338498 |  | March 2021 | Group Benefit Change
13 - Spinal | 13.01 - Bone Screws | 13.01.02 - Pedicle, Polyaxial |  | Shank | DU041 | 540 | SPINEART AUSTRALIA PTY. LTD. | Perla TL Posterior thoraco-lumbar fixation system - polyaxial screw-shank | Polyaxial screw shanks: cortical bone screw shanks, degenerative bone screw shanks | Diameter (cortical bone screw shank): 4.5 - 7.5mm, Diameter (degenerative bone screw shank): 4.5 - 9.5mm. Length (cortical bone screw shank): 25 - 50mm. Length (degenerative bone screw shank): 25 - 120mm. | 338498 |  | March 2021 | Group Benefit Change
13 - Spinal | 13.02 - Accessories for bone screws and connector components | 13.02.01 - Nut/Set Screw/Locking Screw |  |  | DU042 | 144 | SPINEART AUSTRALIA PTY. LTD. | Perla TL Posterior thoraco-lumbar fixation system - setscrew | Setscrew | one size | 338498 |  | March 2021 | Group Benefit Change
13 - Spinal | 13.06 - Rod | 13.06.01 - Standard |  |  | DU048 | 355 | SPINEART AUSTRALIA PTY. LTD. | Perla TL Posterior thoraco-lumbar fixation system - rod | Straight rods, pre-bent rods - Titanium or colbalt chromium | Diameter: 5.5, 6mm. Length: 30 - 550mm | 338498 |  | March 2021 | Group Benefit Change
13 - Spinal | 13.03 - Connector | 13.03.03 - Transverse (Rod-to-Rod) | 13.03.03.02 - Adjustable |  | DU049 | 1137 | SPINEART AUSTRALIA PTY. LTD. | Perla TL Posterior thoraco-lumbar fixation system - cross connector (adjustable) | Multiaxial cross connector - straight or pre-bent | Length: 30-31mm, 31-33mm, 33-36mm, 36-43mm, 43-55mm, 55-80 mm | 338498 |  | March 2021 | Group Benefit Change
13 - Spinal | 13.03 - Connector | 13.03.01 - In-Line |  |  | DU050 | 655 | SPINEART AUSTRALIA PTY. LTD. | Perla TL Posterior thoraco-lumbar fixation system - parallel connector | Parallel connector | Diameter: 5.5, 6mm | 338498 |  | November 2021 | Group Benefit Change
13 - Spinal | 13.10 - Fusion Cage | 13.10.02 - Interbody, No Integral Fixation | 13.10.02.01 - Cervical |  | DU051 | 2189 | SPINEART AUSTRALIA PTY. LTD. | Tryptik Ti cage | Titanium anterior cervical cage | Height: 4.5mm, 5mm, 6mm, 7mm, 8mm, 9mm, 10mm. Width: 12mm, 14mm Depth: 15mm, 12mm Lordosis: convex and 7°. | 338461 |  | March 2021 | Group Benefit Change
13 - Spinal | 13.01 - Bone Screws | 13.01.02 - Pedicle, Polyaxial |  |  | DU052 | 1050 | SPINEART AUSTRALIA PTY. LTD. | Perla TL Posterior thoraco-lumbar fixation system - polyaxial screw | Polyaxial lateral mass screws: polyaxial screws, reduction screws, 25D screws | Diameter (polyaxial screws, reduction screws): 4.5 - 10.5mm. Diameter (25D screws): 4.5 - 6.5mm Length (polyaxial screws, reduction screws): 25 - 120mm. Length: 25 - 90mm. | 338498 |  | March 2021 | Group Benefit Change
13 - Spinal | 13.06 - Rod | 13.06.01 - Standard |  |  | DU056 | 355 | SPINEART AUSTRALIA PTY. LTD. | Perla Posterior Occipito-Cervico-Thoracic fixation system - adjustable occipital rod | Adjustable occipital rod (titanium) | Small, Medium | 338498 |  | November 2021 | Group Benefit Change
13 - Spinal | 13.01 - Bone Screws | 13.01.02 - Pedicle, Polyaxial |  | Cannulated | DU057 | 1124 | SPINEART AUSTRALIA PTY. LTD. | Perla TL Posterior thoraco-lumbar fixation system - cannulated polyaxial screw | Cannulated polyaxial screws, cannulated sagittal screws: cannulated /cannulated & fenestrated | Diameter: 4.5-10.5mm | 338498 |  | November 2021 | Group Benefit Change
13 - Spinal | 13.01 - Bone Screws | 13.01.02 - Pedicle, Polyaxial |  | Shank | DU058 | 540 | SPINEART AUSTRALIA PTY. LTD. | Perla TL Posterior thoraco-lumbar fixation system - cannulated polyaxial screw-shank | Modular cannulated polyaxial bone screw shanks, modular cannulated fenestrated polyaxial bone screw shanks | Diameter: 4.5 - 8.5mm Length: 25 - 60mm | 338498 |  | November 2021 | Group Benefit Change
13 - Spinal | 13.06 - Rod | 13.06.01 - Standard |  |  | DU059 | 355 | SPINEART AUSTRALIA PTY. LTD. | Perla TL Posterior thoraco-lumbar fixation system - percutaneous rod | Percutaneous straight rods, pre-bent rods - Titanium | Diameter: 5.5, 6mm. Length: 30 - 250mm | 338498 |  | November 2021 | Group Benefit Change
13 - Spinal | 13.06 - Rod | 13.06.01 - Standard |  |  | DU060 | 355 | SPINEART AUSTRALIA PTY. LTD. | Perla Posterior Occipito-Cervico-Thoracic fixation system - occipital rod | Occipital rod - Titanium or cobalt chromium | 3.5 x 220 - 90mm or 3.5 x 120 - 90 mm | 338498 |  | November 2021 | Group Benefit Change
13 - Spinal | 13.05 - Plate | 13.05.02 - No Integral Fixation | 13.05.02.03 - Occipital |  | DU061 | 1803 | SPINEART AUSTRALIA PTY. LTD. | Perla Posterior Occipito-Cervico-Thoracic fixation system - occipital plate | Occipital plate | 31 - 45 mm, Small, medium, large | 338498 |  | November 2021 | Group Benefit Change
01 - Ophthalmic | 01.04 - CAPSULAR TENSION RINGS | 01.04.01 - Simple |  |  | DV009 | 109 | Designs for Vision Pty Ltd | Morcher Capsular Tension Ring | PMMA Implant | sizes 8 -12mm | 132347 |  | May 2018 | Group Benefit Change
01 - Ophthalmic | 01.04 - CAPSULAR TENSION RINGS | 01.04.02 - Complex |  |  | DV010 | 231 | Designs for Vision Pty Ltd | Morcher Complex Capsular Tension Ring | PMMA Implant | 9.5mm, 10mm, 11mm, 12.5mm, 13mm | 132347 |  | May 2018 | Group Benefit Change
01 - Ophthalmic | 01.04 - CAPSULAR TENSION RINGS | 01.04.01 - Simple |  | pl | DV029 | 168 | Designs for Vision Pty Ltd | Eyejet CTR | Capsular tension ring made of PMMA per-load on disposable injector | 10mm, 11mm, 12mm | 132347 |  | May 2018 | Group Benefit Change
01 - Ophthalmic | 01.03 - INTRAOCULAR FLUIDS | 01.03.02 - Non Viscous |  |  | DV231 | 36 | Designs for Vision Pty Ltd | Vision Blue | Trypan blue dye for ophthalmic applications | 0.5ml syringe | 147581 |  | May 2018 | Group Benefit Change
01 - Ophthalmic | 01.02 - POSTERIOR CHAMBER INTRAOCULAR LENSES | 01.02.02 - Foldable | 01.02.02.03 - Edge modification | at, pl | DV268 | 238 | Designs for Vision Pty Ltd | Hoya Vivinex iSert preloaded IOL (Model XC1) | Preloaded injector system, micro incision, aspheric, UV filtering, single piece, hydrophobic acrylic | +6.0 to 30.0 D (in 0.5D steps) | 117417 |  | May 2018 | Group Benefit Change
01 - Ophthalmic | 01.02 - POSTERIOR CHAMBER INTRAOCULAR LENSES | 01.02.02 - Foldable | 01.02.02.03 - Edge modification | at, pl | DV269 | 238 | Designs for Vision Pty Ltd | HOYA iSert® 250 | Preloaded injector system, Micro-Incision, Aspheric, UV filtering, Single Piece, Hydrophobic | +6.0D to +30.0D (in 0.5D steps) | 112674 117417 |  | May 2018 | Group Benefit Change
01 - Ophthalmic | 01.03 - INTRAOCULAR FLUIDS | 01.03.01 - Viscoelastic |  |  | DV273 | 55 | Designs for Vision Pty Ltd | Oasis Visco Shield HPMC Viscoelastic | A sterile, high molecular weight HPMC solution for use as a surgical aid in maintaining a deep anterior chamber during ophthalmic surgical procedures | 2 ml syringe | 373573 |  | March 2022 | Group Benefit Change
11 - Hip | 11.03 - ACETABULAR COMPONENTS | 11.03.04 - Insert/Liner | 11.03.04.03 - Ceramic |  | DY034 | 1776 | Johnson & Johnson Medical Pty Ltd | Duraloc Option Acetabular Shell Ceramic Insert | Ceramic, Biolox Forte | 46-66 mm | 97696 98086 |  | May 2018 | Group Benefit Change
11 - Hip | 11.04 - ACCESSORIES | 11.04.09 - Dome Plug |  |  | DY077 | 131 | Johnson & Johnson Medical Pty Ltd | Apex Hole eliminator | Hole eliminator screw Titanium | 48 - 66 mm | 238812 |  | July 2023 | Changed Product Sizes
13 - Spinal | 13.02 - Accessories for bone screws and connector components | 13.02.01 - Nut/Set Screw/Locking Screw |  |  | DY107 | 144 | Johnson & Johnson Medical Pty Ltd | Carbon Fibre Cages | Stackable Cage Titanium Interface Screw Nuts | One size only | 128255 128257 98094 |  | May 2018 | Group Benefit Change
11 - Hip | 11.01 - FEMORAL COMPONENTS - PRIMARY AND REVISION | 11.01.04 - Uncemented, HA Coated | 11.01.04.02 - Beaded | SCP | DY134 | 3198 | Johnson & Johnson Medical Pty Ltd | Summit Femoral Stem | Titanium, beaded proximally with HA, duofix distal grit blast | Size 1-10 | 215936 |  | May 2018 | Group Benefit Change
13 - Spinal | 13.03 - Connector | 13.03.01 - In-Line |  |  | DY184 | 655 | Johnson & Johnson Medical Pty Ltd | Monarch Spinal System | Dual Rod Connectors End to End or Side by Side | 4.75 to 6.35mm | 145010 97391 |  | May 2018 | Group Benefit Change
12 - Knee | 12.09 - TUMOUR PRODUCTS | 12.09.02 - Proximal Tibia | 12.09.02.02 - Condylar, including metaphyseal and/or diaphyseal |  | DY195 | 7006 | Johnson & Johnson Medical Pty Ltd | Limb Preservation System | Tibial Replacement Component | X-small | 226874 |  | July 2023 | Changed Product Sizes
12 - Knee | 12.11 - KNEE ACCESSORIES | 12.11.04 - Connectors for hinged prostheses |  |  | DY196 | 2581 | Johnson & Johnson Medical Pty Ltd | Limb Preservation System | Tibial Hinge Insert | XX-Small, X-Small, Small, Medium, Height (mm) 12 - 31 | 228695 314170 |  | July 2021 | Group Benefit Change
11 - Hip | 11.03 - ACETABULAR COMPONENTS | 11.03.04 - Insert/Liner | 11.03.04.02 - Modified polyethylene |  | DY210 | 930 | Johnson & Johnson Medical Pty Ltd | Pinnacle Acetabular Cross Linked UHMWPE Insert | UHMWPE, highly cross linked insert | 22-48mm ID | 225791 232174 |  | March 2023 | Group Benefit Change
11 - Hip | 11.02 - FEMORAL HEADS | 11.02.02 - Conventional Femoral Heads, >32mm | 11.02.02.02 - Cobalt Chrome |  | DY402 | 673 | Johnson & Johnson Medical Pty Ltd | DePuy Synthes Conventional Metal Femoral Heads | Metal Femoral Head - Articul/eze, M-Spec, Ultamet, Modular M-Spec, Unipolar | 36mm to 60mm | 261972 261992 261993 264072 |  | March 2021 | Group Benefit Change
11 - Hip | 11.04 - ACCESSORIES | 11.04.10 - Head Taper Insert |  |  | DY403 | 307 | Johnson & Johnson Medical Pty Ltd | Cathcart Taper Insert | CoCr head taper insert for use with Unipolar Head (DY402) | -3 to +10mm | 255314 |  | May 2018 | Group Benefit Change
11 - Hip | 11.02 - FEMORAL HEADS | 11.02.02 - Conventional Femoral Heads, >32mm | 11.02.02.05 - Ceramic Mix |  | DY464 | 1793 | Johnson & Johnson Medical Pty Ltd | DePuy Delta Ceramic Femoral Head | Ceramic delta >32mm | >32mm | 232415 |  | November 2022 | Group Benefit Change
12 - Knee | 12.03 - TIBIAL TRAY COMPONENT - TOTAL KNEE ARTHROPLASTY | 12.03.02 - Cemented, Alloy |  | Revision | DY467 | 2758 | Johnson & Johnson Medical Pty Ltd | PFC Sigma Knee System tibial baseplate | Tibial baseplate, cemented, keeled, Titanium, standard and offset keels with capacity for augment and stem attachment | Size 1.5 - 5 | 221774 |  | March 2023 | Group Benefit Change
12 - Knee | 12.05 - TIBIAL INSERT: TOTAL KNEE ARTHROPLASTY | 12.05.01 - Minimally Stabilised |  |  | DY481 | 992 | Johnson & Johnson Medical Pty Ltd | PFC Sigma Knee System tibial insert | Curved GVF Insert | Sizes 1.5 - 6. 8-20mm | 224761 |  | July 2023 | Changed Product Description, Product Sizes
12 - Knee | 12.08 - PATELLAR COMPONENT | 12.08.03 - Uncemented, Polyethylene, Metal Backed | 12.08.03.01 - Mobile |  | DY502 | 385 | Johnson & Johnson Medical Pty Ltd | LCS Complete Knee System patella component | Metal backed, CoCr, rotating, uncemented | Sizes small to large+ | 217368 |  | March 2023 | Group Benefit Change
11 - Hip | 11.03 - ACETABULAR COMPONENTS | 11.03.04 - Insert/Liner | 11.03.04.06 - Ceramic Mix |  | DY512 | 1806 | Johnson & Johnson Medical Pty Ltd | Pinnacle Acetabular Cup System | Pinnacle ceramic liner | 44 - 66mm | 223381 |  | November 2022 | Group Benefit Change
11 - Hip | 11.01 - FEMORAL COMPONENTS - PRIMARY AND REVISION | 11.01.04 - Uncemented, HA Coated | 11.01.04.01 - Grit Blast |  | DY514 | 3223 | Johnson & Johnson Medical Pty Ltd | Corail Revision Femoral Stem | Titanium, grit blast, full HA coating, fluted distally | Size ≤13, (length less than 200mm) | 173831 |  | November 2022 | Group Benefit Change
11 - Hip | 11.01 - FEMORAL COMPONENTS - PRIMARY AND REVISION | 11.01.06 - Uncemented, Long Lengths, HA Coated (≥ 200mm) | 11.01.06.01 - Grit Blast |  | DY515 | 4826 | Johnson & Johnson Medical Pty Ltd | Corail Revision Femoral Stem | Titanium, grit blast, full HA coating, fluted distally | Sizes 14 - 20, (length 200mm & greater) | 307520 |  | July 2023 | Changed Product Name
11 - Hip | 11.03 - ACETABULAR COMPONENTS | 11.03.02 - Shells, Uncemented | 11.03.02.02 - Beaded | SCP | DY521 | 1852 | Johnson & Johnson Medical Pty Ltd | Pinnacle Acetabular Shell | Titanium, beaded (Porocoat), not HA, acetabular cups | 38 - 80mm | 221600 221679 223026 |  | May 2018 | Group Benefit Change
13 - Spinal | 13.01 - Bone Screws | 13.01.02 - Pedicle, Polyaxial |  | Cannulated | DY556 | 1124 | Johnson & Johnson Medical Pty Ltd | Expedium Spine System | Polyaxial Screws | 4.35 - 12mm diameter | 145290 |  | May 2018 | Group Benefit Change
13 - Spinal | 13.06 - Rod | 13.06.01 - Standard |  |  | DY578 | 355 | Johnson & Johnson Medical Pty Ltd | Expedium Spine System | Rods | 4.5 to 7.5 Diameter | 145010 178040 205380 |  | July 2021 | Group Benefit Change
06 - Specialist Orthopaedic | 06.03 - SKELETAL RECONSTRUCTION | 06.03.03 - Plates | 06.03.03.19 - Periarticular anatomic - Humerus ≤ 6 holes | LK | DZ001 | 1208 | AUSTRALIAN ORTHOPAEDIC FIXATIONS PTY LTD | Valens Shoulder and Elbow - Elbow | Distal Humerus, Lateral, Medial, Olecranon, Locking Plates | 1-6 Holes | 276915 |  | May 2018 | Group Benefit Change
06 - Specialist Orthopaedic | 06.03 - SKELETAL RECONSTRUCTION | 06.03.03 - Plates | 06.03.03.20 - Periarticular anatomic - Humerus ≥ 7 to ≤ 15 holes | VAL | DZ002 | 1513 | AUSTRALIAN ORTHOPAEDIC FIXATIONS PTY LTD | Valens Shoulder and Elbow - Elbow | Distal Humerus, Lateral, Medial, Olecranon, Locking Plates | 7-15 Holes | 276915 |  | May 2018 | Group Benefit Change
06 - Specialist Orthopaedic | 06.03 - SKELETAL RECONSTRUCTION | 06.03.03 - Plates | 06.03.03.22 - Periarticular anatomic - Radius ≤ 6 holes | VAL | DZ003 | 1372 | AUSTRALIAN ORTHOPAEDIC FIXATIONS PTY LTD | Valens Shoulder and Elbow - Elbow | Locking Compression Plate Proximal Radius | 1-6 Holes | 276915 |  | May 2018 | Group Benefit Change
06 - Specialist Orthopaedic | 06.03 - SKELETAL RECONSTRUCTION | 06.03.03 - Plates | 06.03.03.26 - Periarticular anatomic - Ulna ≥ 7 to ≤ 15 holes | VAL | DZ004 | 1248 | AUSTRALIAN ORTHOPAEDIC FIXATIONS PTY LTD | Valens Shoulder and Elbow - Elbow | Ulna Hook Locking Compression Plate | 7 Holes | 276915 |  | May 2018 | Group Benefit Change
06 - Specialist Orthopaedic | 06.03 - SKELETAL RECONSTRUCTION | 06.03.03 - Plates | 06.03.03.16 - Periarticular anatomic - Clavicle plate ≤ 6 holes | LK | DZ005 | 1217 | AUSTRALIAN ORTHOPAEDIC FIXATIONS PTY LTD | Valens Shoulder and Elbow - Clavicle | Clavicle - Superior, Anterior, Hook, Locking Plates | ≤ 6 holes | 276915 |  | May 2018 | Group Benefit Change
06 - Specialist Orthopaedic | 06.03 - SKELETAL RECONSTRUCTION | 06.03.03 - Plates | 06.03.03.16 - Periarticular anatomic - Clavicle plate ≤ 6 holes | VAL | DZ006 | 1353 | AUSTRALIAN ORTHOPAEDIC FIXATIONS PTY LTD | Valens Shoulder and Elbow - Clavicle | Clavicle – Superior, Anterior, Hook, Locking Plates | 7-15 Holes | 276915 |  | May 2018 | Group Benefit Change
06 - Specialist Orthopaedic | 06.03 - SKELETAL RECONSTRUCTION | 06.03.01 - Intramedullary Nails | 06.03.01.02 - Femoral, Proximal long (≥220mm) |  | DZ007 | 1214 | AUSTRALIAN ORTHOPAEDIC FIXATIONS PTY LTD | F3 Femoral Nail | F3 Femoral Nail Titanium | Length 320mm to 440mm, left and right | 111818 |  | May 2018 | Group Benefit Change
06 - Specialist Orthopaedic | 06.03 - SKELETAL RECONSTRUCTION | 06.03.04 - Screws | 06.03.04.02 - Small (2.71mm – 4.49mm) | LK | DZ008 | 111 | AUSTRALIAN ORTHOPAEDIC FIXATIONS PTY LTD | Austofix Intramedullary Screws | Humeral Head Screw, stainless steel | 4.3mm | 111818 |  | May 2018 | Group Benefit Change
06 - Specialist Orthopaedic | 06.03 - SKELETAL RECONSTRUCTION | 06.03.04 - Screws | 06.03.04.03 - Mini (2.01 – 2.7 mm) | LK | DZ010 | 109 | AUSTRALIAN ORTHOPAEDIC FIXATIONS PTY LTD | VRP Distal Radius Fixation System | VRP Distal Radius Fixation System, Variable Angle, Threaded, non-threaded, partially threaded locking, non-locking screw, peg, titanium | 2.5-2.7mm diameter, 10-34mm length | 149433 |  | May 2018 | Group Benefit Change
06 - Specialist Orthopaedic | 06.03 - SKELETAL RECONSTRUCTION | 06.03.01 - Intramedullary Nails | 06.03.01.04 - Tibial/Fibular |  | DZ012 | 1033 | AUSTRALIAN ORTHOPAEDIC FIXATIONS PTY LTD | Austofix Femoral and Tibial Nailing System | Universal Tibial Nail (UTN) 4.0/4.8, stainless steel or titanium | Diameter 8 – 11mm, Lengths 260mm – 420mm | 111818 |  | May 2018 | Group Benefit Change
06 - Specialist Orthopaedic | 06.03 - SKELETAL RECONSTRUCTION | 06.03.04 - Screws | 06.03.04.02 - Small (2.71mm – 4.49mm) |  | DZ013 | 54 | AUSTRALIAN ORTHOPAEDIC FIXATIONS PTY LTD | Austofix Proximal Humeral Plating System - Austofix PHP Cancellous Screw | Cancellous Screw, Titanium | 4mm 20-40mm | 111818 |  | May 2018 | Group Benefit Change
06 - Specialist Orthopaedic | 06.03 - SKELETAL RECONSTRUCTION | 06.03.04 - Screws | 06.03.04.02 - Small (2.71mm – 4.49mm) | LK | DZ014 | 111 | AUSTRALIAN ORTHOPAEDIC FIXATIONS PTY LTD | Austofix Proximal Humeral Plating System - Austofix PHP Locking Screw | Locking Screw Titanium | 3.5mm, 16-100mm | 276915 |  | March 2020 | Group Benefit Change
06 - Specialist Orthopaedic | 06.03 - SKELETAL RECONSTRUCTION | 06.03.04 - Screws | 06.03.04.02 - Small (2.71mm – 4.49mm) |  | DZ015 | 54 | AUSTRALIAN ORTHOPAEDIC FIXATIONS PTY LTD | Austofix Proximal Humeral Plating System - Austofix Cortical Screw | Cortical Screw, Titanium | 3.5mm, 20-40mm | 111818 |  | May 2018 | Group Benefit Change
06 - Specialist Orthopaedic | 06.03 - SKELETAL RECONSTRUCTION | 06.03.04 - Screws | 06.03.04.02 - Small (2.71mm – 4.49mm) | LK | DZ017 | 111 | AUSTRALIAN ORTHOPAEDIC FIXATIONS PTY LTD | Austofix Proximal Humeral Plating System - Austofix VA Locking Screw | Variable Angle Locking Screw, Cobalt Chrome | 3.5mm 20-100mm | 111818 |  | May 2018 | Group Benefit Change
06 - Specialist Orthopaedic | 06.03 - SKELETAL RECONSTRUCTION | 06.03.01 - Intramedullary Nails | 06.03.01.02 - Femoral, Proximal long (≥220mm) |  | DZ018 | 1214 | AUSTRALIAN ORTHOPAEDIC FIXATIONS PTY LTD | Austofix Femoral & Tibial Nailing System | F2 Femoral Nail 4.8/6.2; s-s | Dia 9 - 12mm; Lengths 320 - 460mm | 111818 |  | May 2018 | Group Benefit Change
06 - Specialist Orthopaedic | 06.03 - SKELETAL RECONSTRUCTION | 06.03.01 - Intramedullary Nails | 06.03.01.01 - Femoral, Proximal short (<220mm) |  | DZ019 | 914 | AUSTRALIAN ORTHOPAEDIC FIXATIONS PTY LTD | Austofix Femoral and Tibial Nailing System | H2 Hip Nail 4.8/6.5, stainless steel or titanium | Dia 11mm, Lengths 170mm – 240mm | 111818 |  | May 2018 | Group Benefit Change
06 - Specialist Orthopaedic | 06.03 - SKELETAL RECONSTRUCTION | 06.03.04 - Screws | 06.03.04.02 - Small (2.71mm – 4.49mm) |  | DZ020 | 54 | AUSTRALIAN ORTHOPAEDIC FIXATIONS PTY LTD | VRP Distal Radius Fixation System, 3.5mm Cortical Screw, Titanium | 3.5mm Cortical Screw, Titanium | 3.5mm diameter, 10mm-20mm lengths | 149433 |  | May 2018 | Group Benefit Change
06 - Specialist Orthopaedic | 06.03 - SKELETAL RECONSTRUCTION | 06.03.03 - Plates | 06.03.03.23 - Periarticular anatomic - Radius ≥ 7 to ≤ 15 holes | VAL | DZ022 | 1239 | AUSTRALIAN ORTHOPAEDIC FIXATIONS PTY LTD | VRP Distal Radius Fixation System | Volar Distal Radius Plate | Standard, wide, narrow, long, short - left, right and universal | 149433 |  | May 2018 | Group Benefit Change
06 - Specialist Orthopaedic | 06.03 - SKELETAL RECONSTRUCTION | 06.03.04 - Screws | 06.03.04.06 - Screw Washers |  | DZ023 | 59 | AUSTRALIAN ORTHOPAEDIC FIXATIONS PTY LTD | Austofix Femoral & Tibial Nailing System | Washer for screws; s-s | Dia 11mm & 13mm | 111818 |  | May 2018 | Group Benefit Change
06 - Specialist Orthopaedic | 06.03 - SKELETAL RECONSTRUCTION | 06.03.03 - Plates | 06.03.03.20 - Periarticular anatomic - Humerus ≥ 7 to ≤ 15 holes | VAL | DZ025 | 1513 | AUSTRALIAN ORTHOPAEDIC FIXATIONS PTY LTD | Austofix PHP - Proximal Humeral Plating System | Anatomic Periarticular Humeral Variable Angle Locking Plate, Titanium | 7-15 Hole | 276915 |  | March 2020 | Group Benefit Change
06 - Specialist Orthopaedic | 06.03 - SKELETAL RECONSTRUCTION | 06.03.04 - Screws | 06.03.04.03 - Mini (2.01 – 2.7 mm) | LK | DZ026 | 109 | AUSTRALIAN ORTHOPAEDIC FIXATIONS PTY LTD | VRP Distal Radius Fixation System - VRP VA locking Screw | Variable Angle Locking Screw, Cobalt Chrome | 2.5mm, 10-30mm | 149433 |  | May 2018 | Group Benefit Change
06 - Specialist Orthopaedic | 06.03 - SKELETAL RECONSTRUCTION | 06.03.03 - Plates | 06.03.03.35 - Periarticular anatomic - Fibula ≤ 6 holes | LK | DZ029 | 1196 | AUSTRALIAN ORTHOPAEDIC FIXATIONS PTY LTD | Valetis Ankle - Fibular | Distal Fibula Anatomical Locking Plates | 3 to 6 hole, left and right | 284755 |  | May 2018 | Group Benefit Change
06 - Specialist Orthopaedic | 06.03 - SKELETAL RECONSTRUCTION | 06.03.03 - Plates | 06.03.03.36 - Periarticular anatomic - Fibula ≥ 7 to ≤ 15 holes | VAL | DZ030 | 1331 | AUSTRALIAN ORTHOPAEDIC FIXATIONS PTY LTD | Valetis Ankle - Fibular | Distal Fibular Anatomical Locking Plates | 7 to 9 hole, left and right | 284755 |  | May 2018 | Group Benefit Change
06 - Specialist Orthopaedic | 06.03 - SKELETAL RECONSTRUCTION | 06.03.03 - Plates | 06.03.03.04 - Small (screw size 2.71mm – 4.49mm)(including blade) ≤ 6 holes | LK | DZ031 | 305 | AUSTRALIAN ORTHOPAEDIC FIXATIONS PTY LTD | Valetis Ankle - Plates | 1/3 Tubular Plate | 4 to 6 hole | 284755 |  | May 2018 | Group Benefit Change
06 - Specialist Orthopaedic | 06.03 - SKELETAL RECONSTRUCTION | 06.03.03 - Plates | 06.03.03.05 - Small (screw size 2.71mm – 4.49mm)(including blade) ≥ 7 to ≤ 15 holes | LK | DZ032 | 313 | AUSTRALIAN ORTHOPAEDIC FIXATIONS PTY LTD | Valetis Ankle - Plates | 1/3 Tubular Plate | 7 to 12 hole | 284755 |  | May 2018 | Group Benefit Change
06 - Specialist Orthopaedic | 06.03 - SKELETAL RECONSTRUCTION | 06.03.03 - Plates | 06.03.03.04 - Small (screw size 2.71mm – 4.49mm)(including blade) ≤ 6 holes | LK | DZ033 | 305 | AUSTRALIAN ORTHOPAEDIC FIXATIONS PTY LTD | Valens Shoulder and Elbow - Plates | Locking Compression Plates | 3.5mm | 276915 |  | May 2018 | Group Benefit Change
06 - Specialist Orthopaedic | 06.03 - SKELETAL RECONSTRUCTION | 06.03.03 - Plates | 06.03.03.05 - Small (screw size 2.71mm – 4.49mm)(including blade) ≥ 7 to ≤ 15 holes | LK | DZ034 | 313 | AUSTRALIAN ORTHOPAEDIC FIXATIONS PTY LTD | Valens Shoulder and Elbow - Plates | Locking Compression Plates | 3.5mm | 276915 |  | May 2018 | Group Benefit Change
06 - Specialist Orthopaedic | 06.03 - SKELETAL RECONSTRUCTION | 06.03.03 - Plates | 06.03.03.04 - Small (screw size 2.71mm – 4.49mm)(including blade) ≤ 6 holes | LK | DZ035 | 305 | AUSTRALIAN ORTHOPAEDIC FIXATIONS PTY LTD | Valens Shoulder and Elbow - Plates | LCP, Right/Oblique Angled, T-Plate | 1-6 Holes | 276915 |  | May 2018 | Group Benefit Change
06 - Specialist Orthopaedic | 06.03 - SKELETAL RECONSTRUCTION | 06.03.04 - Screws | 06.03.04.06 - Screw Washers |  | DZ038 | 59 | AUSTRALIAN ORTHOPAEDIC FIXATIONS PTY LTD | Valens - Cannulated Screw Washer | Washer | 8mm, 10mm, 12mm | 276915 |  | May 2018 | Group Benefit Change
06 - Specialist Orthopaedic | 06.03 - SKELETAL RECONSTRUCTION | 06.03.03 - Plates | 06.03.03.07 - Mini (screw size ≤2.7mm)(including blade) ≤ 6 holes | LK | DZ039 | 635 | AUSTRALIAN ORTHOPAEDIC FIXATIONS PTY LTD | Mini-Fragment Plates | Locking Compression Plates | 1.5mm, 2.0mm, 2.5mm, 2.7mm | 276915 |  | July 2019 | Group Benefit Change
06 - Specialist Orthopaedic | 06.03 - SKELETAL RECONSTRUCTION | 06.03.03 - Plates | 06.03.03.08 - Mini (screw size ≤2.7mm)(including blade) ≥ 7 to ≤ 15 holes | LK | DZ040 | 427 | AUSTRALIAN ORTHOPAEDIC FIXATIONS PTY LTD | Mini Fragment Plates | Locking Compression Plates | 1.5mm, 2.0mm, 2.5mm, 2.7mm | 276915 |  | July 2019 | Group Benefit Change
06 - Specialist Orthopaedic | 06.03 - SKELETAL RECONSTRUCTION | 06.03.04 - Screws | 06.03.04.04 - Micro (≤ 2.0mm) |  | DZ041 | 49 | AUSTRALIAN ORTHOPAEDIC FIXATIONS PTY LTD | Valens Hand - Screws | Cortical Screws | 1.5mm, 2.0mm | 276915 |  | May 2018 | Group Benefit Change
06 - Specialist Orthopaedic | 06.03 - SKELETAL RECONSTRUCTION | 06.03.04 - Screws | 06.03.04.04 - Micro (≤ 2.0mm) | LK | DZ042 | 106 | AUSTRALIAN ORTHOPAEDIC FIXATIONS PTY LTD | Valens Hand - Screws | Locking Screws | 1.5mm, 2.0mm | 276915 |  | May 2018 | Group Benefit Change
06 - Specialist Orthopaedic | 06.03 - SKELETAL RECONSTRUCTION | 06.03.04 - Screws | 06.03.04.03 - Mini (2.01 – 2.7 mm) | LK | DZ043 | 109 | AUSTRALIAN ORTHOPAEDIC FIXATIONS PTY LTD | Mini Fragment - Screws | Locking Screws | 2.4mm, 2.5mm | 276915 |  | July 2022 | Group Benefit Change
06 - Specialist Orthopaedic | 06.03 - SKELETAL RECONSTRUCTION | 06.03.04 - Screws | 06.03.04.03 - Mini (2.01 – 2.7 mm) | CN | DZ044 | 167 | AUSTRALIAN ORTHOPAEDIC FIXATIONS PTY LTD | Valens Hand - Screws | Cannulated Screws | 2.7mm | 276915 |  | November 2019 | Group Benefit Change
06 - Specialist Orthopaedic | 06.03 - SKELETAL RECONSTRUCTION | 06.03.04 - Screws | 06.03.04.02 - Small (2.71mm – 4.49mm) | CN | DZ045 | 180 | AUSTRALIAN ORTHOPAEDIC FIXATIONS PTY LTD | Valens Hand - Screws | Cannulated Screws | 3.0mm, 3.5mm, 4.0mm | 276915 |  | November 2019 | Group Benefit Change
06 - Specialist Orthopaedic | 06.03 - SKELETAL RECONSTRUCTION | 06.03.04 - Screws | 06.03.04.03 - Mini (2.01 – 2.7 mm) | LK | DZ046 | 109 | AUSTRALIAN ORTHOPAEDIC FIXATIONS PTY LTD | Valetis Screws | Titanium Locking Screws | 2.7mm width, 6-28mm length | 284755 |  | May 2018 | Group Benefit Change
06 - Specialist Orthopaedic | 06.03 - SKELETAL RECONSTRUCTION | 06.03.04 - Screws | 06.03.04.02 - Small (2.71mm – 4.49mm) | LK | DZ047 | 111 | AUSTRALIAN ORTHOPAEDIC FIXATIONS PTY LTD | Valetis Screws | Titanium Locking Screws | 3.5mm width, 10-65mm length 4.0mm width, 10-75mm length | 284755 |  | May 2018 | Group Benefit Change
06 - Specialist Orthopaedic | 06.03 - SKELETAL RECONSTRUCTION | 06.03.04 - Screws | 06.03.04.02 - Small (2.71mm – 4.49mm) |  | DZ049 | 54 | AUSTRALIAN ORTHOPAEDIC FIXATIONS PTY LTD | Valetis Screws | Titanium Cortical Screws | 3.5mm width, 10-80mm length 4.0mm width, 10-80mm length | 284755 |  | May 2018 | Group Benefit Change
06 - Specialist Orthopaedic | 06.03 - SKELETAL RECONSTRUCTION | 06.03.04 - Screws | 06.03.04.02 - Small (2.71mm – 4.49mm) |  | DZ050 | 54 | AUSTRALIAN ORTHOPAEDIC FIXATIONS PTY LTD | Valetis Screws | Titanium Cancellous Screws | 3.5mm width, 10-80mm length 4.0mm width, 10-80mm length | 284755 |  | May 2018 | Group Benefit Change
06 - Specialist Orthopaedic | 06.03 - SKELETAL RECONSTRUCTION | 06.03.04 - Screws | 06.03.04.01 - Standard ( ≥4.5mm) |  | DZ051 | 57 | AUSTRALIAN ORTHOPAEDIC FIXATIONS PTY LTD | Valetis Screws | Titanium Cortical Screws | 4.5mm width, 10-80mm length | 284755 |  | May 2018 | Group Benefit Change
06 - Specialist Orthopaedic | 06.03 - SKELETAL RECONSTRUCTION | 06.03.04 - Screws | 06.03.04.01 - Standard ( ≥4.5mm) |  | DZ052 | 57 | AUSTRALIAN ORTHOPAEDIC FIXATIONS PTY LTD | Valetis Screws | Titanium Cancellous Screws | 4.5mm width, 10-80mm length | 284755 |  | May 2018 | Group Benefit Change
06 - Specialist Orthopaedic | 06.03 - SKELETAL RECONSTRUCTION | 06.03.04 - Screws | 06.03.04.04 - Micro (≤ 2.0mm) | LK | DZ053 | 106 | AUSTRALIAN ORTHOPAEDIC FIXATIONS PTY LTD | Valens Shoulder and Elbow - Screws | Self-Tapping Locking Screws | 2.0mm | 276915 |  | May 2018 | Group Benefit Change
06 - Specialist Orthopaedic | 06.03 - SKELETAL RECONSTRUCTION | 06.03.04 - Screws | 06.03.04.03 - Mini (2.01 – 2.7 mm) | LK | DZ054 | 109 | AUSTRALIAN ORTHOPAEDIC FIXATIONS PTY LTD | Valens Shoulder and Elbow - Screws | Self-Tapping Locking Screws | 2.4mm, 2.7mm | 276915 |  | May 2018 | Group Benefit Change
06 - Specialist Orthopaedic | 06.03 - SKELETAL RECONSTRUCTION | 06.03.04 - Screws | 06.03.04.02 - Small (2.71mm – 4.49mm) |  | DZ055 | 54 | AUSTRALIAN ORTHOPAEDIC FIXATIONS PTY LTD | Valens Shoulder and Elbow - Screws | Cortex/Cancellous Screws | 3.5mm, 4.0mm | 276915 |  | May 2018 | Group Benefit Change
06 - Specialist Orthopaedic | 06.03 - SKELETAL RECONSTRUCTION | 06.03.01 - Intramedullary Nails | 06.03.01.01 - Femoral, Proximal short (<220mm) |  | DZ058 | 914 | AUSTRALIAN ORTHOPAEDIC FIXATIONS PTY LTD | F1 Proximal Femoral Nail | F1 Femoral Nail, Titanium | 170mm, 200mm 120deg, 125deg, 130deg | 111818 |  | May 2018 | Group Benefit Change
06 - Specialist Orthopaedic | 06.03 - SKELETAL RECONSTRUCTION | 06.03.01 - Intramedullary Nails | 06.03.01.03 - Femoral, Distal |  | DZ064 | 996 | AUSTRALIAN ORTHOPAEDIC FIXATIONS PTY LTD | S2 Nail System | Cannulated supracondylar nail, stainless steel | 11/13mm x 160-380mm | 111818 |  | May 2018 | Group Benefit Change
06 - Specialist Orthopaedic | 06.03 - SKELETAL RECONSTRUCTION | 06.03.04 - Screws | 06.03.04.04 - Micro (≤ 2.0mm) | LK | DZ066 | 106 | AUSTRALIAN ORTHOPAEDIC FIXATIONS PTY LTD | VRP Distal Radius Fixation System | VRP Distal Radius Fixation System, Locking Peg | 2.0mm width, 14-30mm length | 149433 |  | May 2018 | Group Benefit Change
06 - Specialist Orthopaedic | 06.03 - SKELETAL RECONSTRUCTION | 06.03.01 - Intramedullary Nails | 06.03.01.02 - Femoral, Proximal long (≥220mm) |  | DZ067 | 1214 | AUSTRALIAN ORTHOPAEDIC FIXATIONS PTY LTD | F1 Proximal Femoral Nail | F1 Femoral Nail - Long | 340mm - 460mm 120deg, 125deg, 130deg | 111818 |  | March 2019 | Group Benefit Change
06 - Specialist Orthopaedic | 06.03 - SKELETAL RECONSTRUCTION | 06.03.04 - Screws | 06.03.04.03 - Mini (2.01 – 2.7 mm) | CN,DT | DZ070 | 348 | AUSTRALIAN ORTHOPAEDIC FIXATIONS PTY LTD | Austofix Cannulated Compression Screws | 2.4mm Headless Cannulated Compression Screws | 2.4mm diameter 10-30mm length | 276915 |  | March 2019 | Group Benefit Change
06 - Specialist Orthopaedic | 06.03 - SKELETAL RECONSTRUCTION | 06.03.03 - Plates | 06.03.03.19 - Periarticular anatomic - Humerus ≤ 6 holes | VAL | DZ073 | 1492 | AUSTRALIAN ORTHOPAEDIC FIXATIONS PTY LTD | Austofix Proximal Humeral Plating System - Austofix Proximal Humeral Plate | Anatomic Periarticular Humeral Variable Angle Locking Plate, Titanium | 3-5 holes | 276915 |  | March 2020 | Group Benefit Change
06 - Specialist Orthopaedic | 06.03 - SKELETAL RECONSTRUCTION | 06.03.04 - Screws | 06.03.04.03 - Mini (2.01 – 2.7 mm) | LK | DZ074 | 109 | AUSTRALIAN ORTHOPAEDIC FIXATIONS PTY LTD | Austofix PHP - Proximal Humeral Plating System | Locking Screws | 2.7mm diameter, 16-70mm length | 276915 |  | March 2020 | Group Benefit Change
06 - Specialist Orthopaedic | 06.03 - SKELETAL RECONSTRUCTION | 06.03.04 - Screws | 06.03.04.02 - Small (2.71mm – 4.49mm) |  | DZ076 | 54 | AUSTRALIAN ORTHOPAEDIC FIXATIONS PTY LTD | Cannulated Humeral Nail | Nail Locking Screw | 3.5mm Width 20mm-30mm Length | 111818 |  | March 2020 | Group Benefit Change
06 - Specialist Orthopaedic | 06.03 - SKELETAL RECONSTRUCTION | 06.03.04 - Screws | 06.03.04.02 - Small (2.71mm – 4.49mm) |  | DZ077 | 54 | AUSTRALIAN ORTHOPAEDIC FIXATIONS PTY LTD | Cannulated Humeral Nail | Nail Locking Screw | 4.0mm diameter 20mm to 50mm length | 111818 |  | March 2020 | Group Benefit Change
06 - Specialist Orthopaedic | 06.03 - SKELETAL RECONSTRUCTION | 06.03.04 - Screws | 06.03.04.02 - Small (2.71mm – 4.49mm) |  | DZ078 | 54 | AUSTRALIAN ORTHOPAEDIC FIXATIONS PTY LTD | Cannulated Humeral Nail | Humeral Head Screw | 4.3mm diameter 25mm to 45mm length | 111818 |  | March 2020 | Group Benefit Change
13 - Spinal | 13.10 - Fusion Cage | 13.10.02 - Interbody, No Integral Fixation | 13.10.02.01 - Cervical |  | DZ087 | 2189 | AUSTRALIAN ORTHOPAEDIC FIXATIONS PTY LTD | CanPEEK-C Anterior Cervical Cage System | Interbody Fusion Cage | 5mm - 10mm | 346450 |  | July 2021 | Group Benefit Change
06 - Specialist Orthopaedic | 06.03 - SKELETAL RECONSTRUCTION | 06.03.04 - Screws | 06.03.04.03 - Mini (2.01 – 2.7 mm) | LK | DZ091 | 109 | AUSTRALIAN ORTHOPAEDIC FIXATIONS PTY LTD | Foot & Ankle VA Locking Screw | 2.7 Variable Angle Locking Screw | 2.7mm diameter, 10-50mm length | 284755 |  | July 2022 | Group Benefit Change
06 - Specialist Orthopaedic | 06.03 - SKELETAL RECONSTRUCTION | 06.03.04 - Screws | 06.03.04.02 - Small (2.71mm – 4.49mm) | LK | DZ092 | 111 | AUSTRALIAN ORTHOPAEDIC FIXATIONS PTY LTD | Foot & Ankle VA Locking Screw | 3.5 Variable Angle Locking Screw | 3.5mm diameter, 12-50mm length | 284755 |  | July 2022 | Group Benefit Change
06 - Specialist Orthopaedic | 06.03 - SKELETAL RECONSTRUCTION | 06.03.04 - Screws | 06.03.04.03 - Mini (2.01 – 2.7 mm) |  | DZ093 | 64 | AUSTRALIAN ORTHOPAEDIC FIXATIONS PTY LTD | Foot & Ankle Cortex Screw | 2.7 Cortex Screw | 2.7mm diameter, 10-30mm length | 284755 |  | July 2022 | Group Benefit Change
06 - Specialist Orthopaedic | 06.03 - SKELETAL RECONSTRUCTION | 06.03.04 - Screws | 06.03.04.02 - Small (2.71mm – 4.49mm) |  | DZ094 | 54 | AUSTRALIAN ORTHOPAEDIC FIXATIONS PTY LTD | Foot & Ankle Cortex Screw | 3.5 Cortex Screw | 3.5mm diameter, 12-50mm length | 284755 |  | July 2022 | Group Benefit Change
06 - Specialist Orthopaedic | 06.03 - SKELETAL RECONSTRUCTION | 06.03.04 - Screws | 06.03.04.02 - Small (2.71mm – 4.49mm) | LK | DZ095 | 111 | AUSTRALIAN ORTHOPAEDIC FIXATIONS PTY LTD | Small Fragment Screws | Locking Screws | 3.5mm diameter, 10mm-90mm length | 276915 |  | July 2022 | Group Benefit Change
06 - Specialist Orthopaedic | 06.03 - SKELETAL RECONSTRUCTION | 06.03.04 - Screws | 06.03.04.03 - Mini (2.01 – 2.7 mm) |  | DZ096 | 64 | AUSTRALIAN ORTHOPAEDIC FIXATIONS PTY LTD | Mini Fragment Screws | Cortex/Cancellous Screws | 2.4mm diameter, 6mm-60mm length | 276915 |  | July 2022 | Group Benefit Change
07 - Plastic and Reconstructive | 07.02 - CRANIOMAXILLOFACIAL IMPLANTS | 07.02.05 - Mandible, Maxilla and Temperomandibular Joint (TMJ) | 07.02.05.05 - Plate | Biomodelled | DZ097 | 3218 | AUSTRALIAN ORTHOPAEDIC FIXATIONS PTY LTD | Patient Specific Biomodelled Plate | Patient Specific Biomodelled Plate | Patient Specific | 366767 |  | November 2022 | Group Benefit Change
06 - Specialist Orthopaedic | 06.03 - SKELETAL RECONSTRUCTION | 06.03.04 - Screws | 06.03.04.01 - Standard ( ≥4.5mm) |  | DZ098 | 57 | AUSTRALIAN ORTHOPAEDIC FIXATIONS PTY LTD | Austofix L&C Large Fragment Plate and Screw System | Cortex, Cancellous Screws | 4.5mm, 6.5mm | 284755 |  | November 2022 | Group Benefit Change
06 - Specialist Orthopaedic | 06.03 - SKELETAL RECONSTRUCTION | 06.03.04 - Screws | 06.03.04.02 - Small (2.71mm – 4.49mm) |  | DZ099 | 54 | AUSTRALIAN ORTHOPAEDIC FIXATIONS PTY LTD | Austofix Small Fragment System | Cortex/Cancellous Screws | 3.5mm width, 12-50mm length 4.0mm width, 12-60mm length | 284755 |  | March 2023 | Group Benefit Change
06 - Specialist Orthopaedic | 06.03 - SKELETAL RECONSTRUCTION | 06.03.03 - Plates | 06.03.03.05 - Small (screw size 2.71mm – 4.49mm)(including blade) ≥ 7 to ≤ 15 holes | LK | DZ100 | 313 | AUSTRALIAN ORTHOPAEDIC FIXATIONS PTY LTD | Austofix Small Fragment L&C Plates | Locking Compression Plates | 3.5mm | 276915 |  | March 2023 | Group Benefit Change
06 - Specialist Orthopaedic | 06.03 - SKELETAL RECONSTRUCTION | 06.03.03 - Plates | 06.03.03.17 - Periarticular anatomic - Clavicle plate ≥ 7 to ≤ 15 holes | LK | DZ101 | 1357 | AUSTRALIAN ORTHOPAEDIC FIXATIONS PTY LTD | Austofix Clavicle L&C Plates | Hook Clavicle Locking Plates | 7-15 Holes | 276915 |  | March 2023 | Group Benefit Change
06 - Specialist Orthopaedic | 06.03 - SKELETAL RECONSTRUCTION | 06.03.03 - Plates | 06.03.03.05 - Small (screw size 2.71mm – 4.49mm)(including blade) ≥ 7 to ≤ 15 holes | LK | DZ102 | 313 | AUSTRALIAN ORTHOPAEDIC FIXATIONS PTY LTD | Austofix Distal Fibula L&C Plates | Distal Fibula Anatomical Locking Plates | 7 to 15 holes, left and right | 284755 |  | March 2023 | Group Benefit Change
06 - Specialist Orthopaedic | 06.03 - SKELETAL RECONSTRUCTION | 06.03.03 - Plates | 06.03.03.40 - Periarticular anatomic - Tibia ≥ 16 holes | LK | DZ104 | 1338 | AUSTRALIAN ORTHOPAEDIC FIXATIONS PTY LTD | Austofix Proximal Tibia L&C Plates | Lateral, Medial Proximal Tibial Plates | ≥16 Holes | 284755 |  | March 2023 | Group Benefit Change
06 - Specialist Orthopaedic | 06.03 - SKELETAL RECONSTRUCTION | 06.03.03 - Plates | 06.03.03.16 - Periarticular anatomic - Clavicle plate ≤ 6 holes | LK | DZ105 | 1217 | AUSTRALIAN ORTHOPAEDIC FIXATIONS PTY LTD | Austofix Clavicle L&C Plates | Clavicle Hook Locking Plates | ≤ 6 holes | 276915 |  | March 2023 | Group Benefit Change
10 - Vascular | 10.08 - Occlusion Devices | 10.08.02 - Coil, Peripheral | 10.08.02.01 - ≤200mm length | P, repositionable (Platinum, repositionable) | EE034 | 868 | Medtronic Australasia Pty Ltd | Concerto Detachable Coil System | Platinum alloy coils (including coils enlaced with PGLA filaments and Nylon Fibers) attached to a composite implant delivery pusher with a radiopaque positioning marker. The proximal end of the pusher is loaded into the Actuator which detaches the coil. | Diameter: 1.5 - 25mm; Length: 1 - 50cm | 205313 337400 |  | July 2021 | Group Benefit Change
01 - Ophthalmic | 01.04 - CAPSULAR TENSION RINGS | 01.04.01 - Simple |  |  | EG001 | 109 | Emagin Pty Ltd | Capsular Tension Rings Clear | PMMA Implant | 10/08, 12/10, 13/11mm | 145740 |  | May 2018 | Group Benefit Change
01 - Ophthalmic | 01.04 - CAPSULAR TENSION RINGS | 01.04.01 - Simple |  | pl | EG018 | 168 | Emagin Pty Ltd | RINGJECT | Preloaded Capsular tension ring | 12/10, 13/11 | 145740 |  | May 2018 | Group Benefit Change
01 - Ophthalmic | 01.03 - INTRAOCULAR FLUIDS | 01.03.02 - Non Viscous |  |  | EG024 | 36 | Emagin Pty Ltd | RS-Blue | Trypan Blue for the reversible staining of human tissue during surgery | 0.7ml Syringe | 252154 |  | August 2018 | Group Benefit Change
06 - Specialist Orthopaedic | 06.03 - SKELETAL RECONSTRUCTION | 06.03.03 - Plates | 06.03.03.42 - Periarticular anatomic - Calcaneal ≥ 7 to ≤ 15 holes | VAL | EO056 | 1373 | Medartis | Aptus Foot | Calcaneus Plates | Left and right plates, small, medium and large | 141170 |  | May 2018 | Group Benefit Change
06 - Specialist Orthopaedic | 06.03 - SKELETAL RECONSTRUCTION | 06.03.04 - Screws | 06.03.04.03 - Mini (2.01 – 2.7 mm) | CN,DT | EO057 | 348 | Medartis | Aptus CCS | 2.01 - 2.7 Cannulated Compression Screw | (2.01 – 2.7 mm) diameter | 206157 |  | July 2019 | Group Benefit Change
06 - Specialist Orthopaedic | 06.03 - SKELETAL RECONSTRUCTION | 06.03.03 - Plates | 06.03.03.25 - Periarticular anatomic - Ulna ≤ 6 holes | VAL | EO059 | 1297 | Medartis | APTUS | Ulna Plates | < or = 6 holes | 206157 |  | July 2019 | Group Benefit Change
06 - Specialist Orthopaedic | 06.03 - SKELETAL RECONSTRUCTION | 06.03.03 - Plates | 06.03.03.07 - Mini (screw size ≤2.7mm)(including blade) ≤ 6 holes | Com, VAL | EO060 | 1120 | Medartis | Aptus Wrist Arthrodesis | STT Fusion Plate | 2.0 system | 141170 |  | May 2018 | Group Benefit Change
06 - Specialist Orthopaedic | 06.03 - SKELETAL RECONSTRUCTION | 06.03.03 - Plates | 06.03.03.08 - Mini (screw size ≤2.7mm)(including blade) ≥ 7 to ≤ 15 holes | Com, VAL | EO061 | 943 | Medartis | Aptus Wrist Arthrodesis | RSL Fusion Plate | 7 to 15 holes | 141170 |  | May 2018 | Group Benefit Change
06 - Specialist Orthopaedic | 06.03 - SKELETAL RECONSTRUCTION | 06.03.03 - Plates | 06.03.03.09 - Mini (screw size ≤2.7mm)(including blade) ≥ 16 holes | Com, VAL | EO062 | 1274 | Medartis | Aptus Wrist Arthrodesis | Total Wrist Fusion Plate, Straight, long bend and short bend | >16 holes | 141170 |  | May 2018 | Group Benefit Change
06 - Specialist Orthopaedic | 06.03 - SKELETAL RECONSTRUCTION | 06.03.03 - Plates | 06.03.03.26 - Periarticular anatomic - Ulna ≥ 7 to ≤ 15 holes | VAL | EO063 | 1248 | Medartis | Aptus Elbow | Olecranon Plates Right, Left, Straight and Tension | > 7 to < 15 holes | 141170 |  | May 2018 | Group Benefit Change
06 - Specialist Orthopaedic | 06.03 - SKELETAL RECONSTRUCTION | 06.03.03 - Plates | 06.03.03.22 - Periarticular anatomic - Radius ≤ 6 holes | VAL | EO067 | 1372 | Medartis | Aptus Wrist | 2.5 TriLock Distal Radius Small Fragment Plates | 2.5mm diameter system | 141170 |  | May 2018 | Group Benefit Change
06 - Specialist Orthopaedic | 06.03 - SKELETAL RECONSTRUCTION | 06.03.03 - Plates | 06.03.03.23 - Periarticular anatomic - Radius ≥ 7 to ≤ 15 holes | VAL | EO068 | 1239 | Medartis | APTUS Wrist | 2.5 TriLock Distal Radius Plates, Adaptive, Volar, Dorsal, Correction, Extra-articular | 2.5mm diameter system | 141170 |  | May 2018 | Group Benefit Change
06 - Specialist Orthopaedic | 06.03 - SKELETAL RECONSTRUCTION | 06.03.03 - Plates | 06.03.03.24 - Periarticular anatomic - Radius ≥ 16 holes | VAL | EO069 | 1525 | Medartis | APTUS Wrist | 2.5 TriLock Distal Radius Plates, Volar, Dorsal, Correction | 2.5mm diameter system | 141170 |  | May 2018 | Group Benefit Change
06 - Specialist Orthopaedic | 06.03 - SKELETAL RECONSTRUCTION | 06.03.03 - Plates | 06.03.03.26 - Periarticular anatomic - Ulna ≥ 7 to ≤ 15 holes | VAL | EO070 | 1248 | Medartis | APTUS Wrist | 2.5 TriLock Y Plate | 2.5mm diameter system | 141170 |  | May 2018 | Group Benefit Change
06 - Specialist Orthopaedic | 06.03 - SKELETAL RECONSTRUCTION | 06.03.04 - Screws | 06.03.04.04 - Micro (≤ 2.0mm) | DT,LK | EO072 | 172 | Medartis | APTUS Screws | Aptus Locking Screws | 1.5mm - 2.0mm Diameter | 141171 |  | May 2018 | Group Benefit Change
06 - Specialist Orthopaedic | 06.03 - SKELETAL RECONSTRUCTION | 06.03.04 - Screws | 06.03.04.03 - Mini (2.01 – 2.7 mm) | DT,LK | EO073 | 180 | Medartis | APTUS Screws | Aptus Locking Screws | 2.5mm Diameter | 141171 |  | May 2018 | Group Benefit Change
06 - Specialist Orthopaedic | 06.03 - SKELETAL RECONSTRUCTION | 06.03.04 - Screws | 06.03.04.02 - Small (2.71mm – 4.49mm) | DT,LK | EO074 | 180 | Medartis | APTUS Screws | Aptus Locking Screws | 2.8mm - 3.5mm Diameter | 141171 |  | May 2018 | Group Benefit Change
06 - Specialist Orthopaedic | 06.03 - SKELETAL RECONSTRUCTION | 06.03.04 - Screws | 06.03.04.04 - Micro (≤ 2.0mm) |  | EO075 | 49 | Medartis | APTUS Screws | Cortical Screws | 1.5mm - 2.0mm Diameter | 141171 |  | May 2018 | Group Benefit Change
06 - Specialist Orthopaedic | 06.03 - SKELETAL RECONSTRUCTION | 06.03.04 - Screws | 06.03.04.03 - Mini (2.01 – 2.7 mm) |  | EO076 | 64 | Medartis | APTUS Screws | Cortical Screws | 2.3mm - 2.5mm Diameter | 141171 |  | May 2018 | Group Benefit Change
06 - Specialist Orthopaedic | 06.03 - SKELETAL RECONSTRUCTION | 06.03.04 - Screws | 06.03.04.02 - Small (2.71mm – 4.49mm) |  | EO077 | 54 | Medartis | APTUS Screws | Cortical Screws | 2.71mm – 4.49mm | 206157 |  | May 2018 | Group Benefit Change
06 - Specialist Orthopaedic | 06.03 - SKELETAL RECONSTRUCTION | 06.03.03 - Plates | 06.03.03.20 - Periarticular anatomic - Humerus ≥ 7 to ≤ 15 holes | VAL | EO078 | 1513 | Medartis | Aptus Elbow | Distal Humerus Plpates, Lateral,Middle and Posterolateral | 2.8mm | 141170 |  | May 2018 | Group Benefit Change
06 - Specialist Orthopaedic | 06.03 - SKELETAL RECONSTRUCTION | 06.03.03 - Plates | 06.03.03.05 - Small (screw size 2.71mm – 4.49mm)(including blade) ≥ 7 to ≤ 15 holes | Com, VAL | EO081 | 897 | Medartis | APTUS Foot | TriLock Plates | 2.8 | 141170 |  | May 2018 | Group Benefit Change
06 - Specialist Orthopaedic | 06.03 - SKELETAL RECONSTRUCTION | 06.03.03 - Plates | 06.03.03.07 - Mini (screw size ≤2.7mm)(including blade) ≤ 6 holes | Com, VAL | EO082 | 1120 | Medartis | APTUS Hand and Foot | TriLock Plates | 1.2 - 2.3 | 141170 |  | May 2018 | Group Benefit Change
06 - Specialist Orthopaedic | 06.03 - SKELETAL RECONSTRUCTION | 06.03.03 - Plates | 06.03.03.07 - Mini (screw size ≤2.7mm)(including blade) ≤ 6 holes |  | EO084 | 469 | Medartis | APTUS Hand | Fixation Plates | 1.2 - 2.3 | 141170 |  | May 2018 | Group Benefit Change
06 - Specialist Orthopaedic | 06.03 - SKELETAL RECONSTRUCTION | 06.03.03 - Plates | 06.03.03.08 - Mini (screw size ≤2.7mm)(including blade) ≥ 7 to ≤ 15 holes |  | EO085 | 362 | Medartis | APTUS Hand | Fixation Plates | 1.2 - 2.3 | 141170 |  | May 2018 | Group Benefit Change
06 - Specialist Orthopaedic | 06.03 - SKELETAL RECONSTRUCTION | 06.03.03 - Plates | 06.03.03.09 - Mini (screw size ≤2.7mm)(including blade) ≥ 16 holes |  | EO086 | 480 | Medartis | APTUS Hand | Fixation Plates | 1.2 - 2.3 | 141170 |  | May 2018 | Group Benefit Change
06 - Specialist Orthopaedic | 06.03 - SKELETAL RECONSTRUCTION | 06.03.05 - Surgical Accessories | 06.03.05.02 - Pins |  | EO089 | 22 | Medartis | Aptus K-wires | K-wires | 0.8mm - 2.2mm Diameter, various lengths | 200263 |  | May 2018 | Group Benefit Change
06 - Specialist Orthopaedic | 06.03 - SKELETAL RECONSTRUCTION | 06.03.04 - Screws | 06.03.04.04 - Micro (≤ 2.0mm) | Breakoff, DT | EO090 | 405 | Medartis | APTUS SpeedTip C-Snap System | APTUS SpeedTip C-Snap Screws | 2.0mm diameter | 206157 |  | May 2018 | Group Benefit Change
06 - Specialist Orthopaedic | 06.03 - SKELETAL RECONSTRUCTION | 06.03.04 - Screws | 06.03.04.04 - Micro (≤ 2.0mm) | DT | EO091 | 202 | Medartis | APTUS SpeedTip C System | APTUS SpeedTip C Screws | 2.0mm diameter | 206157 |  | May 2018 | Group Benefit Change
06 - Specialist Orthopaedic | 06.03 - SKELETAL RECONSTRUCTION | 06.03.03 - Plates | 06.03.03.08 - Mini (screw size ≤2.7mm)(including blade) ≥ 7 to ≤ 15 holes | Com, VAL | EO094 | 943 | Medartis | APTUS Hand and Foot | TriLock Plates | 1.2 - 2.3 | 206157 |  | May 2018 | Group Benefit Change
07 - Plastic and Reconstructive | 07.01 - CRANIOMAXILLOFACIAL RECONSTRUCTION & FIXATION | 07.01.05 - Fracture or Reconstruction Plates | 07.01.05.11 - 1.0-1.99mm thick, 8-15 holes |  | EO099 | 352 | Medartis | MODUS Orthognathics | Indication-specific solutions for maxillary and mandibular orthognathic surgeries | 2.0mm | 350270 350271 |  | July 2021 | Group Benefit Change
06 - Specialist Orthopaedic | 06.03 - SKELETAL RECONSTRUCTION | 06.03.03 - Plates | 06.03.03.36 - Periarticular anatomic - Fibula ≥ 7 to ≤ 15 holes | VAL | EO102 | 1331 | Medartis | APTUS Foot & Ankle | Fibula Plates | 7 to 15 holes | 206157 |  | July 2020 | Group Benefit Change
06 - Specialist Orthopaedic | 06.03 - SKELETAL RECONSTRUCTION | 06.03.03 - Plates | 06.03.03.40 - Periarticular anatomic - Tibia ≥ 16 holes | VAL | EO103 | 1637 | Medartis | APTUS Foot & Ankle | Tibia Plates | ≥ 16 holes | 206157 |  | July 2020 | Group Benefit Change
06 - Specialist Orthopaedic | 06.03 - SKELETAL RECONSTRUCTION | 06.03.03 - Plates | 06.03.03.37 - Periarticular anatomic - Fibula ≥ 16 holes | VAL | EO104 | 1230 | Medartis | APTUS Foot & Ankle | Fibula Plates | ≥ 16 holes | 206157 |  | July 2020 | Group Benefit Change
06 - Specialist Orthopaedic | 06.03 - SKELETAL RECONSTRUCTION | 06.03.03 - Plates | 06.03.03.38 - Periarticular anatomic - Tibia ≤ 6 holes | VAL | EO105 | 1518 | Medartis | APTUS Foot & Ankle | Tibia Plates | ≤ 6 holes | 206157 |  | July 2020 | Group Benefit Change
06 - Specialist Orthopaedic | 06.03 - SKELETAL RECONSTRUCTION | 06.03.04 - Screws | 06.03.04.06 - Screw Washers |  | EO112 | 59 | Medartis | APTUS Washer | Washers | 5.0mm - 13.0mm | 206157 |  | March 2021 | Group Benefit Change
06 - Specialist Orthopaedic | 06.03 - SKELETAL RECONSTRUCTION | 06.03.03 - Plates | 06.03.03.06 - Small (screw size 2.71mm – 4.49mm)(including blade) ≥ 16 holes | VAL | EO114 | 935 | Medartis | APTUS | Variable angle locking plates | ≥ 16 holes | 206157 |  | March 2021 | Group Benefit Change
06 - Specialist Orthopaedic | 06.03 - SKELETAL RECONSTRUCTION | 06.03.04 - Screws | 06.03.04.03 - Mini (2.01 – 2.7 mm) | CN | EO115 | 167 | Medartis | APTUS headedCCS | Headed Cannulated screws | >2.01mm-2.7mm | 206157 |  | March 2021 | Group Benefit Change
06 - Specialist Orthopaedic | 06.03 - SKELETAL RECONSTRUCTION | 06.03.04 - Screws | 06.03.04.02 - Small (2.71mm – 4.49mm) | CN | EO116 | 180 | Medartis | APTUS headedCCS | Headed Cannulated screws | >2.7mm-4.49mm | 206157 |  | March 2021 | Group Benefit Change
07 - Plastic and Reconstructive | 07.02 - CRANIOMAXILLOFACIAL IMPLANTS | 07.02.05 - Mandible, Maxilla and Temperomandibular Joint (TMJ) | 07.02.05.01 - Mandible, Full |  | EO120 | 1051 | Medartis | MODUS Mandible | Locking Plates - Mandibular Reconstruction | 6+19+6 Hole, Full Mandible Plate | 350270 350271 |  | July 2021 | Group Benefit Change
07 - Plastic and Reconstructive | 07.01 - CRANIOMAXILLOFACIAL RECONSTRUCTION & FIXATION | 07.01.05 - Fracture or Reconstruction Plates | 07.01.05.12 - 1.0-1.99mm thick, 16-32 holes | Complex | EO121 | 987 | Medartis | MODUS Mandible | Titanium Mandibular locking plates, complex shape | 16-20 holes, 1.3-1.5mm thickness. | 350270 350271 |  | July 2021 | Group Benefit Change
06 - Specialist Orthopaedic | 06.03 - SKELETAL RECONSTRUCTION | 06.03.03 - Plates | 06.03.03.17 - Periarticular anatomic - Clavicle plate ≥ 7 to ≤ 15 holes | VAL | EO126 | 1480 | Medartis | APTUS Shoulder Clavicle | Lateral clavicle plates | ≥ 7 to ≤ 15 holes | 206157 |  | July 2021 | Group Benefit Change
07 - Plastic and Reconstructive | 07.01 - CRANIOMAXILLOFACIAL RECONSTRUCTION & FIXATION | 07.01.05 - Fracture or Reconstruction Plates | 07.01.05.07 - 0.5-0.99mm thick, 8-32 holes | Locking | EO127 | 267 | Medartis | MODUS Intermaxillary Fixation System | Titanium Arch Bar | One size | 350314 |  | July 2021 | Group Benefit Change
07 - Plastic and Reconstructive | 07.01 - CRANIOMAXILLOFACIAL RECONSTRUCTION & FIXATION | 07.01.01 - Mesh - Metal | 07.01.01.05 - 0.2-0.49mm thick, 51-200cm² |  | EO128 | 1235 | Medartis | MODUS Mesh | Titanium Mesh, Sterile | 0.2-0.49mm thick, 51-200cm² | 350271 |  | July 2021 | Group Benefit Change
07 - Plastic and Reconstructive | 07.01 - CRANIOMAXILLOFACIAL RECONSTRUCTION & FIXATION | 07.01.01 - Mesh - Metal | 07.01.01.04 - 0.2-0.49mm thick, 11-50cm² | Complex | EO129 | 738 | Medartis | MODUS Mesh | Pre-shaped, contourable Titanium Mesh, Sterile | 0.25-0.44mm thick, 11-50cm² | 350271 |  | July 2021 | Group Benefit Change
07 - Plastic and Reconstructive | 07.01 - CRANIOMAXILLOFACIAL RECONSTRUCTION & FIXATION | 07.01.01 - Mesh - Metal | 07.01.01.08 - 0.5-0.8mm thick, 11-50cm² |  | EO131 | 413 | Medartis | MODUS Mesh | Titanium Mesh, Sterile | 0.5-0.8mm thick, 11-50cm² | 350271 |  | July 2021 | Group Benefit Change
06 - Specialist Orthopaedic | 06.03 - SKELETAL RECONSTRUCTION | 06.03.03 - Plates | 06.03.03.05 - Small (screw size 2.71mm – 4.49mm)(including blade) ≥ 7 to ≤ 15 holes | VAL | EO133 | 641 | Medartis | APTUS | Variable angle locking plate | 7 - 15 holes | 206157 |  | November 2021 | Group Benefit Change
06 - Specialist Orthopaedic | 06.03 - SKELETAL RECONSTRUCTION | 06.03.03 - Plates | 06.03.03.05 - Small (screw size 2.71mm – 4.49mm)(including blade) ≥ 7 to ≤ 15 holes | VAL | EO134 | 641 | Medartis | APTUS | Clavicle Variable Angle Locking Plates | 7 - 15 holes | 206157 |  | November 2021 | Group Benefit Change
06 - Specialist Orthopaedic | 06.03 - SKELETAL RECONSTRUCTION | 06.03.03 - Plates | 06.03.03.04 - Small (screw size 2.71mm – 4.49mm)(including blade) ≤ 6 holes | VAL | EO135 | 642 | Medartis | APTUS | Variable Angle Locking Plate | ≤ 6 holes | 206157 |  | November 2021 | Group Benefit Change
06 - Specialist Orthopaedic | 06.03 - SKELETAL RECONSTRUCTION | 06.03.03 - Plates | 06.03.03.05 - Small (screw size 2.71mm – 4.49mm)(including blade) ≥ 7 to ≤ 15 holes | VAL | EO136 | 641 | Medartis | APTUS | Variable Angle Locking Plates | 7 - 15 holes | 206157 |  | November 2021 | Group Benefit Change
13 - Spinal | 13.06 - Rod | 13.06.01 - Standard |  |  | ER139 | 355 | Emergo Asia Pacific Pty Ltd | Signus Pedicles Screw System - Rod | Titanium Rod- as part of the Signus Pedicle Screw System Construct | 6.0mm x 30mm - 100mm in 5mm increments 6.0mm x 108mm - 204mm in 12 mm increments | 216751 |  | May 2018 | Group Benefit Change
13 - Spinal | 13.02 - Accessories for bone screws and connector components | 13.02.01 - Nut/Set Screw/Locking Screw |  |  | ER141 | 144 | Emergo Asia Pacific Pty Ltd | Signus Pedicle Screw System-Set Screw | Set Screw - as part of Signus Pedicle Screw System Construct | N/A | 216751 |  | May 2018 | Group Benefit Change
13 - Spinal | 13.01 - Bone Screws | 13.01.02 - Pedicle, Polyaxial |  |  | ER143 | 1050 | Emergo Asia Pacific Pty Ltd | Signus Pedicle Screw System-Pedicle Screw Polyaxial | Signus Pedicle Screw | 4.5 - 7.5mm x 30 - 70mm | 216751 |  | May 2018 | Group Benefit Change
13 - Spinal | 13.01 - Bone Screws | 13.01.02 - Pedicle, Polyaxial |  | Cannulated | ER144 | 1124 | Emergo Asia Pacific Pty Ltd | Signus Pedicle Screw System-Pedicle Screw Polyaxial Cannulated | Signus Pedicle Screw System-Pedicle Screw Polyaxial Cannulated | 4.5 - 7.5mm x 30 - 70mm | 216751 |  | May 2018 | Group Benefit Change
13 - Spinal | 13.10 - Fusion Cage | 13.10.02 - Interbody, No Integral Fixation | 13.10.02.02 - ThoracoLumbar / Lumbar | Paired | ER149 | 2346 | Emergo Asia Pacific Pty Ltd | Tetris / Tasmin Family of Lumbar fusion cages | Titanium or peek, Interbody fusion device | (6-24)mm x (20-28) mm x (9-11) mm; lordosis 0-22 degrees | 129772 |  | July 2019 | Group Benefit Change
13 - Spinal | 13.10 - Fusion Cage | 13.10.02 - Interbody, No Integral Fixation | 13.10.02.01 - Cervical |  | ER151 | 2189 | Emergo Asia Pacific Pty Ltd | Nubic | Cervical Fusion Implant in interbody fusion of the Cervical Spine | (4-12)x13x(14-17) mm | 129772 |  | July 2019 | Group Benefit Change
13 - Spinal | 13.12 - Vertebral Body Replacement | 13.12.02 - Stackable Cage |  |  | ER164 | 3609 | Emergo Asia Pacific Pty Ltd | Signus Athlet VBR System - Main Body | Peek Vertebral Body Replacement System (Main body) | 12, 18, 24, 30, 36 and 42mm lengths | 216750 |  | July 2019 | Group Benefit Change
13 - Spinal | 13.12 - Vertebral Body Replacement | 13.12.02 - Stackable Cage |  |  | ER165 | 3609 | Emergo Asia Pacific Pty Ltd | Signus Athlet VBR System - End Body | Peek Vertebral Body Replacement System (End body) | 4, 6, 8mm heights | 216750 |  | July 2019 | Group Benefit Change
10 - Vascular | 10.03 - Grafts | 10.03.01 - Tube | 10.03.01.02 - 11-20cm length |  | ER169 | 558 | Emergo Asia Pacific Pty Ltd | LifeSpan ePTFE vascular grafts-straight-regular or thin wall-20cm | LifeSpan ePTFE vascular grafts-straight-regular or thin wall; 5-8mm dia x 20 cm long | 5-8 mm dia x 20 cm long | 216528 |  | May 2018 | Group Benefit Change
10 - Vascular | 10.03 - Grafts | 10.03.01 - Tube | 10.03.01.04 - ≥50cm length |  | ER170 | 712 | Emergo Asia Pacific Pty Ltd | LifeSpan ePTFE vascular grafts-straight-regular or thin wall, 50-100 cm | LifeSpan ePTFE vascular grafts-straight-regular or thin wall, 5-10 mm dia x length 50-100 cm | 5-10 mm dia x length 50-100 cm | 216528 |  | May 2018 | Group Benefit Change
13 - Spinal | 13.06 - Rod | 13.06.01 - Standard |  |  | ER177 | 355 | Emergo Asia Pacific Pty Ltd | SIGNUS DIPLOMAT DEFORMITY – Rod | DIPLOMAT DEFORMITY System – Rod | 5.5x500 mm | 216751 |  | March 2023 | Group Benefit Change
13 - Spinal | 13.02 - Accessories for bone screws and connector components | 13.02.01 - Nut/Set Screw/Locking Screw |  |  | ER181 | 144 | Emergo Asia Pacific Pty Ltd | SIGNUS DIPLOMAT DEFORMITY – Shear Nut | DIPLOMAT DEFORMITY – Shear Nut | N/A | 216751 |  | March 2023 | Group Benefit Change
13 - Spinal | 13.12 - Vertebral Body Replacement | 13.12.01 - Telescoping Cage | 13.12.01.03 - End Plate |  | ER185 | 965 | Emergo Asia Pacific Pty Ltd | SIGNUS POSEIDON/POSEIDON ST Vertebral Body Replacement System-End Plate | SIGNUS POSEIDON/POSEIDON ST End Plate; porous titanium; | Dia (16mm) x (18 mm - 20mm) x (18 mm – 59 mm); lordosis 0°/ 5°/10°/15°/20° | 216750 |  | July 2021 | Group Benefit Change
13 - Spinal | 13.02 - Accessories for bone screws and connector components | 13.02.01 - Nut/Set Screw/Locking Screw |  |  | ER189 | 144 | Emergo Asia Pacific Pty Ltd | SIGNUS Contact Thoracolumbar Plating System-Locking Crown | SIGNUS Contact Thoracolumbar Plating System-Locking Crown | M12 x 0.75 mm | 216749 |  | May 2018 | Group Benefit Change
13 - Spinal | 13.05 - Plate | 13.05.01 - Integral Fixation | 13.05.01.01 - Cervical | >55mm | ER208 | 1426 | Emergo Asia Pacific Pty Ltd | SIGNUS Cervical Plating Implant System-Plate (>55 mm) | SIGNUS Cervical Plating Implant System-Plate (>55 mm) | 56-100 mm, in 3-5 mm increments | 216749 |  | May 2018 | Group Benefit Change
13 - Spinal | 13.01 - Bone Screws | 13.01.02 - Pedicle, Polyaxial |  | Shank | ER221 | 540 | Emergo Asia Pacific Pty Ltd | SIGNUS Diplomat Pedicle Screw System-Polyaxial Screw-Shank | SIGNUS Diplomat Pedicle Screw System-Polyaxial Screw-Shank | dia (4.5-9.5 mm) x length (25-100 mm) | 216751 |  | March 2023 | Group Benefit Change
13 - Spinal | 13.01 - Bone Screws | 13.01.01 - Pedicle, Monoaxial |  |  | ER222 | 752 | Emergo Asia Pacific Pty Ltd | SIGNUS Diplomat Pedicle Screw System - Monoaxial Screw | SIGNUS Diplomat Pedicle Screw System - Monoaxial Screw | dia (5.5-9.5 mm) x length (30-100 mm) | 216751 |  | March 2023 | Group Benefit Change
13 - Spinal | 13.02 - Accessories for bone screws and connector components | 13.02.01 - Nut/Set Screw/Locking Screw |  |  | ER224 | 144 | Emergo Asia Pacific Pty Ltd | SIGNUS Diplomat Pedicle Screw System - Set Screw | SIGNUS Diplomat Pedicle Screw System - Set Screw | dia 9.7mm x height 4.2mm | 216751 |  | March 2023 | Group Benefit Change
13 - Spinal | 13.06 - Rod | 13.06.01 - Standard |  |  | ER225 | 355 | Emergo Asia Pacific Pty Ltd | SIGNUS DIPLOMAT Pedicle Screw System - Rod-Straight or Curved | SIGNUS DIPLOMAT Pedicle Screw System - Rod-Straight or Curved | dia 5.5 mm x length (30-150 mm) dia 5.5 mm x length (150/200/250/300/500 mm) | 216751 |  | July 2021 | Group Benefit Change
13 - Spinal | 13.03 - Connector | 13.03.01 - In-Line |  |  | ER227 | 655 | Emergo Asia Pacific Pty Ltd | SIGNUS Diplomat Pedicle Screw System - Parallel Connector | SIGNUS Diplomat Pedicle Screw System - Parallel Connector | 5.5 mm x (5.5-6.0 mm) | 216751 |  | March 2023 | Group Benefit Change
13 - Spinal | 13.03 - Connector | 13.03.01 - In-Line |  |  | ER228 | 655 | Emergo Asia Pacific Pty Ltd | SIGNUS Diplomat Pedicle Screw System - Sleeve | SIGNUS Diplomat Pedicle Screw System - Sleeve | Diameter 5.5 mm | 216751 |  | May 2018 | Group Benefit Change
13 - Spinal | 13.01 - Bone Screws | 13.01.01 - Pedicle, Monoaxial |  |  | ER231 | 752 | Emergo Asia Pacific Pty Ltd | Spineway Mont Blanc Pedicle Screw System-Pedicle Screw, Monoaxial | Spineway Mont Blanc Pedicle Screw System-Pedicle Screw, Monoaxial | dia (4-7 mm) x length (25-55 mm) | 235417 235418 |  | July 2022 | Group Benefit Change
13 - Spinal | 13.02 - Accessories for bone screws and connector components | 13.02.01 - Nut/Set Screw/Locking Screw |  |  | ER232 | 144 | Emergo Asia Pacific Pty Ltd | Spineway Mont Blanc Pedicle Screw System-Locking Screw | Spineway Mont Blanc Pedicle Screw System-Locking Screw | Height 3.7 mm | 235417 235418 |  | July 2022 | Group Benefit Change
13 - Spinal | 13.06 - Rod | 13.06.01 - Standard |  |  | ER233 | 355 | Emergo Asia Pacific Pty Ltd | Spineway Mont Blanc Pedicle Screw System-Rod | Spineway Mont Blanc Pedicle Screw System-Rod | dia (4.0-5.5 mm) x length (40-500 mm) | 235417 235418 |  | July 2022 | Group Benefit Change
13 - Spinal | 13.03 - Connector | 13.03.01 - In-Line |  |  | ER235 | 655 | Emergo Asia Pacific Pty Ltd | Spineway Mont Blanc Pedicle Screw System-Connector (in line) | Spineway Mont Blanc Pedicle Screw System-Connector (in line; domino or axial) | 15mm x(15-16 mm); dia (7.5-8.5mm) x length (30-80 mm) | 235417 235418 |  | July 2022 | Group Benefit Change
13 - Spinal | 13.06 - Rod | 13.06.01 - Standard |  |  | ER238 | 355 | Emergo Asia Pacific Pty Ltd | Spineway Mont Blanc Pedicle Screw System-Rod (tapered) | Spineway Mont Blanc Pedicle Screw System-Rod (tapered) | dia 5.5 mm x length (50-550 mm) | 235417 235418 |  | July 2022 | Group Benefit Change
13 - Spinal | 13.01 - Bone Screws | 13.01.01 - Pedicle, Monoaxial |  | Closed | ER239 | 752 | Emergo Asia Pacific Pty Ltd | Spineway Mont Blanc Pedicle Screw System-Pedicle Screw, Monoaxial (closed) | Spineway Mont Blanc Pedicle Screw System-Pedicle Screw, Monoaxial (closed) | dia (3.5-4.0 mm) x length (20-35 mm) | 235417 235418 |  | May 2018 | Group Benefit Change
13 - Spinal | 13.10 - Fusion Cage | 13.10.02 - Interbody, No Integral Fixation | 13.10.02.02 - ThoracoLumbar / Lumbar | Paired | ER246 | 2346 | Emergo Asia Pacific Pty Ltd | Spineway Twin Peaks PLIF Fusion Cage-Paired | Twin Peaks PLIF Fusion Cage-Paired, (standard or bullet shaped) | height (7-14 mm) x length (20-25 mm) x lordosis (0-8 degrees) | 235415 |  | July 2022 | Group Benefit Change
13 - Spinal | 13.10 - Fusion Cage | 13.10.02 - Interbody, No Integral Fixation | 13.10.02.01 - Cervical |  | ER273 | 2189 | Emergo Asia Pacific Pty Ltd | Spineway Ayers Rock Cervical Cage | Spineway Ayers Rock cervical fusion cage | Height (5-9mm) x Length (13-19mm) x Width (12-15mm) | 235415 |  | May 2018 | Group Benefit Change
13 - Spinal | 13.06 - Rod | 13.06.01 - Standard |  |  | ER284 | 355 | Emergo Asia Pacific Pty Ltd | Premia Spine Versalink Fixation System-Rods (straight or bent) | Premia Spine Versalink Rods (straight or bent) | dia 6 mm, length (40-180) mm | 267145 |  | May 2018 | Group Benefit Change
13 - Spinal | 13.06 - Rod | 13.06.01 - Standard |  |  | ER286 | 355 | Emergo Asia Pacific Pty Ltd | Premia Spine Versalink Fixation System-Cross Bar | Premia Spine Versalink Fixation System-Cross Bar | one size | 267145 |  | May 2018 | Group Benefit Change
13 - Spinal | 13.02 - Accessories for bone screws and connector components | 13.02.01 - Nut/Set Screw/Locking Screw |  |  | ER287 | 144 | Emergo Asia Pacific Pty Ltd | Premia Spine Versalink Fixation System-Ring Nut/set screws | Premia Spine Versalink Fixation System-Nut/set screws | N/A | 267145 |  | May 2018 | Group Benefit Change
13 - Spinal | 13.01 - Bone Screws | 13.01.02 - Pedicle, Polyaxial |  | Cannulated | ER288 | 1124 | Emergo Asia Pacific Pty Ltd | Premia Spine Versalink Fixation System-Polyaxial Pedicle Screw | Premia Spine Versalink Fixation System-Cannulated Polyaxial Pedicle Screw | dia (5.5-8.5)mm x length (25-60)mm | 267145 |  | May 2018 | Group Benefit Change
13 - Spinal | 13.01 - Bone Screws | 13.01.02 - Pedicle, Polyaxial |  | Cannulated | ER292 | 1124 | Emergo Asia Pacific Pty Ltd | Spineway Mont Blanc Pedicle Screw System-Pedicle Screw, Polyaxial, MIS, Cannulated | Spineway Mont Blanc Pedicle Screw System-Pedicle Screw, Polyaxial, MIS, Cannulated | dia (4.5-8.0 mm) x length (25-60 mm) | 235417 235418 |  | May 2018 | Group Benefit Change
13 - Spinal | 13.01 - Bone Screws | 13.01.02 - Pedicle, Polyaxial |  |  | ER293 | 1050 | Emergo Asia Pacific Pty Ltd | Spineway Mont Blanc Pedicle Screw System-Pedicle Screw, Polyaxial | Spineway Mont Blanc Pedicle Screw System-Pedicle Screw, Polyaxial | dia (4-8 mm) x length (25-110 mm) | 235417 235418 |  | July 2022 | Group Benefit Change
13 - Spinal | 13.01 - Bone Screws | 13.01.02 - Pedicle, Polyaxial |  |  | ER310 | 1050 | Emergo Asia Pacific Pty Ltd | Ulrich posterior OCT System (neon3)-Pedicle Screws | Ulrich posterior OCT System (neon3)-Pedicle Screws, non-cannulated, lateral mass screws | dia (3.5-4 mm) x length (10-28 mm) | 279706 |  | May 2018 | Group Benefit Change
13 - Spinal | 13.01 - Bone Screws | 13.01.02 - Pedicle, Polyaxial |  | Cannulated | ER311 | 1124 | Emergo Asia Pacific Pty Ltd | Ulrich posterior OCT System (neon3)-Pedicle Screws, cannulated | Ulrich posterior OCT System (neon3)-Pedicle Screws, cannulated | dia (4-5.5 mm) x length (20-55 mm) | 279706 |  | May 2018 | Group Benefit Change
13 - Spinal | 13.02 - Accessories for bone screws and connector components | 13.02.01 - Nut/Set Screw/Locking Screw |  |  | ER313 | 144 | Emergo Asia Pacific Pty Ltd | Ulrich posterior OCT System (neon3)-Locking Screw | Ulrich posterior OCT System (neon3)-Locking Screw, nut | N/A | 279706 |  | May 2018 | Group Benefit Change
13 - Spinal | 13.03 - Connector | 13.03.01 - In-Line |  |  | ER314 | 655 | Emergo Asia Pacific Pty Ltd | Ulrich posterior OCT System (neon3)-Connector, axial/parallel | Ulrich posterior OCT System (neon3)-Connector, axial/parallel | one size | 279706 |  | July 2021 | Group Benefit Change
13 - Spinal | 13.03 - Connector | 13.03.03 - Transverse (Rod-to-Rod) | 13.03.03.02 - Adjustable |  | ER316 | 1137 | Emergo Asia Pacific Pty Ltd | Ulrich posterior OCT System (neon3)-Connector, transverse | Ulrich posterior OCT System (neon3)- Crosslink, adjustable, screw to screw and rod to rod | length adjustable within range of 34-50 mm | 279706 |  | May 2018 | Group Benefit Change
13 - Spinal | 13.06 - Rod | 13.06.03 - Dual Unit | 13.06.03.02 - Occipital |  | ER318 | 1525 | Emergo Asia Pacific Pty Ltd | Ulrich posterior OCT System (neon3)-Rods, occipital | Ulrich posterior OCT System (neon3)-Rods, occipital, various shapes | dia 4 mm x length (240-300 mm) | 279706 |  | May 2018 | Group Benefit Change
13 - Spinal | 13.06 - Rod | 13.06.01 - Standard |  |  | ER319 | 355 | Emergo Asia Pacific Pty Ltd | Ulrich posterior OCT System (neon3)-Rods | Ulrich posterior OCT System (neon3)-Rods, Titanium or Co-CR, straight or curved | dia 4 mm x length (20-400 mm) | 279706 |  | May 2018 | Group Benefit Change
13 - Spinal | 13.07 - Plate-Rod | 13.07.01 - Plate Rod |  |  | ER320 | 2116 | Emergo Asia Pacific Pty Ltd | Ulrich posterior OCT System (neon3)-Plate-rod | Ulrich posterior OCT System (neon3)-Occipital plate, lateral, with rod | One size | 279706 |  | May 2018 | Group Benefit Change
13 - Spinal | 13.05 - Plate | 13.05.02 - No Integral Fixation | 13.05.02.03 - Occipital |  | ER322 | 1803 | Emergo Asia Pacific Pty Ltd | Ulrich posterior OCT System (neon3)-Plate | Ulrich posterior OCT System (neon3)-Plate, occipital, midline for occipital and standard rod (4 mm). | 47,57 mm | 279706 |  | May 2018 | Group Benefit Change
13 - Spinal | 13.10 - Fusion Cage | 13.10.02 - Interbody, No Integral Fixation | 13.10.02.01 - Cervical |  | ER327 | 2189 | Emergo Asia Pacific Pty Ltd | Ulrich Anterior Cervical Cage | Ulrich cerv-X Anterior Cervical Cage-PEEK, convex and lordotic | height (4-10mm) x width (12-16mm) x length (12-14mm) x angle (0-5°) | 279703 |  | May 2018 | Group Benefit Change
13 - Spinal | 13.03 - Connector | 13.03.03 - Transverse (Rod-to-Rod) | 13.03.03.02 - Adjustable |  | ER328 | 1137 | Emergo Asia Pacific Pty Ltd | SIGNUS Diplomat Pedicle Screw System – Transverse Connector, adjustable | SIGNUS Diplomat Pedicle Screw System – Cross Connector, adjustable | small 35-45mm medium 41-58mm large 54-82mm | 216751 |  | July 2019 | Group Benefit Change
13 - Spinal | 13.01 - Bone Screws | 13.01.01 - Pedicle, Monoaxial |  |  | ER331 | 752 | Emergo Asia Pacific Pty Ltd | Ulrich Pedicle Screw System-Pedicle Screw, monoaxial | Ulrich Pedicle Screw System (uCentum,flamenco)-Pedicle Screw, monoaxial, standard or long arm | dia (4.5-10 mm) x length (25-60 mm) | 279706 |  | May 2018 | Group Benefit Change
13 - Spinal | 13.01 - Bone Screws | 13.01.02 - Pedicle, Polyaxial |  | Cannulated | ER332 | 1124 | Emergo Asia Pacific Pty Ltd | Ulrich Pedicle Screw System-Pedicle Screw, polyaxial, cannulated | Ulrich Pedicle Screw System (uCentum)-Pedicle Screw, polyaxial, cannulated, with or without fenestrations | dia (4.5-10 mm) x length (25-60 mm) | 279706 |  | May 2018 | Group Benefit Change
13 - Spinal | 13.01 - Bone Screws | 13.01.02 - Pedicle, Polyaxial |  |  | ER333 | 1050 | Emergo Asia Pacific Pty Ltd | Ulrich Pedicle Screw System-Pedicle Screw, Polyaxial | Ulrich Pedicle Screw System (uCentum, flamenco)-Pedicle Screw, Polyaxial, standard or long arm | dia (4.5-10 mm) x length (25-60 mm) | 279706 |  | May 2018 | Group Benefit Change
13 - Spinal | 13.06 - Rod | 13.06.01 - Standard |  |  | ER334 | 355 | Emergo Asia Pacific Pty Ltd | Ulrich Pedicle Screw System-Rods | Ulrich Pedicle Screw System (cosmicMIA, uCentum,flamenco)-Rods, straight, curved and scoliosis, open or percutaneous. | dia (5.5-6.0 mm) x length (30-500 mm) | 279706 |  | May 2018 | Group Benefit Change
13 - Spinal | 13.02 - Accessories for bone screws and connector components | 13.02.01 - Nut/Set Screw/Locking Screw |  |  | ER335 | 144 | Emergo Asia Pacific Pty Ltd | Ulrich Pedicle Screw System-Locking screws | Ulrich Pedicle Screw System (cosmicMIA, uCentum, flamenco)-Locking screws | various | 279706 |  | May 2018 | Group Benefit Change
13 - Spinal | 13.03 - Connector | 13.03.03 - Transverse (Rod-to-Rod) | 13.03.03.02 - Adjustable |  | ER337 | 1137 | Emergo Asia Pacific Pty Ltd | Ulrich Pedicle Screw System-Transverse connectors, adjustable | Ulrich Pedicle Screw System (uCentum,flamenco)-crosslink connectors, adjustable, with or without hook | closed (35-92) mm x open (43-107 mm) | 279706 |  | May 2018 | Group Benefit Change
13 - Spinal | 13.03 - Connector | 13.03.01 - In-Line |  |  | ER338 | 655 | Emergo Asia Pacific Pty Ltd | Ulrich Pedicle Screw System-inline connector | Ulrich Pedicle Screw System (flamenco)-inline connectors, axial or parallel | dia 5.5 mm to (5.5-6.0 mm) | 279706 |  | May 2018 | Group Benefit Change
13 - Spinal | 13.06 - Rod | 13.06.01 - Standard |  | Dual Diameter | ER341 | 446 | Emergo Asia Pacific Pty Ltd | Ulrich Pedicle Screw System-Rod, dual diameter | Ulrich Pedicle Screw System (flamenco)-Rod, hybrid | dia 5.5 mm /4.5 mm, length 400 mm; dia 5.5 mm /6.0 mm, length 400 mm; dia 5.5 mm /6.25 mm, length 400 mm; dia 5.5 mm /6.25 mm, (threaded), length 400 mm; dia 4.0/6.0 mm, length 200 mm; dia 4.0/6.0 mm, length 400 mm | 279706 |  | July 2021 | Group Benefit Change
13 - Spinal | 13.02 - Accessories for bone screws and connector components | 13.02.01 - Nut/Set Screw/Locking Screw |  |  | ER353 | 144 | Emergo Asia Pacific Pty Ltd | Ulrich Anterior Distraction Device System (ADDplus)-Locking Screw | Ulrich Anterior Distraction Device System (ADDplus)-Locking Screw | one size | 279702 |  | May 2018 | Group Benefit Change
13 - Spinal | 13.12 - Vertebral Body Replacement | 13.12.01 - Telescoping Cage | 13.12.01.03 - End Plate |  | ER355 | 965 | Emergo Asia Pacific Pty Ltd | Ulrich thoracolumbar body replacement system (ObeliscPRO)-End plates | Ulrich thoracolumbar body replacement system (ObeliscPRO)-End plates, various shapes | dia (20-32 mm) x angle (0-15°); oval (32x26 mm) x angle (0-15°); lateral length (35-55 mm) x angle (0-15°) | 279702 |  | May 2018 | Group Benefit Change
13 - Spinal | 13.10 - Fusion Cage | 13.10.02 - Interbody, No Integral Fixation | 13.10.02.02 - ThoracoLumbar / Lumbar | Paired | ER358 | 2346 | Emergo Asia Pacific Pty Ltd | Ulrich Fusion Cages-PLIF (paired) | Ulrich Fusion Cages pezo/tezo-PLIF, paired, various, PEEK or Titanium | height (7-14mm) x length (24-29mm) x angle (5-12°) | 279703 279705 |  | May 2018 | Group Benefit Change
06 - Specialist Orthopaedic | 06.03 - SKELETAL RECONSTRUCTION | 06.03.04 - Screws | 06.03.04.02 - Small (2.71mm – 4.49mm) | DT,LK | ER381 | 180 | Emergo Asia Pacific Pty Ltd | Paragon 28 Phantom Lapidus Nail-Screws, small (2.71mm – 4.49mm), dual thread, locking | Paragon 28 Phantom Lapidus Nail-Screws, small (2.71mm – 4.49mm), dual thread, locking | dia 3.5 mm x length (10-26 mm) | 290443 |  | May 2018 | Group Benefit Change
06 - Specialist Orthopaedic | 06.03 - SKELETAL RECONSTRUCTION | 06.03.04 - Screws | 06.03.04.02 - Small (2.71mm – 4.49mm) |  | ER386 | 54 | Emergo Asia Pacific Pty Ltd | Hintermann Series H3™ Total Ankle Prosthesis-Screw | Hintermann Series H3™ Total Ankle Prosthesis-Screw, cortical, stainless steel | dia 3.5 mm x length (12-42 mm) | 289320 |  | May 2018 | Group Benefit Change
06 - Specialist Orthopaedic | 06.03 - SKELETAL RECONSTRUCTION | 06.03.04 - Screws | 06.03.04.01 - Standard ( ≥4.5mm) |  | ER391 | 57 | Emergo Asia Pacific Pty Ltd | Paragon 28 Monster Screw System-Screws, standard ( ≥4.5mm) | Paragon 28 Monster Screw System-Screws, headed, blunt tip, solid, various thread lengths | dia (4.5-7.0 mm) x length (18-200 mm) x thread length (6-200 mm) | 289308 |  | May 2018 | Group Benefit Change
06 - Specialist Orthopaedic | 06.03 - SKELETAL RECONSTRUCTION | 06.03.04 - Screws | 06.03.04.02 - Small (2.71mm – 4.49mm) |  | ER394 | 54 | Emergo Asia Pacific Pty Ltd | Paragon 28 Monster Screw System-Screws, small (2.71mm – 4.49mm) | Paragon 28 Monster Screw System-Screws, small, headed, with and without blunt tip, solid, recon/Tuffneck | dia (3.0-4.2 mm) x length (10-150 mm) x thread length (3-150 mm) | 289308 |  | March 2023 | Group Benefit Change
06 - Specialist Orthopaedic | 06.03 - SKELETAL RECONSTRUCTION | 06.03.04 - Screws | 06.03.04.02 - Small (2.71mm – 4.49mm) | CN | ER395 | 180 | Emergo Asia Pacific Pty Ltd | Paragon 28 Monster Screw System-Screws, small (2.71mm – 4.49mm), cannulated | Paragon 28 Monster Screw System-Screws, small, cannulated, headed, partial or full thread | dia (3.0-4.0) x length (10-150 mm) x thread length (3-150 mm) | 289308 |  | May 2018 | Group Benefit Change
06 - Specialist Orthopaedic | 06.03 - SKELETAL RECONSTRUCTION | 06.03.04 - Screws | 06.03.04.03 - Mini (2.01 – 2.7 mm) |  | ER397 | 64 | Emergo Asia Pacific Pty Ltd | Paragon 28 Monster Screw System-Screws, mini (2.01 – 2.7 mm) | Paragon 28 Monster Screw System-Screws, mini, headed, with or without a blunt tip, recon/Tuffneck, Titanium | dia (2.5-2.7 mm) x length (10-100 mm) x length of thread (3-100 mm) | 289308 |  | May 2018 | Group Benefit Change
06 - Specialist Orthopaedic | 06.03 - SKELETAL RECONSTRUCTION | 06.03.04 - Screws | 06.03.04.03 - Mini (2.01 – 2.7 mm) | CN | ER399 | 167 | Emergo Asia Pacific Pty Ltd | Paragon 28 Monster Screw System-Screws, mini (2.01 – 2.7 mm), cannulated | Paragon 28 Monster Screw System-Screws, mini, cannulated, partially or fully threaded | dia 2.5mm x length (10-100 mm) x length of thread (3-100 mm) | 289308 |  | May 2018 | Group Benefit Change
06 - Specialist Orthopaedic | 06.03 - SKELETAL RECONSTRUCTION | 06.03.04 - Screws | 06.03.04.04 - Micro (≤ 2.0mm) |  | ER401 | 49 | Emergo Asia Pacific Pty Ltd | Paragon 28 Monster Screw System-Screws, micro (≤ 2.0mm) | Paragon 28 Monster Screw System-Screws, micro, headed, blunt tip, solid, partially or fully threaded | dia 2.0 mm x length (8-100 mm) x length of thread (3-100 mm) | 289308 |  | May 2018 | Group Benefit Change
06 - Specialist Orthopaedic | 06.03 - SKELETAL RECONSTRUCTION | 06.03.04 - Screws | 06.03.04.06 - Screw Washers |  | ER405 | 59 | Emergo Asia Pacific Pty Ltd | Paragon 28 Monster Screw System-washer | Paragon 28 Monster Screw System-washer, deep well, flat/dome | dia 2-7 mm | 289309 |  | March 2020 | Group Benefit Change
13 - Spinal | 13.01 - Bone Screws | 13.01.02 - Pedicle, Polyaxial |  | Cannulated | ER406 | 1124 | Emergo Asia Pacific Pty Ltd | LnK MIS Spinal System/PathLoc-L MIS Spinal System-Pedicle Screw | LnK MIS Spinal System /PathLoc-L MIS Pedicle screw, polyaxial,cannulated,self-tapping, double Thread, with sleeve | dia (5.5-7.5mm) x length (30-60 mm); sleeve length (47-127 mm) | 286124 |  | March 2019 | Group Benefit Change
13 - Spinal | 13.06 - Rod | 13.06.01 - Standard |  |  | ER407 | 355 | Emergo Asia Pacific Pty Ltd | LnK MIS Spinal System/PathLoc-L MIS Spinal System-Rods | LnK MIS Spinal System/PathLoc-L MIS Spinal System-Rods, bullet and hex shaped ends, straight or curved | dia (5.5-6.0mm) x length (35-600mm) | 286124 |  | March 2019 | Group Benefit Change
13 - Spinal | 13.02 - Accessories for bone screws and connector components | 13.02.01 - Nut/Set Screw/Locking Screw |  |  | ER408 | 144 | Emergo Asia Pacific Pty Ltd | LnK MIS Spinal System/PathLoc-L MIS Spinal System-Set Screw | LnK MIS Spinal System/PathLoc-L MIS Spinal System-Set Screw | dia 9.7mm x height 5.6mm | 286124 |  | March 2019 | Group Benefit Change
06 - Specialist Orthopaedic | 06.03 - SKELETAL RECONSTRUCTION | 06.03.03 - Plates | 06.03.03.35 - Periarticular anatomic - Fibula ≤ 6 holes | VAL | ER421 | 1421 | Emergo Asia Pacific Pty Ltd | Paragon 28 Gorilla Plating System-Plate, fibular (≤ 6 holes) | Paragon 28 Gorilla Plating System-Plate, fibular, tubular,anatomic, titanium | thickness 1.5mm; multi screw diameter purchase 2.7/3.5/4.2mm | 289248 |  | May 2018 | Group Benefit Change
06 - Specialist Orthopaedic | 06.03 - SKELETAL RECONSTRUCTION | 06.03.03 - Plates | 06.03.03.36 - Periarticular anatomic - Fibula ≥ 7 to ≤ 15 holes | VAL | ER422 | 1331 | Emergo Asia Pacific Pty Ltd | Paragon 28 Gorilla Plating System-Plate, fibular (≥ 7 to ≤ 15 holes) | Paragon 28 Gorilla Plating System-Plate, fibular, tubular, anatomic, titanium | thickness 1.5mm; multi screw diameter purchase 2.7/3.5/4.2mm | 289248 |  | May 2018 | Group Benefit Change
06 - Specialist Orthopaedic | 06.03 - SKELETAL RECONSTRUCTION | 06.03.03 - Plates | 06.03.03.37 - Periarticular anatomic - Fibula ≥ 16 holes | VAL | ER423 | 1230 | Emergo Asia Pacific Pty Ltd | Paragon 28 Gorilla Plating System-Plate, fibular (≥ 16 holes) | Paragon 28 Gorilla Plating System-Plate, fibular, tubular, anatomic, titanium | thickness 1.5mm; multi screw diameter purchase 2.7/3.5/4.2mm | 289248 |  | May 2018 | Group Benefit Change
06 - Specialist Orthopaedic | 06.03 - SKELETAL RECONSTRUCTION | 06.03.03 - Plates | 06.03.03.42 - Periarticular anatomic - Calcaneal ≥ 7 to ≤ 15 holes | VAL | ER424 | 1373 | Emergo Asia Pacific Pty Ltd | Paragon 28 Gorilla Plating System-Plate, Calcaneal ( ≥ 7 to ≤ 15 holes) | Paragon 28 Gorilla Plating System-Plate, Calcaneus fracture, MTP various shapes, Titanium, | thickness 1.1mm; multi screw diameter purchase 2.7/3.5/4.2mm | 289248 |  | May 2018 | Group Benefit Change
06 - Specialist Orthopaedic | 06.03 - SKELETAL RECONSTRUCTION | 06.03.04 - Screws | 06.03.04.02 - Small (2.71mm – 4.49mm) | LK | ER425 | 111 | Emergo Asia Pacific Pty Ltd | Paragon 28 Gorilla Plating System-Screws, small | Paragon 28 Gorilla Plating System-Screws, small, locking; compact, recon/Tuffneck | dia (3.5-4.2 mm) x length (8-100 mm) | 289308 |  | March 2023 | Group Benefit Change
06 - Specialist Orthopaedic | 06.03 - SKELETAL RECONSTRUCTION | 06.03.04 - Screws | 06.03.04.03 - Mini (2.01 – 2.7 mm) | LK | ER426 | 109 | Emergo Asia Pacific Pty Ltd | Paragon 28 Gorilla Plating System-Screws, mini | Paragon 28 Gorilla Plating System-Screws, mini, locking; recon/Tuffneck/baby | dia (2.5-2.7 mm) x length (8-50 mm) | 289308 |  | May 2018 | Group Benefit Change
06 - Specialist Orthopaedic | 06.03 - SKELETAL RECONSTRUCTION | 06.03.04 - Screws | 06.03.04.04 - Micro (≤ 2.0mm) | LK | ER427 | 106 | Emergo Asia Pacific Pty Ltd | Paragon 26 Gorilla Plating System-Screws, micro | Paragon 26 Gorilla Plating System-Screws, locking, baby | dia 2.0 mm x length (8-40 mm) | 289308 |  | May 2018 | Group Benefit Change
13 - Spinal | 13.01 - Bone Screws | 13.01.02 - Pedicle, Polyaxial |  |  | ER435 | 1050 | Emergo Asia Pacific Pty Ltd | LnK Posterior Cervical Fixation System/CastleLoc-S Posterior Cervical Fixation System-Polyax. Screw | LnK Posterior Cervical Fixation System/CastleLoc-S Posterior Cervical Fixation System-Polyaxial Screw, standard, semi-reduction and reduction | Dia (3.5-4.0 mm) x length (10-50 mm) | 286122 384816 |  | November 2022 | Group Benefit Change
13 - Spinal | 13.06 - Rod | 13.06.01 - Standard |  |  | ER436 | 355 | Emergo Asia Pacific Pty Ltd | LnK Posterior Cervical Fixation System/CastleLoc-S Posterior Cervical Fixation System-Rod | LnK Posterior Cervical Fixation System/CastleLoc-S Posterior Cervical Fixation System-Rod,straight or pre-bent, non-sterile or sterile | Dia 3.5mm x Length (20-240 mm) | 286122 384816 |  | November 2022 | Group Benefit Change
13 - Spinal | 13.02 - Accessories for bone screws and connector components | 13.02.01 - Nut/Set Screw/Locking Screw |  |  | ER437 | 144 | Emergo Asia Pacific Pty Ltd | LnK Posterior Cervical Fixation System/CastleLoc-S Posterior Cervical Fixation System-Set screw | LnK Posterior Cervical Fixation System/CastleLoc-S Posterior Cervical Fixation System-Set screw | Dia (6-7 mm) x Height (3.6-3.7 mm) | 286122 384816 |  | November 2022 | Group Benefit Change
13 - Spinal | 13.10 - Fusion Cage | 13.10.02 - Interbody, No Integral Fixation | 13.10.02.01 - Cervical |  | ER438 | 2189 | Emergo Asia Pacific Pty Ltd | LnK Cervical Interbody Fusion Cage System/CastleLoc-C Cervical Interbody Fusion Cage System | LnK Cervical Interbody Fusion Cage System/CastleLoc-C Cervical Interbody Fusion Cage System, PEEK | width (14-20 mm) x length (12-15 mm) x height (5-10mm) | 286126 |  | March 2019 | Group Benefit Change
13 - Spinal | 13.10 - Fusion Cage | 13.10.02 - Interbody, No Integral Fixation | 13.10.02.02 - ThoracoLumbar / Lumbar | Paired | ER440 | 2346 | Emergo Asia Pacific Pty Ltd | LnK Lumbar Interbody Fusion Cage System-PLIF | LnK Lumbar Interbody Fusion Cage System-PLIF cages, paired, PEEK, bullet shape, lordotic | Length (25-28mm) x width 11mm x height (6-16 mm) x (angle (0-8 degrees) | 286125 |  | May 2018 | Group Benefit Change
13 - Spinal | 13.01 - Bone Screws | 13.01.01 - Pedicle, Monoaxial |  |  | ER445 | 752 | Emergo Asia Pacific Pty Ltd | LnK Spinal Fixation System/OpenLoc-L Spinal Fixation System-Pedicle Screw, monoaxial | LnK Spinal Fixation System/OpenLoc-L Spinal Fixation System-Pedicle Screw, monoaxial;self tapping and non self tapping; standard and reduction; accommodates rods 5.0, 5.5, 6.0 and 6.35 mm dia. | dia (4.0-8.5mm) x length (20-150mm) | 286123 |  | March 2019 | Group Benefit Change
13 - Spinal | 13.01 - Bone Screws | 13.01.02 - Pedicle, Polyaxial |  |  | ER446 | 1050 | Emergo Asia Pacific Pty Ltd | LnK Spinal Fixation System/OpenLoc-L Spinal Fixation System-Pedicle Screw, polyaxial | LnK Spinal Fixation System/OpenLoc-L Spinal Fixation System-Pedicle Screw; polyaxial; self tapping or non self tapping; standard or reduction; accommodates rods of 5.0, 5.5, 6.0 and 6.35mm in diameter | dia (4.0-8.5mm) x length (20-150mm) | 286123 |  | March 2019 | Group Benefit Change
13 - Spinal | 13.06 - Rod | 13.06.01 - Standard |  |  | ER447 | 355 | Emergo Asia Pacific Pty Ltd | LnK Spinal Fixation System/OpenLoc-L Spinal Fixation System-Rods | LnK Spinal Fixation System/OpenLoc-L Spinal Fixation System-Rods; straight or curved; Titanium or CoCr alloy | dia (5.0-6.35mm) x length (40-600mm) | 286123 |  | March 2019 | Group Benefit Change
13 - Spinal | 13.06 - Rod | 13.06.01 - Standard |  |  | ER448 | 355 | Emergo Asia Pacific Pty Ltd | LnK Spinal Fixation System/OpenLoc-L Spinal Fixation System-Rods, shaped | LnK Spinal Fixation System/OpenLoc-L Spinal Fixation System-Rods, shaped ends and single or double stopper features | dia (5.0-6.35mm) x length (40-600mm) | 286123 |  | March 2019 | Group Benefit Change
13 - Spinal | 13.02 - Accessories for bone screws and connector components | 13.02.01 - Nut/Set Screw/Locking Screw |  |  | ER449 | 144 | Emergo Asia Pacific Pty Ltd | LnK Spinal Fixation System/OpenLoc-L Spinal Fixation System-Set screws | LnK Spinal Fixation System/OpenLoc-L Spinal Fixation System-Set screws | dia (8.7-9.7mm) x height (5.0-5.6mm) | 286123 |  | March 2019 | Group Benefit Change
13 - Spinal | 13.03 - Connector | 13.03.03 - Transverse (Rod-to-Rod) | 13.03.03.02 - Adjustable |  | ER451 | 1137 | Emergo Asia Pacific Pty Ltd | LnK Spinal Fixation System/OpenLoc-L Spinal Fixation System-Connector, transverse, adjustable | LnK Spinal Fixation System/OpenLoc-L Spinal Fixation System-Connector, transverse, adjustable | closed 30-50mm; extended 34-74 mm | 286123 |  | March 2019 | Group Benefit Change
13 - Spinal | 13.03 - Connector | 13.03.01 - In-Line |  |  | ER452 | 655 | Emergo Asia Pacific Pty Ltd | LnK Spinal Fixation System/OpenLoc-L Spinal Fixation System-Connector, in line | LnK Spinal Fixation System/OpenLoc-L Spinal Fixation System-Connector, in line, parallel and domino, accommodates rods of 5.0, 5.5, 6.0 and 6.35 in diameter | length (14-40mm) x width (8-16mm) | 286123 |  | March 2019 | Group Benefit Change
06 - Specialist Orthopaedic | 06.03 - SKELETAL RECONSTRUCTION | 06.03.05 - Surgical Accessories | 06.03.05.02 - Pins |  | ER477 | 22 | Emergo Asia Pacific Pty Ltd | Paragon 28 K wires | Paragon 28, K wire (for Phantom, Gorilla and Monster systems), smooth, grooved or threaded, trocar/double trocar | dia 0.9-3.0 mm, length (100-250 mm) | 290442 |  | March 2020 | Group Benefit Change
06 - Specialist Orthopaedic | 06.03 - SKELETAL RECONSTRUCTION | 06.03.03 - Plates | 06.03.03.04 - Small (screw size 2.71mm – 4.49mm)(including blade) ≤ 6 holes | VAL | ER479 | 642 | Emergo Asia Pacific Pty Ltd | Paragon 28 Gorilla Plating System-Plate, small (≤ 6 holes), variable angle locking | Paragon28 Gorilla, small titanium compression plates; universal; variable angle locking; compression; various shapes | Length 15-35 mm; thickness 1.15 - 2.0 mm; multi screw diameter purchage 2.7/3.5/4.2mm | 289248 |  | May 2018 | Group Benefit Change
06 - Specialist Orthopaedic | 06.03 - SKELETAL RECONSTRUCTION | 06.03.03 - Plates | 06.03.03.05 - Small (screw size 2.71mm – 4.49mm)(including blade) ≥ 7 to ≤ 15 holes | VAL | ER481 | 641 | Emergo Asia Pacific Pty Ltd | Paragon 28 Gorilla Plating System-Plate, small ( ≥ 7 to ≤ 15 holes); variable angle locking | Paragon 28 Gorilla Plating System-Plate, small, titanium, malleus/column rescue/stradle/arch (proximal or distal) | Thickness 1.5/2.0 mm ; multi screw diameter purchase 2.7/3.5/4.2mm | 289248 |  | May 2018 | Group Benefit Change
06 - Specialist Orthopaedic | 06.03 - SKELETAL RECONSTRUCTION | 06.03.03 - Plates | 06.03.03.05 - Small (screw size 2.71mm – 4.49mm)(including blade) ≥ 7 to ≤ 15 holes | Com, VAL | ER482 | 897 | Emergo Asia Pacific Pty Ltd | Paragon 28 Gorilla Plating System-Plate, small ( ≥ 7 to ≤ 15 holes); variable angle locking, complex | Paragon 28 Gorilla Plating System-Plate, small, titanium, malleus/column/ rescue/stradle/arch (proximal or distal), variable angle locking, complex | Thickness 1.5/2.0 mm; multi screw diameter purchase | 289248 |  | March 2023 | Group Benefit Change
06 - Specialist Orthopaedic | 06.03 - SKELETAL RECONSTRUCTION | 06.03.03 - Plates | 06.03.03.07 - Mini (screw size ≤2.7mm)(including blade) ≤ 6 holes | VAL | ER483 | 973 | Emergo Asia Pacific Pty Ltd | Paragon 28 Gorilla Plating System-Plate, mini (≤ 6 holes); variable angle locking | Paragon 28 Gorilla Plating System-Plate, titanium mini plate, compression, variable angle locking, variable sizes and shapes | thickness 1.1/1.3 mm; multi screw diameter purchase 2.0/2.5mm or 2.7/3.5/4.2 mm | 289248 |  | May 2018 | Group Benefit Change
06 - Specialist Orthopaedic | 06.03 - SKELETAL RECONSTRUCTION | 06.03.03 - Plates | 06.03.03.07 - Mini (screw size ≤2.7mm)(including blade) ≤ 6 holes | Com, VAL | ER484 | 1120 | Emergo Asia Pacific Pty Ltd | Paragon 28 Gorilla Plating System-Plate, mini (≤ 6 holes);variable angle locking, complex | Paragon 28 Gorilla Plating System-Plate, titanium mini plate, compression, variable angle locking, complex | thickness 1.1mm; multi screw diameter purchase | 289248 |  | August 2018 | Group Benefit Change
06 - Specialist Orthopaedic | 06.03 - SKELETAL RECONSTRUCTION | 06.03.03 - Plates | 06.03.03.08 - Mini (screw size ≤2.7mm)(including blade) ≥ 7 to ≤ 15 holes | VAL | ER485 | 828 | Emergo Asia Pacific Pty Ltd | Paragon 28 Gorilla Plating System-Plate, mini (≥ 7 to ≤ 15 holes); variable angle locking | Paragon 28 Gorilla Plating System-Plate, mini, Titanium, compression, variable angle locking, various shapes (e.g. straight/oblique, right/left) | thickness 1.1 mm, multi screw diameter purchase 2.0/2.5mm | 289248 |  | May 2018 | Group Benefit Change
06 - Specialist Orthopaedic | 06.03 - SKELETAL RECONSTRUCTION | 06.03.03 - Plates | 06.03.03.08 - Mini (screw size ≤2.7mm)(including blade) ≥ 7 to ≤ 15 holes | Com, VAL | ER486 | 943 | Emergo Asia Pacific Pty Ltd | Paragon 28 Gorilla Plating System-Plate, mini (≥ 7 to ≤ 15 holes); variable angle locking, complex | Paragon 28 Gorilla Plating System-Plate, mini, Titanium, compression, variable angle locking, complex shapes | thickness 1.1mm; multi screw diameter purchase | 289248 |  | August 2018 | Group Benefit Change
06 - Specialist Orthopaedic | 06.03 - SKELETAL RECONSTRUCTION | 06.03.03 - Plates | 06.03.03.07 - Mini (screw size ≤2.7mm)(including blade) ≤ 6 holes | VAL | ER492 | 973 | Emergo Asia Pacific Pty Ltd | Paragon 28 Proximal Rotational Metatarsal Osteotomy (“PROMO”) Plating System | PROMO left or right contoured plates designed specifically around the angle of the osteotomy, allowing space for optimal cross screw trajectory. Plates are used with Paragon 28 Baby Gorilla or Mini Monster screws. | Size 1-4, osteotomy angles 13-55° | 289248 |  | August 2018 | Group Benefit Change
06 - Specialist Orthopaedic | 06.03 - SKELETAL RECONSTRUCTION | 06.03.03 - Plates | 06.03.03.09 - Mini (screw size ≤2.7mm)(including blade) ≥ 16 holes | Com, VAL | ER500 | 1274 | Emergo Asia Pacific Pty Ltd | Paragon 28 Gorilla Plating System-Plate, mini (≥ 16 holes);variable angle locking, complex | Paragon 28 Gorilla Plating System-Plate, mini, titanium, compression, variable angle locking, various complex shapes and sizes, left or right | thickness 2.0mm; multi screw diameter purchase | 289248 |  | August 2018 | Group Benefit Change
06 - Specialist Orthopaedic | 06.03 - SKELETAL RECONSTRUCTION | 06.03.03 - Plates | 06.03.03.40 - Periarticular anatomic - Tibia ≥ 16 holes | VAL | ER503 | 1637 | Emergo Asia Pacific Pty Ltd | Paragon 28 Gorilla Plating System-Plate, tibial (≥ 16 holes) | Paragon 28 Gorilla Silverback Plating System-Plate, tibial, lateral TTC, left or right | ≥ 16 holes, 113-154 mm | 289248 |  | March 2019 | Group Benefit Change
13 - Spinal | 13.06 - Rod | 13.06.01 - Standard |  | Dual Diameter | ER505 | 446 | Emergo Asia Pacific Pty Ltd | LnK Posterior Cervical Fixation System/ CastleLoc-S Posterior Cervical Fixation System-Rod, dual dia | LnK Posterior Cervical Fixation System/ CastleLoc-S Posterior Cervical Fixation System-Rod, dual diameter transitional rod, non-sterile or sterile | 3.5 mm transitioning to (4.5-6.0 mm) x overall rod length (300-550) mm) Rod segment L1 can range between 100-200 mm and Rod segment 2 can range between 100-400 mm | 286122 384816 |  | November 2022 | Group Benefit Change
06 - Specialist Orthopaedic | 06.03 - SKELETAL RECONSTRUCTION | 06.03.04 - Screws | 06.03.04.01 - Standard ( ≥4.5mm) |  | ER510 | 57 | Emergo Asia Pacific Pty Ltd | Paragon 28 Gorilla Plating System-Screws, standard ( ≥ 4.5mm) | Paragon 28 Gorilla Plating System-Screws, standard ( ≥ 4.5mm) | dia (4.5-5.2 mm) x length (14-60 mm) | 289308 |  | March 2020 | Group Benefit Change
13 - Spinal | 13.01 - Bone Screws | 13.01.02 - Pedicle, Polyaxial |  |  | ER512 | 1050 | Emergo Asia Pacific Pty Ltd | e.Spine PEDICULAR SCREW | spine Pedicular Screw for sacral-thoraco-lumbar osteosynthesis | Pedicle or Reduction pedicle; Diameter 4.35 Length 25 to 55 mm, Diameter 5 Length 25 to 60 mm, Diameter 6 Length 25 to 65 mm, Diameter 6.5 Length 25 to 70 mm, Diameter 7 Length 30 to 80 mm. | 171952 |  | March 2019 | Group Benefit Change
13 - Spinal | 13.02 - Accessories for bone screws and connector components | 13.02.01 - Nut/Set Screw/Locking Screw |  |  | ER514 | 144 | Emergo Asia Pacific Pty Ltd | e.Spine locking screw | Titanium locking screw for e.Spine hooks and e.Spine pedicular screws | One size | 171952 |  | March 2019 | Group Benefit Change
13 - Spinal | 13.03 - Connector | 13.03.01 - In-Line |  |  | ER515 | 655 | Emergo Asia Pacific Pty Ltd | e.Spine connector | Titanium connector for rods of diameter 5.5 mm | Straight (axial connexion), Open domino (parallel connexion), Closed domino (parallel connexion) | 171952 |  | March 2019 | Group Benefit Change
13 - Spinal | 13.06 - Rod | 13.06.01 - Standard |  |  | ER519 | 355 | Emergo Asia Pacific Pty Ltd | e.Spine Rod | Spine straight or pre-bend rods | Diameter 5.5mm; Lengths: Titanium or CoCr Straight rods 40, 50, 60, 70, 80, 90, 110, 130, 160, 220, 440, 500, 600mm; Titanium Pre-bend rods: 40, 50, 60, 70, 80, 90mm | 171952 |  | March 2019 | Group Benefit Change
13 - Spinal | 13.05 - Plate | 13.05.01 - Integral Fixation | 13.05.01.01 - Cervical | >55mm | ER525 | 1426 | Emergo Asia Pacific Pty Ltd | CastleLoc-P Anterior Cervical Plate, >55mm | CastleLoc-P Anterior Cervical Plate, >55mm, 3-4 levels | length 55-97 mm, width 17 mm | 286127 |  | July 2019 | Group Benefit Change
13 - Spinal | 13.03 - Connector | 13.03.01 - In-Line |  |  | ER526 | 655 | Emergo Asia Pacific Pty Ltd | LnK Posterior Cervical Fixation System/CastleLoc-S Posterior Cervical Fixation System-Connector | LnK Posterior Cervical Fixation System/CastleLoc-S Posterior Cervical Fixation System-Axial Rod/Side Rod to Rod Connector, Right Side/Left Side Rod to Rod Connector | height (8.0-12.8mm) x width (13.5-19.0mm); accomodates rod size 3.6-6.1mm | 286122 384816 |  | November 2022 | Group Benefit Change
13 - Spinal | 13.03 - Connector | 13.03.03 - Transverse (Rod-to-Rod) | 13.03.03.02 - Adjustable |  | ER527 | 1137 | Emergo Asia Pacific Pty Ltd | LnK Posterior Cervical Fixation System/CastleLoc-S Posterior Cervical Fixation System-Crosslink | LnK Posterior Cervical Fixation System/CastleLoc-S Posterior Cervical Fixation System-Crosslink Plate Type, Bar type, Hybrid Type, non-sterile or sterile | closed 29-42 mm; extended 34-58 mm | 286122 384816 |  | November 2022 | Group Benefit Change
13 - Spinal | 13.10 - Fusion Cage | 13.10.02 - Interbody, No Integral Fixation | 13.10.02.01 - Cervical |  | ER537 | 2189 | Emergo Asia Pacific Pty Ltd | Signus JASPIS | Cervical porous titanium fusion cage | width (14-18mm) x length (12-14 mm) x height (4-10 mm); lordosis (0-8°) | 129772 |  | March 2021 | Group Benefit Change
10 - Vascular | 10.01 - Vascular Stents | 10.01.01 - Bare Metal Stents | 10.01.01.05 - Catheter with 4 or 6 stents |  | ER542 | 1238 | Emergo Asia Pacific Pty Ltd | Tack Endovascular System | The Tack Endovascular System is a dissection repair device that is purpose-built to provide precision treatment of peripheral arterial dissections following balloon angioplasty. | Diameter: 5.7-9.8mm (unconstrained); Diameter treatment range: 1.5-8.0 mm; Length: ~6-8mm | 352394 |  | July 2021 | Group Benefit Change
06 - Specialist Orthopaedic | 06.03 - SKELETAL RECONSTRUCTION | 06.03.03 - Plates | 06.03.03.22 - Periarticular anatomic - Radius ≤ 6 holes | VAL | ER543 | 1372 | Emergo Asia Pacific Pty Ltd | Osteomed ExtremiLock Plate (≤ 6 holes) | VDR Radial/Intermediate Column; Standard; Left or Right and Styloid Plates; 6 hole | 6 holes | 337239 |  | November 2020 | Group Benefit Change
13 - Spinal | 13.01 - Bone Screws | 13.01.02 - Pedicle, Polyaxial |  | Shank | ER544 | 540 | Emergo Asia Pacific Pty Ltd | Biedermann Motech MOSS Spinal Fixation System-Ti Pedicle Screw | Polyaxial Screw shank-solid and cannulated/fenestrated | Ø4.3mm - Ø10.0 mm diameter, 20-120mm length | 337238 |  | November 2022 | Group Benefit Change
06 - Specialist Orthopaedic | 06.03 - SKELETAL RECONSTRUCTION | 06.03.05 - Surgical Accessories | 06.03.05.02 - Pins |  | ER545 | 22 | Emergo Asia Pacific Pty Ltd | Osteomed ExtremiLock K-Wire | K-Wire | 0.9-1.6 mm | 337153 |  | November 2020 | Group Benefit Change
13 - Spinal | 13.03 - Connector | 13.03.01 - In-Line |  |  | ER546 | 655 | Emergo Asia Pacific Pty Ltd | Biedermann Motech MOSS Spinal Fixation System-Ti In-line Connector | Side by side / end to end connectors | Various sizes | 337238 |  | November 2022 | Group Benefit Change
13 - Spinal | 13.06 - Rod | 13.06.01 - Standard |  |  | ER549 | 355 | Emergo Asia Pacific Pty Ltd | Biedermann Motech MOSS Spinal Fixation System-Rod | Rod, Ti or CoCr, straight or curved, bullet or hexagonal end | Ø4.5mm -Ø6.0mm diameter, 30 - 600mm length, Ti and CoCr | 337238 |  | November 2022 | Group Benefit Change
13 - Spinal | 13.02 - Accessories for bone screws and connector components | 13.02.01 - Nut/Set Screw/Locking Screw |  |  | ER552 | 144 | Emergo Asia Pacific Pty Ltd | Biedermann Motech MOSS Spinal Fixation System-Ti Lock Screw | Lock Screw | Various sizes | 337238 |  | November 2020 | Group Benefit Change
13 - Spinal | 13.06 - Rod | 13.06.01 - Standard |  | Dual Diameter | ER556 | 446 | Emergo Asia Pacific Pty Ltd | Biedermann Motech MOSS Spinal Fixation System-Multiple diameter rod | Dual Diameter Transition Rods, Ti or CoCr | Ø 3.0 - Ø6.0mm range in various sizes | 337238 |  | November 2022 | Group Benefit Change
06 - Specialist Orthopaedic | 06.03 - SKELETAL RECONSTRUCTION | 06.03.03 - Plates | 06.03.03.23 - Periarticular anatomic - Radius ≥ 7 to ≤ 15 holes | VAL | ER558 | 1239 | Emergo Asia Pacific Pty Ltd | Osteomed ExtremiLock Plate (≥ 7 to ≤ 15 holes) | VDR Narrow, standard, PQ sparing plates, left or right | ≥ 7 to ≤ 15 holes | 337239 |  | November 2020 | Group Benefit Change
06 - Specialist Orthopaedic | 06.03 - SKELETAL RECONSTRUCTION | 06.03.04 - Screws | 06.03.04.03 - Mini (2.01 – 2.7 mm) |  | ER559 | 64 | Emergo Asia Pacific Pty Ltd | Osteomed ExtremiLock Screw, Mini (2.01 – 2.7 mm), standard | Cortex screw | dia (2.4-2.7 mm) x lenth (8-40 mm) | 337240 |  | November 2020 | Group Benefit Change
06 - Specialist Orthopaedic | 06.03 - SKELETAL RECONSTRUCTION | 06.03.04 - Screws | 06.03.04.03 - Mini (2.01 – 2.7 mm) | LK | ER560 | 109 | Emergo Asia Pacific Pty Ltd | Osteomed ExtremiLock Screw, Mini (2.01 – 2.7 mm), variable angle locking | Variable angle locking screws, fully or partially threaded | dia (2.4-2.7 mm) x length (8-40 mm) | 337240 |  | November 2020 | Group Benefit Change
06 - Specialist Orthopaedic | 06.03 - SKELETAL RECONSTRUCTION | 06.03.04 - Screws | 06.03.04.06 - Screw Washers |  | ER561 | 59 | Emergo Asia Pacific Pty Ltd | Osteomed ExtremiLock Screw, Mini (2.01 – 2.7 mm), screw washer | Screw washer | 2.4/2.7 mm | 337240 |  | November 2020 | Group Benefit Change
06 - Specialist Orthopaedic | 06.03 - SKELETAL RECONSTRUCTION | 06.03.03 - Plates | 06.03.03.04 - Small (screw size 2.71mm – 4.49mm)(including blade) ≤ 6 holes | VAL | ER568 | 642 | Emergo Asia Pacific Pty Ltd | Paragon 28 Gorilla Plating System-Plate, tibial (≤ 6 holes) | Paragon 28 Gorilla Silverback tibiotalar posterior(TT) ankle fusion plate, left or right | ≤ 6 holes | 289248 |  | July 2021 | Group Benefit Change
13 - Spinal | 13.01 - Bone Screws | 13.01.02 - Pedicle, Polyaxial |  | Shank | ER571 | 540 | Emergo Asia Pacific Pty Ltd | Firebird Modular Screws | Modular pedicle screws - shank | Diameter - 4mm -11.5mm Length - 25mm - 110mm | 195012 |  | July 2021 | Group Benefit Change
13 - Spinal | 13.02 - Accessories for bone screws and connector components | 13.02.01 - Nut/Set Screw/Locking Screw |  |  | ER577 | 144 | Emergo Asia Pacific Pty Ltd | Spinal Fixation System | Set Screw Spinal System | One size only | 195012 |  | July 2021 | Group Benefit Change
13 - Spinal | 13.03 - Connector | 13.03.01 - In-Line |  |  | ER581 | 655 | Emergo Asia Pacific Pty Ltd | Orthofix In-Line Connector | Axial In-Line Connector with Rod | One size only | 195012 |  | July 2021 | Group Benefit Change
13 - Spinal | 13.03 - Connector | 13.03.03 - Transverse (Rod-to-Rod) | 13.03.03.02 - Adjustable |  | ER584 | 1137 | Emergo Asia Pacific Pty Ltd | Spinal Fixation System | Multi Axial Cross Connector Assembly – Titanium/Lateral Offset | 5.5mm-80mm | 195012 |  | July 2021 | Group Benefit Change
13 - Spinal | 13.05 - Plate | 13.05.01 - Integral Fixation | 13.05.01.01 - Cervical | >55mm | ER585 | 1426 | Emergo Asia Pacific Pty Ltd | Azure Anterior Cervical Plate System | Anterior Cervical Plate > 55mm | 56-120mm length | 195018 |  | July 2021 | Group Benefit Change
13 - Spinal | 13.05 - Plate | 13.05.01 - Integral Fixation | 13.05.01.01 - Cervical | >55mm | ER586 | 1426 | Emergo Asia Pacific Pty Ltd | Blackstone Medical ACP - 3 and 4 Level | Titanium Alloy Anterior Cervical Plate - 3 and 4 Level | 56mm - 122mm | 195018 |  | July 2021 | Group Benefit Change
13 - Spinal | 13.05 - Plate | 13.05.01 - Integral Fixation | 13.05.01.01 - Cervical | >55mm | ER587 | 1426 | Emergo Asia Pacific Pty Ltd | Cetra Anterior Cervical Plate > 55mm | Low profile anterior cervical plate | 56mm-94mm | 195018 |  | July 2021 | Group Benefit Change
13 - Spinal | 13.06 - Rod | 13.06.01 - Standard |  |  | ER592 | 355 | Emergo Asia Pacific Pty Ltd | Firebird Rods | Firebird Rods - straight and pre-lordosed, titanium and CoCr | 35mm-600mm | 195012 |  | July 2021 | Group Benefit Change
13 - Spinal | 13.06 - Rod | 13.06.01 - Standard |  |  | ER593 | 355 | Emergo Asia Pacific Pty Ltd | Orthofix Z Rod | Pre-bent Z Rod | Standard, 16mm, 18mm Offset 150mm X150mm, 150mm X 300mm | 195012 |  | July 2021 | Group Benefit Change
13 - Spinal | 13.10 - Fusion Cage | 13.10.02 - Interbody, No Integral Fixation | 13.10.02.01 - Cervical |  | ER598 | 2189 | Emergo Asia Pacific Pty Ltd | Construx Mini PTC | Anterior cervical cage | 12x12mm, 15x12mm, 15x15mm, 5-14mm height, parallel or 5 degree lordotic | 206571 |  | July 2021 | Group Benefit Change
13 - Spinal | 13.10 - Fusion Cage | 13.10.02 - Interbody, No Integral Fixation | 13.10.02.01 - Cervical |  | ER599 | 2189 | Emergo Asia Pacific Pty Ltd | Construx Mini PEEK VBR System | The Construx Mini is an anterior Cervical Interbody PEEK or Titanium Cage | 12mm x 12mm 5 degrees lordotic. 5mm-12mm in 1mm increments. 12mm x 12mm, Parallel. 5mm - 12mm in 1mm increments. 15mm x 12mm, 5/10/15 degrees lordotic. 5mm - 12mm in 1mm increments. 15mm x 12mm, Parallel. 5mm-12mm in 1mm increments Width 12-17 mm; Length 12-15 mm, Height 5-12 mm, lordosis 0-15 degrees | 206571 |  | March 2022 | Group Benefit Change
13 - Spinal | 13.10 - Fusion Cage | 13.10.02 - Interbody, No Integral Fixation | 13.10.02.02 - ThoracoLumbar / Lumbar | Paired | ER600 | 2346 | Emergo Asia Pacific Pty Ltd | FORZA PTC | PEEK/Titanium spacer with porous titanium endplates | 9mm X 23mm, Height 7mm-14mm | 206571 |  | July 2021 | Group Benefit Change
06 - Specialist Orthopaedic | 06.03 - SKELETAL RECONSTRUCTION | 06.03.03 - Plates | 06.03.03.05 - Small (screw size 2.71mm – 4.49mm)(including blade) ≥ 7 to ≤ 15 holes | VAL | ER604 | 641 | Emergo Asia Pacific Pty Ltd | Paragon 28 Gorilla Plates- ≥ 7 to ≤ 15 holes, medial, anterior, anterolateral | Paragon 28 Gorilla Plates- tibia ≥ 7 to ≤ 15 holes, medial, anterior, anterolateral. left or right, variable angle locking, complex shapes | ≥ 7 to ≤ 15 holes, thickness 1.8 mm; multi screw diameter purchase | 290443 |  | November 2021 | Group Benefit Change
06 - Specialist Orthopaedic | 06.03 - SKELETAL RECONSTRUCTION | 06.03.03 - Plates | 06.03.03.06 - Small (screw size 2.71mm – 4.49mm)(including blade) ≥ 16 holes | VAL | ER605 | 935 | Emergo Asia Pacific Pty Ltd | Paragon 28 Gorilla Plates- ≥ 16 holes, medial, anterolateral | Paragon 28 Gorilla Plates- tibia ≥ 16 holes, medial, anterolateral, left or right, variable angle locking, complex shapes | ≥ 16 holes, thickness 1.8 mm; multi screw diameter purchase | 289248 |  | November 2021 | Group Benefit Change
06 - Specialist Orthopaedic | 06.03 - SKELETAL RECONSTRUCTION | 06.03.03 - Plates | 06.03.03.01 - Standard (screw size ≥4.5mm)(including blade) ≤ 6 holes | VAL | ER610 | 892 | Emergo Asia Pacific Pty Ltd | Paragon 28 Gorilla Plating System-Plate, tibial (≤ 6 holes), Periarticular, Posterior, TT | Paragon 28 Gorilla Silverback tibiotalar (TTC) posterior ankle fusion plate, left or right, variable ankle locking, complex shape, left or right | ≤ 6 holes | 289248 |  | November 2021 | Group Benefit Change
04 - Neurosurgical | 04.04 - DEEP BRAIN STIMULATION (DBS) | 04.04.04 - Microtargetting Electrodes |  |  | ER612 | 1184 | Emergo Asia Pacific Pty Ltd | Alpha Omega NeuroProbe Microelectrodes | Alpha Omega Neuroprobe family of microtargeting electrodes; shielded, Sonus shielded or unshielded, various configurations, sterile | Length: 240-300 mm Microtip length: 2.5-27 mm | 346530 |  | November 2021 | Group Benefit Change
13 - Spinal | 13.01 - Bone Screws | 13.01.01 - Pedicle, Monoaxial |  |  | ER615 | 752 | Emergo Asia Pacific Pty Ltd | Firebird mono axial screws | Firebird mono axial pedicle screws in various diameters and lengths. Titanium. | 4.0, 4.5, 5.5, 6.5, 7.5. 8.5; 25mm-100mm in 5mm increments | 195012 |  | November 2021 | Group Benefit Change
13 - Spinal | 13.01 - Bone Screws | 13.01.02 - Pedicle, Polyaxial |  |  | ER620 | 1050 | Emergo Asia Pacific Pty Ltd | Centurion Multi-Axial Screws | Multi-Axial and Smooth Shank Multi-Axial Screws | 3.5mm Diameter – 10mm - 52mm in 2mm increments 4.0mm Diameter – 10mm - 52mm in 2mm increments 4.5mm Diameter – 10mm – 50mm in 5mm increments 5.0mm Diameter – 10mm – 50mm in 5mm increments | 195012 |  | November 2021 | Group Benefit Change
13 - Spinal | 13.02 - Accessories for bone screws and connector components | 13.02.01 - Nut/Set Screw/Locking Screw |  |  | ER627 | 144 | Emergo Asia Pacific Pty Ltd | Centurion Set Screw | Universal set screw | One size only | 195012 |  | November 2021 | Group Benefit Change
13 - Spinal | 13.02 - Accessories for bone screws and connector components | 13.02.01 - Nut/Set Screw/Locking Screw |  |  | ER628 | 144 | Emergo Asia Pacific Pty Ltd | SKYHAWK Set Screw | Set Screw for SKYHAWK Lateral Interbody Fusion System | One size only | 206571 |  | November 2021 | Group Benefit Change
13 - Spinal | 13.03 - Connector | 13.03.01 - In-Line |  |  | ER629 | 655 | Emergo Asia Pacific Pty Ltd | Centurion Rod Connectors | Parallel Rod Connector, Axial Rod Connector and Lateral Offset Adaptor | 3.5mm by 5.5mm and 10mm offset (Lateral Adaptor) | 195012 |  | November 2021 | Group Benefit Change
13 - Spinal | 13.03 - Connector | 13.03.03 - Transverse (Rod-to-Rod) | 13.03.03.02 - Adjustable |  | ER632 | 1137 | Emergo Asia Pacific Pty Ltd | Centurion Cross Connectors | Adjustable Cross Connector | 20mm – 50mm in 5mm increments | 195012 |  | November 2021 | Group Benefit Change
13 - Spinal | 13.05 - Plate | 13.05.02 - No Integral Fixation | 13.05.02.03 - Occipital |  | ER637 | 1803 | Emergo Asia Pacific Pty Ltd | Centurion Occipital Plate | Occipital Plate | 20-30mm Rod Spacing 30- 40mm Rod Spacing 40-50mm Rod Spacing | 195012 |  | November 2021 | Group Benefit Change
13 - Spinal | 13.06 - Rod | 13.06.01 - Standard |  |  | ER640 | 355 | Emergo Asia Pacific Pty Ltd | Centurion Rods | Titanium or Cobalt Chrome Rods and Transition Rods | 3.5mm diameter and 70mm, 120mm, and 200mm in length (Rods) 3.5mm – 5.5mm and 200/200mm, 200/300mm and 300/300mm in length (Transition Rods) | 195012 |  | November 2021 | Group Benefit Change
13 - Spinal | 13.06 - Rod | 13.06.01 - Standard |  |  | ER641 | 355 | Emergo Asia Pacific Pty Ltd | Centurion Occipital Rods | Titanium or Cobalt Chrome Occipital Rod | 3.5mm, 110°, 120°, 135° | 195012 |  | November 2021 | Group Benefit Change
04 - Neurosurgical | 04.04 - DEEP BRAIN STIMULATION (DBS) | 04.04.04 - Microtargetting Electrodes |  |  | ER647 | 1184 | Emergo Asia Pacific Pty Ltd | MicroTargeting Electrodes | Microtargeting mono- and bipolar- electrodes | 100-300mm | 161735 |  | November 2021 | Group Benefit Change
03 - General Miscellaneous | 03.08 - CLOSURE DEVICES | 03.08.03 - Ligating Devices | 03.08.03.03 - Clips with Disposable Applier | Endoscopic, OTS | ER650 | 2133 | Emergo Asia Pacific Pty Ltd | Apollo Endosurgery X-Tack™ Endoscopic HeliX Tacking System | The X-Tack™ System is intended for approximation of soft tissue in minimally invasive gastroenterology procedures (e.g. closure and healing of ESD/EMR sites, and closing of fistula, perforation or leaks).using tensioned helical tacks. The X-Tack system comprises respective delivery systems for tacking and cinching; tethered stainless steel HeliX tacks; and a PEEK cinch system. 1. The delivery system is composed of biocompatible plastic and drives the HeliX tacks into the tissue. This is replaced with the PEEK cinching system when the defect is ready for compression. 2. The stainless steel HeliX tacks are placed around the defect with the tether providing compression when tensioned and so enabling closure. Compression is maintained using a PEEK cinch which terminates the closing construct. 3. The PEEK cinching system is a delivery system that deploys a PEEK plug/collar to the tethering system to ensure the tissue in the defect area remains compressed. | 160 and 235 cm | 376194 |  | July 2022 | Group Benefit Change
13 - Spinal | 13.03 - Connector | 13.03.03 - Transverse (Rod-to-Rod) | 13.03.03.02 - Adjustable |  | ER657 | 1137 | Emergo Asia Pacific Pty Ltd | Biedermann Motech MOSS Spinal Fixation System-Ti Cross Connector-adjustable | Biedermann Motech MOSS Spinal Fixation System-Ti Cross Connector-adjustable, compatible with dia 5.5 mm and 6.0 mm MOSS Rods | 35-100 mm | 337238 |  | November 2022 | Group Benefit Change
13 - Spinal | 13.01 - Bone Screws | 13.01.01 - Pedicle, Monoaxial |  |  | ER658 | 752 | Emergo Asia Pacific Pty Ltd | LnK AccelFix Spinal Fixation System-Monoaxial screw | AccelFix S/AccelFix DS/AccelFix SS Monoaxial screws, reduction or non-reduction, Ti, sterile. | Diameter: 4-8.5 mm Length: 34.5-176.5 mm | 384815 |  | November 2022 | Group Benefit Change
13 - Spinal | 13.01 - Bone Screws | 13.01.02 - Pedicle, Polyaxial |  | Cannulated | ER659 | 1124 | Emergo Asia Pacific Pty Ltd | LnK AccelFix Spinal Fixation System-MIS Polyaxial screw | AccelFix MIS Polyaxial screw, open or closed, cannulated, sterile, Ti | Diameter: 5.5-9.5 mm Length: 30-150 mm | 384815 |  | November 2022 | Group Benefit Change
13 - Spinal | 13.03 - Connector | 13.03.01 - In-Line |  |  | ER660 | 655 | Emergo Asia Pacific Pty Ltd | LnK AccelFix Spnal Fixation System-connector-in line | LnK AccelFix Spnal Fixation System-connector-axial straight or domino | To accommodate rod diameters of 5.2-6.5 mm Length 30-40 mm or (14-16) x 16 mm | 354819 |  | November 2022 | Group Benefit Change
13 - Spinal | 13.01 - Bone Screws | 13.01.02 - Pedicle, Polyaxial |  |  | ER662 | 1050 | Emergo Asia Pacific Pty Ltd | LnK AccelFix Spinal Fixation System-polyaxial screw | AccelFix S/AccelFix DS/AccelFix SS polyaxial screws, sterile, single or double lead, standard or variable pitch, closed or open, Ti, sterile | Diameter: 4-8,5 mm Length: 34.2-176.5 mm | 384815 |  | November 2022 | Group Benefit Change
13 - Spinal | 13.06 - Rod | 13.06.01 - Standard |  |  | ER663 | 355 | Emergo Asia Pacific Pty Ltd | LnK AccelFix Spinal Fixation System-Rods | AccelFix Spinal Fixation System Ti Rods, shaped ends, straight or curved, standard or MIS and single or double stopper features. sterile | Diameter: 5.0-6.5 mm Length: 40-612 mm | 384815 |  | November 2022 | Group Benefit Change
13 - Spinal | 13.02 - Accessories for bone screws and connector components | 13.02.01 - Nut/Set Screw/Locking Screw |  |  | ER664 | 144 | Emergo Asia Pacific Pty Ltd | LnK AccelFix Spinal Fixation System-set screws | LnK AccelFix Spinal Fixation System set screws, star or hex type, Ti, sterile | Diameter: 8.7-9.7 mm Height: 5.0-5.6 mm | 384815 |  | November 2022 | Group Benefit Change
13 - Spinal | 13.03 - Connector | 13.03.03 - Transverse (Rod-to-Rod) | 13.03.03.02 - Adjustable |  | ER666 | 1137 | Emergo Asia Pacific Pty Ltd | LnK AccelFix Spinal Fixation System-connector, lateral, adjustable | AccelFix Spinal Fixation System-connector, lateral, adjustable | Diameter: 5.2-6.5 mm Lentgth: Adjustable from (28-35) mm to (52-83) mm | 384815 |  | November 2022 | Group Benefit Change
13 - Spinal | 13.10 - Fusion Cage | 13.10.02 - Interbody, No Integral Fixation | 13.10.02.02 - ThoracoLumbar / Lumbar | Paired | ER668 | 2346 | Emergo Asia Pacific Pty Ltd | FORZA Spacer System-PLIF | FORZA Ti straight or curved spacers, PLIF, paired in various sizes | Profile: (9-11) mm x (23-27) mm Height:6-14 mm Lordosis: 0 and 8 degrees | 206571 |  | November 2022 | Group Benefit Change
06 - Specialist Orthopaedic | 06.03 - SKELETAL RECONSTRUCTION | 06.03.03 - Plates | 06.03.03.03 - Standard (screw size ≥4.5mm)(including blade) ≥ 16 holes | VAL | ER672 | 1207 | Emergo Asia Pacific Pty Ltd | Paragon Silverback Straddle Plate-lateral TC | Silverback Straddle Plate-lateral TC, long, left or right | one size | 289248 |  | March 2023 | Group Benefit Change
06 - Specialist Orthopaedic | 06.03 - SKELETAL RECONSTRUCTION | 06.03.03 - Plates | 06.03.03.03 - Standard (screw size ≥4.5mm)(including blade) ≥ 16 holes | VAL | ER673 | 1207 | Emergo Asia Pacific Pty Ltd | Paragon Silverback Straddle Plate-lateral TTC | Paragon Silverback Straddle Plate-lateral TTC, long, left or right. | one size | 289248 |  | March 2023 | Group Benefit Change
03 - General Miscellaneous | 03.04 - GASTRIC BANDS | 03.04.01 - Adjustable Gastric Band with Port |  |  | ET042 | 2791 | Endotherapeutics Pty Ltd | Soft Gastric Banding System | Sterile long term implant for the treatment of obesity. Supplied in kit format with catheter, port and huber needles | One size only | 96737 |  | May 2018 | Group Benefit Change
05 - Urogenital | 05.02 - Ureteric Stents | 05.02.01 - Fixed length | 05.02.01.03 - Metal | Therm | ET055 | 3116 | Endotherapeutics Pty Ltd | Memokath Ureteric Stent | Memokath Model 051CW. | 30mm - 200mm | 141654 |  | May 2018 | Group Benefit Change
03 - General Miscellaneous | 03.04 - GASTRIC BANDS | 03.04.03 - Replacement Injection Ports |  |  | ET056 | 525 | Endotherapeutics Pty Ltd | Soft Basket Band. INFUSION PORT. | TITANIUM PORT | 9.8CMS/13.3CMS | 148776 |  | May 2018 | Group Benefit Change
03 - General Miscellaneous | 03.08 - CLOSURE DEVICES | 03.08.03 - Ligating Devices | 03.08.03.03 - Clips with Disposable Applier | Endoscopic, OTS | ET067 | 786 | Endotherapeutics Pty Ltd | OTSC Clip | The OTSC Clip is a superelastic Nitinol clip which compresses the tissue between its teeth. Therefore it enables hemostasis as well as closing of perforations | OTSC Clip is available in three sizes: 9mm, 10mm and 11mm | 185054 185057 |  | July 2023 | Changed Benefit, Suffix
03 - General Miscellaneous | 03.08 - CLOSURE DEVICES | 03.08.03 - Ligating Devices | 03.08.03.03 - Clips with Disposable Applier | Endoscopic, OTS | ET068 | 2133 | Endotherapeutics Pty Ltd | OTSC System | Has two components: 1. The OTSC Clip is a superelastic Nitinol clip which compresses the tissue between its teeth; enables hemostasis as well as closing performations. 2. Grasping and Anchoring Tool. Ovesco Twin Graspers – to approximate wound edges.. Ovesco Anchor- to grasp fibrous tissue or fistulas | OTSC Clip is available in three sizes: 9mm, 10mm and 11 mm. Ovesco Twin Graspers : 165mm or 220mm Ovesco Anchor: 165mm | 18057 185054 185056 185058 |  | May 2018 | Group Benefit Change
02 - Ear, Nose & Throat | 02.01 - EAR | 02.01.05 - Ossicle/Middle Ear Prosthesis | 02.01.05.03 - Partial Ossicle Replacement (one or two) |  | ET073 | 250 | Endotherapeutics Pty Ltd | Eclipse Malleus Piston | Malleus & Stapes: Nitinol, Fluoroplastic | Diamater 0.6mm: 5.5mm-8.00mm | 170281 |  | May 2018 | Group Benefit Change
03 - General Miscellaneous | 03.04 - GASTRIC BANDS | 03.04.02 - Gastric Band without Port |  |  | ET081 | 2073 | Endotherapeutics Pty Ltd | A.M.I. B-Band | Adjustable gastric banding implant for stabilising the gastroenterostomy stoma. The A.M.I B-Band is a soft gastric bypass band which serves as a restrictive component in gastric bypass surgery. Restriction is achieved by placing the device around the remaining stomach pouch in order to prevent long term dilation of the gastrojejunostomy and to ensure a controlled emptying of the stomach pouch. | Adjustable band length: 4.0cm - 7.5cm. Band height: 10mm | 96737 |  | May 2018 | Group Benefit Change
03 - General Miscellaneous | 03.08 - CLOSURE DEVICES | 03.08.03 - Ligating Devices | 03.08.03.03 - Clips with Disposable Applier | Endoscopic, OTS | ET083 | 2133 | Endotherapeutics Pty Ltd | Full-Thickness Resection Device (FTRD) | The FTRD System Set is used for diagnostic and therapeutic full-thickness resection via flexible endoscopy in the colon and rectum. The FTRD System Set is designed to ensure that the transection of tissue happens only after the defect has been completely closed. | The FTRD clip is and 11mm nitinol clip. Also supplied with the FTRD marking probe (220cm) and FTRD Grasper (220cm). | 235539 |  | May 2018 | Group Benefit Change
11 - Hip | 11.01 - FEMORAL COMPONENTS - PRIMARY AND REVISION | 11.01.04 - Uncemented, HA Coated | 11.01.04.01 - Grit Blast |  | EX002 | 3223 | EXACTECH AUSTRALIA PTY LTD | Novation Element HA | Novation Press-Fit Element Stems are intended for press-fix fixation and manufactured from Titanium 6A1-4V and have rectangular cross-sectional geometry with transverse proximal grooves and distal parallell grooves. | collarless: standard offset, 12/14, sizes 8-18 Extended offset 12/14, sizes 8-18, collarless: standard reduced offset, 12/14, sizes 8-12 Extended reduced offset 12/14, sizes 8-12 collared: standard offset 12/14, sizes 8-18 collared: standard reduced offset 12/14, sizes 8-12 | 287412 |  | August 2018 | Group Benefit Change
11 - Hip | 11.02 - FEMORAL HEADS | 11.02.01 - Conventional Femoral Heads, ≤32mm | 11.02.01.02 - Cobalt Chrome |  | EX022 | 621 | EXACTECH AUSTRALIA PTY LTD | Exactech Femoral Head | Cobalt Chrome Head | -3.5mm to +10mm, 22mm to 32mm | 293800 |  | July 2019 | Group Benefit Change
11 - Hip | 11.02 - FEMORAL HEADS | 11.02.01 - Conventional Femoral Heads, ≤32mm | 11.02.01.03 - Alumina |  | EX023 | 1568 | EXACTECH AUSTRALIA PTY LTD | Exactech Femoral Head | Ceramic/Femoral Head, Biolox Forte | -2 to -5mm, +0 to +10mm | 159572 |  | May 2018 | Group Benefit Change
12 - Knee | 12.03 - TIBIAL TRAY COMPONENT - TOTAL KNEE ARTHROPLASTY | 12.03.02 - Cemented, Alloy |  | Revision | EX036 | 2758 | EXACTECH AUSTRALIA PTY LTD | Optetrak Total Knee System, Tibial Baseplate | Tibial Baseplate, titanium, fixed insert (finned, trapezoid, offset with locking screw), cemented | Size 1-6 | 279574 |  | August 2018 | Group Benefit Change
12 - Knee | 12.08 - PATELLAR COMPONENT | 12.08.01 - Cemented, All Polyethylene |  |  | EX038 | 385 | EXACTECH AUSTRALIA PTY LTD | Optetrak Total Knee System | Patellar | 26-41mm | 279041 |  | March 2019 | Group Benefit Change
06 - Specialist Orthopaedic | 06.03 - SKELETAL RECONSTRUCTION | 06.03.04 - Screws | 06.03.04.01 - Standard ( ≥4.5mm) |  | EX046 | 57 | EXACTECH AUSTRALIA PTY LTD | Equinoxe Compression Screw | The compression screw compresses the glenoid plate to the bone while providing 30 degrees of angular variability | 4.5x18mm white, 4.5x22mm black, 4.5x26mm orange, 4.5x30mm blue, 4.5x34mm red, 4.5x38mm green, 4.5x42mm yellow, 4.5x46mm purple | 252473 |  | August 2018 | Group Benefit Change
06 - Specialist Orthopaedic | 06.02 - UPPER LIMB | 06.02.04 - Shoulder - Humeral | 06.02.04.14 - Humeral cup |  | EX048 | 774 | EXACTECH AUSTRALIA PTY LTD | Equinoxe Humeral Liner | The Equinoxe Reverse Shoulder System includes a reverse semi-constrained prosthesis for use in total-shoulder joint replacement procedures in cases with an irreparable or nonfunctional rotator cuff. | Liner: 36mm+0, 36mm+2.5, 38mm+0, 38mm+2.5, 40mm+0, 40mm+2.5, 42mm+0, 42mm+2.5, 46mm+0, 46mm+2.5 Constrained Humeral Liner: 36mm+0, 36mm+2.5, 38mm+0, 38mm+2.5, 40mm+0, 40mm+2.5, 42mm+0, 42mm+2.5, 46mm+0, 46mm+2.5 | 264172 279721 |  | July 2023 | Changed Product Sizes
13 - Spinal | 13.01 - Bone Screws | 13.01.02 - Pedicle, Polyaxial |  |  | EY001 | 1050 | E4 SURGICAL PTY LTD | Reform Polyaxial Screw | Polyaxial Screw | Diameter 4.5mm to 10.5mm Length 25mm to 120mm Cannulated and Non-Cannulated | 287905 |  | November 2019 | Group Benefit Change
13 - Spinal | 13.02 - Accessories for bone screws and connector components | 13.02.01 - Nut/Set Screw/Locking Screw |  |  | EY003 | 144 | E4 SURGICAL PTY LTD | Reform Locking Cap | Locking Cap | 3.5mm to 5.5mm | 287905 |  | May 2018 | Group Benefit Change
13 - Spinal | 13.06 - Rod | 13.06.01 - Standard |  |  | EY004 | 355 | E4 SURGICAL PTY LTD | Reform Rods | Straight and Lordotic Curved Rods | Length 20mm to 600mm | 287905 |  | May 2018 | Group Benefit Change
13 - Spinal | 13.03 - Connector | 13.03.01 - In-Line |  |  | EY005 | 655 | E4 SURGICAL PTY LTD | Reform Dominoes | Dominoes - Axial and Parallel | Diameter 3.5mm to 6.0mm | 287905 |  | May 2018 | Group Benefit Change
13 - Spinal | 13.03 - Connector | 13.03.03 - Transverse (Rod-to-Rod) | 13.03.03.02 - Adjustable |  | EY007 | 1137 | E4 SURGICAL PTY LTD | Reform Crosslinks | Crosslinks Adjustable | Length 20mm to 100mm | 287905 |  | May 2018 | Group Benefit Change
13 - Spinal | 13.01 - Bone Screws | 13.01.02 - Pedicle, Polyaxial |  | Shank | EY008 | 540 | E4 SURGICAL PTY LTD | Reform Modular Polyaxial Screws | Module Polyaxial Screws | Diameter 4.5mm to 10.5mm Length 25mm to 120mm Cannulated and Non-Cannulated | 287905 |  | November 2019 | Group Benefit Change
13 - Spinal | 13.01 - Bone Screws | 13.01.02 - Pedicle, Polyaxial |  |  | EY009 | 1050 | E4 SURGICAL PTY LTD | Reform POCT Polyaxial Screw | Polyaxial Screw | Length 8mm to 50mm | 287906 |  | May 2018 | Group Benefit Change
13 - Spinal | 13.06 - Rod | 13.06.01 - Standard |  |  | EY010 | 355 | E4 SURGICAL PTY LTD | Reform POCT Rod | Rod - Straight and Curved | Length 20mm to 350mm | 287906 |  | August 2018 | Group Benefit Change
13 - Spinal | 13.03 - Connector | 13.03.03 - Transverse (Rod-to-Rod) | 13.03.03.02 - Adjustable |  | EY011 | 1137 | E4 SURGICAL PTY LTD | Reform POCT Cross Connector | Cross Connector | Diameter 3.5mm | 287906 |  | May 2018 | Group Benefit Change
13 - Spinal | 13.02 - Accessories for bone screws and connector components | 13.02.01 - Nut/Set Screw/Locking Screw |  |  | EY012 | 144 | E4 SURGICAL PTY LTD | Reform POCT Cap Screw | Cap Screw | One size only | 287906 |  | May 2018 | Group Benefit Change
13 - Spinal | 13.10 - Fusion Cage | 13.10.02 - Interbody, No Integral Fixation | 13.10.02.01 - Cervical |  | EY016 | 2189 | E4 SURGICAL PTY LTD | BMD Titanium ACIF Implant | ACIF Cage | Height 4mm height to 10mm | 323561 |  | November 2020 | Group Benefit Change
13 - Spinal | 13.10 - Fusion Cage | 13.10.02 - Interbody, No Integral Fixation | 13.10.02.01 - Cervical |  | EY018 | 2189 | E4 SURGICAL PTY LTD | Precision ShurFit ACDF | Anterior Cervical Interbody Fusion System | 14 to 18mm wide 12 to 15mm deep 5 to 12mm height 5 and 10 Degree Lordotic Options | 317596 |  | March 2020 | Group Benefit Change
13 - Spinal | 13.01 - Bone Screws | 13.01.03 - Standard |  | Dual Thread | EY020 | 403 | E4 SURGICAL PTY LTD | Slimplicity HP Screws | Screws | 12mm - 18mm | 287906 |  | March 2020 | Group Benefit Change
13 - Spinal | 13.10 - Fusion Cage | 13.10.02 - Interbody, No Integral Fixation | 13.10.02.01 - Cervical |  | EY028 | 2189 | E4 SURGICAL PTY LTD | Osimplant BIA ACDF Implant | ACDF Cage | Small through large footprints | 333220 |  | November 2020 | Group Benefit Change
13 - Spinal | 13.06 - Rod | 13.06.01 - Standard |  | Dual Diameter | EY030 | 446 | E4 SURGICAL PTY LTD | Reform POCT Rod | Transition Rod | Lengths 250mm - 650mm | 287905 |  | November 2020 | Group Benefit Change
13 - Spinal | 13.10 - Fusion Cage | 13.10.02 - Interbody, No Integral Fixation | 13.10.02.01 - Cervical |  | EY033 | 2189 | E4 SURGICAL PTY LTD | Osimplant Cage | Cervical Cage | Small through large footprints | 333220 |  | November 2020 | Group Benefit Change
13 - Spinal | 13.02 - Accessories for bone screws and connector components | 13.02.01 - Nut/Set Screw/Locking Screw |  |  | EY035 | 144 | E4 SURGICAL PTY LTD | Reform MIS Set Screw | Set Screw | 5.5 | 287905 |  | November 2021 | Group Benefit Change
13 - Spinal | 13.06 - Rod | 13.06.01 - Standard |  |  | EY037 | 355 | E4 SURGICAL PTY LTD | Reform POCT | Occipital Rod | 3.5mm Diameter | 287906 |  | March 2022 | Group Benefit Change
13 - Spinal | 13.05 - Plate | 13.05.02 - No Integral Fixation | 13.05.02.03 - Occipital |  | EY038 | 1803 | E4 SURGICAL PTY LTD | Reform POCT Occipital Plate | Occipital Plate | 25mm to 50mm | 287906 |  | March 2022 | Group Benefit Change
11 - Hip | 11.03 - ACETABULAR COMPONENTS | 11.03.03 - Shells, Uncemented, HA | 11.03.03.04 - Plasma |  | FA003 | 2080 | EXACTECH AUSTRALIA PTY LTD | BSC Acetabular Shell | Titanium, plasma spray, HA with 3 holes | 46-66mm | 285479 |  | August 2018 | Group Benefit Change
11 - Hip | 11.02 - FEMORAL HEADS | 11.02.02 - Conventional Femoral Heads, >32mm | 11.02.02.05 - Ceramic Mix |  | FA004 | 1793 | EXACTECH AUSTRALIA PTY LTD | Ceramic Modular head | Biolox Delta Ceramic heads > 32mm | 36, 40 and 44mm | 285507 |  | May 2018 | Group Benefit Change
11 - Hip | 11.03 - ACETABULAR COMPONENTS | 11.03.04 - Insert/Liner | 11.03.04.06 - Ceramic Mix |  | FA005 | 1806 | EXACTECH AUSTRALIA PTY LTD | Biolox Delta Acetabular Liner | Biolox Delta ceramic acetabular liner | 28mm, 32mm, 36mm, 40mm | 285506 |  | May 2018 | Group Benefit Change
11 - Hip | 11.03 - ACETABULAR COMPONENTS | 11.03.04 - Insert/Liner | 11.03.04.02 - Modified polyethylene |  | FA006 | 930 | EXACTECH AUSTRALIA PTY LTD | Xonit X-PE Acetabular Liner | Highly Cross-Linked Acetabular Insert | Standard/Dysplasia: 39-52mm/28mm 39-52mm/32mm 44-52mm/36mm 48-52mm/40mm | 285483 285959 |  | August 2018 | Group Benefit Change
12 - Knee | 12.03 - TIBIAL TRAY COMPONENT - TOTAL KNEE ARTHROPLASTY | 12.03.02 - Cemented, Alloy |  | Revision | FA020 | 2758 | EXACTECH AUSTRALIA PTY LTD | Optetrak Logic Tibial Tray | Tibial Baseplate, titanium, fixed insert, cemented, fit and trapezoid. The tibial tray accepts augments and stem extensions with offset couplers (if needed). | 0F/0T - 6F/6T | 285441 285505 |  | March 2019 | Group Benefit Change
11 - Hip | 11.02 - FEMORAL HEADS | 11.02.02 - Conventional Femoral Heads, >32mm | 11.02.02.02 - Cobalt Chrome |  | FA024 | 673 | EXACTECH AUSTRALIA PTY LTD | Exactech Femoral Head CoCr | Cobalt Chrome Femoral Head | 36mm, -3.5mm to +10mm | 293800 |  | March 2019 | Group Benefit Change
06 - Specialist Orthopaedic | 06.02 - UPPER LIMB | 06.02.05 - Shoulder - Glenoid | 06.02.05.03 - Glenoid component & insert |  | FA029 | 2938 | EXACTECH AUSTRALIA PTY LTD | Equinoxe Glenoid, Cage Pegged | UHMWPE component with Ti Alloy peripheral pegs and a Ti Alloy & Ti plasma-coated central peg. It is used to replace the Glenoid during total shoulder arthroplasty. This component is to be used with the Equinoxe total shoulder replacement. | small, medium, large, X-Large | 270232 293762 |  | November 2019 | Group Benefit Change
06 - Specialist Orthopaedic | 06.02 - UPPER LIMB | 06.02.04 - Shoulder - Humeral | 06.02.04.18 - Special purpose/tumour prosthesis - tumour section |  | FA034 | 10877 | EXACTECH AUSTRALIA PTY LTD | Equinoxe HRP Middle Segment | HRP middle segment is used to reconstruct the humerus due to the varying levels of humeral resections | 25mm - 75mm | 396473 |  | March 2023 | Group Benefit Change
06 - Specialist Orthopaedic | 06.03 - SKELETAL RECONSTRUCTION | 06.03.05 - Surgical Accessories | 06.03.05.02 - Pins |  | FB001 | 22 | De Soutter Medical Australia Pty Ltd | K-Wire | K-Wire, stainless steel, sterile | 0.6mm – 2.8mm x 75mm – 230mm | 226653 |  | May 2018 | Group Benefit Change
06 - Specialist Orthopaedic | 06.03 - SKELETAL RECONSTRUCTION | 06.03.05 - Surgical Accessories | 06.03.05.02 - Pins |  | FB002 | 22 | De Soutter Medical Australia Pty Ltd | K-Wire | K-Wire, threaded, stainless steel, sterile | 1.2mm – 2.8mm x 100mm – 230mm | 226653 |  | May 2018 | Group Benefit Change
07 - Plastic and Reconstructive | 07.01 - CRANIOMAXILLOFACIAL RECONSTRUCTION & FIXATION | 07.01.02 - Mesh - Non-metal | 07.01.02.13 - >0.8mm thick, 11-25cm² |  | FC014 | 698 | Avania Pty Ltd | Osteomesh | A scaffold bone void filler used to fill cranial defects. | Length (mm): 40-50 Height (mm): 1-5 Width (mm): 40-50 | 334285 |  | July 2020 | Group Benefit Change
11 - Hip | 11.02 - FEMORAL HEADS | 11.02.01 - Conventional Femoral Heads, ≤32mm | 11.02.01.02 - Cobalt Chrome |  | FD001 | 621 | EVOLUTIS MA AUSTRALIA PTY LTD | Evolutis CoCr Femoral Head | CoCr Femoral Head | 22mm, 28mm and 32mm diameter | 268273 |  | March 2021 | Group Benefit Change
11 - Hip | 11.02 - FEMORAL HEADS | 11.02.02 - Conventional Femoral Heads, >32mm | 11.02.02.02 - Cobalt Chrome |  | FD002 | 673 | EVOLUTIS MA AUSTRALIA PTY LTD | Evolutis CoCr Femoral Head | CoCr Femoral Heads | 36mm diamater | 268273 |  | March 2021 | Group Benefit Change
11 - Hip | 11.02 - FEMORAL HEADS | 11.02.02 - Conventional Femoral Heads, >32mm | 11.02.02.05 - Ceramic Mix |  | FD004 | 1793 | EVOLUTIS MA AUSTRALIA PTY LTD | Delta Ceramic Femoral Head | Delta Femoral Head | 36mm to 40mm | 273049 |  | March 2021 | Group Benefit Change
11 - Hip | 11.01 - FEMORAL COMPONENTS - PRIMARY AND REVISION | 11.01.04 - Uncemented, HA Coated | 11.01.04.01 - Grit Blast |  | FD005 | 3223 | EVOLUTIS MA AUSTRALIA PTY LTD | Stemsys Cementless HA Coated Stems | Uncemented Femoral Stem with HA Coating - Collared and Collarless | Sizes 7 to 20 - Standard and Laterlised | 356300 356301 |  | November 2021 | Group Benefit Change
11 - Hip | 11.01 - FEMORAL COMPONENTS - PRIMARY AND REVISION | 11.01.04 - Uncemented, HA Coated | 11.01.04.01 - Grit Blast |  | FD006 | 3223 | EVOLUTIS MA AUSTRALIA PTY LTD | HACTIV Uncemented Stem | Titanium, gritblast, HA coated, collared, collarless and high offset | Sizes 7 to 20 | 232289 268272 |  | November 2021 | Group Benefit Change
11 - Hip | 11.02 - FEMORAL HEADS | 11.02.02 - Conventional Femoral Heads, >32mm | 11.02.02.02 - Cobalt Chrome |  | FD007 | 673 | EVOLUTIS MA AUSTRALIA PTY LTD | Evolutis CoCr Femoral Heads | Large Diameter CoCr Femoral Heads | 36mm Short, Medium, Long, Extra Long 12/14 Taper | 268273 |  | November 2021 | Group Benefit Change
12 - Knee | 12.08 - PATELLAR COMPONENT | 12.08.01 - Cemented, All Polyethylene |  |  | FL009 | 385 | BESPOKE MEDICAL INNOVATIONS PTY LTD | iTotal Cruciate-Retaining (CR) Total Knee Replacement System – iTotal Patella Implant, iPoly XE | Highly cross-linked ultra high molecular weight Vitamin-E enriched polyethylene (iPoly XE) patella component, cemented. | 29x6mm, 32x6mm, 35x7mm, 38x8.5mm, 41x10mm, 44x12mm | 377132 |  | March 2022 | Group Benefit Change
12 - Knee | 12.08 - PATELLAR COMPONENT | 12.08.01 - Cemented, All Polyethylene |  |  | FL010 | 385 | BESPOKE MEDICAL INNOVATIONS PTY LTD | iTotal Cruciate-Retaining (CR) Total Knee Replacement System – iTotal Patella Implant, iPoly | Highly cross-linked ultra high molecular weight polyethylene (iPoly) patella component, cemented. | 29x6mm, 32x6mm, 35x7mm, 38x8.5mm, 41x10mm, 44x12mm | 377133 |  | March 2022 | Group Benefit Change
07 - Plastic and Reconstructive | 07.01 - CRANIOMAXILLOFACIAL RECONSTRUCTION & FIXATION | 07.01.04 - Non-mesh | 07.01.04.01 - Resorbable |  | FV011 | 251 | DENTSPLY SIRONA PTY LIMITED | Ossix Plus | Ossix Plus is a resorbable collagen membrane intended for use during the process of guided bone regeneration (GBR) and guided tissue regeneration (GTR) as a biodegradable barrier. | 15 x 25mm, 25 x 30mm, 30 x 40mm | 380301 |  | July 2022 | Group Benefit Change
07 - Plastic and Reconstructive | 07.01 - CRANIOMAXILLOFACIAL RECONSTRUCTION & FIXATION | 07.01.04 - Non-mesh | 07.01.04.01 - Resorbable |  | FV012 | 251 | DENTSPLY SIRONA PTY LIMITED | OSSIX Volumax | A resorbable collagen membrane intended for use during the process of guided bone regeneration (GBR) and guided tissue regeneration (GTR) as a biodegradable barrier. | 10 x 12.5mm 15 x 25mm 25 x 30mm 10 x 40mm | 380302 |  | July 2022 | Group Benefit Change
13 - Spinal | 13.10 - Fusion Cage | 13.10.02 - Interbody, No Integral Fixation | 13.10.02.01 - Cervical |  | FY004 | 2189 | 3-D MATRIX MEDICAL TECHNOLOGY PTY LTD | Novomax Fusion | Cervical Interbody Fusion Device, CaO-SiO2 based glass ceramic | (15 x 13)mm footprint x (5-10)mm height, 3 degree lordosis | 376357 |  | March 2023 | Group Benefit Change
11 - Hip | 11.03 - ACETABULAR COMPONENTS | 11.03.03 - Shells, Uncemented, HA | 11.03.03.04 - Plasma |  | GG001 | 2080 | GRUPPO BIOIMPIANTI PTY LTD | Fin II Acetabular Shell | titanium, Plasma sprayed, HA, with variable screw options | 44 to 72mm | 279500 |  | May 2018 | Group Benefit Change
06 - Specialist Orthopaedic | 06.03 - SKELETAL RECONSTRUCTION | 06.03.04 - Screws | 06.03.04.01 - Standard ( ≥4.5mm) |  | GG002 | 57 | GRUPPO BIOIMPIANTI PTY LTD | Contile Fin II | Bone Screw | 20 to 50mm | 246519 |  | May 2018 | Group Benefit Change
11 - Hip | 11.03 - ACETABULAR COMPONENTS | 11.03.04 - Insert/Liner | 11.03.04.06 - Ceramic Mix |  | GG004 | 1806 | GRUPPO BIOIMPIANTI PTY LTD | Contile Fin II Acetabular Biolox Delta Ceramic Liners | Contile Fin II Acetabular Biolox Delta Ceramic Liner inserts 28mm,32mm, 36mm & 46mm | Inserts 28mm 44mm to 46mm, Inserts 32mm 48mm to 66mm, Inserts 36mm 52mm to 66mm, Inserts 40mm 56mm to 66mm | 281318 |  | May 2018 | Group Benefit Change
11 - Hip | 11.02 - FEMORAL HEADS | 11.02.01 - Conventional Femoral Heads, ≤32mm | 11.02.01.02 - Cobalt Chrome |  | GG005 | 621 | GRUPPO BIOIMPIANTI PTY LTD | SMR Femoral Head | CoCr | 22 to 40mm | 280608 |  | May 2018 | Group Benefit Change
11 - Hip | 11.02 - FEMORAL HEADS | 11.02.02 - Conventional Femoral Heads, >32mm | 11.02.02.05 - Ceramic Mix |  | GG007 | 1793 | GRUPPO BIOIMPIANTI PTY LTD | Biolox Delta Ceramic Femoral Head 36mm | A sterile implantable component of a hip prostheses system intended to replace the femoral head in total hip arthroplasty procedures. | Diameter: 36mm Taper: 12/14 Neck: S, M, L, XL Centre of rotation: -3.5, 0, +3.5, +7.0mm | 279805 |  | August 2018 | Group Benefit Change
11 - Hip | 11.03 - ACETABULAR COMPONENTS | 11.03.04 - Insert/Liner | 11.03.04.02 - Modified polyethylene |  | GG008 | 930 | GRUPPO BIOIMPIANTI PTY LTD | FIN XLPE Liner | A cup liner made from Cross-linked UHMWPE (Ultra High Molecular Weight Polyethylene) for use in hip prostheses systems. | Inner 28mm-5°, DIA 44/46 Inner 32mm-5°, DIA 48/50 Inner 32mm-5°, DIA 52/54 Inner 32mm-5°, DIA 56/58 Inner 36mm-5°, DIA 52/54 Inner 36mm-5°, DIA 56/58 Inner 36mm-5°, DIA 60/72 Inner 40mm-5°, DIA 60/72 Inner 28mm-0°, DIA 44/46 Inner 32mm-0°, DIA 48/50 Inner 32mm-0°, DIA 52/54 Inner 32mm-0°, DIA 56/58 Inner 36mm-0°, DIA 52/54 Inner 36mm-0°, DIA 56/58 Inner 36mm-0°, DIA 60/72 Inner 40mm-0°, DIA 60/72 | 308933 |  | March 2019 | Group Benefit Change
11 - Hip | 11.01 - FEMORAL COMPONENTS - PRIMARY AND REVISION | 11.01.04 - Uncemented, HA Coated | 11.01.04.01 - Grit Blast |  | GG009 | 3223 | GRUPPO BIOIMPIANTI PTY LTD | Cementless Korus Stem | A straight femoral stem, with or without collar, for use in hip prostheses systems. | 125 and 135 degrees; sizes 1 to 9; ; offset 37 to 50 mm; with and without collar | 312760 |  | March 2019 | Group Benefit Change
07 - Plastic and Reconstructive | 07.01 - CRANIOMAXILLOFACIAL RECONSTRUCTION & FIXATION | 07.01.04 - Non-mesh | 07.01.04.01 - Resorbable |  | GI014 | 251 | Geistlich Pharma Australia Pty Ltd | Geistlich Mucograft, Geistlich Mucograft Seal | Collagen Matrix | 15mm x 20mm, 20mm x 30mm, diameter 8mm, diameter 12mm | 229991 229995 |  | July 2023 | Group Benefit Change, Changed Product Name, Product Sizes,
07 - Plastic and Reconstructive | 07.01 - CRANIOMAXILLOFACIAL RECONSTRUCTION & FIXATION | 07.01.04 - Non-mesh | 07.01.04.01 - Resorbable |  | GI019 | 251 | Geistlich Pharma Australia Pty Ltd | Geistlich Bio-Gide Perio / Geistlich Bio-Gide Compressed | Geistlich Bio-Gide Perio and Geistlich Bio-Gide Compressed are collagen membranes containing porcine collagen in a bilayer structure. Geistlich Bio-Gide Perio is used for guided bone regeneration and is especially indicated for periodontal bone defects in oral and maxillofacial surgery. Geistlich Bio-Gide Compressed is intended to be used as a barrier membrane in the regeneration of bone defects. | 16 x 22 mm, 13 x 25 mm, 20 x 30 mm | 230085 294333 |  | August 2018 | Group Benefit Change
07 - Plastic and Reconstructive | 07.01 - CRANIOMAXILLOFACIAL RECONSTRUCTION & FIXATION | 07.01.04 - Non-mesh | 07.01.04.01 - Resorbable |  | GI020 | 251 | Geistlich Pharma Australia Pty Ltd | Geistlich Bio-Gide Shape | Geistlich Bio-Gide Shape is intended to be used as a barrier membrane in the regeneration of bone defects and used after bone grafting procedures in extraction sockets. Because of its elasticity, Geistlich Bio-Gide Shape should be used in combination with void-filling bone graft materials such as autologous bone or bone substitutes (e.g. Geistlich Bio-Oss / Geistlich Bio-Oss Collagen) whenever possible. The porous surface, facing the bone, allows the ingrowth of bone-forming cells. The dense surface, facing the soft tissue, prevents the ingrowth of fibrous tissue into the bone defect. | 14 x 24 mm | 287902 |  | May 2018 | Group Benefit Change
07 - Plastic and Reconstructive | 07.01 - CRANIOMAXILLOFACIAL RECONSTRUCTION & FIXATION | 07.01.04 - Non-mesh | 07.01.04.01 - Resorbable |  | GI021 | 251 | Geistlich Pharma Australia Pty Ltd | Geistlich Bio-Gide | Geistlich Bio-Gide is a collagen membrane containing porcine collagen in a bilayer structure. It is used for guided bone regeneration and peridontal tissue regeneration in oral and maxillofacial surgery. | 13 x 25 mm, 25 x 25 mm, 30 x 40 mm | 230084 |  | May 2018 | Group Benefit Change
07 - Plastic and Reconstructive | 07.02 - CRANIOMAXILLOFACIAL IMPLANTS | 07.02.05 - Mandible, Maxilla and Temperomandibular Joint (TMJ) | 07.02.05.05 - Plate | Biomodelled | GI030 | 3218 | Geistlich Pharma Australia Pty Ltd | Yxoss CBR | Yxoss CBR is a customized 3-D printed pure titanium or titanium alloys (certified medical grade 4) scaffold for use in craniofacial surgery, to regenerate complex alveolar bone in craniofacial bone rejuvenation and augmentation (Attachments 1 & 2). | Patient specific - size matches individual patient. | 280805 |  | November 2020 | Group Benefit Change
12 - Knee | 12.11 - KNEE ACCESSORIES | 12.11.04 - Connectors for hinged prostheses |  |  | GO119 | 2581 | Global Orthopaedic Technology | RBK Total Knee System Rotating hinge bushing mechanism | Rotating Hinge Bushing Mechansim | Complete mechanism | 143926 |  | May 2018 | Group Benefit Change
12 - Knee | 12.03 - TIBIAL TRAY COMPONENT - TOTAL KNEE ARTHROPLASTY | 12.03.07 - Uncemented, Alloy, for Mobile Insert | 12.03.07.01 - HA Coating |  | GO157 | 2519 | Global Orthopaedic Technology | RBK Universal Knee System Tibial Baseplate | Tibial Baseplate, short keel, uncemented, CoCr, beaded, with titanium plasma spray and HA, for mobile insert | 1 -5 | 143926 |  | May 2018 | Group Benefit Change
12 - Knee | 12.11 - KNEE ACCESSORIES | 12.11.03 - Bolts |  |  | GO158 | 225 | Global Orthopaedic Technology | RBK Universal Knee System Insert Bolt | Insert bolt for RBK universal pegged and non pegged inserts | 10mm - 20mm | 143926 |  | May 2018 | Group Benefit Change
12 - Knee | 12.05 - TIBIAL INSERT: TOTAL KNEE ARTHROPLASTY | 12.05.02 - Posterior Stabilised |  |  | GO257 | 1020 | Global Orthopaedic Technology | Apex Posterior Stabilized Tibial Insert | Apex Posterior Stabilized Tibial Insert | size 1 to 6mm x 10 to 28mm UHMWPE & ECiMa | 282757 311062 388576 |  | July 2023 | Changed Product Name, Product Description, Product Sizes
03 - General Miscellaneous | 03.04 - GASTRIC BANDS | 03.04.02 - Gastric Band without Port |  |  | GQ001 | 2073 | BIG GREEN SURGICAL COMPANY PTY LIMITED | Minimizer Ring | Adjustable Gastric Ring | One size ranging from 6.5cm to a 8.0cm diameter | 203396 |  | March 2020 | Group Benefit Change
03 - General Miscellaneous | 03.04 - GASTRIC BANDS | 03.04.03 - Replacement Injection Ports |  |  | GQ002 | 525 | BIG GREEN SURGICAL COMPANY PTY LIMITED | MiniMizer gastric band (injection port) | Adjustable Silicone band which is placed around the upper part of the stomach to reduce the volume and speed of intake of food. The injection port is used to inflate or deflate the gastric band therefore adjusting the diameter of the band. | Small or medium sized port. | 205914 |  | March 2020 | Group Benefit Change
03 - General Miscellaneous | 03.04 - GASTRIC BANDS | 03.04.01 - Adjustable Gastric Band with Port |  |  | GQ003 | 2791 | BIG GREEN SURGICAL COMPANY PTY LIMITED | MiniMizer gastric band. | Adjustable Silicone band which is placed around the upper part of the stomach to reduce the volume and speed of intake of food. | The gastric band comes in two sizes: Regular and Large | 203396 |  | March 2020 | Group Benefit Change
03 - General Miscellaneous | 03.04 - GASTRIC BANDS | 03.04.02 - Gastric Band without Port |  |  | GQ008 | 2073 | BIG GREEN SURGICAL COMPANY PTY LIMITED | Minimizer Ring | Adjustable Gastric Ring | One size ranging from 6.5cm to a 8.0cm diameter | 379010 |  | July 2022 | Group Benefit Change
03 - General Miscellaneous | 03.04 - GASTRIC BANDS | 03.04.01 - Adjustable Gastric Band with Port |  |  | GQ009 | 2791 | BIG GREEN SURGICAL COMPANY PTY LIMITED | MiniMizer gastric band. | Adjustable Silicone band which is placed around the upper part of the stomach to reduce the volume and speed of intake of food. | Regular, large and extra large | 379010 |  | July 2022 | Group Benefit Change
10 - Vascular | 10.03 - Grafts | 10.03.02 - Bifurcated |  |  | GT006 | 707 | W L Gore & Associates | Gore-Tex Stretch Bifurcated Graft | Stretch Bifurcated Graft with Thin Walled Limbs (ePTFE) | 12x6mm to 24x12mm 40-50cm long | 11169 143264 |  | May 2018 | Group Benefit Change
10 - Vascular | 10.03 - Grafts | 10.03.01 - Tube | 10.03.01.04 - ≥50cm length |  | GT288 | 712 | W L Gore & Associates | GORE-TEX® Vascular Grafts | Standard Wall, Thin Wall and Stretch Technology (eptfe) | Diameters: 3-12mm Lengths: ≥ 50 cm | 137803 137804 |  | May 2018 | Group Benefit Change
10 - Vascular | 10.03 - Grafts | 10.03.01 - Tube | 10.03.01.02 - 11-20cm length |  | GT290 | 558 | W L Gore & Associates | GORE-TEX ® Stretch Vascular Graft | E-PTFE Vascular Graft | Diameters: 3 to 24mm Lengths: 11-20cm | 137804 |  | August 2018 | Group Benefit Change
10 - Vascular | 10.03 - Grafts | 10.03.01 - Tube | 10.03.01.03 - 21-49cm length |  | GT291 | 605 | W L Gore & Associates | GORE-TEX ® Stretch Vascular Graft | E-PTFE Vascular Graft | Diameters: 3 to 24mm Lengths: 21-49cm | 137804 |  | August 2018 | Group Benefit Change
13 - Spinal | 13.02 - Accessories for bone screws and connector components | 13.02.01 - Nut/Set Screw/Locking Screw |  |  | GW001 | 144 | EQUINOX MEDICAL PTY LTD | WEGO Spinal Systems | Break off set screw | 5.5 mm | 330363 |  | July 2020 | Group Benefit Change
06 - Specialist Orthopaedic | 06.03 - SKELETAL RECONSTRUCTION | 06.03.01 - Intramedullary Nails | 06.03.01.04 - Tibial/Fibular |  | GW002 | 1033 | EQUINOX MEDICAL PTY LTD | WEGO Nailing Systems | Tibial Nail | > 220mm | 324375 |  | July 2020 | Group Benefit Change
06 - Specialist Orthopaedic | 06.03 - SKELETAL RECONSTRUCTION | 06.03.03 - Plates | 06.03.03.08 - Mini (screw size ≤2.7mm)(including blade) ≥ 7 to ≤ 15 holes |  | GW004 | 362 | EQUINOX MEDICAL PTY LTD | WEGO Trauma Systems | Non-Locking Plate Systems | 7-15 Holes | 324402 |  | July 2020 | Group Benefit Change
06 - Specialist Orthopaedic | 06.03 - SKELETAL RECONSTRUCTION | 06.03.04 - Screws | 06.03.04.02 - Small (2.71mm – 4.49mm) | CN | GW006 | 180 | EQUINOX MEDICAL PTY LTD | WEGO Trauma Systems | Cannulated Bone Screw Systems | Small (2.71mm – 4.49mm) | 324381 |  | March 2022 | Group Benefit Change
06 - Specialist Orthopaedic | 06.03 - SKELETAL RECONSTRUCTION | 06.03.04 - Screws | 06.03.04.01 - Standard ( ≥4.5mm) |  | GW007 | 57 | EQUINOX MEDICAL PTY LTD | WEGO Trauma Systems | Standard Bone Screw Systems | Standard ( ≥4.5mm) 10-130mm | 324381 |  | July 2020 | Group Benefit Change
06 - Specialist Orthopaedic | 06.03 - SKELETAL RECONSTRUCTION | 06.03.04 - Screws | 06.03.04.03 - Mini (2.01 – 2.7 mm) |  | GW008 | 64 | EQUINOX MEDICAL PTY LTD | WEGO Trauma Systems | Mini Bone Screw Systems | Mini (2.01 – 2.7 mm); lengths 5 - 70mm. | 324381 |  | July 2023 | Group Benefit Change, Changed Product Sizes,
06 - Specialist Orthopaedic | 06.03 - SKELETAL RECONSTRUCTION | 06.03.04 - Screws | 06.03.04.06 - Screw Washers |  | GW009 | 59 | EQUINOX MEDICAL PTY LTD | WEGO Trauma Systems | Washers | 10-13mm | 324402 |  | March 2022 | Group Benefit Change
06 - Specialist Orthopaedic | 06.03 - SKELETAL RECONSTRUCTION | 06.03.04 - Screws | 06.03.04.04 - Micro (≤ 2.0mm) |  | GW010 | 49 | EQUINOX MEDICAL PTY LTD | WEGO Trauma Systems | Micro Bone Screw Systems | Micro (≤ 2.0mm) | 324381 |  | July 2020 | Group Benefit Change
06 - Specialist Orthopaedic | 06.03 - SKELETAL RECONSTRUCTION | 06.03.04 - Screws | 06.03.04.04 - Micro (≤ 2.0mm) | LK | GW011 | 106 | EQUINOX MEDICAL PTY LTD | WEGO Trauma Systems | Micro Bone Screw Systems | Micro (≤ 2.0mm) | 324381 |  | July 2020 | Group Benefit Change
06 - Specialist Orthopaedic | 06.03 - SKELETAL RECONSTRUCTION | 06.03.03 - Plates | 06.03.03.07 - Mini (screw size ≤2.7mm)(including blade) ≤ 6 holes | Com, LK | GW013 | 1062 | EQUINOX MEDICAL PTY LTD | WEGO Trauma Systems | Locking Compression Plates | ≤ 6 Holes | 324402 |  | July 2020 | Group Benefit Change
06 - Specialist Orthopaedic | 06.03 - SKELETAL RECONSTRUCTION | 06.03.03 - Plates | 06.03.03.09 - Mini (screw size ≤2.7mm)(including blade) ≥ 16 holes |  | GW015 | 480 | EQUINOX MEDICAL PTY LTD | WEGO Trauma Systems | Non-Locking Plate Systems | ≥ 16 holes | 324402 |  | July 2020 | Group Benefit Change
06 - Specialist Orthopaedic | 06.03 - SKELETAL RECONSTRUCTION | 06.03.03 - Plates | 06.03.03.32 - Periarticular anatomic - Femur ≤ 6 holes | LK | GW016 | 1200 | EQUINOX MEDICAL PTY LTD | WEGO Trauma Systems | Periarticular Femur Plates | ≤ 6 holes | 324402 |  | July 2020 | Group Benefit Change
06 - Specialist Orthopaedic | 06.03 - SKELETAL RECONSTRUCTION | 06.03.03 - Plates | 06.03.03.08 - Mini (screw size ≤2.7mm)(including blade) ≥ 7 to ≤ 15 holes | LK | GW017 | 427 | EQUINOX MEDICAL PTY LTD | WEGO Trauma Systems | Locking Compression Plate | 7 - 15 Holes | 324402 |  | July 2020 | Group Benefit Change
13 - Spinal | 13.01 - Bone Screws | 13.01.01 - Pedicle, Monoaxial |  |  | GW020 | 752 | EQUINOX MEDICAL PTY LTD | WEGO Spinal Systems | Monoaxial screws | All sizes | 330363 |  | July 2020 | Group Benefit Change
06 - Specialist Orthopaedic | 06.03 - SKELETAL RECONSTRUCTION | 06.03.03 - Plates | 06.03.03.23 - Periarticular anatomic - Radius ≥ 7 to ≤ 15 holes | VAL | GW022 | 1239 | EQUINOX MEDICAL PTY LTD | WEGO Trauma Systems | Periarticular Radius Plating Systems | 7 - 15 Holes | 324402 |  | July 2020 | Group Benefit Change
06 - Specialist Orthopaedic | 06.03 - SKELETAL RECONSTRUCTION | 06.03.03 - Plates | 06.03.03.07 - Mini (screw size ≤2.7mm)(including blade) ≤ 6 holes |  | GW026 | 469 | EQUINOX MEDICAL PTY LTD | WEGO Trauma Systems | Non-Locking Plate Systems | ≤ 6 holes | 324402 |  | July 2020 | Group Benefit Change
13 - Spinal | 13.01 - Bone Screws | 13.01.02 - Pedicle, Polyaxial |  |  | GW027 | 1050 | EQUINOX MEDICAL PTY LTD | WEGO Spinal Systems | Polyaxial screws | All sizes | 330363 |  | July 2020 | Group Benefit Change
13 - Spinal | 13.02 - Accessories for bone screws and connector components | 13.02.01 - Nut/Set Screw/Locking Screw |  |  | GW028 | 144 | EQUINOX MEDICAL PTY LTD | WEGO Spinal Systems | Set screws | All sizes | 330363 |  | July 2020 | Group Benefit Change
06 - Specialist Orthopaedic | 06.03 - SKELETAL RECONSTRUCTION | 06.03.03 - Plates | 06.03.03.24 - Periarticular anatomic - Radius ≥ 16 holes | LK | GW030 | 1243 | EQUINOX MEDICAL PTY LTD | WEGO Trauma Systems | Periarticular Radius Plating Systems | ≥ 16 Holes | 324402 |  | July 2020 | Group Benefit Change
13 - Spinal | 13.06 - Rod | 13.06.01 - Standard |  |  | GW031 | 355 | EQUINOX MEDICAL PTY LTD | WEGO Spinal Systems | Rods | All sizes | 330363 |  | July 2020 | Group Benefit Change
13 - Spinal | 13.03 - Connector | 13.03.01 - In-Line |  |  | GW032 | 655 | EQUINOX MEDICAL PTY LTD | Equinox Spinal Systems | In Line Connectors | 3 mm to 6.5 mm | 330363 |  | July 2020 | Group Benefit Change
06 - Specialist Orthopaedic | 06.03 - SKELETAL RECONSTRUCTION | 06.03.03 - Plates | 06.03.03.08 - Mini (screw size ≤2.7mm)(including blade) ≥ 7 to ≤ 15 holes | Com, LK | GW033 | 619 | EQUINOX MEDICAL PTY LTD | WEGO Trauma Systems | Locking Compression Plate | 7 - 15 Holes | 324402 |  | July 2020 | Group Benefit Change
06 - Specialist Orthopaedic | 06.03 - SKELETAL RECONSTRUCTION | 06.03.03 - Plates | 06.03.03.04 - Small (screw size 2.71mm – 4.49mm)(including blade) ≤ 6 holes |  | GW034 | 150 | EQUINOX MEDICAL PTY LTD | WEGO Trauma Systems | Small Fragment Plating System | ≤ 6 Holes | 324402 |  | November 2021 | Group Benefit Change
06 - Specialist Orthopaedic | 06.03 - SKELETAL RECONSTRUCTION | 06.03.03 - Plates | 06.03.03.19 - Periarticular anatomic - Humerus ≤ 6 holes | LK | GW035 | 1208 | EQUINOX MEDICAL PTY LTD | WEGO Trauma Systems | Distal Humerus Plating System | ≤ 6 Holes | 324402 |  | July 2020 | Group Benefit Change
06 - Specialist Orthopaedic | 06.03 - SKELETAL RECONSTRUCTION | 06.03.04 - Screws | 06.03.04.02 - Small (2.71mm – 4.49mm) | LK | GW037 | 111 | EQUINOX MEDICAL PTY LTD | WEGO Trauma Systems | Small Bone Screw Systems | Small (2.71mm – 4.49mm) | 324381 |  | July 2020 | Group Benefit Change
06 - Specialist Orthopaedic | 06.03 - SKELETAL RECONSTRUCTION | 06.03.04 - Screws | 06.03.04.03 - Mini (2.01 – 2.7 mm) | LK | GW039 | 109 | EQUINOX MEDICAL PTY LTD | WEGO Trauma Systems | Mini Bone Screw Systems | Mini (2.01 – 2.7 mm) | 324381 |  | November 2021 | Group Benefit Change
06 - Specialist Orthopaedic | 06.03 - SKELETAL RECONSTRUCTION | 06.03.03 - Plates | 06.03.03.07 - Mini (screw size ≤2.7mm)(including blade) ≤ 6 holes | LK | GW040 | 635 | EQUINOX MEDICAL PTY LTD | WEGO Trauma Systems | Locking Compression Plates | ≤ 6 Holes | 324402 |  | July 2020 | Group Benefit Change
06 - Specialist Orthopaedic | 06.03 - SKELETAL RECONSTRUCTION | 06.03.03 - Plates | 06.03.03.25 - Periarticular anatomic - Ulna ≤ 6 holes | LK | GW042 | 870 | EQUINOX MEDICAL PTY LTD | WEGO Trauma Systems | Periarticular Ulna Plating System | ≤ 6 Holes | 324402 |  | July 2020 | Group Benefit Change
13 - Spinal | 13.01 - Bone Screws | 13.01.02 - Pedicle, Polyaxial |  | Cannulated | GW045 | 1124 | EQUINOX MEDICAL PTY LTD | WEGO Spinal Systems | Cannulated polyaxial screws | All sizes | 330363 |  | July 2020 | Group Benefit Change
06 - Specialist Orthopaedic | 06.03 - SKELETAL RECONSTRUCTION | 06.03.03 - Plates | 06.03.03.04 - Small (screw size 2.71mm – 4.49mm)(including blade) ≤ 6 holes | LK | GW047 | 305 | EQUINOX MEDICAL PTY LTD | WEGO Trauma Systems | Locking Plate Systems | ≤ 6 holes | 324402 |  | July 2020 | Group Benefit Change
06 - Specialist Orthopaedic | 06.03 - SKELETAL RECONSTRUCTION | 06.03.03 - Plates | 06.03.03.05 - Small (screw size 2.71mm – 4.49mm)(including blade) ≥ 7 to ≤ 15 holes | LK | GW048 | 313 | EQUINOX MEDICAL PTY LTD | WEGO Trauma Systems | Locking Plate Systems | 7-15 Holes | 324402 |  | November 2021 | Group Benefit Change
06 - Specialist Orthopaedic | 06.03 - SKELETAL RECONSTRUCTION | 06.03.03 - Plates | 06.03.03.17 - Periarticular anatomic - Clavicle plate ≥ 7 to ≤ 15 holes | LK | GW049 | 1357 | EQUINOX MEDICAL PTY LTD | WEGO Trauma Systems | Clavicle Plating System | 7 - 15 Holes | 324402 |  | July 2020 | Group Benefit Change
13 - Spinal | 13.03 - Connector | 13.03.03 - Transverse (Rod-to-Rod) | 13.03.03.02 - Adjustable |  | GW050 | 1137 | EQUINOX MEDICAL PTY LTD | WEGO Spinal Systems | Connectors | All Sizes | 330363 |  | July 2020 | Group Benefit Change
06 - Specialist Orthopaedic | 06.03 - SKELETAL RECONSTRUCTION | 06.03.01 - Intramedullary Nails | 06.03.01.01 - Femoral, Proximal short (<220mm) |  | GW051 | 914 | EQUINOX MEDICAL PTY LTD | WEGO Nailing Systems | Femoral Nail | ≤ 200mm | 324374 |  | July 2020 | Group Benefit Change
06 - Specialist Orthopaedic | 06.03 - SKELETAL RECONSTRUCTION | 06.03.01 - Intramedullary Nails | 06.03.01.02 - Femoral, Proximal long (≥220mm) |  | GW052 | 1214 | EQUINOX MEDICAL PTY LTD | WEGO Nailing Systems | Femoral Nail | ≥220mm | 324374 |  | July 2020 | Group Benefit Change
06 - Specialist Orthopaedic | 06.03 - SKELETAL RECONSTRUCTION | 06.03.04 - Screws | 06.03.04.02 - Small (2.71mm – 4.49mm) |  | GW054 | 54 | EQUINOX MEDICAL PTY LTD | WEGO Trauma Systems | Small Bone Screw Systems | Small (2.71mm – 4.49mm) | 324381 |  | March 2021 | Group Benefit Change
06 - Specialist Orthopaedic | 06.03 - SKELETAL RECONSTRUCTION | 06.03.03 - Plates | 06.03.03.33 - Periarticular anatomic - Femur ≥ 7 to ≤ 15 holes | LK | GW056 | 1215 | EQUINOX MEDICAL PTY LTD | WEGO Trauma Systems | Periarticular Femur Plates | ≥ 7 to ≤ 15 holes | 324402 |  | July 2020 | Group Benefit Change
06 - Specialist Orthopaedic | 06.03 - SKELETAL RECONSTRUCTION | 06.03.03 - Plates | 06.03.03.34 - Periarticular anatomic - Femur ≥ 16 holes | LK | GW057 | 1618 | EQUINOX MEDICAL PTY LTD | WEGO Trauma Systems | Periarticular Femur Plates | ≥ 16 holes | 324402 |  | July 2020 | Group Benefit Change
06 - Specialist Orthopaedic | 06.03 - SKELETAL RECONSTRUCTION | 06.03.03 - Plates | 06.03.03.06 - Small (screw size 2.71mm – 4.49mm)(including blade) ≥ 16 holes | LK | GW058 | 700 | EQUINOX MEDICAL PTY LTD | WEGO Trauma Systems | Locking Compression Plates | ≥16 holes | 324402 |  | July 2020 | Group Benefit Change
06 - Specialist Orthopaedic | 06.03 - SKELETAL RECONSTRUCTION | 06.03.03 - Plates | 06.03.03.36 - Periarticular anatomic - Fibula ≥ 7 to ≤ 15 holes | LK | GW060 | 1202 | EQUINOX MEDICAL PTY LTD | WEGO Trauma Systems | Periarticular Fibula Plating System | 7 - 15 Holes | 324402 |  | July 2020 | Group Benefit Change
06 - Specialist Orthopaedic | 06.03 - SKELETAL RECONSTRUCTION | 06.03.03 - Plates | 06.03.03.37 - Periarticular anatomic - Fibula ≥ 16 holes | LK | GW061 | 996 | EQUINOX MEDICAL PTY LTD | WEGO Trauma Systems | Periarticular Fibula Plating Systems | ≥ 16 Holes | 324402 |  | July 2020 | Group Benefit Change
06 - Specialist Orthopaedic | 06.03 - SKELETAL RECONSTRUCTION | 06.03.03 - Plates | 06.03.03.40 - Periarticular anatomic - Tibia ≥ 16 holes | LK | GW063 | 1338 | EQUINOX MEDICAL PTY LTD | WEGO Trauma Systems | Periarticular Tibia Plating Systems | ≥ 16 Holes | 324402 |  | July 2020 | Group Benefit Change
06 - Specialist Orthopaedic | 06.03 - SKELETAL RECONSTRUCTION | 06.03.03 - Plates | 06.03.03.05 - Small (screw size 2.71mm – 4.49mm)(including blade) ≥ 7 to ≤ 15 holes |  | GW066 | 154 | EQUINOX MEDICAL PTY LTD | WEGO Trauma Systems | 1/3 Tubular Plate | 7-15 holes | 324402 |  | November 2021 | Group Benefit Change
06 - Specialist Orthopaedic | 06.03 - SKELETAL RECONSTRUCTION | 06.03.03 - Plates | 06.03.03.16 - Periarticular anatomic - Clavicle plate ≤ 6 holes | LK | GW067 | 1217 | EQUINOX MEDICAL PTY LTD | WEGO Trauma Systems - Titanium Alloy | Clavicle Plating System - Titanium Alloy | ≤ 6 holes | 324402 |  | July 2022 | Group Benefit Change
06 - Specialist Orthopaedic | 06.03 - SKELETAL RECONSTRUCTION | 06.03.03 - Plates | 06.03.03.04 - Small (screw size 2.71mm – 4.49mm)(including blade) ≤ 6 holes | LK | GW068 | 305 | EQUINOX MEDICAL PTY LTD | Equinox Trauma Systems | Clavicle Midshaft Locking Compression Plate | 6 holes left, 6 holes right | 324402 |  | July 2022 | Group Benefit Change
06 - Specialist Orthopaedic | 06.03 - SKELETAL RECONSTRUCTION | 06.03.03 - Plates | 06.03.03.04 - Small (screw size 2.71mm – 4.49mm)(including blade) ≤ 6 holes | LK | GW069 | 305 | EQUINOX MEDICAL PTY LTD | Equinox Trauma Systems | Clavicle Midhsaft Locking Plates | 6 holes left, 6 holes right | 324402 |  | July 2022 | Group Benefit Change
10 - Vascular | 10.02 - Stent Grafts | 10.02.10 - Tube, Peripheral, Balloon Expandable | 10.02.10.01 - ≤12mm diameter |  | GX009 | 3338 | GETINGE AUSTRALIA PTY. LTD. | Advant PTFE V12 Stent Graft System | Balloon Expandable PTFE Encapsulated Stainless Steel Peripheral Vascular Stent | 5mm - 12mm Diameter | 156635 200244 |  | July 2020 | Group Benefit Change
10 - Vascular | 10.03 - Grafts | 10.03.01 - Tube | 10.03.01.02 - 11-20cm length | R, ID | GX011 | 1199 | GETINGE AUSTRALIA PTY. LTD. | Advanta PTFE Vascular Graft with Graft Deployment System | Trilaminate PTFE. Vascular Access PTFE | 4mm - 8mm diameter 11cm - 20cm length | 279716 |  | July 2020 | Group Benefit Change
10 - Vascular | 10.03 - Grafts | 10.03.01 - Tube | 10.03.01.02 - 11-20cm length |  | GX012 | 558 | GETINGE AUSTRALIA PTY. LTD. | Intergard W - Woven Straight | Woven Straight | 15cm | 145512 |  | July 2020 | Group Benefit Change
10 - Vascular | 10.03 - Grafts | 10.03.01 - Tube | 10.03.01.03 - 21-49cm length |  | GX014 | 605 | GETINGE AUSTRALIA PTY. LTD. | Maquet InterVascular Straight vascular Grafts | Straight Vascular Grafts | 5mm - 24mm diameter, 21 -49mm length | 145510 145380 145512 |  | July 2020 | Group Benefit Change
10 - Vascular | 10.03 - Grafts | 10.03.01 - Tube | 10.03.01.04 - ≥50cm length |  | GX017 | 712 | GETINGE AUSTRALIA PTY. LTD. | Advanta PTFE Vascular Graft | Straight PTFE Vascular Graft | 6mm - 10mm; 50cm - 90cm | 279716 |  | July 2020 | Group Benefit Change
10 - Vascular | 10.03 - Grafts | 10.03.01 - Tube | 10.03.01.04 - ≥50cm length |  | GX019 | 712 | GETINGE AUSTRALIA PTY. LTD. | Maquet InterVascular Straight Vascular Grafts | Straight Vascular Grafts | 6mm - 24mm Diameter, 50-100cm length | 145380 145512 145510 |  | July 2020 | Group Benefit Change
10 - Vascular | 10.03 - Grafts | 10.03.02 - Bifurcated |  |  | GX020 | 707 | GETINGE AUSTRALIA PTY. LTD. | Maquet InterVascular Bifurcated Vascular Grafts | Bifurcated Vascular Grafts | 6mm - 24mm diameter, 50cm length | 145507 145515 |  | July 2020 | Group Benefit Change
10 - Vascular | 10.03 - Grafts | 10.03.04 - Tapered or End-modified |  | ID (immediate dialysis) | GX023 | 2088 | GETINGE AUSTRALIA PTY. LTD. | Advantra PTFE Vascular Graft with Graft Deployment System | Trilaminate PTFE. Vascular Access Graft | 4mm - 8mm diameter. 50 - 80cm length | 279716 |  | July 2020 | Group Benefit Change
10 - Vascular | 10.03 - Grafts | 10.03.01 - Tube | 10.03.01.02 - 11-20cm length | R (ringed) | GX026 | 1060 | GETINGE AUSTRALIA PTY. LTD. | Advanta PTFE Vascular Graft | Trilaminate PTFE Graft with Graft Deployment System | 4mm - 8mm 11cm - 20cm length | 279716 |  | July 2020 | Group Benefit Change
09 - Cardiothoracic | 09.09 - Aorta and Side Branch Grafts | 09.09.01 - Modified Tube (end modified eg valsalva) |  |  | GX028 | 2760 | GETINGE AUSTRALIA PTY. LTD. | Cardioroot | Woven polyester vascular prosthesis, gelatin sealed | Diameter 24mm - 34mm Length 15cm | 343016 |  | March 2021 | Group Benefit Change
13 - Spinal | 13.10 - Fusion Cage | 13.10.02 - Interbody, No Integral Fixation | 13.10.02.02 - ThoracoLumbar / Lumbar | Paired | HC005 | 2346 | Health Care Surgical Pty Ltd | Swingo | Lumbar Cage | 7-14mm | 159781 |  | May 2018 | Group Benefit Change
13 - Spinal | 13.10 - Fusion Cage | 13.10.02 - Interbody, No Integral Fixation | 13.10.02.01 - Cervical |  | HC006 | 2189 | Health Care Surgical Pty Ltd | Squale | Cervical Cage | 4-10mm | 159781 |  | July 2022 | Group Benefit Change
13 - Spinal | 13.10 - Fusion Cage | 13.10.02 - Interbody, No Integral Fixation | 13.10.02.02 - ThoracoLumbar / Lumbar | Paired | HC015 | 2346 | Health Care Surgical Pty Ltd | SHARK CAGE | Lumbar cage | L:8-16mm | 201493 |  | May 2018 | Group Benefit Change
13 - Spinal | 13.01 - Bone Screws | 13.01.02 - Pedicle, Polyaxial |  |  | HC016 | 1050 | Health Care Surgical Pty Ltd | KM POLYAXIAL | Polyaxial Screw | W:3.5-7.5mm L:10-55mm | 201492 |  | May 2018 | Group Benefit Change
13 - Spinal | 13.02 - Accessories for bone screws and connector components | 13.02.01 - Nut/Set Screw/Locking Screw |  |  | HC017 | 144 | Health Care Surgical Pty Ltd | KM Nut | Nut | Various sizes | 201492 |  | May 2018 | Group Benefit Change
13 - Spinal | 13.06 - Rod | 13.06.03 - Dual Unit | 13.06.03.02 - Occipital |  | HC019 | 1525 | Health Care Surgical Pty Ltd | KM Occipital Plate | Occipital Plate Rod | 3-5mm | 201492 |  | May 2018 | Group Benefit Change
13 - Spinal | 13.06 - Rod | 13.06.01 - Standard |  |  | HC020 | 355 | Health Care Surgical Pty Ltd | KM Rod | Rod | 40-400mm | 201492 |  | May 2018 | Group Benefit Change
13 - Spinal | 13.10 - Fusion Cage | 13.10.02 - Interbody, No Integral Fixation | 13.10.02.01 - Cervical |  | HC022 | 2189 | Health Care Surgical Pty Ltd | PM cage | Cervical cage | L :4-11mm | 201493 |  | May 2018 | Group Benefit Change
13 - Spinal | 13.01 - Bone Screws | 13.01.02 - Pedicle, Polyaxial |  | Cannulated | HC026 | 1124 | Health Care Surgical Pty Ltd | G2S Cannulated Polyaxial Screw | Cannulated Polyaxial screw | W:5.5-7.5mm | 274075 |  | May 2018 | Group Benefit Change
13 - Spinal | 13.02 - Accessories for bone screws and connector components | 13.02.01 - Nut/Set Screw/Locking Screw |  |  | HC027 | 144 | Health Care Surgical Pty Ltd | G2S Nut | locking nut | Nut | 274075 |  | May 2018 | Group Benefit Change
13 - Spinal | 13.06 - Rod | 13.06.01 - Standard |  |  | HC028 | 355 | Health Care Surgical Pty Ltd | G2S rods | Rod | L: 40-154mm | 274075 |  | March 2022 | Group Benefit Change
13 - Spinal | 13.10 - Fusion Cage | 13.10.02 - Interbody, No Integral Fixation | 13.10.02.02 - ThoracoLumbar / Lumbar | Paired | HC030 | 2346 | Health Care Surgical Pty Ltd | ISIS Cage | ISIS Lumbar Cage | Height:8-15mm Width: 11mm Length:24mm Degrees: 0, 4 and 8 | 280801 |  | November 2020 | Group Benefit Change
13 - Spinal | 13.06 - Rod | 13.06.01 - Standard |  |  | HC031 | 355 | Health Care Surgical Pty Ltd | SAXXO ROD | ROD | 35-400mm | 331780 |  | November 2020 | Group Benefit Change
13 - Spinal | 13.02 - Accessories for bone screws and connector components | 13.02.01 - Nut/Set Screw/Locking Screw |  |  | HC032 | 144 | Health Care Surgical Pty Ltd | SAXXO NUT | NUT | NUT 9.1 ,NUT 9.8 | 331780 |  | November 2020 | Group Benefit Change
13 - Spinal | 13.01 - Bone Screws | 13.01.02 - Pedicle, Polyaxial |  |  | HC033 | 1050 | Health Care Surgical Pty Ltd | SAXXO SCREW | POLYAXIAL SCREW | W:4.5-8mm L:30-55mm | 331780 |  | November 2022 | Group Benefit Change
13 - Spinal | 13.01 - Bone Screws | 13.01.02 - Pedicle, Polyaxial |  |  | HC034 | 1050 | Health Care Surgical Pty Ltd | G2S-KM SCREW | POLYAXIAL SCREW | W;4.5-7.5mm , L:25-60mm | 274075 |  | March 2022 | Group Benefit Change
07 - Plastic and Reconstructive | 07.01 - CRANIOMAXILLOFACIAL RECONSTRUCTION & FIXATION | 07.01.04 - Non-mesh | 07.01.04.01 - Resorbable |  | HD027 | 251 | Henry Schein-Halas Pty Ltd | BioHorizons Mem-Lok Pliable | Mem-Lok Pliable is a strong, conformable collagen barrier membrane manufactured from highly purified porcine tissue. Predictable resorption time is 12-16 weeks. Used for guided bone regeneration and periodontal tissue regeneration in oral and maxillofacial surgery. | 15mm x 20mm 20mm x 30mm 30mm x 40mm | 300312 |  | March 2021 | Group Benefit Change
07 - Plastic and Reconstructive | 07.01 - CRANIOMAXILLOFACIAL RECONSTRUCTION & FIXATION | 07.01.04 - Non-mesh | 07.01.04.01 - Resorbable |  | HD029 | 251 | Henry Schein-Halas Pty Ltd | BioHorions Mem-Lok RCM | Mem-Lok Resorbable Collagen Matrix is engineered from highly purified, Type I bovine collagen to provide a predictable resorption period and ensure optimal bone regeneration in periodontal, implantology or maxillofacial surgery. | 15mm x 20mm 20mm x 30mm 30mm x 40mm | 196055 |  | March 2021 | Group Benefit Change
06 - Specialist Orthopaedic | 06.03 - SKELETAL RECONSTRUCTION | 06.03.05 - Surgical Accessories | 06.03.05.02 - Pins |  | HG001 | 22 | HEALTHSCOPE OPERATIONS PTY LTD | HSP K - Wire | Stainless Steel Wire with Trocar point, single, double. | Diameter - 0.7mm - 2.0mm Length - 80mm - 250mm | 295191 |  | November 2019 | Group Benefit Change
07 - Plastic and Reconstructive | 07.02 - CRANIOMAXILLOFACIAL IMPLANTS | 07.02.05 - Mandible, Maxilla and Temperomandibular Joint (TMJ) | 07.02.05.07 - Surgical Guide | Biomodelled | HI001 | 998 | DIGITAL DENTAL NETWORK PTY LTD | DDN Guide | Custom made patient specific guide for use with the Neoss Implant System (NJ001) | The device is custom made so the size will vary | 336209 |  | July 2023 | Changed Benefit
07 - Plastic and Reconstructive | 07.02 - CRANIOMAXILLOFACIAL IMPLANTS | 07.02.09 - Anatomical Biomodel |  |  | HI002 | 1768 | DIGITAL DENTAL NETWORK PTY LTD | DDN Biomodel | Custom made biomodel for use with the Neoss Implant System (NJ001) | The device is custom made so the size will vary. | 336209 |  | July 2021 | Group Benefit Change
06 - Specialist Orthopaedic | 06.03 - SKELETAL RECONSTRUCTION | 06.03.04 - Screws | 06.03.04.03 - Mini (2.01 – 2.7 mm) | CN,DT | HJ002 | 348 | AVANT-GARDE SURGICAL PTY LTD | Surgifeet Cannulated Compression Screw | Compression screw. Cannulated, Dual thread, self drilling/tapping, Headless | Diameter 2.55mm. Length 10-34mm, Left or Right thread. | 336654 |  | November 2020 | Group Benefit Change
06 - Specialist Orthopaedic | 06.03 - SKELETAL RECONSTRUCTION | 06.03.04 - Screws | 06.03.04.03 - Mini (2.01 – 2.7 mm) | CN,DT | HJ005 | 348 | AVANT-GARDE SURGICAL PTY LTD | MICRO HBS Self-Drilled High Compression Screw | Micro headless compression screw, cannulated, dual threads, self-drilling, self- tapping, | Distal thread Diameter 2.5mm, Length 10-30mm | 340314 |  | March 2021 | Group Benefit Change
07 - Plastic and Reconstructive | 07.01 - CRANIOMAXILLOFACIAL RECONSTRUCTION & FIXATION | 07.01.08 - Non-mesh, non-resorbable | 07.01.08.01 - <6cm2 |  | HQ002 | 161 | BioMeDent Pty Limited | SURGITIME PTFE | Surgitime PTFE is a synthetic non-absorbable membrane that is 100% biocompatible and not derived from animal source. This Membrane is considered to be a barrier for tissue regeneration. polytetraflouroethylene membranes or mechanical barriers for guided bone regeneration are used to prevent migration of cells from epithelial and connective tissues, thus providing a proper space for the formation of a natural fibrin structure which is the bone tissue precursor. Surgitime PTFE are a high-density sheet with a surface structure and porosity suitable to prevent intergration and passage of bacteria within the interstices of the material, and simultaneously facilitate adhesion of the host cells and the material. | 30x20mm- Thickness 0,10mm 30x20mm- Thickness 0,25mm | 247014 |  | July 2021 | Group Benefit Change
11 - Hip | 11.01 - FEMORAL COMPONENTS - PRIMARY AND REVISION | 11.01.04 - Uncemented, HA Coated | 11.01.04.01 - Grit Blast |  | HT001 | 3223 | ADLER ORTHO AUSTRALIA PTY LTD | Hydra Hip Stem | Tapered, Titanium, HA Coated, Modular Uncemented Femoral Stem | Sizes 9 - 18 | 315264 |  | March 2021 | Group Benefit Change
11 - Hip | 11.03 - ACETABULAR COMPONENTS | 11.03.04 - Insert/Liner | 11.03.04.02 - Modified polyethylene |  | HT005 | 930 | ADLER ORTHO AUSTRALIA PTY LTD | Adler PE Acetabular Liners | XLPE Liners - for Fixa Cups | Neutral, 15 degree, in 22,28,32,36mm ID, | 208840 |  | March 2021 | Group Benefit Change
11 - Hip | 11.03 - ACETABULAR COMPONENTS | 11.03.04 - Insert/Liner | 11.03.04.03 - Ceramic |  | HT006 | 1776 | ADLER ORTHO AUSTRALIA PTY LTD | Adler Ceramic Acetabular Liners | Ceramic Liners - for Fixa Cups | Delta, 28,32,36 & 40 mm ID | 206130 |  | March 2021 | Group Benefit Change
11 - Hip | 11.04 - ACCESSORIES | 11.04.10 - Head Taper Insert |  |  | HT008 | 307 | ADLER ORTHO AUSTRALIA PTY LTD | Adler Revision Sleeve | Adler revision femoral head titanium sleeve | Short, Medium, Long, X-Long | 296609 |  | March 2021 | Group Benefit Change
12 - Knee | 12.03 - TIBIAL TRAY COMPONENT - TOTAL KNEE ARTHROPLASTY | 12.03.07 - Uncemented, Alloy, for Mobile Insert | 12.03.07.01 - HA Coating |  | HT015 | 2519 | ADLER ORTHO AUSTRALIA PTY LTD | Genus Knee System - Genus Cementless Tibial Tray + HA | Mobile Bearing Cementless Tibial Tray with HA coating | 1-7 | 232061 |  | March 2021 | Group Benefit Change
12 - Knee | 12.08 - PATELLAR COMPONENT | 12.08.01 - Cemented, All Polyethylene |  |  | HT020 | 385 | ADLER ORTHO AUSTRALIA PTY LTD | Genus Knee System - Genus PE Patella | Polyethylene Patella | 20 to 39mm | 232065 232066 |  | March 2023 | Group Benefit Change
11 - Hip | 11.01 - FEMORAL COMPONENTS - PRIMARY AND REVISION | 11.01.04 - Uncemented, HA Coated | 11.01.04.04 - Plasma |  | HT028 | 3493 | ADLER ORTHO AUSTRALIA PTY LTD | Hydra-Fix | Forged titanium alloy stems with HA coating 12/14 taper | 8 - 18, standard, offset | 325181 |  | November 2021 | Group Benefit Change
11 - Hip | 11.02 - FEMORAL HEADS | 11.02.02 - Conventional Femoral Heads, >32mm | 11.02.02.05 - Ceramic Mix |  | HT030 | 1793 | ADLER ORTHO AUSTRALIA PTY LTD | Adler Ceramic Head | Delta Alumina Ceramic Head | Short, Medium, Long, Extra Long; 36mm to 48mm | 296607 206143 |  | March 2022 | Group Benefit Change
06 - Specialist Orthopaedic | 06.03 - SKELETAL RECONSTRUCTION | 06.03.03 - Plates | 06.03.03.01 - Standard (screw size ≥4.5mm)(including blade) ≤ 6 holes |  | HU105 | 399 | ARTHREX AUSTRALIA PTY LTD | Mesh Plate | Plate for Fracture fixation and Arthrodesis | Short Long | 351000 |  | March 2021 | Group Benefit Change
06 - Specialist Orthopaedic | 06.03 - SKELETAL RECONSTRUCTION | 06.03.03 - Plates | 06.03.03.04 - Small (screw size 2.71mm – 4.49mm)(including blade) ≤ 6 holes | Com, LK | HU107 | 638 | ARTHREX AUSTRALIA PTY LTD | Proximal 1st Metatarsal Osteotomy Plate | 1st Metatarsal Osteotomy Plate | Petite - Left and Right Side Specific Standard - Left and Right Side Specific | 351000 |  | March 2021 | Group Benefit Change
06 - Specialist Orthopaedic | 06.03 - SKELETAL RECONSTRUCTION | 06.03.03 - Plates | 06.03.03.04 - Small (screw size 2.71mm – 4.49mm)(including blade) ≤ 6 holes | LK | HU108 | 305 | ARTHREX AUSTRALIA PTY LTD | Low Profile T-Plate | Plate for fusion | 2-4 Holes | 351000 |  | March 2021 | Group Benefit Change
06 - Specialist Orthopaedic | 06.03 - SKELETAL RECONSTRUCTION | 06.03.03 - Plates | 06.03.03.04 - Small (screw size 2.71mm – 4.49mm)(including blade) ≤ 6 holes | LK | HU109 | 305 | ARTHREX AUSTRALIA PTY LTD | Posterolateral Distal Fibula Plate | Plate for fracture fixation | 4-6 Holes | 351000 |  | March 2021 | Group Benefit Change
06 - Specialist Orthopaedic | 06.03 - SKELETAL RECONSTRUCTION | 06.03.03 - Plates | 06.03.03.04 - Small (screw size 2.71mm – 4.49mm)(including blade) ≤ 6 holes | LK | HU110 | 305 | ARTHREX AUSTRALIA PTY LTD | Posterolateral Distal Fibula Plate | Plate for fracture fixation | 8 Holes | 351000 |  | March 2021 | Group Benefit Change
06 - Specialist Orthopaedic | 06.03 - SKELETAL RECONSTRUCTION | 06.03.03 - Plates | 06.03.03.04 - Small (screw size 2.71mm – 4.49mm)(including blade) ≤ 6 holes | VAL | HU111 | 642 | ARTHREX AUSTRALIA PTY LTD | Dorsal Distal Radius Plate | Plate for Fracture Fixation | 4 Holes Standard (Left & Right) 4 Holes Narrow (Left & Right) | 351000 |  | March 2021 | Group Benefit Change
06 - Specialist Orthopaedic | 06.03 - SKELETAL RECONSTRUCTION | 06.03.03 - Plates | 06.03.03.04 - Small (screw size 2.71mm – 4.49mm)(including blade) ≤ 6 holes | VAL | HU112 | 642 | ARTHREX AUSTRALIA PTY LTD | Dorsal L Plate | Plate for Fracture Fixation | 5 Holes (Left & Right) | 351000 |  | March 2021 | Group Benefit Change
06 - Specialist Orthopaedic | 06.03 - SKELETAL RECONSTRUCTION | 06.03.03 - Plates | 06.03.03.05 - Small (screw size 2.71mm – 4.49mm)(including blade) ≥ 7 to ≤ 15 holes | VAL | HU123 | 641 | ARTHREX AUSTRALIA PTY LTD | Wrist Spanning Plate | Plate for Fracture Fixation | 9 Holes | 351000 |  | March 2021 | Group Benefit Change
06 - Specialist Orthopaedic | 06.03 - SKELETAL RECONSTRUCTION | 06.03.03 - Plates | 06.03.03.06 - Small (screw size 2.71mm – 4.49mm)(including blade) ≥ 16 holes | Com | HU124 | 1027 | ARTHREX AUSTRALIA PTY LTD | Dorsal Midfoot Fusion Plate | Plate for fusion | Small, Medium, Large | 351000 |  | March 2021 | Group Benefit Change
06 - Specialist Orthopaedic | 06.03 - SKELETAL RECONSTRUCTION | 06.03.03 - Plates | 06.03.03.07 - Mini (screw size ≤2.7mm)(including blade) ≤ 6 holes |  | HU125 | 469 | ARTHREX AUSTRALIA PTY LTD | Straight Plate | Plate for Fracture Fixation | 2-5 Holes | 351000 |  | March 2021 | Group Benefit Change
06 - Specialist Orthopaedic | 06.03 - SKELETAL RECONSTRUCTION | 06.03.03 - Plates | 06.03.03.08 - Mini (screw size ≤2.7mm)(including blade) ≥ 7 to ≤ 15 holes | Com, VAL | HU126 | 943 | ARTHREX AUSTRALIA PTY LTD | 5th Metatarsal Fracture Plate | Hook Plate for Fracture fixation | 2 Sizes Side Specific Long Left - 7 Holes Long Right - 7 Holes | 351000 |  | March 2021 | Group Benefit Change
06 - Specialist Orthopaedic | 06.03 - SKELETAL RECONSTRUCTION | 06.03.03 - Plates | 06.03.03.22 - Periarticular anatomic - Radius ≤ 6 holes | VAL | HU127 | 1372 | ARTHREX AUSTRALIA PTY LTD | Volar Hook PLate | Plate for Fracture Fixation | 4 Holes 6 Holes | 351000 |  | March 2021 | Group Benefit Change
06 - Specialist Orthopaedic | 06.03 - SKELETAL RECONSTRUCTION | 06.03.03 - Plates | 06.03.03.22 - Periarticular anatomic - Radius ≤ 6 holes | VAL | HU128 | 1372 | ARTHREX AUSTRALIA PTY LTD | Radial Styloid Plate | Plate for Fracture Fixation | 5 Holes | 351000 |  | March 2021 | Group Benefit Change
06 - Specialist Orthopaedic | 06.03 - SKELETAL RECONSTRUCTION | 06.03.03 - Plates | 06.03.03.35 - Periarticular anatomic - Fibula ≤ 6 holes | LK | HU129 | 1196 | ARTHREX AUSTRALIA PTY LTD | Posterolateral Anatomic Distal Fibula Plate | Plate for fracture fixation | 4-6 Holes Left and Right Side Specific | 351000 |  | March 2021 | Group Benefit Change
06 - Specialist Orthopaedic | 06.03 - SKELETAL RECONSTRUCTION | 06.03.03 - Plates | 06.03.03.36 - Periarticular anatomic - Fibula ≥ 7 to ≤ 15 holes | LK | HU130 | 1202 | ARTHREX AUSTRALIA PTY LTD | Posterolateral Anatomic Distal Fibula Plate | Plate for fracture fixation | 8-10 holes Left and Right Side Specific | 351000 |  | March 2021 | Group Benefit Change
06 - Specialist Orthopaedic | 06.03 - SKELETAL RECONSTRUCTION | 06.03.03 - Plates | 06.03.03.40 - Periarticular anatomic - Tibia ≥ 16 holes | LK | HU139 | 1338 | ARTHREX AUSTRALIA PTY LTD | Anterolateral Distal Tibia Plate | Plate for Fracture Fixation | 16-18 Holes Left and Right Side Specific | 351000 |  | March 2021 | Group Benefit Change
06 - Specialist Orthopaedic | 06.03 - SKELETAL RECONSTRUCTION | 06.03.03 - Plates | 06.03.03.40 - Periarticular anatomic - Tibia ≥ 16 holes | LK | HU140 | 1338 | ARTHREX AUSTRALIA PTY LTD | Medial Distal Tibia Plate | Plate for Fracture Fixation | 16 Holes | 351000 |  | March 2021 | Group Benefit Change
06 - Specialist Orthopaedic | 06.03 - SKELETAL RECONSTRUCTION | 06.03.04 - Screws | 06.03.04.02 - Small (2.71mm – 4.49mm) | CN | HU142 | 180 | ARTHREX AUSTRALIA PTY LTD | Patella Fracture Screw | 4mm Blunt Tip Cannulated Lag Screw | 4mm x 24mm - 4mm x 60mm | 351000 |  | March 2021 | Group Benefit Change
06 - Specialist Orthopaedic | 06.03 - SKELETAL RECONSTRUCTION | 06.03.04 - Screws | 06.03.04.02 - Small (2.71mm – 4.49mm) | LK | HU143 | 111 | ARTHREX AUSTRALIA PTY LTD | Locking Cortical land Cancellous Screws, Small | Locking Cortical and Cancellous Screws, Small | 3-3.5mm | 351000 |  | November 2021 | Group Benefit Change
06 - Specialist Orthopaedic | 06.03 - SKELETAL RECONSTRUCTION | 06.03.04 - Screws | 06.03.04.02 - Small (2.71mm – 4.49mm) |  | HU144 | 54 | ARTHREX AUSTRALIA PTY LTD | Non-Locking Cortical and Cancellous Screws, Small | Non-Locking Cortical and Cancellous Screws, Small | 3-3.5mm | 355042 |  | November 2021 | Group Benefit Change
06 - Specialist Orthopaedic | 06.03 - SKELETAL RECONSTRUCTION | 06.03.04 - Screws | 06.03.04.03 - Mini (2.01 – 2.7 mm) | LK | HU145 | 109 | ARTHREX AUSTRALIA PTY LTD | Low Profile Locking Screws | Locking screws for Arthrex Fracture Plate Fixation | 2.01mm to 2.7mm | 350999 |  | November 2021 | Group Benefit Change
06 - Specialist Orthopaedic | 06.03 - SKELETAL RECONSTRUCTION | 06.03.04 - Screws | 06.03.04.03 - Mini (2.01 – 2.7 mm) |  | HU146 | 64 | ARTHREX AUSTRALIA PTY LTD | Cortical Screw | Screw for Bone fixation | 2.01-2.7mm | 350999 |  | November 2021 | Group Benefit Change
06 - Specialist Orthopaedic | 06.03 - SKELETAL RECONSTRUCTION | 06.03.04 - Screws | 06.03.04.03 - Mini (2.01 – 2.7 mm) |  | HU147 | 64 | ARTHREX AUSTRALIA PTY LTD | Cortex Screw | Cortical Screw | 2.4mm x (08-34mm) | 351000 |  | March 2022 | Group Benefit Change
06 - Specialist Orthopaedic | 06.03 - SKELETAL RECONSTRUCTION | 06.03.01 - Intramedullary Nails | 06.03.01.04 - Tibial/Fibular |  | HU149 | 1033 | ARTHREX AUSTRALIA PTY LTD | Fibulock, Fibular Nail System | Fibular Nail for Fibular Fracture Fixation | 4 Sizes (Left & Right Side Specific) | 350831 |  | March 2021 | Group Benefit Change
06 - Specialist Orthopaedic | 06.03 - SKELETAL RECONSTRUCTION | 06.03.03 - Plates | 06.03.03.04 - Small (screw size 2.71mm – 4.49mm)(including blade) ≤ 6 holes |  | HU150 | 150 | ARTHREX AUSTRALIA PTY LTD | Dual Syndesmosis Tightrope Plate | Buttress plate for syndesmosis repair | 1 size (2 Hole Plate) | 350871 351000 |  | November 2021 | Group Benefit Change
06 - Specialist Orthopaedic | 06.03 - SKELETAL RECONSTRUCTION | 06.03.04 - Screws | 06.03.04.03 - Mini (2.01 – 2.7 mm) | CN,DT | HU152 | 348 | ARTHREX AUSTRALIA PTY LTD | Headless Compression Screw System | Headless Compression Screw for bone fixation | 2.5mm Diameter x (8-34mm Length) | 350672 |  | March 2021 | Group Benefit Change
06 - Specialist Orthopaedic | 06.03 - SKELETAL RECONSTRUCTION | 06.03.03 - Plates | 06.03.03.23 - Periarticular anatomic - Radius ≥ 7 to ≤ 15 holes | VAL | HU153 | 1239 | ARTHREX AUSTRALIA PTY LTD | Titanium Volar Radius Plating System | Fixation Plate for Distal Radius Fractures | 7- 15 holes | 350871 351000 |  | March 2021 | Group Benefit Change
06 - Specialist Orthopaedic | 06.03 - SKELETAL RECONSTRUCTION | 06.03.04 - Screws | 06.03.04.01 - Standard ( ≥4.5mm) |  | HU155 | 57 | ARTHREX AUSTRALIA PTY LTD | Arthrex Jones Fracture Screw | Partially Threaded Screw to fixate fractures of the 5th Metatarsal | 4.5mm (40-65mm Lengths) 5.5mm (40-65mm Lengths) 6.0mm (40-65mm Lengths) | 350672 |  | March 2021 | Group Benefit Change
06 - Specialist Orthopaedic | 06.03 - SKELETAL RECONSTRUCTION | 06.03.04 - Screws | 06.03.04.01 - Standard ( ≥4.5mm) |  | HU156 | 57 | ARTHREX AUSTRALIA PTY LTD | PEEKPower HTO Plate | Medial High Tibial Osteotomy Implant Device System | 4.5mm Titanium compression Screws | 350871 351000 |  | March 2022 | Group Benefit Change
06 - Specialist Orthopaedic | 06.03 - SKELETAL RECONSTRUCTION | 06.03.04 - Screws | 06.03.04.03 - Mini (2.01 – 2.7 mm) | CN,DT | HU159 | 348 | ARTHREX AUSTRALIA PTY LTD | Compression FT | Headless Compression Screw for bone fixation | 2.5mm x 8-50mm | 350871 351000 |  | March 2021 | Group Benefit Change
06 - Specialist Orthopaedic | 06.03 - SKELETAL RECONSTRUCTION | 06.03.04 - Screws | 06.03.04.06 - Screw Washers |  | HU161 | 59 | ARTHREX AUSTRALIA PTY LTD | Washer | Screw Washer | 6mm - 18mm | 350851 |  | November 2021 | Group Benefit Change
06 - Specialist Orthopaedic | 06.03 - SKELETAL RECONSTRUCTION | 06.03.03 - Plates | 06.03.03.04 - Small (screw size 2.71mm – 4.49mm)(including blade) ≤ 6 holes | LK | HU164 | 305 | ARTHREX AUSTRALIA PTY LTD | Low Profile MTP Plate | Athrodesis Plate - 6 hole plates | Contoured small left,contoured small right, contoured standard right,contoured standard left | 351000 |  | March 2021 | Group Benefit Change
06 - Specialist Orthopaedic | 06.03 - SKELETAL RECONSTRUCTION | 06.03.03 - Plates | 06.03.03.04 - Small (screw size 2.71mm – 4.49mm)(including blade) ≤ 6 holes | LK | HU165 | 305 | ARTHREX AUSTRALIA PTY LTD | Locking Reconstruction Plate | Reconstruction Plate for communited Fibula Shaft Fractures | 4-6 Holes | 351000 350871 |  | November 2021 | Group Benefit Change
06 - Specialist Orthopaedic | 06.03 - SKELETAL RECONSTRUCTION | 06.03.03 - Plates | 06.03.03.04 - Small (screw size 2.71mm – 4.49mm)(including blade) ≤ 6 holes | LK | HU166 | 305 | ARTHREX AUSTRALIA PTY LTD | Locking Third Tubular Plate | Plate for fracture fixation of the Fibula | 4-6 holes | 351000 350871 |  | November 2021 | Group Benefit Change
06 - Specialist Orthopaedic | 06.03 - SKELETAL RECONSTRUCTION | 06.03.03 - Plates | 06.03.03.04 - Small (screw size 2.71mm – 4.49mm)(including blade) ≤ 6 holes | LK | HU167 | 305 | ARTHREX AUSTRALIA PTY LTD | X Plate | Plate for fusion | Medium, Large | 350871 351000 |  | March 2021 | Group Benefit Change
06 - Specialist Orthopaedic | 06.03 - SKELETAL RECONSTRUCTION | 06.03.03 - Plates | 06.03.03.04 - Small (screw size 2.71mm – 4.49mm)(including blade) ≤ 6 holes | LK | HU168 | 305 | ARTHREX AUSTRALIA PTY LTD | Low Profile Straight Plate | Plate for fusion | 2-5 Holes | 350871 351000 |  | March 2021 | Group Benefit Change
06 - Specialist Orthopaedic | 06.03 - SKELETAL RECONSTRUCTION | 06.03.03 - Plates | 06.03.03.04 - Small (screw size 2.71mm – 4.49mm)(including blade) ≤ 6 holes | LK | HU169 | 305 | ARTHREX AUSTRALIA PTY LTD | Double Compression Plate System | Fixation plates for surgical compression across fusion sites. | Double Compression Plate, 2 Hole, 20 mm Double Compression Plate, 2 Hole, 25 mm Double Compression Plate, 2 Hole, 30 mm Double Compression Plate, 3 Hole, 20 mm Double Compression Plate, 3 Hole, 25 mm Double Compression Plate, 3 Hole, 30 mm Double Compression Plate, 4 Hole, Straight, 20 mm Double Compression Plate, 4 Hole, Straight, 25 mm Double Compression Plate, 4 Hole, Straight, 30 mm Double Compression Plate, 4 Hole, Square, 20 mm Double Compression Plate, 4 Hole, Square, 25 mm Double Compression Plate, 4 Hole, Square, 30 mm | 351000 350871 |  | March 2021 | Group Benefit Change
06 - Specialist Orthopaedic | 06.03 - SKELETAL RECONSTRUCTION | 06.03.03 - Plates | 06.03.03.04 - Small (screw size 2.71mm – 4.49mm)(including blade) ≤ 6 holes | LK | HU170 | 305 | ARTHREX AUSTRALIA PTY LTD | MTP Plate | 1st MTP Arthrodesis Plate | ≤ 6 holes | 351000 |  | March 2022 | Group Benefit Change
06 - Specialist Orthopaedic | 06.03 - SKELETAL RECONSTRUCTION | 06.03.03 - Plates | 06.03.03.04 - Small (screw size 2.71mm – 4.49mm)(including blade) ≤ 6 holes | VAL | HU171 | 642 | ARTHREX AUSTRALIA PTY LTD | MTP Plate, Straight | Metatarso-Phalangeal Fusion plate for 1st MTP | Small and Standard, ≤ 6 holes | 351000 350871 |  | November 2021 | Group Benefit Change
06 - Specialist Orthopaedic | 06.03 - SKELETAL RECONSTRUCTION | 06.03.03 - Plates | 06.03.03.07 - Mini (screw size ≤2.7mm)(including blade) ≤ 6 holes | Com | HU172 | 753 | ARTHREX AUSTRALIA PTY LTD | LPS Cotton Osteotomy Plates | Wedged Fusion Plate | Flat, 2mm - 8mm | 350871 351000 |  | March 2021 | Group Benefit Change
06 - Specialist Orthopaedic | 06.03 - SKELETAL RECONSTRUCTION | 06.03.03 - Plates | 06.03.03.07 - Mini (screw size ≤2.7mm)(including blade) ≤ 6 holes | Com, LK | HU173 | 1062 | ARTHREX AUSTRALIA PTY LTD | X Plate | Plate for fusion | Small | 350871 351000 |  | March 2021 | Group Benefit Change
06 - Specialist Orthopaedic | 06.03 - SKELETAL RECONSTRUCTION | 06.03.03 - Plates | 06.03.03.04 - Small (screw size 2.71mm – 4.49mm)(including blade) ≤ 6 holes | Com, LK | HU174 | 638 | ARTHREX AUSTRALIA PTY LTD | Lisfranc Plates | Arthrodesis Plate | Small, Medium, Large Plates come in Left & Right | 350871 351000 |  | March 2021 | Group Benefit Change
06 - Specialist Orthopaedic | 06.03 - SKELETAL RECONSTRUCTION | 06.03.03 - Plates | 06.03.03.04 - Small (screw size 2.71mm – 4.49mm)(including blade) ≤ 6 holes | Com, LK | HU175 | 638 | ARTHREX AUSTRALIA PTY LTD | Locking POW Plate | Wedged Fusion Plate | 0-7mm | 350871 351000 |  | March 2021 | Group Benefit Change
06 - Specialist Orthopaedic | 06.03 - SKELETAL RECONSTRUCTION | 06.03.03 - Plates | 06.03.03.05 - Small (screw size 2.71mm – 4.49mm)(including blade) ≥ 7 to ≤ 15 holes | VAL | HU177 | 641 | ARTHREX AUSTRALIA PTY LTD | MTP Plate, Straight , Long | 1st MTP Arthrodesis Plate , Straight, Long - 8 Holes | 8 Holes | 351000 350871 |  | March 2021 | Group Benefit Change
06 - Specialist Orthopaedic | 06.03 - SKELETAL RECONSTRUCTION | 06.03.03 - Plates | 06.03.03.22 - Periarticular anatomic - Radius ≤ 6 holes | VAL | HU178 | 1372 | ARTHREX AUSTRALIA PTY LTD | Titanium Volar Distal Radius Plating System | Fixation Plate for Distal Radius Fractures | 6 holes or less | 350871 351000 |  | March 2021 | Group Benefit Change
06 - Specialist Orthopaedic | 06.03 - SKELETAL RECONSTRUCTION | 06.03.03 - Plates | 06.03.03.08 - Mini (screw size ≤2.7mm)(including blade) ≥ 7 to ≤ 15 holes | LK | HU179 | 427 | ARTHREX AUSTRALIA PTY LTD | Low Profile Straight Plate | Plate for fusion | 7-8 Holes | 350871 351000 |  | March 2021 | Group Benefit Change
06 - Specialist Orthopaedic | 06.03 - SKELETAL RECONSTRUCTION | 06.03.03 - Plates | 06.03.03.08 - Mini (screw size ≤2.7mm)(including blade) ≥ 7 to ≤ 15 holes | LK | HU180 | 427 | ARTHREX AUSTRALIA PTY LTD | Low Profile T-Plate | Plate for fusion | 7-9 Holes | 350871 351000 |  | March 2021 | Group Benefit Change
06 - Specialist Orthopaedic | 06.03 - SKELETAL RECONSTRUCTION | 06.03.03 - Plates | 06.03.03.07 - Mini (screw size ≤2.7mm)(including blade) ≤ 6 holes | LK | HU181 | 635 | ARTHREX AUSTRALIA PTY LTD | Low Profile Straight Plate | Plate for Fusion | 4-6 Holes | 350871 351000 |  | March 2021 | Group Benefit Change
06 - Specialist Orthopaedic | 06.03 - SKELETAL RECONSTRUCTION | 06.03.03 - Plates | 06.03.03.07 - Mini (screw size ≤2.7mm)(including blade) ≤ 6 holes | LK | HU182 | 635 | ARTHREX AUSTRALIA PTY LTD | Low Profile T-Plate | Plate for fusion | 3-6 Holes | 350871 351000 |  | March 2021 | Group Benefit Change
06 - Specialist Orthopaedic | 06.03 - SKELETAL RECONSTRUCTION | 06.03.03 - Plates | 06.03.03.05 - Small (screw size 2.71mm – 4.49mm)(including blade) ≥ 7 to ≤ 15 holes | LK | HU183 | 313 | ARTHREX AUSTRALIA PTY LTD | Medial Column Plate | Plate for fusion | Small, Medium, Large (Left and Right) | 350871 351000 |  | March 2021 | Group Benefit Change
06 - Specialist Orthopaedic | 06.03 - SKELETAL RECONSTRUCTION | 06.03.03 - Plates | 06.03.03.04 - Small (screw size 2.71mm – 4.49mm)(including blade) ≤ 6 holes | Com, LK | HU186 | 638 | ARTHREX AUSTRALIA PTY LTD | Titanium Plate with Wedge | Titanium Plate with Wedge. Left and right side specific. | 6-10mm | 351000 350871 |  | July 2022 | Group Benefit Change
06 - Specialist Orthopaedic | 06.03 - SKELETAL RECONSTRUCTION | 06.03.03 - Plates | 06.03.03.05 - Small (screw size 2.71mm – 4.49mm)(including blade) ≥ 7 to ≤ 15 holes | LK | HU187 | 313 | ARTHREX AUSTRALIA PTY LTD | Locking Third Tubular Plate | Plate for fracture of the Fibula | 7-12 Holes | 351000 350871 |  | November 2021 | Group Benefit Change
06 - Specialist Orthopaedic | 06.03 - SKELETAL RECONSTRUCTION | 06.03.03 - Plates | 06.03.03.05 - Small (screw size 2.71mm – 4.49mm)(including blade) ≥ 7 to ≤ 15 holes | LK | HU188 | 313 | ARTHREX AUSTRALIA PTY LTD | Locking Reconstruction Plate | Reconstruction Plate for communited Fibula Shaft Fractures | 7-12 holes | 351000 350871 |  | November 2021 | Group Benefit Change
06 - Specialist Orthopaedic | 06.03 - SKELETAL RECONSTRUCTION | 06.03.03 - Plates | 06.03.03.36 - Periarticular anatomic - Fibula ≥ 7 to ≤ 15 holes | LK | HU189 | 1202 | ARTHREX AUSTRALIA PTY LTD | Locking Distal Fibula Plate | Locking Distal Fibula Plate for Fracture Fixation | 8 -14 Holes ( Left and Right Specific) | 351000 350871 |  | November 2021 | Group Benefit Change
06 - Specialist Orthopaedic | 06.03 - SKELETAL RECONSTRUCTION | 06.03.03 - Plates | 06.03.03.36 - Periarticular anatomic - Fibula ≥ 7 to ≤ 15 holes | LK | HU190 | 1202 | ARTHREX AUSTRALIA PTY LTD | Locking distal Fibula plate | Locking Distal Fibula Plate For Fracture Fixation | 4-6 Holes ( Left and Right Specific) | 350871 351000 |  | March 2021 | Group Benefit Change
06 - Specialist Orthopaedic | 06.03 - SKELETAL RECONSTRUCTION | 06.03.03 - Plates | 06.03.03.04 - Small (screw size 2.71mm – 4.49mm)(including blade) ≤ 6 holes | Com, LK | HU192 | 638 | ARTHREX AUSTRALIA PTY LTD | Locking Lateral Hook Plate | Locking Lateral Hook Plate for Fracture Fixation of the Lateral Malleolus | 3-5 Holes | 351000 350871 |  | November 2021 | Group Benefit Change
06 - Specialist Orthopaedic | 06.03 - SKELETAL RECONSTRUCTION | 06.03.03 - Plates | 06.03.03.04 - Small (screw size 2.71mm – 4.49mm)(including blade) ≤ 6 holes | Com, LK | HU194 | 638 | ARTHREX AUSTRALIA PTY LTD | Locking Medial Hook Plate | Locking Medial Hook Plate for Fixation of medial malleolus fractures | 3-5 holes | 350871 351000 |  | March 2021 | Group Benefit Change
06 - Specialist Orthopaedic | 06.03 - SKELETAL RECONSTRUCTION | 06.03.03 - Plates | 06.03.03.08 - Mini (screw size ≤2.7mm)(including blade) ≥ 7 to ≤ 15 holes | LK | HU195 | 427 | ARTHREX AUSTRALIA PTY LTD | Low Profile MTP Plate | Arthodesis Plate - 8 Hole plate | 8 Hole plate | 350871 351000 |  | March 2021 | Group Benefit Change
06 - Specialist Orthopaedic | 06.03 - SKELETAL RECONSTRUCTION | 06.03.03 - Plates | 06.03.03.01 - Standard (screw size ≥4.5mm)(including blade) ≤ 6 holes | Com | HU196 | 593 | ARTHREX AUSTRALIA PTY LTD | Stainless Steel Square Wedge Tibial Osteotomy Plate | Steel Square Wedge Tibial Osteotomy Plate with 4 non locking holes | 3mm - 17.5mm | 351000 350871 |  | November 2021 | Group Benefit Change
06 - Specialist Orthopaedic | 06.03 - SKELETAL RECONSTRUCTION | 06.03.03 - Plates | 06.03.03.33 - Periarticular anatomic - Femur ≥ 7 to ≤ 15 holes |  | HU197 | 933 | ARTHREX AUSTRALIA PTY LTD | Osteotomy Plates | Osteotomy, Femoral - Stainless Steel | 7.5mm - 17.5 mm | 351000 350871 |  | March 2021 | Group Benefit Change
06 - Specialist Orthopaedic | 06.03 - SKELETAL RECONSTRUCTION | 06.03.03 - Plates | 06.03.03.01 - Standard (screw size ≥4.5mm)(including blade) ≤ 6 holes | Com | HU198 | 593 | ARTHREX AUSTRALIA PTY LTD | Anterior Posterior Sloped Stainless Steel Tibial Osteotomy Plate | Anterior Posterior Sloped Stainless Steel Tibial Osteotomy Plate with 4 non locking holes | 5 - 15mm length | 350871 351000 |  | March 2021 | Group Benefit Change
06 - Specialist Orthopaedic | 06.03 - SKELETAL RECONSTRUCTION | 06.03.03 - Plates | 06.03.03.04 - Small (screw size 2.71mm – 4.49mm)(including blade) ≤ 6 holes | LK | HU201 | 305 | ARTHREX AUSTRALIA PTY LTD | Titanium Lapidus Arthrodesis Plate | Titanium Lapidus Arthrodesis Plate with locking holes and compresion slot | Small, Large | 351000 350871 |  | March 2021 | Group Benefit Change
06 - Specialist Orthopaedic | 06.03 - SKELETAL RECONSTRUCTION | 06.03.03 - Plates | 06.03.03.42 - Periarticular anatomic - Calcaneal ≥ 7 to ≤ 15 holes | VAL | HU202 | 1373 | ARTHREX AUSTRALIA PTY LTD | Calcaneal Fracture Plate | Calcaneal Fracture Plate for fixation of Calcaneal fractures | X-small, small, Medium, Large - LEFT and RIGHT side specific plates | 351000 350871 |  | March 2021 | Group Benefit Change
06 - Specialist Orthopaedic | 06.03 - SKELETAL RECONSTRUCTION | 06.03.03 - Plates | 06.03.03.02 - Standard (screw size ≥4.5mm)(including blade) ≥ 7 to ≤ 15 holes | LK | HU203 | 615 | ARTHREX AUSTRALIA PTY LTD | Ankle Fusion Plating System | Fusion Plate for Ankle Joint Arthritis | Anterior, Posterior, Lateral | 350871 351000 |  | March 2022 | Group Benefit Change
06 - Specialist Orthopaedic | 06.03 - SKELETAL RECONSTRUCTION | 06.03.04 - Screws | 06.03.04.02 - Small (2.71mm – 4.49mm) |  | HU206 | 54 | ARTHREX AUSTRALIA PTY LTD | Low Profile Cancellous Bone Screws | Low Profile Cancellous Bone Screws | 4mm | 350871 351000 |  | November 2021 | Group Benefit Change
06 - Specialist Orthopaedic | 06.03 - SKELETAL RECONSTRUCTION | 06.03.04 - Screws | 06.03.04.01 - Standard ( ≥4.5mm) |  | HU210 | 57 | ARTHREX AUSTRALIA PTY LTD | Low Profile Screw | Low Profile Screw | 4.5mm - 5.5mm | 350871 351000 |  | July 2022 | Group Benefit Change
06 - Specialist Orthopaedic | 06.03 - SKELETAL RECONSTRUCTION | 06.03.04 - Screws | 06.03.04.02 - Small (2.71mm – 4.49mm) | CN | HU218 | 180 | ARTHREX AUSTRALIA PTY LTD | Cannulated Low Profile Screws, Small | Cannulated Low Profile Screws, Small | 3-4mm | 351000 350871 |  | November 2021 | Group Benefit Change
06 - Specialist Orthopaedic | 06.03 - SKELETAL RECONSTRUCTION | 06.03.03 - Plates | 06.03.03.05 - Small (screw size 2.71mm – 4.49mm)(including blade) ≥ 7 to ≤ 15 holes | Com, VAL | HU243 | 897 | ARTHREX AUSTRALIA PTY LTD | MaxForce MTP | Plate for Arthrodesis | 7-8 Holes | 351000 |  | July 2021 | Group Benefit Change
06 - Specialist Orthopaedic | 06.03 - SKELETAL RECONSTRUCTION | 06.03.03 - Plates | 06.03.03.07 - Mini (screw size ≤2.7mm)(including blade) ≤ 6 holes | Com, VAL | HU244 | 1120 | ARTHREX AUSTRALIA PTY LTD | Hook Plate | Plate for Fracture Fixation | 6 Holes | 350999 |  | July 2021 | Group Benefit Change
06 - Specialist Orthopaedic | 06.03 - SKELETAL RECONSTRUCTION | 06.03.03 - Plates | 06.03.03.08 - Mini (screw size ≤2.7mm)(including blade) ≥ 7 to ≤ 15 holes | VAL | HU245 | 828 | ARTHREX AUSTRALIA PTY LTD | Reinforced T-Plate | Plate for Fracture Fixation | 8 Holes | 350999 |  | July 2021 | Group Benefit Change
06 - Specialist Orthopaedic | 06.03 - SKELETAL RECONSTRUCTION | 06.03.03 - Plates | 06.03.03.08 - Mini (screw size ≤2.7mm)(including blade) ≥ 7 to ≤ 15 holes | VAL | HU246 | 828 | ARTHREX AUSTRALIA PTY LTD | Wide T-Plate | Plate for Fracture Fixation | 10 Holes | 350999 |  | July 2021 | Group Benefit Change
06 - Specialist Orthopaedic | 06.03 - SKELETAL RECONSTRUCTION | 06.03.07 - Soft Tissue Fixation Devices | 06.03.07.03 - Suture, Medium anchors (2.4 – 3.9mm) | AB | HU248 | 501 | ARTHREX AUSTRALIA PTY LTD | BioComposite SutureTak | Suture Anchor | 2.4 – 3mm | 354970 |  | July 2023 | Changed Product Sizes
06 - Specialist Orthopaedic | 06.03 - SKELETAL RECONSTRUCTION | 06.03.07 - Soft Tissue Fixation Devices | 06.03.07.07 - Interference Screw (± sleeve) | AB | HU265 | 457 | ARTHREX AUSTRALIA PTY LTD | BioComposite Tenodesis Screw | Soft Tissue Fixation | 3mm-9mm | 360373 360374 |  | July 2023 | Changed Product Name
06 - Specialist Orthopaedic | 06.03 - SKELETAL RECONSTRUCTION | 06.03.03 - Plates | 06.03.03.07 - Mini (screw size ≤2.7mm)(including blade) ≤ 6 holes | Com | HU266 | 753 | ARTHREX AUSTRALIA PTY LTD | Titanium Metatarsal Opening Wedge Osteotomy Plate | Titanium Metatarsal Opening Wedge Osteotomy Plate with 4 non locking holes and square wedge | 2mm - 8mm | 350871 351000 |  | July 2021 | Group Benefit Change
06 - Specialist Orthopaedic | 06.03 - SKELETAL RECONSTRUCTION | 06.03.05 - Surgical Accessories | 06.03.05.04 - Cables - with in-built locking device |  | HU267 | 470 | ARTHREX AUSTRALIA PTY LTD | Cerclage System | Pre-tied Cerclage System (FiberTape/TigerTape) | One Size Only | 354057 | The prosthesis is only to be used in a surgical procedure described in item 47450 or 47528 or 47565 in Group T8 of the Regulations. | July 2023 | Changed Product Name, Product Description
06 - Specialist Orthopaedic | 06.03 - SKELETAL RECONSTRUCTION | 06.03.04 - Screws | 06.03.04.01 - Standard ( ≥4.5mm) |  | HU268 | 57 | ARTHREX AUSTRALIA PTY LTD | Cancellous Bone Screws | Cancellous Bone Screws | 25-50mm x 6.5mm | 350871 |  | July 2021 | Group Benefit Change
06 - Specialist Orthopaedic | 06.03 - SKELETAL RECONSTRUCTION | 06.03.03 - Plates | 06.03.03.08 - Mini (screw size ≤2.7mm)(including blade) ≥ 7 to ≤ 15 holes | VAL | HU275 | 828 | ARTHREX AUSTRALIA PTY LTD | Triangle Plate | Plate for fracture fixation | 8 Holes | 350999 |  | November 2021 | Group Benefit Change
06 - Specialist Orthopaedic | 06.03 - SKELETAL RECONSTRUCTION | 06.03.03 - Plates | 06.03.03.07 - Mini (screw size ≤2.7mm)(including blade) ≤ 6 holes | VAL | HU276 | 973 | ARTHREX AUSTRALIA PTY LTD | V-Plate | Plate for fracture fixation | 6 Holes | 350999 |  | November 2021 | Group Benefit Change
06 - Specialist Orthopaedic | 06.03 - SKELETAL RECONSTRUCTION | 06.03.03 - Plates | 06.03.03.08 - Mini (screw size ≤2.7mm)(including blade) ≥ 7 to ≤ 15 holes | VAL | HU277 | 828 | ARTHREX AUSTRALIA PTY LTD | V-Plate | Plate for fracture fixation | 10 Holes | 350999 |  | November 2021 | Group Benefit Change
06 - Specialist Orthopaedic | 06.03 - SKELETAL RECONSTRUCTION | 06.03.04 - Screws | 06.03.04.04 - Micro (≤ 2.0mm) |  | HU278 | 49 | ARTHREX AUSTRALIA PTY LTD | Low Profile Screws, Cortical | Cortical Screws | 1.0mm - 2.0mm | 350999 |  | November 2021 | Group Benefit Change
06 - Specialist Orthopaedic | 06.03 - SKELETAL RECONSTRUCTION | 06.03.04 - Screws | 06.03.04.04 - Micro (≤ 2.0mm) | LK | HU279 | 106 | ARTHREX AUSTRALIA PTY LTD | Variable Angle Locking Screw | VAL Screw | 1.4mm - 2.0mm | 350999 |  | November 2021 | Group Benefit Change
06 - Specialist Orthopaedic | 06.03 - SKELETAL RECONSTRUCTION | 06.03.03 - Plates | 06.03.03.07 - Mini (screw size ≤2.7mm)(including blade) ≤ 6 holes | VAL | HU281 | 973 | ARTHREX AUSTRALIA PTY LTD | Straight Plate | Plate for fracture fixation | 6 Holes | 350999 |  | November 2021 | Group Benefit Change
06 - Specialist Orthopaedic | 06.03 - SKELETAL RECONSTRUCTION | 06.03.03 - Plates | 06.03.03.08 - Mini (screw size ≤2.7mm)(including blade) ≥ 7 to ≤ 15 holes | VAL | HU282 | 828 | ARTHREX AUSTRALIA PTY LTD | Straight Plate | Plate for fracture fixation | 10 Holes | 350999 |  | November 2021 | Group Benefit Change
06 - Specialist Orthopaedic | 06.03 - SKELETAL RECONSTRUCTION | 06.03.03 - Plates | 06.03.03.08 - Mini (screw size ≤2.7mm)(including blade) ≥ 7 to ≤ 15 holes | VAL | HU283 | 828 | ARTHREX AUSTRALIA PTY LTD | Z-Plate | Plate for fracture fixation | 10 Holes | 350999 |  | November 2021 | Group Benefit Change
06 - Specialist Orthopaedic | 06.03 - SKELETAL RECONSTRUCTION | 06.03.03 - Plates | 06.03.03.08 - Mini (screw size ≤2.7mm)(including blade) ≥ 7 to ≤ 15 holes | VAL | HU284 | 828 | ARTHREX AUSTRALIA PTY LTD | Cage Plate | Plate for fracture fixation | 10 Holes | 350999 |  | November 2021 | Group Benefit Change
06 - Specialist Orthopaedic | 06.03 - SKELETAL RECONSTRUCTION | 06.03.03 - Plates | 06.03.03.04 - Small (screw size 2.71mm – 4.49mm)(including blade) ≤ 6 holes | VAL | HU285 | 642 | ARTHREX AUSTRALIA PTY LTD | Dynanite Compression Plates | Plate for Arthrodesis | 2-4 Holes | 355042 |  | November 2021 | Group Benefit Change
06 - Specialist Orthopaedic | 06.03 - SKELETAL RECONSTRUCTION | 06.03.03 - Plates | 06.03.03.07 - Mini (screw size ≤2.7mm)(including blade) ≤ 6 holes | VAL | HU286 | 973 | ARTHREX AUSTRALIA PTY LTD | Rotation Correction Plate | Plate for arthrodesis | 5 Holes | 350999 |  | November 2021 | Group Benefit Change
06 - Specialist Orthopaedic | 06.03 - SKELETAL RECONSTRUCTION | 06.03.03 - Plates | 06.03.03.07 - Mini (screw size ≤2.7mm)(including blade) ≤ 6 holes | VAL | HU287 | 973 | ARTHREX AUSTRALIA PTY LTD | Bridge Plate | Plate for fracture fixation | 6 Holes | 350999 |  | November 2021 | Group Benefit Change
06 - Specialist Orthopaedic | 06.03 - SKELETAL RECONSTRUCTION | 06.03.03 - Plates | 06.03.03.08 - Mini (screw size ≤2.7mm)(including blade) ≥ 7 to ≤ 15 holes | VAL | HU288 | 828 | ARTHREX AUSTRALIA PTY LTD | T- Plate | Plate for fracture fixation | 8 Holes | 350999 |  | November 2021 | Group Benefit Change
06 - Specialist Orthopaedic | 06.03 - SKELETAL RECONSTRUCTION | 06.03.03 - Plates | 06.03.03.07 - Mini (screw size ≤2.7mm)(including blade) ≤ 6 holes | VAL | HU289 | 973 | ARTHREX AUSTRALIA PTY LTD | T- Plate | Plate for fracture fixation | 6 Holes | 350999 |  | November 2021 | Group Benefit Change
06 - Specialist Orthopaedic | 06.03 - SKELETAL RECONSTRUCTION | 06.03.03 - Plates | 06.03.03.07 - Mini (screw size ≤2.7mm)(including blade) ≤ 6 holes | VAL | HU290 | 973 | ARTHREX AUSTRALIA PTY LTD | T-Plate, Wide | Plate for fracture fixation | 6 Holes | 350999 |  | November 2021 | Group Benefit Change
06 - Specialist Orthopaedic | 06.03 - SKELETAL RECONSTRUCTION | 06.03.03 - Plates | 06.03.03.07 - Mini (screw size ≤2.7mm)(including blade) ≤ 6 holes | VAL | HU291 | 973 | ARTHREX AUSTRALIA PTY LTD | Straight Plate, Reinforced | Plate for fracture fixation | 6 Holes | 350999 |  | November 2021 | Group Benefit Change
06 - Specialist Orthopaedic | 06.03 - SKELETAL RECONSTRUCTION | 06.03.03 - Plates | 06.03.03.08 - Mini (screw size ≤2.7mm)(including blade) ≥ 7 to ≤ 15 holes | VAL | HU292 | 828 | ARTHREX AUSTRALIA PTY LTD | Straight Plate, Reinforced | Plate for fracture fixation | 8 Holes | 350999 |  | November 2021 | Group Benefit Change
06 - Specialist Orthopaedic | 06.03 - SKELETAL RECONSTRUCTION | 06.03.03 - Plates | 06.03.03.07 - Mini (screw size ≤2.7mm)(including blade) ≤ 6 holes | VAL | HU293 | 973 | ARTHREX AUSTRALIA PTY LTD | T-Plate, Reinforced | Plate for fracture fixation | 6 Holes | 350999 |  | November 2021 | Group Benefit Change
06 - Specialist Orthopaedic | 06.03 - SKELETAL RECONSTRUCTION | 06.03.03 - Plates | 06.03.03.07 - Mini (screw size ≤2.7mm)(including blade) ≤ 6 holes | VAL | HU294 | 973 | ARTHREX AUSTRALIA PTY LTD | Y-Plate | Plate for Arthrodesis | 6 Holes | 350999 |  | November 2021 | Group Benefit Change
06 - Specialist Orthopaedic | 06.03 - SKELETAL RECONSTRUCTION | 06.03.03 - Plates | 06.03.03.08 - Mini (screw size ≤2.7mm)(including blade) ≥ 7 to ≤ 15 holes | VAL | HU295 | 828 | ARTHREX AUSTRALIA PTY LTD | Y-Plate | Plate for Arthrodesis | 8 Holes | 350999 |  | November 2021 | Group Benefit Change
06 - Specialist Orthopaedic | 06.03 - SKELETAL RECONSTRUCTION | 06.03.04 - Screws | 06.03.04.02 - Small (2.71mm – 4.49mm) | LK | HU297 | 111 | ARTHREX AUSTRALIA PTY LTD | KreuLock Locking Compression Screws, Ti | Locking Compression Screws | 3.0mm-3.5mm | 350999 |  | March 2023 | Group Benefit Change
06 - Specialist Orthopaedic | 06.03 - SKELETAL RECONSTRUCTION | 06.03.04 - Screws | 06.03.04.03 - Mini (2.01 – 2.7 mm) | LK | HU298 | 109 | ARTHREX AUSTRALIA PTY LTD | KreuLock Locking Compression Screws, Ti | Locking Compression Screws | 2.4mm | 350999 |  | March 2022 | Group Benefit Change
06 - Specialist Orthopaedic | 06.03 - SKELETAL RECONSTRUCTION | 06.03.03 - Plates | 06.03.03.05 - Small (screw size 2.71mm – 4.49mm)(including blade) ≥ 7 to ≤ 15 holes | VAL | HU299 | 641 | ARTHREX AUSTRALIA PTY LTD | Locking Distal Fibula Plate | Plate for Fracture Fixation | 7-15 Holes | 351000 |  | March 2022 | Group Benefit Change
06 - Specialist Orthopaedic | 06.03 - SKELETAL RECONSTRUCTION | 06.03.03 - Plates | 06.03.03.06 - Small (screw size 2.71mm – 4.49mm)(including blade) ≥ 16 holes | VAL | HU300 | 935 | ARTHREX AUSTRALIA PTY LTD | Locking Distal Fibula Plate | Plate for Fracture Fixation | >16 Holes | 351000 |  | March 2022 | Group Benefit Change
06 - Specialist Orthopaedic | 06.03 - SKELETAL RECONSTRUCTION | 06.03.03 - Plates | 06.03.03.04 - Small (screw size 2.71mm – 4.49mm)(including blade) ≤ 6 holes | VAL | HU301 | 642 | ARTHREX AUSTRALIA PTY LTD | Lateral Hook Plate | Plate for fracture fixation | 3-5 Holes | 351000 |  | March 2022 | Group Benefit Change
06 - Specialist Orthopaedic | 06.03 - SKELETAL RECONSTRUCTION | 06.03.03 - Plates | 06.03.03.04 - Small (screw size 2.71mm – 4.49mm)(including blade) ≤ 6 holes | VAL | HU302 | 642 | ARTHREX AUSTRALIA PTY LTD | Lateral Hook Plate | Plate for fracture fixation | 7-15 Holes | 351000 |  | March 2022 | Group Benefit Change
06 - Specialist Orthopaedic | 06.03 - SKELETAL RECONSTRUCTION | 06.03.03 - Plates | 06.03.03.02 - Standard (screw size ≥4.5mm)(including blade) ≥ 7 to ≤ 15 holes | LK | HU303 | 615 | ARTHREX AUSTRALIA PTY LTD | Posterior Pilon Fusion Plate | Plate for Arthrodesis | 13-15 Holes | 351000 |  | March 2022 | Group Benefit Change
06 - Specialist Orthopaedic | 06.03 - SKELETAL RECONSTRUCTION | 06.03.03 - Plates | 06.03.03.03 - Standard (screw size ≥4.5mm)(including blade) ≥ 16 holes | LK | HU304 | 816 | ARTHREX AUSTRALIA PTY LTD | Posterior Pilon Fusion Plate | Plate for Arthrodesis | ≥ 16 Holes | 351000 350871 |  | March 2022 | Group Benefit Change
06 - Specialist Orthopaedic | 06.03 - SKELETAL RECONSTRUCTION | 06.03.03 - Plates | 06.03.03.05 - Small (screw size 2.71mm – 4.49mm)(including blade) ≥ 7 to ≤ 15 holes | VAL | HU308 | 641 | ARTHREX AUSTRALIA PTY LTD | Posterolateral Fibula Plate | Plate for Fracture fixation | ≥ 7 to ≤ 15 holes | 351000 |  | March 2022 | Group Benefit Change
06 - Specialist Orthopaedic | 06.03 - SKELETAL RECONSTRUCTION | 06.03.03 - Plates | 06.03.03.05 - Small (screw size 2.71mm – 4.49mm)(including blade) ≥ 7 to ≤ 15 holes | VAL | HU309 | 641 | ARTHREX AUSTRALIA PTY LTD | Posterolateral Fibula Plate | Plate for fracture fixation | 8 Holes | 351000 |  | March 2022 | Group Benefit Change
06 - Specialist Orthopaedic | 06.03 - SKELETAL RECONSTRUCTION | 06.03.03 - Plates | 06.03.03.05 - Small (screw size 2.71mm – 4.49mm)(including blade) ≥ 7 to ≤ 15 holes | VAL | HU310 | 641 | ARTHREX AUSTRALIA PTY LTD | Anatomic Posterolateral Distal Fibula Plate | Plate for fracture fixation | 4-6 Holes | 351000 |  | March 2022 | Group Benefit Change
06 - Specialist Orthopaedic | 06.03 - SKELETAL RECONSTRUCTION | 06.03.03 - Plates | 06.03.03.05 - Small (screw size 2.71mm – 4.49mm)(including blade) ≥ 7 to ≤ 15 holes | VAL | HU311 | 641 | ARTHREX AUSTRALIA PTY LTD | Anatomic Posterolateral Distal Fibula Plate | Plate for fracture fixation | 7-15 Holes | 351000 |  | March 2022 | Group Benefit Change
06 - Specialist Orthopaedic | 06.03 - SKELETAL RECONSTRUCTION | 06.03.03 - Plates | 06.03.03.05 - Small (screw size 2.71mm – 4.49mm)(including blade) ≥ 7 to ≤ 15 holes | VAL | HU312 | 641 | ARTHREX AUSTRALIA PTY LTD | Locking Medial Hook Plate | Plate for fracture fixation | 7-15 Holes | 351000 |  | March 2022 | Group Benefit Change
06 - Specialist Orthopaedic | 06.03 - SKELETAL RECONSTRUCTION | 06.03.04 - Screws | 06.03.04.02 - Small (2.71mm – 4.49mm) |  | HU313 | 54 | ARTHREX AUSTRALIA PTY LTD | Low Profile Cancellous Screws, SS | Cancellous Screws | 2.71mm-4.49mm | 351000 |  | March 2022 | Group Benefit Change
06 - Specialist Orthopaedic | 06.03 - SKELETAL RECONSTRUCTION | 06.03.03 - Plates | 06.03.03.05 - Small (screw size 2.71mm – 4.49mm)(including blade) ≥ 7 to ≤ 15 holes | VAL | HU314 | 641 | ARTHREX AUSTRALIA PTY LTD | Locking Medial Hook Plate | Plate for fracture fixation | &lt;6 Holes | 351000 |  | March 2022 | Group Benefit Change
06 - Specialist Orthopaedic | 06.03 - SKELETAL RECONSTRUCTION | 06.03.04 - Screws | 06.03.04.03 - Mini (2.01 – 2.7 mm) | LK | HU315 | 109 | ARTHREX AUSTRALIA PTY LTD | KreuLock Locking Compression Screws SS | Locking Compression Screw | 2.7mm | 350999 |  | March 2022 | Group Benefit Change
06 - Specialist Orthopaedic | 06.03 - SKELETAL RECONSTRUCTION | 06.03.04 - Screws | 06.03.04.02 - Small (2.71mm – 4.49mm) | LK | HU316 | 111 | ARTHREX AUSTRALIA PTY LTD | KrueLock Locking Compression Screws SS | locking compression screw | 3.5mm | 350999 |  | March 2023 | Group Benefit Change
06 - Specialist Orthopaedic | 06.03 - SKELETAL RECONSTRUCTION | 06.03.03 - Plates | 06.03.03.04 - Small (screw size 2.71mm – 4.49mm)(including blade) ≤ 6 holes | LK | HU317 | 305 | ARTHREX AUSTRALIA PTY LTD | H-Plates | Plate for Arthrodesis | Small, Medium, Large | 351000 |  | July 2022 | Group Benefit Change
06 - Specialist Orthopaedic | 06.03 - SKELETAL RECONSTRUCTION | 06.03.03 - Plates | 06.03.03.04 - Small (screw size 2.71mm – 4.49mm)(including blade) ≤ 6 holes |  | HU320 | 150 | ARTHREX AUSTRALIA PTY LTD | Wedged Profile Plate | Wedged Profile Plate | 2 holes | 350871 |  | July 2022 | Group Benefit Change
06 - Specialist Orthopaedic | 06.03 - SKELETAL RECONSTRUCTION | 06.03.03 - Plates | 06.03.03.05 - Small (screw size 2.71mm – 4.49mm)(including blade) ≥ 7 to ≤ 15 holes | LK | HU321 | 313 | ARTHREX AUSTRALIA PTY LTD | Locking Distal Fibular Plate | Plate for Fracture Fixation | 7-15 Holes | 351000 |  | July 2022 | Group Benefit Change
06 - Specialist Orthopaedic | 06.03 - SKELETAL RECONSTRUCTION | 06.03.14 - Bone Cement | 06.03.14.05 - Accessories - Restrictors |  | HW006 | 182 | Stryker Australia Pty Ltd | Stryker Intramedullary/Bone Plugs | Bone Plugs | 6 - 24mm small,medium,large | 289666 |  | May 2018 | Group Benefit Change
11 - Hip | 11.02 - FEMORAL HEADS | 11.02.01 - Conventional Femoral Heads, ≤32mm | 11.02.01.03 - Alumina |  | HW017 | 1568 | Stryker Australia Pty Ltd | Stryker Biolox Forte Alumina Femoral Head | Hip - Femoral Head | 28, 32mm | 206180 217828 |  | March 2022 | Group Benefit Change
11 - Hip | 11.03 - ACETABULAR COMPONENTS | 11.03.01 - Cups, Cemented | 11.03.01.02 - Modified polyethylene | Flange | HW030 | 523 | Stryker Australia Pty Ltd | Contemporary Hip System Range | Exeter Contemporary Flanged modified Enhanced Polyethylene | ID: 26, 28, 32. OD 46, 48, 50, 52, 54, 56, 58, 60 | 205344 |  | November 2020 | Group Benefit Change
11 - Hip | 11.02 - FEMORAL HEADS | 11.02.01 - Conventional Femoral Heads, ≤32mm | 11.02.01.02 - Cobalt Chrome |  | HW032 | 621 | Stryker Australia Pty Ltd | Stryker CoCr Femoral Head | Hip - Femoral Head | 22, 26, 28, 30, 32mm | 211858 |  | November 2020 | Group Benefit Change
12 - Knee | 12.08 - PATELLAR COMPONENT | 12.08.01 - Cemented, All Polyethylene |  |  | HW105 | 385 | Stryker Australia Pty Ltd | Duracon Knee System Patella Component | Patella component, UHMWPE (Duration), cemented | Small, Medium, Large, Xlarge | 212696 |  | November 2020 | Group Benefit Change
12 - Knee | 12.08 - PATELLAR COMPONENT | 12.08.01 - Cemented, All Polyethylene |  |  | HW140 | 385 | Stryker Australia Pty Ltd | Kinemax Knee System Patella Component | Patella component Symmetric & Asymmetric, UHMWPE (Duration), cemented | Small, Medium, Large | 224198 |  | November 2020 | Group Benefit Change
12 - Knee | 12.11 - KNEE ACCESSORIES | 12.11.04 - Connectors for hinged prostheses |  |  | HW144 | 2581 | Stryker Australia Pty Ltd | KRH (Kinematic Rotating Hinge) Tibial Bearing Component | KRH Rotating Hinge Tibial bearing component, CoCr, Mobile | Small and Medium 11mm/15mm by 110mm/180mm | 247934 |  | November 2020 | Group Benefit Change
12 - Knee | 12.11 - KNEE ACCESSORIES | 12.11.04 - Connectors for hinged prostheses |  |  | HW145 | 2581 | Stryker Australia Pty Ltd | GMRS (Global Modular Replacement System) MRH (Modular Rotating Hinge) Kinematic Rotating Hinge (KRH) Femoral Bushings & Bumpers | GMRS, MRH, KRH Rotating Hinge Femoral Bushings & Bumpers UHMWPE, (Duration) | Small & standard | 247296 |  | November 2020 | Group Benefit Change
12 - Knee | 12.08 - PATELLAR COMPONENT | 12.08.01 - Cemented, All Polyethylene |  |  | HW182 | 385 | Stryker Australia Pty Ltd | PCA Modular Knee System Patella Component | Patella component, UHMWPE, (Duration), cemented | Small, Medium, Large, Extra Large | 139146 |  | May 2018 | Group Benefit Change
12 - Knee | 12.11 - KNEE ACCESSORIES | 12.11.04 - Connectors for hinged prostheses |  |  | HW228 | 2581 | Stryker Australia Pty Ltd | HMRS (Howmedica Modular Replacement System) Rotating Hinge Axle | HMRS Rotating Hinge Axle - uncemented, CoCr (Vitallium) | One size only | 246993 |  | November 2020 | Group Benefit Change
12 - Knee | 12.11 - KNEE ACCESSORIES | 12.11.04 - Connectors for hinged prostheses |  |  | HW229 | 2581 | Stryker Australia Pty Ltd | HMRS (Howmedica Modular Replacement System) Rotating Hinge Femoral Bushing | HMRS Rotating Hinge Femoral Bushing - UHMWPE, (Duration) | One size only | 242298 247554 |  | March 2022 | Group Benefit Change
12 - Knee | 12.11 - KNEE ACCESSORIES | 12.11.04 - Connectors for hinged prostheses |  |  | HW230 | 2581 | Stryker Australia Pty Ltd | HMRS (Howmedica Modular Replacement System) & MRH (Modular Rotating Hinge) Rotating Hinge Bumper | HMRS & MRH Rotating Hinge Bumper - (Duration) UHMWPE | HMRS: 0°, 3°, 5° MRH: 0°, 3° | 247297 |  | November 2020 | Group Benefit Change
12 - Knee | 12.11 - KNEE ACCESSORIES | 12.11.04 - Connectors for hinged prostheses |  |  | HW231 | 2581 | Stryker Australia Pty Ltd | GMRS (Global Modular Replacement System) & MRH (Modular Rotating Hinge) Tibial Rotating Component | GMRS & MRH Tibial Rotating Hinge component (not baseplate) separated from femoral component by bumper and rotates on top of tibial insert , Fixed | GMRS-small MRH/crossover MRH - xs-xl & l-xl | 222421 |  | November 2020 | Group Benefit Change
06 - Specialist Orthopaedic | 06.03 - SKELETAL RECONSTRUCTION | 06.03.04 - Screws | 06.03.04.09 - Screw Accessories - Locking Nuts / Insert |  | HW274 | 123 | Stryker Australia Pty Ltd | Stryker Plating System | Locking Insert/Plug Assembly | 4.0mm to 5 mm | 119660 139635 295226 |  | July 2021 | Group Benefit Change
06 - Specialist Orthopaedic | 06.03 - SKELETAL RECONSTRUCTION | 06.03.04 - Screws | 06.03.04.06 - Screw Washers |  | HW298 | 59 | Stryker Australia Pty Ltd | Asnis Guided Screw System | Washer, Stainless Steel | One size only | 119849 |  | May 2018 | Group Benefit Change
06 - Specialist Orthopaedic | 06.03 - SKELETAL RECONSTRUCTION | 06.03.04 - Screws | 06.03.04.06 - Screw Washers |  | HW299 | 59 | Stryker Australia Pty Ltd | Asnis Guided Screw System | Washer - Titanium | 4, 5, 6.5,8mm | 119849 |  | March 2022 | Group Benefit Change
06 - Specialist Orthopaedic | 06.03 - SKELETAL RECONSTRUCTION | 06.03.03 - Plates | 06.03.03.32 - Periarticular anatomic - Femur ≤ 6 holes |  | HW305 | 764 | Stryker Australia Pty Ltd | Dall Miles Cable Grip System - Stainless Steel | Stainless Steel Plate:5 hole - Stainless Steel | 6 inches | 312160 |  | March 2022 | Group Benefit Change
06 - Specialist Orthopaedic | 06.03 - SKELETAL RECONSTRUCTION | 06.03.03 - Plates | 06.03.03.33 - Periarticular anatomic - Femur ≥ 7 to ≤ 15 holes |  | HW307 | 933 | Stryker Australia Pty Ltd | Dall Miles Cable Grip System - Stainless Steel | Stainless Steel Plate:9 hole - Stainless Steel | 10 inches | 312160 |  | March 2022 | Group Benefit Change
06 - Specialist Orthopaedic | 06.03 - SKELETAL RECONSTRUCTION | 06.03.03 - Plates | 06.03.03.33 - Periarticular anatomic - Femur ≥ 7 to ≤ 15 holes |  | HW308 | 933 | Stryker Australia Pty Ltd | Dall Miles Cable Grip System - Stainless Steel | Stainless Steel Plate:11 hole - Stainless Steel | 12 inches | 312160 |  | March 2022 | Group Benefit Change
06 - Specialist Orthopaedic | 06.03 - SKELETAL RECONSTRUCTION | 06.03.04 - Screws | 06.03.04.05 - Dynamic |  | HW333 | 169 | Stryker Australia Pty Ltd | Omega Plus Compression Hip Screw System | Lag Screw - Standard - Stainless Steel | 50-130mm length | 119660 |  | May 2018 | Group Benefit Change
06 - Specialist Orthopaedic | 06.03 - SKELETAL RECONSTRUCTION | 06.03.04 - Screws | 06.03.04.05 - Dynamic |  | HW334 | 169 | Stryker Australia Pty Ltd | Omega Plus Compression Hip Screw System | Lag Screw - Super - Stainless Steel | 50-130mm length | 119660 76592 |  | May 2018 | Group Benefit Change
06 - Specialist Orthopaedic | 06.03 - SKELETAL RECONSTRUCTION | 06.03.04 - Screws | 06.03.04.10 - Screw Accessories - Caps |  | HW335 | 97 | Stryker Australia Pty Ltd | Omega Plus Compression Hip Screw System | Compression Screw - Stainless Steel | 25mm length | 119660 76592 |  | May 2018 | Group Benefit Change
06 - Specialist Orthopaedic | 06.03 - SKELETAL RECONSTRUCTION | 06.03.04 - Screws | 06.03.04.01 - Standard ( ≥4.5mm) |  | HW337 | 57 | Stryker Australia Pty Ltd | Stryker Plating System | Screws Ti or StST | 4.5-6.5mm | 119660 340042 |  | July 2022 | Group Benefit Change
06 - Specialist Orthopaedic | 06.03 - SKELETAL RECONSTRUCTION | 06.03.05 - Surgical Accessories | 06.03.05.02 - Pins |  | HW368 | 22 | Stryker Australia Pty Ltd | Osteo Kirschner Wire | K wire - Stainless Steel | Diameter 1.0 - 2.0mm | 143230 |  | May 2018 | Group Benefit Change
13 - Spinal | 13.01 - Bone Screws | 13.01.02 - Pedicle, Polyaxial |  |  | HW384 | 1050 | Stryker Australia Pty Ltd | Xia Spine System | Polyaxial Screw | Dia: 4mm - 10.5mm Length: 20mm - 100mm | 139620 |  | May 2018 | Group Benefit Change
13 - Spinal | 13.01 - Bone Screws | 13.01.01 - Pedicle, Monoaxial |  |  | HW385 | 752 | Stryker Australia Pty Ltd | Xia Spine System | Monoaxial Screw | Dia 4.5 - 8.5mm Length 25 - 60mm | 279150 279159 279160 |  | March 2022 | Group Benefit Change
13 - Spinal | 13.03 - Connector | 13.03.01 - In-Line |  |  | HW386 | 655 | Stryker Australia Pty Ltd | Xia Spine System | Rod Clamp - Parallel, Axial | One size only | 279150 279159 279160 |  | March 2022 | Group Benefit Change
13 - Spinal | 13.06 - Rod | 13.06.01 - Standard |  |  | HW389 | 355 | Stryker Australia Pty Ltd | Xia / Mantis Spine System | Rod | Diameter: 5.5mm - 6mm. Length: 20mm - 600mm | 139620 |  | August 2018 | Group Benefit Change
13 - Spinal | 13.03 - Connector | 13.03.03 - Transverse (Rod-to-Rod) | 13.03.03.02 - Adjustable |  | HW390 | 1137 | Stryker Australia Pty Ltd | XIA Spine System | Cross Link | Length 20mm - 99mm | 279150 279151 279159 279160 |  | March 2022 | Group Benefit Change
11 - Hip | 11.02 - FEMORAL HEADS | 11.02.02 - Conventional Femoral Heads, >32mm | 11.02.02.03 - Alumina |  | HW394 | 1440 | Stryker Australia Pty Ltd | Stryker large ceramic femoral head | Biolox Forte | 36mm - 60mm | 217828 |  | May 2018 | Group Benefit Change
13 - Spinal | 13.05 - Plate | 13.05.01 - Integral Fixation | 13.05.01.01 - Cervical | >55mm | HW407 | 1426 | Stryker Australia Pty Ltd | Aviator Anterior Cervical Plating System - Plate longer than 55mm | Anterior Cervical Plate - Integral Locking | Three and four level greater than 55mm in length | 278368 |  | November 2020 | Group Benefit Change
07 - Plastic and Reconstructive | 07.02 - CRANIOMAXILLOFACIAL IMPLANTS | 07.02.07 - Orbit | 07.02.07.04 - Wedge for Orbit |  | HW410 | 354 | Stryker Australia Pty Ltd | Enophthalmos Wedge | Regular left and right. Large left and right. (Models 9541 - 9544) | Regular: 22 x 31 x 7mm. Large: 28 x 40 x 7.5mm | 257032 |  | July 2020 | Group Benefit Change
07 - Plastic and Reconstructive | 07.02 - CRANIOMAXILLOFACIAL IMPLANTS | 07.02.01 - Chin |  |  | HW412 | 210 | Stryker Australia Pty Ltd | Chins | Extended chin implants: Round RZ (Models 8313 - 8315) and extended square RZ (Models 8316, 8318). Two piece chin design (Models 8320 - 8322). Single piece chin design, contoured (Models 7520 - 7522). Additional chin shapes (Models 6341 - 6344) Contoured t | Extended chin Implants design RZ round small: 45 x 47 x 3mm, medium 45 x 47 x 5mm, large 45 x 47 x 7mm; Extneded Chin Implants square small 45 x 47 x3mm; Medium 45 x 47 x 5mm; Large 45 x 47 x 7mm; Two piece design small 46 x 33 x 5mm; Medium 56 x 36 x 7mm | 257033 |  | March 2022 | Group Benefit Change
07 - Plastic and Reconstructive | 07.02 - CRANIOMAXILLOFACIAL IMPLANTS | 07.02.03 - Ear | 07.02.03.01 - Helical Rim |  | HW420 | 308 | Stryker Australia Pty Ltd | Ear Reconstruction | Porus Polyethylene. Helical rim, models 8328 and 8329 | Helical rim: 37 x 62mm | 152165 |  | May 2018 | Group Benefit Change
07 - Plastic and Reconstructive | 07.02 - CRANIOMAXILLOFACIAL IMPLANTS | 07.02.03 - Ear | 07.02.03.02 - Ear Base |  | HW432 | 440 | Stryker Australia Pty Ltd | Ear Reconstruction | Porus Polyethylene. Ear base left and right, models 7542 and 7525 - 7527. Ear base extended left and right, models 8330 and 8331. | Ear base: 29 x 55 x 13mm, 32 x 65 x 16mm. Ear base extended: 30 x 60mm. | 187187 257034 |  | March 2022 | Group Benefit Change
07 - Plastic and Reconstructive | 07.01 - CRANIOMAXILLOFACIAL RECONSTRUCTION & FIXATION | 07.01.03 - Mesh - Composite | 07.01.03.02 - 0.5-0.8mm thick, 26-50cm² |  | HW444 | 851 | Stryker Australia Pty Ltd | E-POR Biomaterial/ Panel - Porous Polyethlene Titanium Mesh Composite | Panel - Porous Polyethylene Titanium Mesh Composite | 0.5mm-0.8mm thick, 76mm x 50mm | 144994 |  | May 2018 | Group Benefit Change
13 - Spinal | 13.02 - Accessories for bone screws and connector components | 13.02.02 - Collar/Sleeve |  |  | HW445 | 184 | Stryker Australia Pty Ltd | Oasys-Occipito Cervico Thoracic System (Saddle) | Saddle Connector | one size only | 279144 |  | November 2020 | Group Benefit Change
06 - Specialist Orthopaedic | 06.03 - SKELETAL RECONSTRUCTION | 06.03.11 - External Fixateurs | 06.03.11.15 - Frame Component - Pin Clamp Assembly |  | HW447 | 934 | Stryker Australia Pty Ltd | Hoffmann3 External Fixation System - Pin Clamp | Pin clamp Assembly | 5 hole with/without posts | 112434 |  | May 2018 | Group Benefit Change
06 - Specialist Orthopaedic | 06.03 - SKELETAL RECONSTRUCTION | 06.03.11 - External Fixateurs | 06.03.11.12 - Frame Component - Coupling Device |  | HW448 | 641 | Stryker Australia Pty Ltd | Hoffmann3 External Fixation system - Posts | Hoffmann3 posts | straight, 30 deg, 90 deg | 112434 |  | May 2018 | Group Benefit Change
06 - Specialist Orthopaedic | 06.03 - SKELETAL RECONSTRUCTION | 06.03.11 - External Fixateurs | 06.03.11.12 - Frame Component - Coupling Device |  | HW449 | 641 | Stryker Australia Pty Ltd | Hoffmann3 External Fixation System | Rod & Pin-Rod couplings | Coupling, 5/8/11mm rods - 4/5/6mm pins | 112434 |  | May 2018 | Group Benefit Change
06 - Specialist Orthopaedic | 06.03 - SKELETAL RECONSTRUCTION | 06.03.04 - Screws | 06.03.04.03 - Mini (2.01 – 2.7 mm) | CN,DT | HW454 | 348 | Stryker Australia Pty Ltd | Fixos Screws, Cannulated, Double Threaded, 2.5mm | Done Fixation Screws, Cannulated Threaded, 2.5mm | 2.5mm diameter, 10 to 30 (each 2mm) | 149535 |  | May 2018 | Group Benefit Change
06 - Specialist Orthopaedic | 06.03 - SKELETAL RECONSTRUCTION | 06.03.04 - Screws | 06.03.04.03 - Mini (2.01 – 2.7 mm) | Breakoff, CN | HW457 | 382 | Stryker Australia Pty Ltd | Fixos Screws | Bone Fixation Screws | 2mm diam. X11mm lenth to 2mm x 16mm | 149535 |  | May 2018 | Group Benefit Change
06 - Specialist Orthopaedic | 06.03 - SKELETAL RECONSTRUCTION | 06.03.04 - Screws | 06.03.04.02 - Small (2.71mm – 4.49mm) | LK | HW460 | 111 | Stryker Australia Pty Ltd | Memometal Anchorage Bone Screws | Anchorage Bone Screws | 3.0-3.5mm diameter to 10 - 40mm in length | 149535 |  | May 2018 | Group Benefit Change
06 - Specialist Orthopaedic | 06.03 - SKELETAL RECONSTRUCTION | 06.03.04 - Screws | 06.03.04.02 - Small (2.71mm – 4.49mm) |  | HW461 | 54 | Stryker Australia Pty Ltd | Memometal Anchorage Bone Screws | Anchorage Locking Bone Screws | 3.0 - 3.5mm diameter to 10 - 40mm in length | 352530 352531 |  | March 2023 | Group Benefit Change
04 - Neurosurgical | 04.08 - NEURO INTERVENTION | 04.08.03 - Assist Devices | 04.08.03.02 - Coil detachment device |  | HW466 | 236 | Stryker Australia Pty Ltd | InZone Detachment System | InZone Detachment System is specifically designed for use with the Target Detachable Coils | One size | 208838 |  | May 2018 | Group Benefit Change
04 - Neurosurgical | 04.08 - NEURO INTERVENTION | 04.08.02 - Coils |  |  | HW467 | 1118 | Stryker Australia Pty Ltd | Target Detachable Coils | Detachable Platinum coils | Coil Diameter: 1mm to 24mm Coil Length: 1cm to 50cm | 170214 |  | March 2021 | Group Benefit Change
06 - Specialist Orthopaedic | 06.03 - SKELETAL RECONSTRUCTION | 06.03.11 - External Fixateurs | 06.03.11.08 - Frame Component - Circular Coupling Device |  | HW474 | 253 | Stryker Australia Pty Ltd | HOFFMANN LRF | Coupling | SHORT , LONG | 112434 197935 258035 |  | March 2022 | Group Benefit Change
06 - Specialist Orthopaedic | 06.03 - SKELETAL RECONSTRUCTION | 06.03.11 - External Fixateurs | 06.03.11.10 - Frame Component - Foot Plate |  | HW475 | 2129 | Stryker Australia Pty Ltd | HOFFMAN LRF | FOOT RING PLATE/ARCH | DIAMETER - 100-210MM | 112434 197935 |  | July 2022 | Group Benefit Change
06 - Specialist Orthopaedic | 06.03 - SKELETAL RECONSTRUCTION | 06.03.11 - External Fixateurs | 06.03.11.11 - Frame Component - Circular Frame, Nuts & Spacers |  | HW477 | 38 | Stryker Australia Pty Ltd | HOFFMANNLRF - NUTS, WASHERS , SPACERS | NUTS, WASHERS , SPACERS | SHORT, LONG, M6,M8,1-7MM | 197935 258035 |  | March 2022 | Group Benefit Change
06 - Specialist Orthopaedic | 06.03 - SKELETAL RECONSTRUCTION | 06.03.11 - External Fixateurs | 06.03.11.07 - Frame Component - Partial Circular Ring |  | HW478 | 978 | Stryker Australia Pty Ltd | HOFFMANN LRF - PARTIAL CIRCULAR RING | PARTIAL CIRCULAR RING | DIAMETER - 100-240MM | 197935 |  | May 2018 | Group Benefit Change
06 - Specialist Orthopaedic | 06.03 - SKELETAL RECONSTRUCTION | 06.03.11 - External Fixateurs | 06.03.11.16 - Frame Component - Pin Clamp Assembly Post |  | HW479 | 92 | Stryker Australia Pty Ltd | HOFFMANN LRF - POSTS | POSTS | LENGTHS - 44-88MM | 197935 |  | May 2018 | Group Benefit Change
06 - Specialist Orthopaedic | 06.03 - SKELETAL RECONSTRUCTION | 06.03.11 - External Fixateurs | 06.03.11.09 - Frame Component - Circular Frame Strut Device |  | HW480 | 849 | Stryker Australia Pty Ltd | HOFFMANN LRF - STATIC STRUT | STATIC STRUT | LENGTHS - 20 -60MM | 197935 |  | May 2018 | Group Benefit Change
06 - Specialist Orthopaedic | 06.03 - SKELETAL RECONSTRUCTION | 06.03.11 - External Fixateurs | 06.03.11.09 - Frame Component - Circular Frame Strut Device |  | HW481 | 849 | Stryker Australia Pty Ltd | HOFFMANN LRF - THREADED TELESCOPIC ROD | THREADED TELESCOPIC ROD | DIAMETER - 6MM LENGTHS - 30-400MM | 197935 |  | May 2018 | Group Benefit Change
06 - Specialist Orthopaedic | 06.03 - SKELETAL RECONSTRUCTION | 06.03.11 - External Fixateurs | 06.03.11.08 - Frame Component - Circular Coupling Device |  | HW482 | 253 | Stryker Australia Pty Ltd | HOFFMANN LRF - WIRE BOLT COUPLINGS | WIRE BOLT COUPLING | SHORT, MEDIUM, LONG | 197935 |  | May 2018 | Group Benefit Change
13 - Spinal | 13.06 - Rod | 13.06.01 - Standard |  |  | HW483 | 355 | Stryker Australia Pty Ltd | ES2 Spinal System, Rod | Hex end rods | 5.5mm x 20 - 600mm | 278581 |  | November 2020 | Group Benefit Change
13 - Spinal | 13.01 - Bone Screws | 13.01.02 - Pedicle, Polyaxial |  | Cannulated | HW484 | 1124 | Stryker Australia Pty Ltd | ES2 Spinal System, Screw | Polyaxial cannulated screw with integrated blades | Diam 4.5mm to 8.5mm, Length 25mm to 90mm | 278581 |  | November 2020 | Group Benefit Change
07 - Plastic and Reconstructive | 07.01 - CRANIOMAXILLOFACIAL RECONSTRUCTION & FIXATION | 07.01.05 - Fracture or Reconstruction Plates | 07.01.05.07 - 0.5-0.99mm thick, 8-32 holes | Locking | HW486 | 267 | Stryker Australia Pty Ltd | Stryker Leibinger Hybrid MMF Plate | SMARTLOCK Hybrid MMF Plate, Locking System - Universal SMARTLOCK Hybrid MMF Component - MMF Plate | One size - 9 Hole Straight Plate, for maxilla and Mandible | 200615 |  | March 2022 | Group Benefit Change
06 - Specialist Orthopaedic | 06.03 - SKELETAL RECONSTRUCTION | 06.03.11 - External Fixateurs | 06.03.11.18 - Upper body kit |  | HW489 | 5204 | Stryker Australia Pty Ltd | HOFFMANN3 external fixation system | Sterile field kit | Standard kit A | 112434 |  | May 2018 | Group Benefit Change
07 - Plastic and Reconstructive | 07.01 - CRANIOMAXILLOFACIAL RECONSTRUCTION & FIXATION | 07.01.05 - Fracture or Reconstruction Plates | 07.01.05.10 - 1.0-1.99mm thick, 4-7 holes | Locking | HW493 | 376 | Stryker Australia Pty Ltd | Stryker Leibinger Plating System | Mandible Locking Fixation Plates | 1.0 -1.9mm thick, 4 - 7 holes | 200615 295882 |  | March 2021 | Group Benefit Change
07 - Plastic and Reconstructive | 07.01 - CRANIOMAXILLOFACIAL RECONSTRUCTION & FIXATION | 07.01.05 - Fracture or Reconstruction Plates | 07.01.05.05 - 0.5-0.99mm thick, <4 holes |  | HW497 | 80 | Stryker Australia Pty Ltd | Stryker Leibinger Plating System | Fracture or reconstruction plates | 0.5 - 0.99mm thick, &lt;4 holes | 200615 295882 |  | July 2022 | Group Benefit Change
07 - Plastic and Reconstructive | 07.01 - CRANIOMAXILLOFACIAL RECONSTRUCTION & FIXATION | 07.01.05 - Fracture or Reconstruction Plates | 07.01.05.07 - 0.5-0.99mm thick, 8-32 holes | Locking | HW504 | 267 | Stryker Australia Pty Ltd | Stryker Leibinger Plating System | Craniofacial Locking Fixation Plates | 0.5 - 0.99mm thick, 8 -32 holes | 200615 295882 |  | July 2022 | Group Benefit Change
07 - Plastic and Reconstructive | 07.01 - CRANIOMAXILLOFACIAL RECONSTRUCTION & FIXATION | 07.01.05 - Fracture or Reconstruction Plates | 07.01.05.11 - 1.0-1.99mm thick, 8-15 holes |  | HW508 | 352 | Stryker Australia Pty Ltd | Stryker Leibinger Plating System | Mandible Locking Fixation Plates | 1.0 - 1.99mm thick, 8 - 15 holes | 11565 124319 |  | May 2018 | Group Benefit Change
07 - Plastic and Reconstructive | 07.01 - CRANIOMAXILLOFACIAL RECONSTRUCTION & FIXATION | 07.01.06 - Screws | 07.01.06.02 - Diameter 1.25-3.24mm | Resorbable | HW510 | 109 | Stryker Australia Pty Ltd | Delta Resorbable Fixation System | Resorbable Screws | 1.7mm diameter, 3 -6mm length | 151008 72659 |  | May 2018 | Group Benefit Change
06 - Specialist Orthopaedic | 06.03 - SKELETAL RECONSTRUCTION | 06.03.11 - External Fixateurs | 06.03.11.12 - Frame Component - Coupling Device |  | HW516 | 641 | Stryker Australia Pty Ltd | HOFFMANN3 EXTERNAL FIXATION SYSTEM | ROD COUPLER | 0-120 DEGREES | 112434 |  | May 2018 | Group Benefit Change
06 - Specialist Orthopaedic | 06.03 - SKELETAL RECONSTRUCTION | 06.03.11 - External Fixateurs | 06.03.11.03 - Frame Component - Monoplanar, Clamp | 3D | HW517 | 1133 | Stryker Australia Pty Ltd | HOFFMANN3 EXTERNAL FIXATION SYSTEM | MULTIPLANAR CLAMP PIN/ROD-ROD | STANDARD | 112434 |  | May 2018 | Group Benefit Change
13 - Spinal | 13.01 - Bone Screws | 13.01.02 - Pedicle, Polyaxial |  | Cannulated | HW521 | 1124 | Stryker Australia Pty Ltd | Mantis Augmentable Screw | Augmentable Pedicle Screw | 5.5-8.5mm diameter, 40-65mm Length | 279142 |  | November 2020 | Group Benefit Change
07 - Plastic and Reconstructive | 07.01 - CRANIOMAXILLOFACIAL RECONSTRUCTION & FIXATION | 07.01.01 - Mesh - Metal | 07.01.01.04 - 0.2-0.49mm thick, 11-50cm² | Complex | HW528 | 738 | Stryker Australia Pty Ltd | Stryker Neuro Mesh Plates | Titanium malleable mesh plates for cranial reconstruction | 0.2-0.49mm | 295882 203105 214470 214471 214472 |  | July 2021 | Group Benefit Change
11 - Hip | 11.01 - FEMORAL COMPONENTS - PRIMARY AND REVISION | 11.01.04 - Uncemented, HA Coated | 11.01.04.04 - Plasma |  | HW529 | 3493 | Stryker Australia Pty Ltd | Accolade II Femoral Hip System | Femoral Hip Stem (127 & 132 neck angle) | Size 0 - 11 | 198383 |  | May 2018 | Group Benefit Change
06 - Specialist Orthopaedic | 06.03 - SKELETAL RECONSTRUCTION | 06.03.03 - Plates | 06.03.03.05 - Small (screw size 2.71mm – 4.49mm)(including blade) ≥ 7 to ≤ 15 holes | VAL | HW533 | 641 | Stryker Australia Pty Ltd | VariAx Compression Plating System | Locking Plate System | ≥ 7 to ≤ 15 | 352530 352531 |  | March 2023 | Group Benefit Change
06 - Specialist Orthopaedic | 06.03 - SKELETAL RECONSTRUCTION | 06.03.03 - Plates | 06.03.03.06 - Small (screw size 2.71mm – 4.49mm)(including blade) ≥ 16 holes | VAL | HW534 | 935 | Stryker Australia Pty Ltd | Stryker Locking Plate System | Variable Angle Locking Plates | ≥ 16 holes | 139635 237797 295226 |  | March 2022 | Group Benefit Change
06 - Specialist Orthopaedic | 06.03 - SKELETAL RECONSTRUCTION | 06.03.03 - Plates | 06.03.03.04 - Small (screw size 2.71mm – 4.49mm)(including blade) ≤ 6 holes | VAL | HW535 | 642 | Stryker Australia Pty Ltd | VariAx Compression Plating System | VAL 1/3 Tubular Plate | >/=6 holes | 352530 352531 |  | March 2023 | Group Benefit Change
06 - Specialist Orthopaedic | 06.03 - SKELETAL RECONSTRUCTION | 06.03.01 - Intramedullary Nails | 06.03.01.04 - Tibial/Fibular |  | HW536 | 1033 | Stryker Australia Pty Ltd | Stryker Intermedullary Nailing System | Femoral Nails | 7-15mm Diameter , 140 to 480 lengths | 95185 |  | May 2018 | Group Benefit Change
06 - Specialist Orthopaedic | 06.03 - SKELETAL RECONSTRUCTION | 06.03.01 - Intramedullary Nails | 06.03.01.04 - Tibial/Fibular |  | HW537 | 1033 | Stryker Australia Pty Ltd | Stryker Intramedullary Nailing System | Tibial nails | 8-15mm Diameter, 240- 420mm lengths | 139722 |  | May 2018 | Group Benefit Change
07 - Plastic and Reconstructive | 07.02 - CRANIOMAXILLOFACIAL IMPLANTS | 07.02.09 - Anatomical Biomodel |  |  | HW544 | 1768 | Stryker Australia Pty Ltd | Stryker Anatomical Biomodel for Mandible | Patient Specific Craniofacial Anatomical Biomodel | Custom | 218563 |  | May 2018 | Group Benefit Change
07 - Plastic and Reconstructive | 07.02 - CRANIOMAXILLOFACIAL IMPLANTS | 07.02.05 - Mandible, Maxilla and Temperomandibular Joint (TMJ) | 07.02.05.05 - Plate | Biomodelled | HW545 | 3218 | Stryker Australia Pty Ltd | Stryker Biomodelled Patient Specific Mandible Reconstruction Plate | Biomodelled Patient Specific Mandible Complex Locking Reconstruction Plate | Custom | 218563 |  | May 2018 | Group Benefit Change
07 - Plastic and Reconstructive | 07.02 - CRANIOMAXILLOFACIAL IMPLANTS | 07.02.09 - Anatomical Biomodel |  |  | HW546 | 1768 | Stryker Australia Pty Ltd | Stryker Anatomical Biomodel for PEEK | Patient Specific Craniofacial Anatomical Biomodel | Custom | 225792 |  | May 2018 | Group Benefit Change
06 - Specialist Orthopaedic | 06.03 - SKELETAL RECONSTRUCTION | 06.03.03 - Plates | 06.03.03.19 - Periarticular anatomic - Humerus ≤ 6 holes | VAL | HW551 | 1492 | Stryker Australia Pty Ltd | VariAx Elbow Plating System | Periarticular anatomic humerus | ≤ 6 holes | 269713 |  | July 2022 | Group Benefit Change
06 - Specialist Orthopaedic | 06.03 - SKELETAL RECONSTRUCTION | 06.03.03 - Plates | 06.03.03.07 - Mini (screw size ≤2.7mm)(including blade) ≤ 6 holes | VAL | HW563 | 973 | Stryker Australia Pty Ltd | Leibinger Titanium Implant System | Profyle hand and small fragment plate system | screw size ≤2.7mm ≤ 6 holes | 340042 357433 |  | November 2021 | Group Benefit Change
06 - Specialist Orthopaedic | 06.03 - SKELETAL RECONSTRUCTION | 06.03.03 - Plates | 06.03.03.08 - Mini (screw size ≤2.7mm)(including blade) ≥ 7 to ≤ 15 holes | VAL | HW564 | 828 | Stryker Australia Pty Ltd | Leibinger Titanium Implant System | Profyle hand and small fragment plate system | size ≤2.7mm ≥ 7 to ≤ 15 holes | 340042 357433 |  | November 2021 | Group Benefit Change
13 - Spinal | 13.01 - Bone Screws | 13.01.02 - Pedicle, Polyaxial |  | Cannulated | HW580 | 1124 | Stryker Australia Pty Ltd | ES2 Augmentable Polyaxial Screw | Fenestrated Cannulated Polyaxial Screw | Dia 5.5mm to 8.5mm, length 30mm to 90mm | 279143 |  | May 2018 | Group Benefit Change
13 - Spinal | 13.01 - Bone Screws | 13.01.02 - Pedicle, Polyaxial |  |  | HW593 | 1050 | Stryker Australia Pty Ltd | Xia 4.5 CT Polyaxial Screw | Cortical Thread Polyaxial Screw | Dia 4mm to 6.5mm, length 20mm to 45mm | 279160 |  | May 2018 | Group Benefit Change
13 - Spinal | 13.01 - Bone Screws | 13.01.02 - Pedicle, Polyaxial |  | Cannulated | HW594 | 1124 | Stryker Australia Pty Ltd | Xia 4.5 CT Cannulated Polyaxial Screw | Cannulated Cortical Thread Polyaxial Screw | Dia 4.5mm to 6.5mm, length 20mm to 45mm | 279160 |  | May 2018 | Group Benefit Change
06 - Specialist Orthopaedic | 06.03 - SKELETAL RECONSTRUCTION | 06.03.03 - Plates | 06.03.03.16 - Periarticular anatomic - Clavicle plate ≤ 6 holes | VAL | HW595 | 1353 | Stryker Australia Pty Ltd | Stryker Locked Plating System | Periarticular variable angle locking plate - clavicle | 1-6 holes | 196764 |  | May 2018 | Group Benefit Change
06 - Specialist Orthopaedic | 06.03 - SKELETAL RECONSTRUCTION | 06.03.03 - Plates | 06.03.03.17 - Periarticular anatomic - Clavicle plate ≥ 7 to ≤ 15 holes | VAL | HW597 | 1480 | Stryker Australia Pty Ltd | Stryker Locked Plate System | Periarticular variable angle locking plate - clavicle | 7-15 holes | 196764 |  | May 2018 | Group Benefit Change
06 - Specialist Orthopaedic | 06.03 - SKELETAL RECONSTRUCTION | 06.03.03 - Plates | 06.03.03.05 - Small (screw size 2.71mm – 4.49mm)(including blade) ≥ 7 to ≤ 15 holes | Com, VAL | HW598 | 897 | Stryker Australia Pty Ltd | Stryker Locked Plate System | Periarticular variable angle locking plate - clavicle | 7-15 holes | 196764 |  | May 2018 | Group Benefit Change
13 - Spinal | 13.01 - Bone Screws | 13.01.02 - Pedicle, Polyaxial |  |  | HW631 | 1050 | Stryker Australia Pty Ltd | Xia Serrato Polyaxial Screw | Polyaxial Screw, Reduction Polyaxial Screw, Medial Biased Angle Screw | Dia 4mm-10.5mm, Length 20mm-130mm | 279159 |  | May 2018 | Group Benefit Change
13 - Spinal | 13.01 - Bone Screws | 13.01.02 - Pedicle, Polyaxial |  | Cannulated | HW632 | 1124 | Stryker Australia Pty Ltd | Xia Serrato Cannulated Polyaxial Screw | Cannulated Polyaxial Screw | Dia 4.5mm-7.5mm; Length 20mm-60mm | 279159 |  | May 2018 | Group Benefit Change
13 - Spinal | 13.10 - Fusion Cage | 13.10.02 - Interbody, No Integral Fixation | 13.10.02.01 - Cervical |  | HW636 | 2189 | Stryker Australia Pty Ltd | Tritanium C | Porous Titanium ACDF Cage | H 5mm-9mm, Base 12mm x 14mm to 14mm x 17mm, 6deg to 10deg angle | 297569 |  | May 2018 | Group Benefit Change
11 - Hip | 11.02 - FEMORAL HEADS | 11.02.01 - Conventional Femoral Heads, ≤32mm | 11.02.01.02 - Cobalt Chrome |  | HW648 | 621 | Stryker Australia Pty Ltd | METS CoCr Femoral Head | CoCr | 28mm-32mm | 330362 |  | March 2021 | Group Benefit Change
07 - Plastic and Reconstructive | 07.02 - CRANIOMAXILLOFACIAL IMPLANTS | 07.02.05 - Mandible, Maxilla and Temperomandibular Joint (TMJ) | 07.02.05.07 - Surgical Guide | Biomodelled | HW650 | 1725 | Stryker Australia Pty Ltd | VSP Orthognathics Bundle (Surgical Guide and Implants) | VSP Orthognathic Bundle (Surgical Guide and Implants - Plates and Screws) | Custom | 200615 |  | March 2021 | Group Benefit Change
07 - Plastic and Reconstructive | 07.02 - CRANIOMAXILLOFACIAL IMPLANTS | 07.02.09 - Anatomical Biomodel |  |  | HW651 | 1768 | Stryker Australia Pty Ltd | VSP Orthognathics Bundle (Custom Biomodel and Implants) | VSP Orthognathics Bundle (Custom Biomodel and Implants - Plates and Screws) | Custom | 200615 |  | August 2018 | Group Benefit Change
07 - Plastic and Reconstructive | 07.02 - CRANIOMAXILLOFACIAL IMPLANTS | 07.02.09 - Anatomical Biomodel |  |  | HW652 | 1768 | Stryker Australia Pty Ltd | VSP Reconstruction Maxillofacial Case Bundle | VSP Reconstruction Maxillofacial Case Bundle (Includes Skull Model) | Custom | 200615 |  | August 2018 | Group Benefit Change
07 - Plastic and Reconstructive | 07.02 - CRANIOMAXILLOFACIAL IMPLANTS | 07.02.05 - Mandible, Maxilla and Temperomandibular Joint (TMJ) | 07.02.05.07 - Surgical Guide | Biomodelled | HW653 | 1725 | Stryker Australia Pty Ltd | VSP Reconstruction Mandibular/Maxillary Case Bundle | VSP Reconstruction Mandibular/Maxillary Case Bundle (With Metal Inserts) Customized Bundle | Custom | 200615 |  | March 2021 | Group Benefit Change
13 - Spinal | 13.06 - Rod | 13.06.01 - Standard |  | Dual Diameter | HW654 | 446 | Stryker Australia Pty Ltd | OASYS Spine System | Transition Rods | 3.5mm transitioning to 4.5mm, 5.5mm and 6.0mm. Ti Alloy and Vitallium | 279144 |  | August 2018 | Group Benefit Change
13 - Spinal | 13.06 - Rod | 13.06.01 - Standard |  | Dual Diameter | HW655 | 446 | Stryker Australia Pty Ltd | Xia Spine System | Transition Rods | 4.5 mm transitioning to 5.5mm and 6.0mm. Titanium Alloy and Vitallium | 279160 |  | August 2018 | Group Benefit Change
06 - Specialist Orthopaedic | 06.03 - SKELETAL RECONSTRUCTION | 06.03.04 - Screws | 06.03.04.04 - Micro (≤ 2.0mm) |  | HW661 | 49 | Stryker Australia Pty Ltd | Stryker Plating System | Cortical Bone Screws | 0.5-2.0mm | 269713 340044 |  | November 2021 | Group Benefit Change
07 - Plastic and Reconstructive | 07.02 - CRANIOMAXILLOFACIAL IMPLANTS | 07.02.05 - Mandible, Maxilla and Temperomandibular Joint (TMJ) | 07.02.05.05 - Plate | Biomodelled | HW668 | 3218 | Stryker Australia Pty Ltd | Facial iD | Patient specific implants | These plates are patient specific - size will vary | 331521 |  | July 2020 | Group Benefit Change
06 - Specialist Orthopaedic | 06.03 - SKELETAL RECONSTRUCTION | 06.03.04 - Screws | 06.03.04.01 - Standard ( ≥4.5mm) |  | HW699 | 57 | Stryker Australia Pty Ltd | Charlotte Carolina Jones Fracture System | Low profile, solid-core, surgical grade stainless steel screw, partially threatded with thread length varying anthropometrically relative to overall screw length, utilising specialised instruments for IM placement in the 5th metatarsal | 4.5mm, 4.5mm, 6.5mm, 40mm-70mm overall screw lengths | 326629 |  | July 2021 | Group Benefit Change
06 - Specialist Orthopaedic | 06.03 - SKELETAL RECONSTRUCTION | 06.03.03 - Plates | 06.03.03.04 - Small (screw size 2.71mm – 4.49mm)(including blade) ≤ 6 holes | Com, LK | HW707 | 638 | Stryker Australia Pty Ltd | Charlotte MTP Fusion System | MTP plate, stainless steel | Left & Right small & standard, 6 holes | 326629 |  | July 2021 | Group Benefit Change
06 - Specialist Orthopaedic | 06.03 - SKELETAL RECONSTRUCTION | 06.03.03 - Plates | 06.03.03.04 - Small (screw size 2.71mm – 4.49mm)(including blade) ≤ 6 holes | Com | HW708 | 305 | Stryker Australia Pty Ltd | Charlotte MTP Fusion System | MTP plate, stainless steel | Left & Right extended,9 holes | 326629 |  | July 2021 | Group Benefit Change
06 - Specialist Orthopaedic | 06.03 - SKELETAL RECONSTRUCTION | 06.03.03 - Plates | 06.03.03.04 - Small (screw size 2.71mm – 4.49mm)(including blade) ≤ 6 holes | Com, LK | HW711 | 638 | Stryker Australia Pty Ltd | Lapidus Plate | Titanium locking plate with unique stepped displacement in 1mm increments permits accurate plantarisation and lateralisation in midfoot fusions. | 3.5mm: neutral, 1-6mm step | 326629 |  | July 2021 | Group Benefit Change
06 - Specialist Orthopaedic | 06.03 - SKELETAL RECONSTRUCTION | 06.03.04 - Screws | 06.03.04.06 - Screw Washers |  | HW712 | 59 | Stryker Australia Pty Ltd | Ring washer | Screw Washers | 2.7/3.7/4.0/4.5 | 326629 198486 |  | July 2021 | Group Benefit Change
06 - Specialist Orthopaedic | 06.03 - SKELETAL RECONSTRUCTION | 06.03.03 - Plates | 06.03.03.04 - Small (screw size 2.71mm – 4.49mm)(including blade) ≤ 6 holes | Com, LK | HW715 | 638 | Stryker Australia Pty Ltd | Arthrodesis Flat Plate - AFP | Flat plate intended for use in isolated tarsal fusions, titanium locking plate, 2mm thickness | 12, 14 & 16mm length - 4 hole | 326629 |  | July 2021 | Group Benefit Change
06 - Specialist Orthopaedic | 06.03 - SKELETAL RECONSTRUCTION | 06.03.04 - Screws | 06.03.04.02 - Small (2.71mm – 4.49mm) | CN | HW717 | 180 | Stryker Australia Pty Ltd | Cannulated Screw | Titanium cannulated screw intended for use in conjunction with a plate for fixation of midfoot fusion | 3.5mm diameter x 34, 36 & 38mm | 326629 |  | July 2021 | Group Benefit Change
06 - Specialist Orthopaedic | 06.03 - SKELETAL RECONSTRUCTION | 06.03.04 - Screws | 06.03.04.02 - Small (2.71mm – 4.49mm) | LK | HW719 | 111 | Stryker Australia Pty Ltd | Ortholoc Fracture System Screws | Titanium, variable angle locking screws | 2.7, 3.5 & 4.0mm diameter, 8-100mm length | 326629 |  | July 2021 | Group Benefit Change
06 - Specialist Orthopaedic | 06.03 - SKELETAL RECONSTRUCTION | 06.03.04 - Screws | 06.03.04.04 - Micro (≤ 2.0mm) | LK | HW720 | 106 | Stryker Australia Pty Ltd | Ortholoc Fracture System | Titanium, variable angle locking screws | 2.0mm diameter, 8 - 100mm length | 326629 |  | July 2021 | Group Benefit Change
13 - Spinal | 13.03 - Connector | 13.03.01 - In-Line |  |  | HW722 | 655 | Stryker Australia Pty Ltd | K2M Spinal Systems | Axial connectors, in-line, parallel, open and closed face | 3.5 – 6.5mm rods | 154442 159828 |  | July 2021 | Group Benefit Change
13 - Spinal | 13.01 - Bone Screws | 13.01.02 - Pedicle, Polyaxial |  |  | HW724 | 1050 | Stryker Australia Pty Ltd | Denali Spinal System / Polyaxial Pedicle Screw | Polyaxial Pedicle Screw | Diameter: 3.5 - 8.5mm, Length: 10 - 100mm | 159828 154442 |  | July 2021 | Group Benefit Change
13 - Spinal | 13.01 - Bone Screws | 13.01.03 - Standard |  | Dual Thread | HW725 | 403 | Stryker Australia Pty Ltd | Pyrenees Cervical Plate System - Screw | Self-drilling, self-tapping and bone reduction screws | (3.5 - 4.7)mm diam x (10-20)mm length | 290395 |  | July 2021 | Group Benefit Change
13 - Spinal | 13.06 - Rod | 13.06.01 - Standard |  |  | HW727 | 355 | Stryker Australia Pty Ltd | Mesa/Denali/Everest Rod | Straight and Contoured, CoCr, Ti Rods | Length: 25mm - 600 mm; Diameter: 3.5mm - 6.5 mm | 154442 159828 |  | July 2021 | Group Benefit Change
13 - Spinal | 13.03 - Connector | 13.03.03 - Transverse (Rod-to-Rod) | 13.03.03.02 - Adjustable |  | HW728 | 1137 | Stryker Australia Pty Ltd | K2M Spinal Systems | Transverse Connector | 3.5 – 5.5mm rod /rail diameter 14 - 93mm width | 159828 154442 |  | July 2021 | Group Benefit Change
13 - Spinal | 13.10 - Fusion Cage | 13.10.02 - Interbody, No Integral Fixation | 13.10.02.02 - ThoracoLumbar / Lumbar | Paired | HW729 | 2346 | Stryker Australia Pty Ltd | Aleutian PLIF | Posterior lumbar spacer, PEEK | (22-28)mm long x (8.5-10)mm wide x (4-17)mm high x (0-18) degree lordosis | 159146 |  | July 2021 | Group Benefit Change
13 - Spinal | 13.01 - Bone Screws | 13.01.03 - Standard |  | Dual Thread | HW732 | 403 | Stryker Australia Pty Ltd | Cayman Thoracolumbar Plate System / Bone Screw | Self tapping screw, Ti | Length: 20mm to 60mm Diameter: 5mm and 7mm, titanium | 290395 |  | July 2021 | Group Benefit Change
13 - Spinal | 13.01 - Bone Screws | 13.01.02 - Pedicle, Polyaxial |  | Cannulated | HW734 | 1124 | Stryker Australia Pty Ltd | Denali cannulated polyaxial screw | Cannulated polyaxial pedicle screw | Diameter: 5.5mm, 6.5mm and 7.5mm Length: 35 to 55mm | 154442 |  | July 2021 | Group Benefit Change
13 - Spinal | 13.06 - Rod | 13.06.01 - Standard |  |  | HW735 | 355 | Stryker Australia Pty Ltd | Caspian OCT Spinal System - Rod | cervico-thoracic posterior rigid fixation system - Rod | Diameter: 3.5mm Length: 1.80mm - 240mm | 159828 |  | July 2021 | Group Benefit Change
13 - Spinal | 13.05 - Plate | 13.05.01 - Integral Fixation | 13.05.01.01 - Cervical | >55mm | HW737 | 1426 | Stryker Australia Pty Ltd | Pyrenees Cervical Plate System | Cervical Plate | 57mm to 110mm | 290395 |  | July 2021 | Group Benefit Change
13 - Spinal | 13.05 - Plate | 13.05.02 - No Integral Fixation | 13.05.02.03 - Occipital |  | HW740 | 1803 | Stryker Australia Pty Ltd | K2M Spinal Systems- Occipital Plate | Occipital Plate for posterior occipital/cervical/thoracic fixation | 24-50mm | 159828 |  | July 2021 | Group Benefit Change
13 - Spinal | 13.01 - Bone Screws | 13.01.03 - Standard |  | Dual Thread | HW741 | 403 | Stryker Australia Pty Ltd | Caspian OC screw | The Caspian OC screw is used to fixate the Caspian OC plate to the occiput | 4.5mm diameter. 6-16mm length in 1mm increments 5.25mm diameter. 6-16mm length in 1mm increments | 159828 |  | July 2021 | Group Benefit Change
13 - Spinal | 13.01 - Bone Screws | 13.01.03 - Standard |  | Dual Thread | HW744 | 403 | Stryker Australia Pty Ltd | Chesapeake Spinal System - Fixation Screw | Locking screw for the Chesapeake Spinal System | Diameter: 3.5mm, 3.85mm. 5.5mm Lengths: 12mm to 35mm | 193652 |  | July 2021 | Group Benefit Change
13 - Spinal | 13.01 - Bone Screws | 13.01.02 - Pedicle, Polyaxial |  |  | HW745 | 1050 | Stryker Australia Pty Ltd | Everest Spinal System -Pedicle Screw | Polyaxial Pedicle Screw, Ti | Diameter: 4.5mm-10.5mm, Length: 25mm - 110mm (open or closed) | 154442 293862 |  | July 2021 | Group Benefit Change
13 - Spinal | 13.05 - Plate | 13.05.01 - Integral Fixation | 13.05.01.01 - Cervical | >55mm | HW746 | 1426 | Stryker Australia Pty Ltd | Blue Ridge Hybrid Cervical Plate System - Plate | Low profile, anterior cervical plate. Locking, titanium. | 56-92mm | 290395 |  | July 2021 | Group Benefit Change
13 - Spinal | 13.10 - Fusion Cage | 13.10.02 - Interbody, No Integral Fixation | 13.10.02.01 - Cervical |  | HW749 | 2189 | Stryker Australia Pty Ltd | Aleutian Cervical Interbody System | Cage, Convex, or Lordotic. PEEK | Height: 5 -15mm | 159146 |  | July 2021 | Group Benefit Change
13 - Spinal | 13.02 - Accessories for bone screws and connector components | 13.02.01 - Nut/Set Screw/Locking Screw |  |  | HW751 | 144 | Stryker Australia Pty Ltd | K2M Spinal Systems Set Screws | Set Screw | Diameter: 5-9mm | 293862 159828 154442 |  | July 2021 | Group Benefit Change
13 - Spinal | 13.12 - Vertebral Body Replacement | 13.12.02 - Stackable Cage |  |  | HW752 | 3609 | Stryker Australia Pty Ltd | Santorini Stackable Corpectomy Cage-Small | Corpectomy Cage, Peek | (12x17)mm footprint x (2-62)mm height | 204117 |  | July 2021 | Group Benefit Change
13 - Spinal | 13.12 - Vertebral Body Replacement | 13.12.02 - Stackable Cage |  |  | HW753 | 3609 | Stryker Australia Pty Ltd | Santorini Stackable Corpectomy Cage-Medium/Large | Corpectomy Cage, Peek | (16x20) or (21x25)mm footprint x (2-98)mm height | 204117 |  | July 2021 | Group Benefit Change
13 - Spinal | 13.06 - Rod | 13.06.01 - Standard |  | Dual Diameter | HW755 | 446 | Stryker Australia Pty Ltd | K2M Spinal Systems-Transitional Rod | Transitional Rod | 3.5-(4.5 /5.5)mm x (300-600)mm length or 5.5/5.5mm x 495 rod/rail | 159828 154442 |  | July 2021 | Group Benefit Change
13 - Spinal | 13.01 - Bone Screws | 13.01.02 - Pedicle, Polyaxial |  | Cannulated | HW760 | 1124 | Stryker Australia Pty Ltd | Everest Spinal System -Cannulated Screw | Polyaxial Screw, Cannulated | (4.5 -10.5)mm diam x (20-110)mm | 154442 |  | July 2021 | Group Benefit Change
13 - Spinal | 13.01 - Bone Screws | 13.01.02 - Pedicle, Polyaxial |  | Cannulated | HW761 | 1124 | Stryker Australia Pty Ltd | Everest Spinal System-Fenestrated Screw | Polyaxial Screw, Fenestrated | (4.5 -9.5)mm diam x (20-110)mm | 154442 |  | July 2021 | Group Benefit Change
13 - Spinal | 13.05 - Plate | 13.05.01 - Integral Fixation | 13.05.01.01 - Cervical | >55mm | HW762 | 1426 | Stryker Australia Pty Ltd | Pyrenees Cervical Plate System-MonoPlate, Long | Pyrenees Cervical Plate System-MonoPlate, Long | Length 56-78 mm | 290395 |  | July 2021 | Group Benefit Change
13 - Spinal | 13.10 - Fusion Cage | 13.10.02 - Interbody, No Integral Fixation | 13.10.02.01 - Cervical |  | HW769 | 2189 | Stryker Australia Pty Ltd | Cascadia Cervical Interbody System | Cascadia Interbody spacer, Porous Ti | 5-13mm heights | 293886 |  | July 2021 | Group Benefit Change
13 - Spinal | 13.01 - Bone Screws | 13.01.03 - Standard |  | Dual Thread | HW773 | 403 | Stryker Australia Pty Ltd | KEYS Supplemental Screw | Dual lead thread bone screw | 5.5 - 6.0mm diameter, length 20-40mm | 154442 |  | July 2021 | Group Benefit Change
13 - Spinal | 13.01 - Bone Screws | 13.01.02 - Pedicle, Polyaxial |  |  | HW775 | 1050 | Stryker Australia Pty Ltd | Yukon OCT System | Polyaxial Posterior Cervical Screws | 3.5-5.0 diameter, length 10-50mm | 159828 |  | July 2021 | Group Benefit Change
13 - Spinal | 13.01 - Bone Screws | 13.01.03 - Standard |  | Dual Thread | HW777 | 403 | Stryker Australia Pty Ltd | Cayman United Bone Screw | Bone Screw | Length 20-60mm | 290395 |  | July 2021 | Group Benefit Change
13 - Spinal | 13.05 - Plate | 13.05.01 - Integral Fixation | 13.05.01.01 - Cervical | >55mm | HW780 | 1426 | Stryker Australia Pty Ltd | Ozark Plate Level 1-5 , >55mm | Plate Level 1-5 , >55mm | 56-110 mm | 290395 |  | July 2021 | Group Benefit Change
06 - Specialist Orthopaedic | 06.03 - SKELETAL RECONSTRUCTION | 06.03.03 - Plates | 06.03.03.09 - Mini (screw size ≤2.7mm)(including blade) ≥ 16 holes |  | HW788 | 480 | Stryker Australia Pty Ltd | Stryker Plating System | Non-locking Plates | ≥ 16 holes | 340042 357433 |  | November 2021 | Group Benefit Change
06 - Specialist Orthopaedic | 06.03 - SKELETAL RECONSTRUCTION | 06.03.03 - Plates | 06.03.03.07 - Mini (screw size ≤2.7mm)(including blade) ≤ 6 holes | LK | HW792 | 635 | Stryker Australia Pty Ltd | Charlotte LisfrancReconstruction System - Bridge Plate. | Stainless steel plate for stabilisation of the tarsometatarsal joint. | 4, 6, 5 & 9 hole. | 326629 |  | November 2021 | Group Benefit Change
06 - Specialist Orthopaedic | 06.03 - SKELETAL RECONSTRUCTION | 06.03.04 - Screws | 06.03.04.02 - Small (2.71mm – 4.49mm) | LK | HW793 | 111 | Stryker Australia Pty Ltd | Charlotte Lisfranc Recontruction System - Screw. | Solid core stainless steel screw. | 3.7mm diameter, 8-100mm length. | 326629 |  | November 2021 | Group Benefit Change
06 - Specialist Orthopaedic | 06.03 - SKELETAL RECONSTRUCTION | 06.03.04 - Screws | 06.03.04.03 - Mini (2.01 – 2.7 mm) | LK | HW795 | 109 | Stryker Australia Pty Ltd | Ortholoc Fracture System | Titanium, variable angle locking screws | 2.4, 2.7mm diameter, 8-100mm length | 326629 |  | November 2021 | Group Benefit Change
06 - Specialist Orthopaedic | 06.03 - SKELETAL RECONSTRUCTION | 06.03.01 - Intramedullary Nails | 06.03.01.07 - Arthrodesis ankle |  | HW798 | 3581 | Stryker Australia Pty Ltd | Valor Hindfoot Fusion System | Valor Hindfoot Fusion Nail, Titanium Alloy | 10 & 11.5mm diameter, 150, 200 & 250mm length, left and right | 198549 |  | November 2021 | Group Benefit Change
06 - Specialist Orthopaedic | 06.03 - SKELETAL RECONSTRUCTION | 06.03.04 - Screws | 06.03.04.01 - Standard ( ≥4.5mm) |  | HW799 | 57 | Stryker Australia Pty Ltd | Non-Locking Screws | Titanium or Stailess Steel Alloy Non-Locking Screws | 20-100mm, 4.5-5.5mm Diameter | 326629 198549 |  | November 2021 | Group Benefit Change
06 - Specialist Orthopaedic | 06.03 - SKELETAL RECONSTRUCTION | 06.03.04 - Screws | 06.03.04.02 - Small (2.71mm – 4.49mm) |  | HW801 | 54 | Stryker Australia Pty Ltd | Evolve Ortholoc EPS System 3.5 NL Screws | Stainless Steel, Cortical & Cancellous Screws | 3.5mm diameter 10-60mm | 326629 |  | November 2021 | Group Benefit Change
06 - Specialist Orthopaedic | 06.03 - SKELETAL RECONSTRUCTION | 06.03.03 - Plates | 06.03.03.20 - Periarticular anatomic - Humerus ≥ 7 to ≤ 15 holes | VAL | HW803 | 1513 | Stryker Australia Pty Ltd | Evolve Ortholco EPS System - Distal Humerus | Stainless Steel, Polyaxial Locking Plate, Straight, Coronal, Medial, Lateral, Posterolateral | Right & left, 2.7 & 3.5mm | 326629 |  | November 2021 | Group Benefit Change
06 - Specialist Orthopaedic | 06.03 - SKELETAL RECONSTRUCTION | 06.03.04 - Screws | 06.03.04.02 - Small (2.71mm – 4.49mm) | LK | HW805 | 111 | Stryker Australia Pty Ltd | Titanium Screw | Locking, non-locking or cannulated, for use only with Darco titanium plates, self-tapping | 8-40mm, 3.5mm | 326629 |  | November 2021 | Group Benefit Change
06 - Specialist Orthopaedic | 06.03 - SKELETAL RECONSTRUCTION | 06.03.03 - Plates | 06.03.03.42 - Periarticular anatomic - Calcaneal ≥ 7 to ≤ 15 holes | VAL | HW807 | 1373 | Stryker Australia Pty Ltd | Calcaneus Plate | Titanium locking plate, Tab & Perimeter | 14 holes | 326629 |  | November 2021 | Group Benefit Change
06 - Specialist Orthopaedic | 06.03 - SKELETAL RECONSTRUCTION | 06.03.03 - Plates | 06.03.03.43 - Periarticular anatomic - Calcaneal ≥ 16 holes | VAL | HW808 | 1089 | Stryker Australia Pty Ltd | Calcaneus Plate | Titanium locking plate, Tab & Perimeter | 16 & 17 holes | 326629 |  | November 2021 | Group Benefit Change
06 - Specialist Orthopaedic | 06.03 - SKELETAL RECONSTRUCTION | 06.03.03 - Plates | 06.03.03.38 - Periarticular anatomic - Tibia ≤ 6 holes | VAL | HW809 | 1518 | Stryker Australia Pty Ltd | Ortholoc Ankle Plating | Anterior, Posterior, Lateral or Medial | 4-6 holes 50-155mm Length | 326629 |  | November 2022 | Group Benefit Change
06 - Specialist Orthopaedic | 06.03 - SKELETAL RECONSTRUCTION | 06.03.03 - Plates | 06.03.03.05 - Small (screw size 2.71mm – 4.49mm)(including blade) ≥ 7 to ≤ 15 holes | VAL | HW811 | 641 | Stryker Australia Pty Ltd | Ortholoc Fracture System - Plates | Universal | 8 Hole | 326629 |  | November 2021 | Group Benefit Change
06 - Specialist Orthopaedic | 06.03 - SKELETAL RECONSTRUCTION | 06.03.03 - Plates | 06.03.03.36 - Periarticular anatomic - Fibula ≥ 7 to ≤ 15 holes | VAL | HW812 | 1331 | Stryker Australia Pty Ltd | Ortholoc Fracture System - Plates | Lateral Fibula, Posterior Fibula | 8-15 Holes, Right and Left | 326629 |  | November 2022 | Group Benefit Change
06 - Specialist Orthopaedic | 06.03 - SKELETAL RECONSTRUCTION | 06.03.03 - Plates | 06.03.03.35 - Periarticular anatomic - Fibula ≤ 6 holes | VAL | HW813 | 1421 | Stryker Australia Pty Ltd | Ortholoc Fracture System - Plates | Syndesmosis | 4 Holes, Right and Left | 326629 |  | November 2022 | Group Benefit Change
06 - Specialist Orthopaedic | 06.03 - SKELETAL RECONSTRUCTION | 06.03.04 - Screws | 06.03.04.02 - Small (2.71mm – 4.49mm) |  | HW814 | 54 | Stryker Australia Pty Ltd | Stainless Steel Screw | Stainless steel plate screw, non locking | 2.7 & 3.2 dia. 8-50mm length in 2mm increments | 326629 |  | November 2021 | Group Benefit Change
06 - Specialist Orthopaedic | 06.03 - SKELETAL RECONSTRUCTION | 06.03.04 - Screws | 06.03.04.03 - Mini (2.01 – 2.7 mm) | LK | HW815 | 109 | Stryker Australia Pty Ltd | Charlotte Claw Locking Screws | 2.7mm stainless steel locking screws for use with Claw Plate | 2.7mm, 12-36mm | 326629 |  | November 2021 | Group Benefit Change
06 - Specialist Orthopaedic | 06.03 - SKELETAL RECONSTRUCTION | 06.03.04 - Screws | 06.03.04.02 - Small (2.71mm – 4.49mm) | LK | HW817 | 111 | Stryker Australia Pty Ltd | Charlotte Claw Locking Screws | 3.5mm stainless steel locking screws for use with Claw Plate | 3.5mm: 12-40mm | 326629 |  | November 2021 | Group Benefit Change
06 - Specialist Orthopaedic | 06.03 - SKELETAL RECONSTRUCTION | 06.03.04 - Screws | 06.03.04.03 - Mini (2.01 – 2.7 mm) | CN | HW818 | 167 | Stryker Australia Pty Ltd | Headed Compression Screw System | Cannulated compression screws - titanium or stainless steel | 2.0-2.7mm x 10-50mm | 326629 |  | November 2021 | Group Benefit Change
06 - Specialist Orthopaedic | 06.03 - SKELETAL RECONSTRUCTION | 06.03.04 - Screws | 06.03.04.02 - Small (2.71mm – 4.49mm) | CN | HW819 | 180 | Stryker Australia Pty Ltd | Darco Headed Compression Screw System | Cannulated titanium compression screws | 3.0-4.0mm x 16-50mm | 326629 |  | November 2021 | Group Benefit Change
06 - Specialist Orthopaedic | 06.03 - SKELETAL RECONSTRUCTION | 06.03.04 - Screws | 06.03.04.03 - Mini (2.01 – 2.7 mm) |  | HW822 | 64 | Stryker Australia Pty Ltd | Evolve EPS System Non-Locking | Stainless Steel Cortical Screws | 2.5 - 2.7mm Diameter, 10-50mm | 326629 |  | November 2021 | Group Benefit Change
06 - Specialist Orthopaedic | 06.03 - SKELETAL RECONSTRUCTION | 06.03.04 - Screws | 06.03.04.04 - Micro (≤ 2.0mm) |  | HW823 | 49 | Stryker Australia Pty Ltd | Evolve EPS System Non-Locking | Stainless Steel Cortical Screws | 1.5 - 2.0mm Diameter, 10-40mm | 326629 |  | November 2021 | Group Benefit Change
06 - Specialist Orthopaedic | 06.03 - SKELETAL RECONSTRUCTION | 06.03.03 - Plates | 06.03.03.07 - Mini (screw size ≤2.7mm)(including blade) ≤ 6 holes | Com, VAL | HW825 | 1120 | Stryker Australia Pty Ltd | Locking Plate | Titanium locking plates anatomically contoured for forefoot and midfoot osteotomies. | 2.7mm & 3.5mm. Neutral, 1mm, 2mm, 3mm, 4mm, 4.5mm, 5mm, 5.5mm, 6mm, 6.5mm, 7mm, 8mm, 10mm. 4-6Holes | 326629 |  | November 2021 | Group Benefit Change
06 - Specialist Orthopaedic | 06.03 - SKELETAL RECONSTRUCTION | 06.03.03 - Plates | 06.03.03.08 - Mini (screw size ≤2.7mm)(including blade) ≥ 7 to ≤ 15 holes | VAL | HW826 | 828 | Stryker Australia Pty Ltd | Locking Plate | Titanium locking plates anatomically contoured for forefoot and midfoot osteotomies. | 2.7mm & 3.5mm, neutral, 1mm, 2mm, 3mm, 4mm, 5mm, 6mm, 7mm, 7-9 holes | 326629 |  | November 2021 | Group Benefit Change
06 - Specialist Orthopaedic | 06.03 - SKELETAL RECONSTRUCTION | 06.03.03 - Plates | 06.03.03.07 - Mini (screw size ≤2.7mm)(including blade) ≤ 6 holes | Com, VAL | HW829 | 1120 | Stryker Australia Pty Ltd | Biotech Easy Lock System | Easy Lock Plating System | Various | 291615 |  | November 2021 | Group Benefit Change
06 - Specialist Orthopaedic | 06.03 - SKELETAL RECONSTRUCTION | 06.03.04 - Screws | 06.03.04.03 - Mini (2.01 – 2.7 mm) | CN | HW831 | 167 | Stryker Australia Pty Ltd | EOS Footset-Pyxis | Footscrew | 11-28mm | 291613 |  | November 2021 | Group Benefit Change
06 - Specialist Orthopaedic | 06.03 - SKELETAL RECONSTRUCTION | 06.03.04 - Screws | 06.03.04.02 - Small (2.71mm – 4.49mm) | LK | HW835 | 111 | Stryker Australia Pty Ltd | SALVATION 3Di Plating System - OP Locking Screws | Osteopenic locking screws | Diameter: 4.0mm Length: 16mm to 60mm | 326629 |  | November 2021 | Group Benefit Change
06 - Specialist Orthopaedic | 06.03 - SKELETAL RECONSTRUCTION | 06.03.04 - Screws | 06.03.04.02 - Small (2.71mm – 4.49mm) |  | HW837 | 54 | Stryker Australia Pty Ltd | SALVATION 3Di Plating System - Osteopenic Screws | Osteopenic screws | Diameter: 4.0mm Length: 16, 18, 20, 22, 25, 30, 35, 40, 45, 50, 55, 60mm | 326629 |  | November 2021 | Group Benefit Change
06 - Specialist Orthopaedic | 06.03 - SKELETAL RECONSTRUCTION | 06.03.04 - Screws | 06.03.04.01 - Standard ( ≥4.5mm) |  | HW838 | 57 | Stryker Australia Pty Ltd | SALVATION 3Di Plating System - Osteopenic Screws | Osteopenic screws | Diameter: 5.5mm Length: 16, 18, 20, 22, 25, 30, 35, 40, 45, 50, 55, 60mm | 326629 |  | November 2021 | Group Benefit Change
06 - Specialist Orthopaedic | 06.03 - SKELETAL RECONSTRUCTION | 06.03.11 - External Fixateurs | 06.03.11.10 - Frame Component - Foot Plate |  | HW844 | 2129 | Stryker Australia Pty Ltd | SALVATION Limb Salvage Foot Plates | Foot Plates | 120mm - 180mm | 198486 |  | November 2021 | Group Benefit Change
06 - Specialist Orthopaedic | 06.03 - SKELETAL RECONSTRUCTION | 06.03.11 - External Fixateurs | 06.03.11.07 - Frame Component - Partial Circular Ring |  | HW846 | 978 | Stryker Australia Pty Ltd | SALVATION Limb Salvage Partial Ring | Partial Ring | 120mm - 200mm | 198486 |  | November 2021 | Group Benefit Change
06 - Specialist Orthopaedic | 06.03 - SKELETAL RECONSTRUCTION | 06.03.11 - External Fixateurs | 06.03.11.12 - Frame Component - Coupling Device |  | HW847 | 641 | Stryker Australia Pty Ltd | SALVATION Limb Salvage Wire Fixaters | Wire Fixaters | 2mm - 40mm | 198486 |  | November 2021 | Group Benefit Change
06 - Specialist Orthopaedic | 06.03 - SKELETAL RECONSTRUCTION | 06.03.11 - External Fixateurs | 06.03.11.16 - Frame Component - Pin Clamp Assembly Post |  | HW848 | 92 | Stryker Australia Pty Ltd | SALVATION Limb Salvage Posts | Posts | 1 - 6 hole, short and tall | 198486 |  | November 2021 | Group Benefit Change
06 - Specialist Orthopaedic | 06.03 - SKELETAL RECONSTRUCTION | 06.03.11 - External Fixateurs | 06.03.11.11 - Frame Component - Circular Frame, Nuts & Spacers |  | HW849 | 38 | Stryker Australia Pty Ltd | SALVATION Limb Salvage Circular Frame Nuts and Spacers | Circular Frame Nuts and Spacers | 1mm - 120mm, 1 hole to 4 hole, Standard - Large | 198486 |  | November 2021 | Group Benefit Change
06 - Specialist Orthopaedic | 06.03 - SKELETAL RECONSTRUCTION | 06.03.11 - External Fixateurs | 06.03.11.03 - Frame Component - Monoplanar, Clamp |  | HW850 | 1133 | Stryker Australia Pty Ltd | SALVATION Limb Salvage Clamp | Clamp | 5mm and 6mm, 1 hole to 4 hole cube | 198486 |  | November 2021 | Group Benefit Change
06 - Specialist Orthopaedic | 06.03 - SKELETAL RECONSTRUCTION | 06.03.11 - External Fixateurs | 06.03.11.14 - Frame Component - Pins |  | HW851 | 134 | Stryker Australia Pty Ltd | SALVATION Limb Salvage Pins | Pins | 1.8mm - 6mm diameter, 25mm - 180mm length | 198486 |  | November 2021 | Group Benefit Change
06 - Specialist Orthopaedic | 06.03 - SKELETAL RECONSTRUCTION | 06.03.11 - External Fixateurs | 06.03.11.09 - Frame Component - Circular Frame Strut Device |  | HW854 | 849 | Stryker Australia Pty Ltd | SALVATION Limb Salvage Struts | Struts | 60mm - 230mm | 198486 |  | November 2021 | Group Benefit Change
06 - Specialist Orthopaedic | 06.03 - SKELETAL RECONSTRUCTION | 06.03.14 - Bone Cement | 06.03.14.05 - Accessories - Restrictors |  | HW864 | 182 | Stryker Australia Pty Ltd | Bone Plug | UHMWPE - Cement Plug | 13mm and 24mm | 134451 |  | November 2021 | Group Benefit Change
06 - Specialist Orthopaedic | 06.03 - SKELETAL RECONSTRUCTION | 06.03.04 - Screws | 06.03.04.01 - Standard ( ≥4.5mm) |  | HW873 | 57 | Stryker Australia Pty Ltd | Fixation Screw for Articular Implant | Titanium, sterile and non-sterile | D 4.5mm, L 18mm to 50mm | 291613 214803 |  | November 2021 | Group Benefit Change
06 - Specialist Orthopaedic | 06.03 - SKELETAL RECONSTRUCTION | 06.03.03 - Plates | 06.03.03.36 - Periarticular anatomic - Fibula ≥ 7 to ≤ 15 holes | LK | HW898 | 1202 | Stryker Australia Pty Ltd | MaxLock Extreme System - Distal Fibula Plate | Distal Fibula variable angle locking plate, Titanium | Long, Medium, Short, Right and Left | 214671 |  | November 2021 | Group Benefit Change
06 - Specialist Orthopaedic | 06.03 - SKELETAL RECONSTRUCTION | 06.03.03 - Plates | 06.03.03.07 - Mini (screw size ≤2.7mm)(including blade) ≤ 6 holes | Com, LK | HW899 | 1062 | Stryker Australia Pty Ltd | Mini MaxLock Extreme System - Mini Plates ≤ 6 holes | Mini variable angle locking plates, Titanium, ≤ 6 holes | ≤ 6 holes | 214671 |  | November 2021 | Group Benefit Change
06 - Specialist Orthopaedic | 06.03 - SKELETAL RECONSTRUCTION | 06.03.03 - Plates | 06.03.03.08 - Mini (screw size ≤2.7mm)(including blade) ≥ 7 to ≤ 15 holes | Com, LK | HW900 | 619 | Stryker Australia Pty Ltd | Mini MaxLock Extreme System - Mini Plates > 6 holes | Mini Variable angle locking plates, Titanium, > 6 holes | > 6 holes | 214671 |  | November 2021 | Group Benefit Change
06 - Specialist Orthopaedic | 06.03 - SKELETAL RECONSTRUCTION | 06.03.04 - Screws | 06.03.04.03 - Mini (2.01 – 2.7 mm) | LK | HW901 | 109 | Stryker Australia Pty Ltd | Mini MaxLock Extreme System - 2.4/2.7mm Locking Screws | Bone screws, Titanium, fixed or variable angle locking | Ø2.4/2.7mm Fixed angle locking, Length 6-40mm Ø2.4mm Variable angle locking, Length 6-30mm | 214671 |  | November 2021 | Group Benefit Change
06 - Specialist Orthopaedic | 06.03 - SKELETAL RECONSTRUCTION | 06.03.03 - Plates | 06.03.03.04 - Small (screw size 2.71mm – 4.49mm)(including blade) ≤ 6 holes | Com, LK | HW902 | 638 | Stryker Australia Pty Ltd | MaxLock Extreme System - Small Plates ≤ 6 holes | Small variable angle locking plates, titanium, ≤ 6 holes | ≤ 6 holes | 214671 |  | November 2021 | Group Benefit Change
06 - Specialist Orthopaedic | 06.03 - SKELETAL RECONSTRUCTION | 06.03.04 - Screws | 06.03.04.03 - Mini (2.01 – 2.7 mm) |  | HW903 | 64 | Stryker Australia Pty Ltd | MaxLock Extreme System - 2.4/2.7mm Non locking screws | Bone screws, Titanium, Non locking | Ø 2.4/2.7mm, length 6-40mm | 214671 |  | November 2021 | Group Benefit Change
06 - Specialist Orthopaedic | 06.03 - SKELETAL RECONSTRUCTION | 06.03.04 - Screws | 06.03.04.02 - Small (2.71mm – 4.49mm) |  | HW904 | 54 | Stryker Australia Pty Ltd | MaxLock Extreme System - 3.5/4mm Non Locking Screws | Bone screws, Titanium, non locking | Ø 3.5mm, length 8-50mm Ø 4mm, length 8-60mm | 214671 |  | November 2021 | Group Benefit Change
06 - Specialist Orthopaedic | 06.03 - SKELETAL RECONSTRUCTION | 06.03.04 - Screws | 06.03.04.02 - Small (2.71mm – 4.49mm) | LK | HW905 | 111 | Stryker Australia Pty Ltd | MaxLock Extreme System - 3.5mm locking screws | Bone screws, titanium, fixed or variable angle locking | Ø 3.5mm Fixed angle, Length 8-45mm Ø 3.5mm Variable angle, Length 10-50mm | 214671 |  | November 2021 | Group Benefit Change
06 - Specialist Orthopaedic | 06.03 - SKELETAL RECONSTRUCTION | 06.03.04 - Screws | 06.03.04.10 - Screw Accessories - Caps |  | HW906 | 97 | Stryker Australia Pty Ltd | MaxLock Extreme System - PEEK ring | Locking Ring, PEEK,Pre - assembled on inserter | Ø 2.4/3.5mm | 214671 |  | November 2021 | Group Benefit Change
06 - Specialist Orthopaedic | 06.03 - SKELETAL RECONSTRUCTION | 06.03.03 - Plates | 06.03.03.17 - Periarticular anatomic - Clavicle plate ≥ 7 to ≤ 15 holes | VAL | HW907 | 1480 | Stryker Australia Pty Ltd | MaxLock Extreme System - Clavicle Plates | Clavicle Variable angle locking plates, Titanium | 9 to 13 holes | 214671 |  | November 2021 | Group Benefit Change
06 - Specialist Orthopaedic | 06.03 - SKELETAL RECONSTRUCTION | 06.03.04 - Screws | 06.03.04.03 - Mini (2.01 – 2.7 mm) | CN | HW908 | 167 | Stryker Australia Pty Ltd | MaxTorque Cannulated Screw System - Mini Cannulated Screws | Bone screws, Titanium, Cannulated, Short or Long Thread | Ø2.5mm Short Thread, Length 18-30mm Ø2.5mm Long Thread, Length 10-30mm | 214671 |  | November 2021 | Group Benefit Change
06 - Specialist Orthopaedic | 06.03 - SKELETAL RECONSTRUCTION | 06.03.04 - Screws | 06.03.04.02 - Small (2.71mm – 4.49mm) | CN | HW909 | 180 | Stryker Australia Pty Ltd | MaxTorque Cannulated Screw System - Small Screws | Bone screws, Titanium, Cannulated, Short or Long Thread | Ø3.2mm Short Thread, Length 12-30mm Ø3.2mm Long Thread, Length 12-38mm Ø3.8mm Short Thread,Length 16-50mm Ø4.0mm Long Thread, Length 14-50mm Ø4.0mm Long Thread, Length 24-50mm | 214671 |  | November 2021 | Group Benefit Change
06 - Specialist Orthopaedic | 06.03 - SKELETAL RECONSTRUCTION | 06.03.04 - Screws | 06.03.04.06 - Screw Washers |  | HW911 | 59 | Stryker Australia Pty Ltd | MaxTorque Cannulated Screw System- Washers | Screw washer, Titanium, Contoured or Flat | Ø4.0 to 7.0mm | 214671 |  | November 2021 | Group Benefit Change
06 - Specialist Orthopaedic | 06.03 - SKELETAL RECONSTRUCTION | 06.03.04 - Screws | 06.03.04.03 - Mini (2.01 – 2.7 mm) | CN,DT | HW916 | 348 | Stryker Australia Pty Ltd | NexFix 2.5mm Compression Screw | The NexFix Compression Screw is a stainless steel, cannulated, self tapping, and self drilling fixation device for osteotomies, fusions and fracture fixation of small bones | 2.5mm diameter x 10 - 34mm length in 2mm increments | 291613 |  | November 2021 | Group Benefit Change
06 - Specialist Orthopaedic | 06.03 - SKELETAL RECONSTRUCTION | 06.03.04 - Screws | 06.03.04.06 - Screw Washers |  | HW918 | 59 | Stryker Australia Pty Ltd | NexFix Washer | The NexFix Washer is a threaded circular piece of stainless steel through which is inserted a NexFix Compression Screw. The Compression Screw is locked to the washer to form a headed screw that will increase bone coverage and prevent the screw from sinking | 9mm, 11mm, 13mm | 163237 |  | November 2021 | Group Benefit Change
06 - Specialist Orthopaedic | 06.03 - SKELETAL RECONSTRUCTION | 06.03.04 - Screws | 06.03.04.04 - Micro (≤ 2.0mm) | DT | HW919 | 202 | Stryker Australia Pty Ltd | NexFix Compression Pin | The NexFix Compression Pin is a tapered stainless steel compression pin for use in maintaining alignment and providing interfragmentary compression of small bones in osteotomies, fusions and fractures until a stable bony union occurs. It is self drilling | 2.0mm x 10mm, 2.0mm x 12mm, 2.0mm x 14mm, 2.0mm x 16mm, 2.7mm x 20mm, 2.7mm x 24mm, 3.5mm x 25mm, 3.5mm x 30mm | 132072 |  | November 2021 | Group Benefit Change
06 - Specialist Orthopaedic | 06.03 - SKELETAL RECONSTRUCTION | 06.03.01 - Intramedullary Nails | 06.03.01.07 - Arthrodesis ankle |  | HW929 | 3581 | Stryker Australia Pty Ltd | 611 Ankle Fusion Nail | The 611 ankle arthrodesis nail is made out of titanium alloy (Ti6AI4V) and is associated with self locking screws, a plug and an internal screw. The nail is delivered sterile. The self locking screws, plug and internal locking screw are delivered non-sterile with the instrumentation | 10mm x 180mm, 6 deg left, 10mm x 180mm, 6 deg right 12mm x 180mm, 6 deg left, 12mm x 180mm, 6 deg right 10mm x 180mm, 11 deg left, 10mm x 180mm, 11 deg right 12mm x 180mm, 11 deg left, 12mmx180mm, 11 right | 198776 |  | November 2021 | Group Benefit Change
06 - Specialist Orthopaedic | 06.03 - SKELETAL RECONSTRUCTION | 06.03.04 - Screws | 06.03.04.02 - Small (2.71mm – 4.49mm) | LK | HW932 | 111 | Stryker Australia Pty Ltd | WAVE Calcaneal Fracture System - Locking Screw | The WAVE Calcaneal Fracture System is a low profile, anatomical plate and screw system designed for the minimally invasive fixation of the calcaneal fractures. The plate and associated locking and non-locking screws facilitate the reconstruction of the height and width of the calcaneus, and remodelling of the lateral calcaneal wall. The WAVE calcaneal System is provided non-sterile. The Locking Screw is used with the WAVE Calcaneal Fracture Plate | Screws: Diameter = 4.0mm, Length - 14-44 in 2mm increments | 168890 |  | November 2021 | Group Benefit Change
06 - Specialist Orthopaedic | 06.03 - SKELETAL RECONSTRUCTION | 06.03.03 - Plates | 06.03.03.05 - Small (screw size 2.71mm – 4.49mm)(including blade) ≥ 7 to ≤ 15 holes | Com, VAL | HW934 | 897 | Stryker Australia Pty Ltd | MaxLock Extreme System - Small Complex VAL Plates >6 holes | Small complex variable angle lockig plates, Titanium, >6 holes | > 6 holes | 214671 |  | November 2021 | Group Benefit Change
06 - Specialist Orthopaedic | 06.03 - SKELETAL RECONSTRUCTION | 06.03.03 - Plates | 06.03.03.04 - Small (screw size 2.71mm – 4.49mm)(including blade) ≤ 6 holes | Com, LK | HW936 | 638 | Stryker Australia Pty Ltd | MaxLock Extreme System – Edgelock II STP Plate | Calcaneal displacement osteotomies locking plate, Titanium. | ≤ 6 holes | 214671 |  | November 2021 | Group Benefit Change
06 - Specialist Orthopaedic | 06.03 - SKELETAL RECONSTRUCTION | 06.03.03 - Plates | 06.03.03.20 - Periarticular anatomic - Humerus ≥ 7 to ≤ 15 holes | VAL | HW953 | 1513 | Stryker Australia Pty Ltd | ORTHOLOC SPS Humeral Plates - Standard & Posterior | Stainless steel variable angle locking periarticular anatomic humeral plate, standard and posterior. | ≥ 7 to ≤ 15 holes, right & left | 370409 |  | November 2021 | Group Benefit Change
06 - Specialist Orthopaedic | 06.03 - SKELETAL RECONSTRUCTION | 06.03.04 - Screws | 06.03.04.02 - Small (2.71mm – 4.49mm) | LK | HW954 | 111 | Stryker Australia Pty Ltd | ORTHOLOC SPS Locking Screws | Stainless steel locking head screws: cortical or cancellous | Dia 3.5mm Length: 10mm - 60mm | 148960 |  | November 2021 | Group Benefit Change
06 - Specialist Orthopaedic | 06.03 - SKELETAL RECONSTRUCTION | 06.03.04 - Screws | 06.03.04.02 - Small (2.71mm – 4.49mm) |  | HW955 | 54 | Stryker Australia Pty Ltd | ORTHOLOC SPS Non-Locking Screws | Stainless steel, cortical, non-locking screws | Dia. 3.5mm Length: 10mm - 60mm | 148960 |  | November 2021 | Group Benefit Change
06 - Specialist Orthopaedic | 06.03 - SKELETAL RECONSTRUCTION | 06.03.03 - Plates | 06.03.03.20 - Periarticular anatomic - Humerus ≥ 7 to ≤ 15 holes | VAL | HW957 | 1513 | Stryker Australia Pty Ltd | ORTHOLOC SPS Greater Tuberosity Plate | Stainless steel peri-articular anatomic variable angle locking plate for greater tuberosity fixation | One size only | 370409 |  | November 2021 | Group Benefit Change
06 - Specialist Orthopaedic | 06.03 - SKELETAL RECONSTRUCTION | 06.03.11 - External Fixateurs | 06.03.11.07 - Frame Component - Partial Circular Ring |  | HW959 | 978 | Stryker Australia Pty Ltd | SALVATION Partial Ring | Salvation External Fixation Partial Ring | 140mm - 220mm | 198486 |  | November 2021 | Group Benefit Change
06 - Specialist Orthopaedic | 06.03 - SKELETAL RECONSTRUCTION | 06.03.11 - External Fixateurs | 06.03.11.16 - Frame Component - Pin Clamp Assembly Post |  | HW963 | 92 | Stryker Australia Pty Ltd | SALVATION L Bracket | L Bracket | 1-6 hole. Short and tall | 198486 |  | November 2021 | Group Benefit Change
06 - Specialist Orthopaedic | 06.03 - SKELETAL RECONSTRUCTION | 06.03.11 - External Fixateurs | 06.03.11.09 - Frame Component - Circular Frame Strut Device |  | HW964 | 849 | Stryker Australia Pty Ltd | SALVATION Strut | SALVATION External Fixation Strut | 60mm - 230mm | 198486 |  | November 2021 | Group Benefit Change
06 - Specialist Orthopaedic | 06.03 - SKELETAL RECONSTRUCTION | 06.03.04 - Screws | 06.03.04.02 - Small (2.71mm – 4.49mm) | LK | HW966 | 111 | Stryker Australia Pty Ltd | ORTHOLOC SPS Blunt-tipped Locking Screws | Stainless steel locking head screws, blunt tipped | Dia 3.5mm Length: 18mm - 54mm | 148960 |  | November 2021 | Group Benefit Change
06 - Specialist Orthopaedic | 06.03 - SKELETAL RECONSTRUCTION | 06.03.03 - Plates | 06.03.03.07 - Mini (screw size ≤2.7mm)(including blade) ≤ 6 holes | Com, VAL | HW968 | 1120 | Stryker Australia Pty Ltd | ORTHOLOC 2 Small Bones Plates – Complex and VAL – up to 6 holes | Titanium mini plates, complex, variable angle locking, up to 6 holes, various designs (Hook plate, Y-plates and Pinch plates). | Up to 6 holes | 326629 |  | November 2021 | Group Benefit Change
06 - Specialist Orthopaedic | 06.03 - SKELETAL RECONSTRUCTION | 06.03.03 - Plates | 06.03.03.07 - Mini (screw size ≤2.7mm)(including blade) ≤ 6 holes | VAL | HW969 | 973 | Stryker Australia Pty Ltd | ORTHOLOC 2 Small Bones Plates – VAL – up to 6 holes | Titanium mini plates, variable angle locking, up to 6 holes, various designs (Straight plates, T-plate and Jones Fracture Plates). | Up to 6 holes | 326629 |  | November 2021 | Group Benefit Change
06 - Specialist Orthopaedic | 06.03 - SKELETAL RECONSTRUCTION | 06.03.03 - Plates | 06.03.03.08 - Mini (screw size ≤2.7mm)(including blade) ≥ 7 to ≤ 15 holes | VAL | HW970 | 828 | Stryker Australia Pty Ltd | ORTHOLOC 2 Small Bones Plates – VAL – 7 to 15 holes | Titanium mini plates, variable angle locking, 7-15 holes, various designs (Straight plate, T-plates). | From 7 to 15 holes | 326629 |  | November 2021 | Group Benefit Change
06 - Specialist Orthopaedic | 06.03 - SKELETAL RECONSTRUCTION | 06.03.05 - Surgical Accessories | 06.03.05.02 - Pins |  | HW975 | 22 | Stryker Australia Pty Ltd | K Wire | Titanium or stainless steel, single or double trocar | 0.9 - 2.0mm | 217014 113920 112287 196920 |  | November 2021 | Group Benefit Change
06 - Specialist Orthopaedic | 06.03 - SKELETAL RECONSTRUCTION | 06.03.04 - Screws | 06.03.04.02 - Small (2.71mm – 4.49mm) | LK | HW976 | 111 | Stryker Australia Pty Ltd | Evolve Ortholoc EPS System 3.5 locking | Stainless Steel, Variable Angle Locking, Cortical & Cancellous Screws | 3.5mm Diameter, 10-60mm | 326629 |  | November 2021 | Group Benefit Change
06 - Specialist Orthopaedic | 06.03 - SKELETAL RECONSTRUCTION | 06.03.04 - Screws | 06.03.04.03 - Mini (2.01 – 2.7 mm) | LK | HW977 | 109 | Stryker Australia Pty Ltd | Titanium Screw | Locking, non-locking or cannulated, for use only with Darco titanium plates, self-tapping | 8-40mm, 2.7mm | 326629 |  | November 2021 | Group Benefit Change
06 - Specialist Orthopaedic | 06.03 - SKELETAL RECONSTRUCTION | 06.03.03 - Plates | 06.03.03.04 - Small (screw size 2.71mm – 4.49mm)(including blade) ≤ 6 holes | Com, LK | HW978 | 638 | Stryker Australia Pty Ltd | TOM Plate | Designed for base osteotomies and fusions of MT1 with correction achieved through one cut. It is a titanium locking plate, anatomically designed with a smaller radius to fit the contour of the first metatarsal and 5 step variation in 1mm increments for ac | - L & R: neutral, 1-5mm step, 4 hole | 326629 |  | November 2021 | Group Benefit Change
06 - Specialist Orthopaedic | 06.03 - SKELETAL RECONSTRUCTION | 06.03.03 - Plates | 06.03.03.04 - Small (screw size 2.71mm – 4.49mm)(including blade) ≤ 6 holes | VAL | HW979 | 642 | Stryker Australia Pty Ltd | Locking Plate | Titanium locking plates anatomically contoured for forefoot and midfoot osteotomies. | Small (screw size 2.71mm – 4.49mm) ≤ 6 holes | 326629 |  | November 2022 | Group Benefit Change
12 - Knee | 12.08 - PATELLAR COMPONENT | 12.08.01 - Cemented, All Polyethylene |  |  | HW989 | 385 | Stryker Australia Pty Ltd | RESTORIS MCK Patellofemoral (PF) Knee System - Patella component | Patella component, UHMWPE, cemented | Size 26 - 41 | 242172 |  | March 2022 | Group Benefit Change
06 - Specialist Orthopaedic | 06.03 - SKELETAL RECONSTRUCTION | 06.03.03 - Plates | 06.03.03.04 - Small (screw size 2.71mm – 4.49mm)(including blade) ≤ 6 holes | VAL | HW991 | 642 | Stryker Australia Pty Ltd | VariAx 2 Locking Plate System – Distal Ulna | VAL Fixation Plates for Distal Ulna Fractures | 625102 625102S | 357433 340044 |  | March 2022 | Group Benefit Change
06 - Specialist Orthopaedic | 06.03 - SKELETAL RECONSTRUCTION | 06.03.03 - Plates | 06.03.03.05 - Small (screw size 2.71mm – 4.49mm)(including blade) ≥ 7 to ≤ 15 holes | VAL | HW992 | 641 | Stryker Australia Pty Ltd | VariAx 2 Locking Plate System – Distal Ulna | VAL Fixation Plates for Distal Ulna Fractures | ≥ 7 to ≤ 15 holes | 357433 340044 |  | March 2022 | Group Benefit Change
06 - Specialist Orthopaedic | 06.03 - SKELETAL RECONSTRUCTION | 06.03.03 - Plates | 06.03.03.04 - Small (screw size 2.71mm – 4.49mm)(including blade) ≤ 6 holes | VAL | HW994 | 642 | Stryker Australia Pty Ltd | Ortholoc Fracture System - Plates | Universal | ≤ 6 holes | 326629 |  | November 2022 | Group Benefit Change
13 - Spinal | 13.03 - Connector | 13.03.03 - Transverse (Rod-to-Rod) | 13.03.03.02 - Adjustable |  | IB002 | 1137 | Implament | Vertefix ll Locking screw | Transverse connector rod system | One size only | 188902 |  | May 2018 | Group Benefit Change
13 - Spinal | 13.02 - Accessories for bone screws and connector components | 13.02.01 - Nut/Set Screw/Locking Screw |  |  | IB003 | 144 | Implament | Vertefix II Locking Screw | Set/Locking Screw | One size only | 188902 |  | May 2018 | Group Benefit Change
13 - Spinal | 13.06 - Rod | 13.06.01 - Standard |  |  | IB004 | 355 | Implament | Vertefix II Alignment Rod | Alignment Rod | Diameters: 5.5 Length: 50, 75, 100, 125, 150, 200, 300mm | 188902 |  | May 2018 | Group Benefit Change
13 - Spinal | 13.01 - Bone Screws | 13.01.02 - Pedicle, Polyaxial |  |  | IB005 | 1050 | Implament | Vertefix II Poly-Axial Screw | Multi/ Poly-Axial Pedicle Screw | Diameters: 5.5, 6.5, 7.5mm length: 35, 40, 45, 50mm | 188902 |  | May 2018 | Group Benefit Change
07 - Plastic and Reconstructive | 07.01 - CRANIOMAXILLOFACIAL RECONSTRUCTION & FIXATION | 07.01.04 - Non-mesh | 07.01.04.01 - Resorbable |  | IC004 | 251 | Southern Implants Australia Pty Ltd | ZenGuard | ZenGuard Resorbable Membrane is a conformable Collagen Membrane derived from purified porcine peritoneum to aid in wound healing | 15x 20mm 20x 30mm 30x 40mm | 300185 |  | March 2019 | Group Benefit Change
07 - Plastic and Reconstructive | 07.01 - CRANIOMAXILLOFACIAL RECONSTRUCTION & FIXATION | 07.01.04 - Non-mesh | 07.01.04.01 - Resorbable |  | IF003 | 251 | Implant Direct Oceania Pty Limited | Regaurde Resorbable Collagen Membrane | Collagen dental regeneration membrane | 15x20mm, 20x30mm, 30x40mm | 216324 |  | July 2020 | Group Benefit Change
04 - Neurosurgical | 04.03 - HYDROCEPHALUS DEVICES | 04.03.01 - Valves | 04.03.01.02 - Valve, Non-externally adjustable | Distal catheter, Lumboperitoneal | IG017 | 1283 | Integra Neurosciences Pty Ltd | Precision Flow-OSV II Valve System | Lumbar peritoneal OSV11-Lumboperitoneal System Hydrocephalus Shunt | Lumber Catheter 80cm, F5 Peritoneal Catheter 110cm, F7 | 151647 |  | May 2018 | Group Benefit Change
04 - Neurosurgical | 04.02 - DURA DEFECT REPAIR | 04.02.03 - Repair, Graft, Large (>50 to 100cm²) |  | Biological | IG046 | 944 | Integra Neurosciences Pty Ltd | DuraGen | Collagen dural graft matrix | 7.5cm x 7.5cm | 158829 |  | May 2018 | Group Benefit Change
04 - Neurosurgical | 04.02 - DURA DEFECT REPAIR | 04.02.03 - Repair, Graft, Large (>50 to 100cm²) |  | Biological | IG047 | 944 | Integra Neurosciences Pty Ltd | DuraGen Plus | Collagen dural graft matrix | 7.5cm x 7.5cm | 158825 |  | May 2018 | Group Benefit Change
04 - Neurosurgical | 04.02 - DURA DEFECT REPAIR | 04.02.03 - Repair, Graft, Large (>50 to 100cm²) |  | Biological | IG048 | 944 | Integra Neurosciences Pty Ltd | DuraGen Suturable | Collagen dural graft matrix | 7.5cm x 7.5cm | 158826 |  | May 2018 | Group Benefit Change
04 - Neurosurgical | 04.02 - DURA DEFECT REPAIR | 04.02.04 - Repair, Graft, Extra Large (>100cm²) |  | Biological | IG049 | 1593 | Integra Neurosciences Pty Ltd | DuraGen | Collagen Dural graft matrix | 10cm x 12.5cm | 158829 |  | May 2018 | Group Benefit Change
04 - Neurosurgical | 04.02 - DURA DEFECT REPAIR | 04.02.04 - Repair, Graft, Extra Large (>100cm²) |  | Biological | IG051 | 1593 | Integra Neurosciences Pty Ltd | DuraGen Suturable | Collagen dural graft matrix | 10cm x 12.5cm | 158826 |  | May 2018 | Group Benefit Change
04 - Neurosurgical | 04.02 - DURA DEFECT REPAIR | 04.02.04 - Repair, Graft, Extra Large (>100cm²) |  | Biological | IG059 | 1593 | Integra Neurosciences Pty Ltd | DURAGEN PLUS | Collagen Dural Graft Matrix | 10cm x 12.5cm | 158825 |  | May 2018 | Group Benefit Change
04 - Neurosurgical | 04.02 - DURA DEFECT REPAIR | 04.02.04 - Repair, Graft, Extra Large (>100cm²) |  | Biological | IG060 | 1593 | Integra Neurosciences Pty Ltd | DURAGEN PLUS | Collagen Dural Graft Matrix | 12.5cm x 17.5cm | 158825 |  | May 2018 | Group Benefit Change
06 - Specialist Orthopaedic | 06.03 - SKELETAL RECONSTRUCTION | 06.03.04 - Screws | 06.03.04.03 - Mini (2.01 – 2.7 mm) |  | IG065 | 64 | Integra Neurosciences Pty Ltd | Integra Total Wrist Fusion System - Cortical Screw | Cortical screw for use with the integra Total Wrist Fusion Plates | 2.7mm diameter: 10-32mm length | 176758 |  | May 2018 | Group Benefit Change
06 - Specialist Orthopaedic | 06.03 - SKELETAL RECONSTRUCTION | 06.03.04 - Screws | 06.03.04.02 - Small (2.71mm – 4.49mm) |  | IG066 | 54 | Integra Neurosciences Pty Ltd | Integra Total Wrist Fusion System | Cortical Screw for use with the Integra Total Wrist Fusion Plates | 3.5mm diameter: 10-32mm length | 176758 |  | May 2018 | Group Benefit Change
06 - Specialist Orthopaedic | 06.03 - SKELETAL RECONSTRUCTION | 06.03.03 - Plates | 06.03.03.02 - Standard (screw size ≥4.5mm)(including blade) ≥ 7 to ≤ 15 holes | LK | IG085 | 615 | Integra Neurosciences Pty Ltd | Newdeal Bendable Osteosynthesis Plates | Stainless steel bendable plates 7 - 9 holes | 7-9 holes | 173932 |  | May 2018 | Group Benefit Change
06 - Specialist Orthopaedic | 06.03 - SKELETAL RECONSTRUCTION | 06.03.03 - Plates | 06.03.03.01 - Standard (screw size ≥4.5mm)(including blade) ≤ 6 holes |  | IG086 | 399 | Integra Neurosciences Pty Ltd | Newdeal Distal Humeral Plates | Composition - 316L Stainless Steel. To be used only with Newdeal screws/lock screws | 4 holes | 173932 |  | May 2018 | Group Benefit Change
06 - Specialist Orthopaedic | 06.03 - SKELETAL RECONSTRUCTION | 06.03.03 - Plates | 06.03.03.01 - Standard (screw size ≥4.5mm)(including blade) ≤ 6 holes | Com | IG087 | 593 | Integra Neurosciences Pty Ltd | Newdeal Femoral Osteosynthesis Plates | Composition - 316L Stainless Steel. To be used only with Newdeal screws/lock screws | 8/9/10 hole, left and right | 173932 |  | May 2018 | Group Benefit Change
06 - Specialist Orthopaedic | 06.03 - SKELETAL RECONSTRUCTION | 06.03.03 - Plates | 06.03.03.04 - Small (screw size 2.71mm – 4.49mm)(including blade) ≤ 6 holes |  | IG096 | 150 | Integra Neurosciences Pty Ltd | Basal Osteotomy Plate | Titanium | 5 Deg, Left and Right, 10Deg, Left and Right | 173932 |  | May 2018 | Group Benefit Change
06 - Specialist Orthopaedic | 06.03 - SKELETAL RECONSTRUCTION | 06.03.03 - Plates | 06.03.03.04 - Small (screw size 2.71mm – 4.49mm)(including blade) ≤ 6 holes | Com | IG106 | 305 | Integra Neurosciences Pty Ltd | B-BOP Plantar Basal Osteotomy Plate (Sterile) | Titanium, 4 hole plate for fixation of osteotomy of the base of the first metatarsal | Moderate Correction(5°) Left, Right. Severe Correction (10°) Left, Right | 173932 |  | May 2018 | Group Benefit Change
06 - Specialist Orthopaedic | 06.03 - SKELETAL RECONSTRUCTION | 06.03.03 - Plates | 06.03.03.04 - Small (screw size 2.71mm – 4.49mm)(including blade) ≤ 6 holes | VAL | IG116 | 642 | Integra Neurosciences Pty Ltd | TIBIAXYS Distal Tibial Osteotomy System - Fibula plate | Titanium 4 or 6 hole fibula plate | 4 hole plate - 48.7mm length; 6 hole plate - 68.5mm length | 173932 |  | May 2018 | Group Benefit Change
06 - Specialist Orthopaedic | 06.03 - SKELETAL RECONSTRUCTION | 06.03.04 - Screws | 06.03.04.03 - Mini (2.01 – 2.7 mm) | CN,DT | IG121 | 348 | Integra Neurosciences Pty Ltd | BOLD 2.5mm Compression Screw | Cannulated, double threaded compression screw | Diameter 2.5mm, length 10-30mm | 173963 |  | May 2018 | Group Benefit Change
06 - Specialist Orthopaedic | 06.03 - SKELETAL RECONSTRUCTION | 06.03.03 - Plates | 06.03.03.05 - Small (screw size 2.71mm – 4.49mm)(including blade) ≥ 7 to ≤ 15 holes | Com | IG127 | 349 | Integra Neurosciences Pty Ltd | Spider Limited Wrist Fusion System - Spider Plate | Recessed, circular stainless steel plate | 8 holes | 177622 |  | May 2018 | Group Benefit Change
06 - Specialist Orthopaedic | 06.03 - SKELETAL RECONSTRUCTION | 06.03.03 - Plates | 06.03.03.04 - Small (screw size 2.71mm – 4.49mm)(including blade) ≤ 6 holes | Com | IG128 | 305 | Integra Neurosciences Pty Ltd | Spider Limited Wrist Fusion System | Recessed, circular stainless steel plate | 6 hole | 177622 |  | May 2018 | Group Benefit Change
06 - Specialist Orthopaedic | 06.03 - SKELETAL RECONSTRUCTION | 06.03.04 - Screws | 06.03.04.03 - Mini (2.01 – 2.7 mm) |  | IG129 | 64 | Integra Neurosciences Pty Ltd | Spider Limited Wrist Fusion System - 2.4mm bone screws | Stainless steel screws for Spider plate | Diameter 2.4mm, length 8-14mm | 177622 |  | May 2018 | Group Benefit Change
06 - Specialist Orthopaedic | 06.03 - SKELETAL RECONSTRUCTION | 06.03.04 - Screws | 06.03.04.02 - Small (2.71mm – 4.49mm) |  | IG130 | 54 | Integra Neurosciences Pty Ltd | Spider Limited Wrist Fusion System - 2.8mm bone screws | Stainless steel screws for Spider Plate | Diameter 2.8mm, length 10-18mm | 177622 |  | May 2018 | Group Benefit Change
04 - Neurosurgical | 04.03 - HYDROCEPHALUS DEVICES | 04.03.01 - Valves | 04.03.01.02 - Valve, Non-externally adjustable | Reservoir/Priming function | IG168 | 997 | Integra Neurosciences Pty Ltd | Codman Hakim Precision Valve, Right Angle Reservoir | features 5 operating pressures | 10, 40, 70, 100, and 130mmH2O | 140904 |  | August 2018 | Group Benefit Change
06 - Specialist Orthopaedic | 06.03 - SKELETAL RECONSTRUCTION | 06.03.15 - Bone Graft Substitute | 06.03.15.02 - Ceramic, >5cc - 10cc | AUG | IJ027 | 2185 | INNOVATIVE MEDCARE TECHNOLOGY PTY LTD | NanoBone - Putty | Nanocrystalline HA in a porous silica matrix, synthetic bone graft substitute putty | 10ml | 292263 |  | July 2023 | Transferred from CR299
06 - Specialist Orthopaedic | 06.03 - SKELETAL RECONSTRUCTION | 06.03.15 - Bone Graft Substitute | 06.03.15.01 - Ceramic, 0-5cc | AUG | IJ028 | 1026 | INNOVATIVE MEDCARE TECHNOLOGY PTY LTD | NanoBone - Putty | Nanocrystalline HA in a porous silica matrix, synthetic bone graft substitute putty | 0.5ml, 1.0ml, 2.5ml, 5ml | 292263 |  | July 2023 | Transferred from CR298
06 - Specialist Orthopaedic | 06.03 - SKELETAL RECONSTRUCTION | 06.03.15 - Bone Graft Substitute | 06.03.15.01 - Ceramic, 0-5cc | AUG | IJ029 | 1026 | INNOVATIVE MEDCARE TECHNOLOGY PTY LTD | NanoBone - Granules | Nanocrystalline HA in a porous silica matrix, synthetic bone graft substitute granules | 0.6ml, 1.2ml, 2.4ml, 5ml | 281303 |  | July 2023 | Transferred from CR297
01 - Ophthalmic | 01.03 - INTRAOCULAR FLUIDS | 01.03.01 - Viscoelastic |  |  | IQ002 | 55 | IQ Medical | Ocuvis and Ocumax 2% Hydroxypropylmethylcellulose | 20mg/mL hydroxypropylmethyl cellulose for intraocular use. Pre-loaded in a sterile syringe with one cannula for injection, in a sterile Tyvek pouch | 2mL sterile | 104427 |  | May 2018 | Group Benefit Change
01 - Ophthalmic | 01.02 - POSTERIOR CHAMBER INTRAOCULAR LENSES | 01.02.02 - Foldable | 01.02.02.03 - Edge modification | at | IQ013 | 240 | IQ Medical | PreciSAL 302AC | Acrylic, single piece, foldable intraocular lens with anterior and posterior optic-haptic square edge, 360 degree optic square edge design, precision power calculation, aberration technology and UV light filter. | Available in dioptric powers from 0.0 to +30.0. 1D steps: 0.0 to +10.0; 0.5D steps: +10.5 to + 17.5 and +28.5 to +30.0; 0.25D steps: +18.0 to +28.0 | 183558 |  | May 2018 | Group Benefit Change
01 - Ophthalmic | 01.02 - POSTERIOR CHAMBER INTRAOCULAR LENSES | 01.02.02 - Foldable | 01.02.02.03 - Edge modification | at, pl | IQ014 | 238 | IQ Medical | PreciSAL P302AC PreciSAL PS302AC | Preloaded Acrylic, single piece, foldable intraocular lens with anterior and posterior optic-haptic square edge, 360 degree optic square edge design, precision power calculation, aberration technology and UV light filter. | Available in dioptric powers from 0.0 to +30.0. 1D steps: 0.0 to +10.0; 0.5D steps: +10.5 to + 17.5 and +28.5 to +30.0; 0.25D steps: +18.0 to +28.0 | 183558 |  | July 2022 | Group Benefit Change
01 - Ophthalmic | 01.02 - POSTERIOR CHAMBER INTRAOCULAR LENSES | 01.02.02 - Foldable | 01.02.02.03 - Edge modification | at, vblf | IQ015 | 240 | IQ Medical | PreciSAL 302A | Acrylic, single piece, foldable intraocular lens with anterior and posterior optic-haptic square edge, 360 degree optic square edge design, precision power calculation, aberration technology and blue light filter. | Available in dioptric powers from 0.0 to +30.0. 1D steps: 0.0 to +10.0; 0.5D steps: +10.5 to +17.5 and +28.5 to +30.0; 0.25D steps: +18.0 to +28.0 | 183558 |  | May 2018 | Group Benefit Change
01 - Ophthalmic | 01.02 - POSTERIOR CHAMBER INTRAOCULAR LENSES | 01.02.02 - Foldable | 01.02.02.03 - Edge modification | at, t1, vblf | IQ019 | 499 | IQ Medical | PreciSAL Toric T302A | Acrylic single piece, foldable intraocular lens with anterior and posterior optic-haptic square edge, 360 degree optic square edge design, precision power calculation, aberration technology, toric correction on anterior surface with cylinder marks to indicate flat meridian plus the cylinder axis to allow alignment for astigmatic correction, and UV and blue light filters. | Available in spherical dioptric powers from 0.0 to +30.0. 1D steps: 0.0 to +10.0; 0.5D steps: +10.5 to +17.5 and +28.5 to +30.0; 0.25D steps: +18.0 to +28.0; Cylinder powers from 1.0D to 6.0D | 183558 |  | May 2018 | Group Benefit Change
06 - Specialist Orthopaedic | 06.03 - SKELETAL RECONSTRUCTION | 06.03.03 - Plates | 06.03.03.01 - Standard (screw size ≥4.5mm)(including blade) ≤ 6 holes | Com | IT001 | 593 | Integrant Pty Ltd | Hawk Anterior Ankle Fusion Set | Anatomically contoured 6 hole plate and screw set for anterior fixation of the ankle joint. | 77mm in length 22mm in width 23mm depth | 177278 |  | May 2018 | Group Benefit Change
06 - Specialist Orthopaedic | 06.03 - SKELETAL RECONSTRUCTION | 06.03.04 - Screws | 06.03.04.06 - Screw Washers |  | IT002 | 59 | Integrant Pty Ltd | Hawk 6.5mm Cannulated Screw System - Washer | Titanium Washer | Internal diameter 6.6mm and external diameter 14mm | 232499 |  | May 2018 | Group Benefit Change
06 - Specialist Orthopaedic | 06.03 - SKELETAL RECONSTRUCTION | 06.03.04 - Screws | 06.03.04.06 - Screw Washers |  | IT003 | 59 | Integrant Pty Ltd | Hawk 4.0mm Cannulated Screw System - Washer | Titanium washer | internal diameter of 4.13mm and external diameter of 10mm | 232499 |  | May 2018 | Group Benefit Change
06 - Specialist Orthopaedic | 06.03 - SKELETAL RECONSTRUCTION | 06.03.05 - Surgical Accessories | 06.03.05.02 - Pins |  | IT004 | 22 | Integrant Pty Ltd | Hawk 6.5mm Cannulated Screw System - Guide Pin | Threaded, Stainless steel | 2.5mm in diameter and 200 in length | 230955 |  | May 2018 | Group Benefit Change
06 - Specialist Orthopaedic | 06.03 - SKELETAL RECONSTRUCTION | 06.03.05 - Surgical Accessories | 06.03.05.02 - Pins |  | IT005 | 22 | Integrant Pty Ltd | Hawk 4.0mm Cannulated Screw system - Guide Pin | Threaded, Stainless steel | 1.5mm in diameter and length of 200mm | 230955 |  | May 2018 | Group Benefit Change
06 - Specialist Orthopaedic | 06.03 - SKELETAL RECONSTRUCTION | 06.03.05 - Surgical Accessories | 06.03.05.02 - Pins |  | IT006 | 22 | Integrant Pty Ltd | Hawk 3.0mm Cannulated Screw System - guide pin | Threaded, stainless steel | 1.0mm in diameter with a length of 200mm | 230955 |  | May 2018 | Group Benefit Change
06 - Specialist Orthopaedic | 06.03 - SKELETAL RECONSTRUCTION | 06.03.04 - Screws | 06.03.04.01 - Standard ( ≥4.5mm) |  | IT007 | 57 | Integrant Pty Ltd | Hawk Anterior Ankle Fusion Set | 4.5mm screw set with lengths ranging from 35mm to 110mm. | 4.5mm x length (35mm to 110mm) | 191738 |  | May 2018 | Group Benefit Change
06 - Specialist Orthopaedic | 06.03 - SKELETAL RECONSTRUCTION | 06.03.04 - Screws | 06.03.04.02 - Small (2.71mm – 4.49mm) |  | IT008 | 54 | Integrant Pty Ltd | Hawk Anterior Ankle Fusion Set | 3.5mm diameter screw set lengths 35mm to 110mm | 3.5mm x length 35mm to 110mm | 191738 |  | May 2018 | Group Benefit Change
06 - Specialist Orthopaedic | 06.03 - SKELETAL RECONSTRUCTION | 06.03.04 - Screws | 06.03.04.01 - Standard ( ≥4.5mm) |  | IT009 | 57 | Integrant Pty Ltd | Hawk Anterior Ankle Fusion Set | 6.5mm screw set with lengths ranging from 35mm to 110 mm. | 6.5mm length 35mm to 110mm | 191738 |  | May 2018 | Group Benefit Change
06 - Specialist Orthopaedic | 06.03 - SKELETAL RECONSTRUCTION | 06.03.04 - Screws | 06.03.04.02 - Small (2.71mm – 4.49mm) | CN | IT011 | 180 | Integrant Pty Ltd | Hawk 4.0mm Cannulated Screw System | 4.0mm Cannulated screw | 4.0mm in diameter with lengths of 26mm to 70mm | 230954 |  | May 2018 | Group Benefit Change
13 - Spinal | 13.10 - Fusion Cage | 13.10.02 - Interbody, No Integral Fixation | 13.10.02.01 - Cervical |  | IT018 | 2189 | Integrant Pty Ltd | Fuse It | Titanium alloy fusion cage - to use in situations such as anterior cervical fusion surgery | 6mm x 1cm, 8mm x 1cm, 10mm x 1cm, 12mm x 1cm, 6mm x 1cm, 8mm x 2cm, 10mm x 2cm, 12mm x 2cm | 235024 |  | May 2018 | Group Benefit Change
06 - Specialist Orthopaedic | 06.03 - SKELETAL RECONSTRUCTION | 06.03.11 - External Fixateurs | 06.03.11.02 - Frame Complete - Monoplanar & Modular Frames |  | IT019 | 4570 | Integrant Pty Ltd | Frame IT - Pre-assembled Frame | Pre assembled Frame - used for the correction of deformities | 120mm-180mm | 282764 |  | May 2018 | Group Benefit Change
06 - Specialist Orthopaedic | 06.03 - SKELETAL RECONSTRUCTION | 06.03.11 - External Fixateurs | 06.03.11.14 - Frame Component - Pins |  | IT020 | 134 | Integrant Pty Ltd | Frame IT - Pins | Fixation Pins used in conjunction with the external fixation frame to adjust the placement of frame to best suit individual patient | 6mm | 282833 |  | May 2018 | Group Benefit Change
06 - Specialist Orthopaedic | 06.03 - SKELETAL RECONSTRUCTION | 06.03.11 - External Fixateurs | 06.03.11.07 - Frame Component - Partial Circular Ring |  | IT024 | 978 | Integrant Pty Ltd | Frame It Partial Ring | Partial circular ring | 2/3 rings and half rings Diameter 80mm-220mm | 282764 |  | August 2018 | Group Benefit Change
06 - Specialist Orthopaedic | 06.03 - SKELETAL RECONSTRUCTION | 06.03.11 - External Fixateurs | 06.03.11.08 - Frame Component - Circular Coupling Device |  | IT025 | 253 | Integrant Pty Ltd | Frame It Coupling | Coupling devices; Posts, Basic Struts, Plates, Hinges and Extenders | Ranging from 1-12 holes | 282764 |  | August 2018 | Group Benefit Change
06 - Specialist Orthopaedic | 06.03 - SKELETAL RECONSTRUCTION | 06.03.11 - External Fixateurs | 06.03.11.10 - Frame Component - Foot Plate |  | IT027 | 2129 | Integrant Pty Ltd | Frame It Foot Plate | Foot plate | Diameter 80mm-220mm | 282764 |  | August 2018 | Group Benefit Change
06 - Specialist Orthopaedic | 06.03 - SKELETAL RECONSTRUCTION | 06.03.11 - External Fixateurs | 06.03.11.11 - Frame Component - Circular Frame, Nuts & Spacers |  | IT028 | 38 | Integrant Pty Ltd | Frame It Nuts & Bolts | Nuts, Bolts and spacers | standard | 282764 |  | August 2018 | Group Benefit Change
06 - Specialist Orthopaedic | 06.03 - SKELETAL RECONSTRUCTION | 06.03.04 - Screws | 06.03.04.03 - Mini (2.01 – 2.7 mm) | CN,DT | IT036 | 348 | Integrant Pty Ltd | Integrant 2.5 mm Screw | 2.5 mm Cannulated Screw | 8, 10, 12, 14, 16, 18, 20, 22, 24, 26, 28, 30, 32, 34, 36 mm lengths | 230954 |  | March 2021 | Group Benefit Change
01 - Ophthalmic | 01.09 - RETINAL DETACHMENT PROSTHESES | 01.09.06 - Intraocular Silicone Oils |  |  | IW005 | 176 | Beaver-Visitec International Australia Pty Ltd | ARCIOLANE 1300 | Silicone Oil for Vitreoretinal Surgery | 10ml | 171840 |  | July 2023 | Transferred from DE702
01 - Ophthalmic | 01.09 - RETINAL DETACHMENT PROSTHESES | 01.09.06 - Intraocular Silicone Oils |  |  | IW006 | 176 | Beaver-Visitec International Australia Pty Ltd | ARCIOLANE 5500 | Silicone Oil for Vitreoretinal Surgery | 10ml | 171840 |  | July 2023 | Transferred from DE701
13 - Spinal | 13.01 - Bone Screws | 13.01.01 - Pedicle, Monoaxial |  |  | IY003 | 752 | EVOLUTION SURGICAL PTY LTD | Katana Monoaxial Screw | Monoaxial Pedicle Screw | 4.5 - 7.5mm diameter 25 - 55mm length | 236041 |  | March 2021 | Group Benefit Change
13 - Spinal | 13.01 - Bone Screws | 13.01.02 - Pedicle, Polyaxial |  | Cannulated | IY004 | 1124 | EVOLUTION SURGICAL PTY LTD | Katana Polyaxial Screw | Polyaxial Pedicle Screw | 4.5 – 9.5mm diameter 25 - 100mm length | 236041 |  | November 2021 | Group Benefit Change
13 - Spinal | 13.01 - Bone Screws | 13.01.02 - Pedicle, Polyaxial |  |  | IY005 | 1050 | EVOLUTION SURGICAL PTY LTD | BA Posterior Screw | Polyaxial Screw | Ø3.5, Ø4.0, Ø4.5 8mm to 50mm in length. | 329318 |  | March 2021 | Group Benefit Change
13 - Spinal | 13.01 - Bone Screws | 13.01.03 - Standard |  | Dual Thread | IY006 | 403 | EVOLUTION SURGICAL PTY LTD | Evolution Altus Dual Thread Screw | Thoraco Lumbar Cage Dual Thread Bone Screw | diameter: 5.5 - 6mm Length: 20 - 35mm | 236041 |  | March 2021 | Group Benefit Change
13 - Spinal | 13.02 - Accessories for bone screws and connector components | 13.02.01 - Nut/Set Screw/Locking Screw |  |  | IY010 | 144 | EVOLUTION SURGICAL PTY LTD | Katana Setscrew | The Katana Pedicle Screw System is intended to provide immobilization and stabilisation of spinal segments in skeletally mature patients, as an adjunct to fusion in the thoracic, lumbar and sacral spine. | standard | 236041 |  | March 2021 | Group Benefit Change
13 - Spinal | 13.02 - Accessories for bone screws and connector components | 13.02.01 - Nut/Set Screw/Locking Screw |  |  | IY011 | 144 | EVOLUTION SURGICAL PTY LTD | BA Posterior Set Screw | BA Posterior Set Screw | Various | 329318 |  | March 2021 | Group Benefit Change
13 - Spinal | 13.01 - Bone Screws | 13.01.03 - Standard |  | Dual Thread | IY012 | 403 | EVOLUTION SURGICAL PTY LTD | Revolution Standalone ACDF bone screw | Anterior cervical fusion cage system Standalone screw | Diameter 4 - 4.5mm Length 12 -17mm | 236041 |  | March 2021 | Group Benefit Change
13 - Spinal | 13.03 - Connector | 13.03.01 - In-Line |  |  | IY015 | 655 | EVOLUTION SURGICAL PTY LTD | Katana Connectors | In-Line Connectors | 5.5mm to 6.35mm 5.5mm to 5.5mm | 236041 |  | March 2021 | Group Benefit Change
13 - Spinal | 13.03 - Connector | 13.03.01 - In-Line |  |  | IY016 | 655 | EVOLUTION SURGICAL PTY LTD | BA Posterior Screw Domino Connector | BA Posterior Screw Domino Connector | Various Sizes | 329318 |  | March 2021 | Group Benefit Change
13 - Spinal | 13.03 - Connector | 13.03.03 - Transverse (Rod-to-Rod) | 13.03.03.02 - Adjustable |  | IY018 | 1137 | EVOLUTION SURGICAL PTY LTD | Katana Connector | Adjustable | XXSmalll to Large | 236041 |  | March 2021 | Group Benefit Change
13 - Spinal | 13.03 - Connector | 13.03.03 - Transverse (Rod-to-Rod) | 13.03.03.02 - Adjustable |  | IY019 | 1137 | EVOLUTION SURGICAL PTY LTD | BA Posterior Screw Rod to Rod Connector | Rod to Rod Connector | 25-66mm | 329318 |  | March 2021 | Group Benefit Change
13 - Spinal | 13.03 - Connector | 13.03.03 - Transverse (Rod-to-Rod) | 13.03.03.02 - Adjustable |  | IY020 | 1137 | EVOLUTION SURGICAL PTY LTD | BA Posterior Screw Head to Head Connector | BA Posterior Screw Head to Head Connector | 25-66mm | 329318 |  | March 2021 | Group Benefit Change
13 - Spinal | 13.06 - Rod | 13.06.01 - Standard |  |  | IY024 | 355 | EVOLUTION SURGICAL PTY LTD | Katana Rods | Pre-Lordosed and Straight Rods - Ti and CoCr | Curved and Straight Rods Length: 25mm – 160mm | 236041 |  | March 2021 | Group Benefit Change
13 - Spinal | 13.06 - Rod | 13.06.01 - Standard |  |  | IY025 | 355 | EVOLUTION SURGICAL PTY LTD | BA Posterior Screw Rod | BA Posterior Screw Rod Straight/PreBent CrCo/Titanium | Ø3.5 to 5.5 20-500mm | 329318 |  | March 2021 | Group Benefit Change
13 - Spinal | 13.10 - Fusion Cage | 13.10.02 - Interbody, No Integral Fixation | 13.10.02.01 - Cervical |  | IY033 | 2189 | EVOLUTION SURGICAL PTY LTD | Evolution ACDF Cage | Interbody Fusion Cage | 5-10mm small, medium, large, extra large | 248234 |  | March 2021 | Group Benefit Change
13 - Spinal | 13.10 - Fusion Cage | 13.10.02 - Interbody, No Integral Fixation | 13.10.02.01 - Cervical |  | IY034 | 2189 | EVOLUTION SURGICAL PTY LTD | Evolution ACDF Contoured Cage | Interbody Fusion Cages are used to restore disc height and support loading during intervertebral body fusion. Interbody Fusion Cages are used to restore disc height and support loading during intervertebral body fusion. | small, large - contoured | 248234 |  | March 2021 | Group Benefit Change
13 - Spinal | 13.10 - Fusion Cage | 13.10.02 - Interbody, No Integral Fixation | 13.10.02.01 - Cervical |  | IY035 | 2189 | EVOLUTION SURGICAL PTY LTD | Fukiya ACDF Cage | Fukiya Fusion Cages are used to restore disc height and support loading during intervertebral body fusion. Interbody Fusion Cages are used to restore disc height and support loading during intervertebral body fusion. | 6-9 degrees, 5-10mm. Small, Medium, Large, Extra large | 236042 |  | March 2021 | Group Benefit Change
13 - Spinal | 13.02 - Accessories for bone screws and connector components | 13.02.01 - Nut/Set Screw/Locking Screw |  |  | IY039 | 144 | EVOLUTION SURGICAL PTY LTD | Jazz Claw Posterior Fixation System (Set Screw) | Set Screw | one size | 200830 |  | July 2022 | Group Benefit Change
13 - Spinal | 13.06 - Rod | 13.06.01 - Standard |  |  | IY047 | 355 | EVOLUTION SURGICAL PTY LTD | Jazz Posterior Fixation System Rod | Straight, contoured and transition rods, titanium and cobalt chrome | 4mm - 6mm diameter, 70mm - 600mm length | 200830 |  | July 2022 | Group Benefit Change
13 - Spinal | 13.10 - Fusion Cage | 13.10.02 - Interbody, No Integral Fixation | 13.10.02.02 - ThoracoLumbar / Lumbar | Paired | IY058 | 2346 | EVOLUTION SURGICAL PTY LTD | Hygro-L PLIF | Titanium lumbar interbody fusion cage PLIF (paired) | Length (22-26mm) x width (11.5mm); heights (7-14mm); lordotic angle (0-12) | 330365 |  | March 2023 | Group Benefit Change
13 - Spinal | 13.01 - Bone Screws | 13.01.02 - Pedicle, Polyaxial |  | Cannulated | IY066 | 1124 | EVOLUTION SURGICAL PTY LTD | Ulrich Medical Pedicle Screw System - Pedicle Screws, polyaxial, cannulated | Ulrich Medical Pedicle Screw System - Pedicle Screws, polyaxial, cannulated | 4.5-10.0mm | 365230 |  | March 2023 | Group Benefit Change
13 - Spinal | 13.06 - Rod | 13.06.01 - Standard |  |  | IY067 | 355 | EVOLUTION SURGICAL PTY LTD | Ulrich Medical Pedicle Screw System - Rods | Ulrich Medical Pedicle Screw System - Rods | 5.5/6.0 - 35mm-500mm | 365230 |  | March 2023 | Group Benefit Change
13 - Spinal | 13.02 - Accessories for bone screws and connector components | 13.02.01 - Nut/Set Screw/Locking Screw |  |  | IY068 | 144 | EVOLUTION SURGICAL PTY LTD | Ulrich Medical Pedicle Screw System - Locking Screw | Ulrich Medical Pedicle Screw System - Locking Screw | One Size | 365230 |  | March 2023 | Group Benefit Change
13 - Spinal | 13.03 - Connector | 13.03.03 - Transverse (Rod-to-Rod) | 13.03.03.02 - Adjustable |  | IY069 | 1137 | EVOLUTION SURGICAL PTY LTD | Ulrich Medical Pedicle Screw System - Crosslinks | Ulrich Medical Pedicle Screw System - Crosslinks | XXS-XL | 365230 |  | March 2023 | Group Benefit Change
13 - Spinal | 13.10 - Fusion Cage | 13.10.02 - Interbody, No Integral Fixation | 13.10.02.02 - ThoracoLumbar / Lumbar | Paired | IY071 | 2346 | EVOLUTION SURGICAL PTY LTD | Tesera P | Titanium PLIF Cage | Length (22-27mm) x Width (9mm) x Height (7-16mm); Lordotic angle (5-7) Degrees | 354092 |  | March 2023 | Group Benefit Change
13 - Spinal | 13.01 - Bone Screws | 13.01.01 - Pedicle, Monoaxial |  |  | IY075 | 752 | EVOLUTION SURGICAL PTY LTD | Life Spine Pedicle Screw System - Pedicle Screw, Monoaxial | Life Spine Pedicle Screw System - Pedicle Screw, Monoaxial, Standard/Reduction | dia (4.5-8.5)mm x length (30-125)mm | 321122 |  | March 2023 | Group Benefit Change
13 - Spinal | 13.01 - Bone Screws | 13.01.02 - Pedicle, Polyaxial |  | Cannulated | IY076 | 1124 | EVOLUTION SURGICAL PTY LTD | Life Spine Pedicle Screw System - Pedicle Screw, Polyaxial, Cannulated | Life Spine Pedicle Screw System (Nautilus, Avatar)-Pedicle Screw, Polyaxial, Cannulated, | dia (4.5-10 mm) x length (25-125 mm) | 321122 |  | March 2023 | Group Benefit Change
13 - Spinal | 13.06 - Rod | 13.06.01 - Standard |  | Dual Diameter | IY077 | 446 | EVOLUTION SURGICAL PTY LTD | Life Spine Pedicle Screw System - Rod, Dual Diameter | Life Spine Pedicle Screw System (Nautilus, Avatar) - Rod, Dual Diameter | (3.5-5.5) Various Lengths | 321122 |  | March 2023 | Group Benefit Change
13 - Spinal | 13.02 - Accessories for bone screws and connector components | 13.02.01 - Nut/Set Screw/Locking Screw |  |  | IY078 | 144 | EVOLUTION SURGICAL PTY LTD | Life Spine Pedicle Screw System - Locking Cap | Life Spine Screw System (Nautilus, Avatar) - Locking Caps | One Size | 321122 |  | March 2023 | Group Benefit Change
13 - Spinal | 13.03 - Connector | 13.03.03 - Transverse (Rod-to-Rod) | 13.03.03.02 - Adjustable |  | IY079 | 1137 | EVOLUTION SURGICAL PTY LTD | Life Spine Pedicle Screw System - Transverse Connectors, Adjustable | Life Spine Pedicle Screw System - Transverse Connectors, Adjustable. Arched or Straight | Closed (25-90)mm x Open (32-100)mm | 321122 |  | March 2023 | Group Benefit Change
13 - Spinal | 13.03 - Connector | 13.03.01 - In-Line |  |  | IY082 | 655 | EVOLUTION SURGICAL PTY LTD | Life Spine Pedicle Screw System - Inline Connector | Life Spine Pedicle Screw System - Inline Connector, Axial or Parallel | Inline, Slimline, Domino or Wedding Band (3.5-5.5)mm | 321122 |  | March 2023 | Group Benefit Change
13 - Spinal | 13.01 - Bone Screws | 13.01.02 - Pedicle, Polyaxial |  |  | IY083 | 1050 | EVOLUTION SURGICAL PTY LTD | Life Spine Pedicle Screw System - Pedicle Screw, Polyaxial | Life Spine Pedicle Screw System (Nautilus) - Pedicle Screw, Polyaxial Standard or Reduction | dia (4.5-8.5mm) x length (25-125mm) | 321122 |  | March 2023 | Group Benefit Change
13 - Spinal | 13.06 - Rod | 13.06.01 - Standard |  |  | IY084 | 355 | EVOLUTION SURGICAL PTY LTD | Life Spine Pedicle Screw System - Rods | Life Spine Pedicle Screw System (Naultilus, Avatar) - Rods, Straight, Curved and Deformity, open or percutaneous (Ti or CoCr). | dia. (5.5) x length (25-600) | 321122 |  | March 2023 | Group Benefit Change
13 - Spinal | 13.06 - Rod | 13.06.01 - Standard |  |  | IY088 | 355 | EVOLUTION SURGICAL PTY LTD | Z-Medical Pedicle Screw System - Rods | Z-Medical Pedicle Screw System - Rods 5.5mm, Straight & Curved (Open or Percutaneous) | dia (5.5)mm x length (20-500)mm | 343676 |  | March 2023 | Group Benefit Change
13 - Spinal | 13.01 - Bone Screws | 13.01.02 - Pedicle, Polyaxial |  | Cannulated | IY089 | 1124 | EVOLUTION SURGICAL PTY LTD | Z-Medical Pedicle Screw System - Pedicle Screws, Cannulated | Z-Medical Pedicle Screw - Cannulated (polyaxial and uniplanar) | Dia. (5-8)mm x Length (35-55)mm | 343676 |  | March 2023 | Group Benefit Change
13 - Spinal | 13.02 - Accessories for bone screws and connector components | 13.02.01 - Nut/Set Screw/Locking Screw |  |  | IY090 | 144 | EVOLUTION SURGICAL PTY LTD | Z-Medicle Pedicle Screw System - Locking Screw | Z-Medicle Pedicle Screw System - Locking Screw | One Size | 343676 |  | March 2023 | Group Benefit Change
13 - Spinal | 13.01 - Bone Screws | 13.01.03 - Standard |  | Dual Thread | IY092 | 403 | EVOLUTION SURGICAL PTY LTD | ACDF cage screw | ACDF cage screw | 12-17mm | 248233 |  | July 2023 | Transferred from EV034
13 - Spinal | 13.01 - Bone Screws | 13.01.03 - Standard |  | Dual Thread | IY093 | 403 | EVOLUTION SURGICAL PTY LTD | ALIF cage screw | ALIF cage screw | Diameter 5.5 and 6mm | 248233 |  | July 2023 | Transferred from EV035
13 - Spinal | 13.06 - Rod | 13.06.01 - Standard |  |  | IY094 | 355 | EVOLUTION SURGICAL PTY LTD | Katana Rod | The Katana Rod, part of the Katana Pedicle Screw System is intended to provide immobilization and stabilisation of spinal segments in skeletally mature patients, as an adjunct to fusion in the thoracic, lumbar and sacral spine. These are specialty rods for use in procedures such as the treatment for scoliosis. | Titanium or CrCo straight rods. 300 and 500mm | 236041 |  | July 2023 | Transferred from EV028
13 - Spinal | 13.10 - Fusion Cage | 13.10.02 - Interbody, No Integral Fixation | 13.10.02.01 - Cervical |  | IY095 | 2189 | EVOLUTION SURGICAL PTY LTD | Eurospine ACDF Cage | Interbody Fusion Cages are used to restore disc height and support loading during intervertebral body fusion. | Flat or angled 6 - 9 degrees. Anterior width 17 - 19mm Posterior width 14 - 15mm Height 5 - 10mm | 273756 |  | July 2023 | Transferred from EV025
13 - Spinal | 13.01 - Bone Screws | 13.01.01 - Pedicle, Monoaxial |  | Cannulated | IY096 | 889 | EVOLUTION SURGICAL PTY LTD | VENTOTENE Fixed Screw | Standard Cannulated | 5.5/6.5/7.5mm Diameter 25-80mm Length | 397231 |  | July 2023 | Transferred from JG007
13 - Spinal | 13.01 - Bone Screws | 13.01.01 - Pedicle, Monoaxial |  |  | IY097 | 752 | EVOLUTION SURGICAL PTY LTD | VENTOTENE Fixed Screw | Standard Solid | 4.5/5.5/6.5/7.5mm Diameter 25-110mm Length | 397231 |  | July 2023 | Transferred from JG008
13 - Spinal | 13.01 - Bone Screws | 13.01.02 - Pedicle, Polyaxial |  | Shank | IY098 | 540 | EVOLUTION SURGICAL PTY LTD | VENTOTENE Modular Screw | Standard Solid | 4.5/5.5/6.5/7.5mm diameter 25-100mm length | 397231 |  | July 2023 | Transferred from JG009
13 - Spinal | 13.01 - Bone Screws | 13.01.02 - Pedicle, Polyaxial |  | Shank | IY099 | 540 | EVOLUTION SURGICAL PTY LTD | VENTOTENE Modular Screw | Standard Cannulated | 5.5/6.5/7.5mm diameter 30-70mm length | 397231 |  | July 2023 | Transferred from JG010
13 - Spinal | 13.02 - Accessories for bone screws and connector components | 13.02.01 - Nut/Set Screw/Locking Screw |  |  | IY100 | 144 | EVOLUTION SURGICAL PTY LTD | VENTOTENE Set Screw | Standard Cannulated | 9.8mm diameter | 397231 |  | July 2023 | Transferred from JG012
13 - Spinal | 13.02 - Accessories for bone screws and connector components | 13.02.05 - Block/Screw head |  |  | IY101 | 686 | EVOLUTION SURGICAL PTY LTD | VENTOTENE Modular Tulip | Standard Polyaxial Short | 13.9mm diameter | 397231 |  | July 2023 | Transferred from JG013
13 - Spinal | 13.06 - Rod | 13.06.01 - Standard |  |  | IY102 | 355 | EVOLUTION SURGICAL PTY LTD | VENTOTENE Rods | Straight and Pre-Bended | 5.5mm diameter 35-450mm length | 397231 |  | July 2023 | Transferred from JG011
13 - Spinal | 13.10 - Fusion Cage | 13.10.02 - Interbody, No Integral Fixation | 13.10.02.01 - Cervical |  | IY103 | 2189 | EVOLUTION SURGICAL PTY LTD | Capri ACIF Cage | Cervical Interbody Fusion Cage | Angle 0, 5 and 10 degrees Height 4mm to 9mm Length 12, 14, 16, 18mm | 370516 |  | July 2023 | Transferred from JG006
13 - Spinal | 13.10 - Fusion Cage | 13.10.02 - Interbody, No Integral Fixation | 13.10.02.02 - ThoracoLumbar / Lumbar | Paired | IY104 | 2346 | EVOLUTION SURGICAL PTY LTD | Panarea | ACP: Posterior Lumbar Cage 'PLIF' | 0, 5, 8, 14, 20 degree angle 24mm to 29mm width 7mm to 16mm height | 370517 |  | July 2023 | Transferred from JG003
13 - Spinal | 13.10 - Fusion Cage | 13.10.02 - Interbody, No Integral Fixation | 13.10.02.02 - ThoracoLumbar / Lumbar |  | IY105 | 3313 | EVOLUTION SURGICAL PTY LTD | Elba | ACT - Transforaminal Lumbar Interbody Fusion Cage 'TLIF' | Height 7mm to 15mm | 370517 |  | July 2023 | Transferred from JG001
13 - Spinal | 13.10 - Fusion Cage | 13.10.02 - Interbody, No Integral Fixation | 13.10.02.02 - ThoracoLumbar / Lumbar |  | IY106 | 3313 | EVOLUTION SURGICAL PTY LTD | Alicudi | ACA - Anterior Lumbar Fusion Cage | 5, 8, 14, 20 degree angle 9mm to 15mm height 30mm to 38mm width | 370517 |  | July 2023 | Transferred from JG002
13 - Spinal | 13.10 - Fusion Cage | 13.10.02 - Interbody, No Integral Fixation | 13.10.02.02 - ThoracoLumbar / Lumbar |  | IY107 | 3313 | EVOLUTION SURGICAL PTY LTD | Stromboli | ACX - Direct Lateral Interbody Fusion Cage 'XLIF' | 0, 5, 8, 14 degree angle 42mm to 58mm length 7mm to 13mm height | 370517 |  | July 2023 | Transferred from JG004
13 - Spinal | 13.10 - Fusion Cage | 13.10.02 - Interbody, No Integral Fixation | 13.10.02.02 - ThoracoLumbar / Lumbar |  | IY108 | 3313 | EVOLUTION SURGICAL PTY LTD | Salina | ACL - Lateral Oblique Cage | 5 degree angle 26mm to 33mm length 7mm to 14mm height | 370517 |  | July 2023 | Transferred from JG005
13 - Spinal | 13.10 - Fusion Cage | 13.10.01 - Interbody, Integral Fixation | 13.10.01.02 - ThoracoLumbar / Lumbar |  | IY109 | 5949 | EVOLUTION SURGICAL PTY LTD | Tora Cage | Anterior Lumbar Cage with integral fixation (PEEK, HA PEEK, Titanium, Porous Titanium) | Angle 0 - 12 degrees, Length 40 - 60mm, Height 8 - 16mm | 248234 |  | July 2023 | Transferred from EV036
13 - Spinal | 13.10 - Fusion Cage | 13.10.01 - Interbody, Integral Fixation | 13.10.01.01 - Cervical |  | IY110 | 4162 | EVOLUTION SURGICAL PTY LTD | Cato ACDF Standalone Cage | Interbody Fusion Cages are used to restore disc height and support loading during intervertebral body fusion. | Medium, Large – 6°, 9° and 12°, height 4-10mm | 248234 |  | July 2023 | Transferred from EV013
10 - Vascular | 10.08 - Occlusion Devices | 10.08.04 - Complex Occlusion Devices, including detachable balloon, sphere or umbrella |  |  | IZ002 | 1373 | Inovanz (PTY) LTD | EOS Endoluminal Occlusion System | EOS is made of self-expandable Nitinol flat wire, serving as a supportive scaffold with significant radial strength, covered by impermeable ePTFE membrane for achievement of immediate occlusion of a peripheral vessel. This implant is pre-loaded on a delivery catheter with 2 deployment handles. This System will be inserted through a standard guide catheter (not included) up to the targeted segment. | 3 to 5 mm of vessel diameter (6.1 mm diameter unconstrained) 4.5 to 8 mm of vessel diameter (9.1 mm diameter unconstrained) 7.5 to 11 mm of vessel diameter (12.2 mm diameter unconstrained) | 229075 |  | May 2018 | Group Benefit Change
13 - Spinal | 13.10 - Fusion Cage | 13.10.02 - Interbody, No Integral Fixation | 13.10.02.01 - Cervical |  | JA004 | 2189 | JOY SURGICAL PTY LTD | C7 Cervical Cage | Cervical Cage | H 3-16mm L 12-16mm W 12-16mm | 289247 |  | August 2018 | Group Benefit Change
13 - Spinal | 13.10 - Fusion Cage | 13.10.02 - Interbody, No Integral Fixation | 13.10.02.02 - ThoracoLumbar / Lumbar | Paired | JA005 | 2346 | JOY SURGICAL PTY LTD | Dynamic Cage | PLIF/TLIF Spinal Cage | Angle 0° - 12° Height 7-16mm Length 22-32mm Width 8-11mm | 289247 |  | August 2018 | Group Benefit Change
13 - Spinal | 13.10 - Fusion Cage | 13.10.02 - Interbody, No Integral Fixation | 13.10.02.02 - ThoracoLumbar / Lumbar | Paired | JA006 | 2346 | JOY SURGICAL PTY LTD | LP Cage | LP - PLIF Peek Cage | 0°-8°, H 8-15mm L 22-27mm W 9-11mm | 289247 |  | August 2018 | Group Benefit Change
13 - Spinal | 13.10 - Fusion Cage | 13.10.02 - Interbody, No Integral Fixation | 13.10.02.02 - ThoracoLumbar / Lumbar | Paired | JA007 | 2346 | JOY SURGICAL PTY LTD | Medussa-PL Cage | ThoracoLumbar/Lumbar Interbody Fusion Cage - PLIF, TLIF | 0°-8°, H 6-16mm L 25-38mm W 9-11mm | 289247 |  | August 2018 | Group Benefit Change
13 - Spinal | 13.01 - Bone Screws | 13.01.02 - Pedicle, Polyaxial |  | Cannulated | JA009 | 1124 | JOY SURGICAL PTY LTD | Medyssey Spinal Fixation System | Cannulated Polyaxial Screw | 4.0-8.5 | 148858 |  | August 2018 | Group Benefit Change
13 - Spinal | 13.01 - Bone Screws | 13.01.01 - Pedicle, Monoaxial |  |  | JA011 | 752 | JOY SURGICAL PTY LTD | Medyssey Spinal Fixation System | Monoaxial Screw | 4.0-8.5 | 148858 |  | August 2018 | Group Benefit Change
13 - Spinal | 13.01 - Bone Screws | 13.01.02 - Pedicle, Polyaxial |  |  | JA012 | 1050 | JOY SURGICAL PTY LTD | Medyssey Spinal Fixation System | Polyaxial Screw | 4.0-8.5 | 148858 |  | August 2018 | Group Benefit Change
13 - Spinal | 13.01 - Bone Screws | 13.01.02 - Pedicle, Polyaxial |  |  | JA014 | 1050 | JOY SURGICAL PTY LTD | Novel/Zenius Reduction Poly Screw | Polyaxial Reduction pedicle screw | 5.5-8.5 | 148858 |  | August 2018 | Group Benefit Change
13 - Spinal | 13.06 - Rod | 13.06.01 - Standard |  |  | JA015 | 355 | JOY SURGICAL PTY LTD | Novel/Zenius Rods | Rod | 5.5, 6.0, 6.5 | 148858 |  | August 2018 | Group Benefit Change
13 - Spinal | 13.02 - Accessories for bone screws and connector components | 13.02.01 - Nut/Set Screw/Locking Screw |  |  | JA016 | 144 | JOY SURGICAL PTY LTD | Medyssey set screw | Set screw | 9.5 - 10mm | 148858 |  | August 2018 | Group Benefit Change
13 - Spinal | 13.05 - Plate | 13.05.01 - Integral Fixation | 13.05.01.01 - Cervical | >55mm | JA018 | 1426 | JOY SURGICAL PTY LTD | Spinal Plate - Cervical 55mm+ | Anterior Cervical Plate 55mm+ | 56 - 92mm | 289731 |  | August 2018 | Group Benefit Change
06 - Specialist Orthopaedic | 06.03 - SKELETAL RECONSTRUCTION | 06.03.04 - Screws | 06.03.04.02 - Small (2.71mm – 4.49mm) | LK | JD001 | 111 | JOI ORTHOPAEDICS PTY LTD | CarboFix Piccolo Plate Systems – Locking Screws: Small | Titanium alloy screws (locking) for fixation of CarboFix plate shaft and head. | Locking Proximal Screw 4.0mm x 25.0mm, 30.0mm, 32.5mm, 35.0mm, 37.5mm, 40.0mm, 42.5mm, 45.0mm, 47.5mm, 50.0mm, 55.0mm, 60.0mm Locking Distal Screw 3.5mm x 10mm, 12mm, 14mm, 16mm, 18mm, 22.5mm, 25.0mm, 27.5mm, 30.0mm, 32.5mm, 35.0mm, 40.0mm, 45.0mm Locking Screw 3.5mm x 12mm, 14mm, 16mm, 18mm, 20mm, 22mm, 24mm, 26mm | 222648 |  | May 2018 | Group Benefit Change
06 - Specialist Orthopaedic | 06.03 - SKELETAL RECONSTRUCTION | 06.03.04 - Screws | 06.03.04.03 - Mini (2.01 – 2.7 mm) |  | JD002 | 64 | JOI ORTHOPAEDICS PTY LTD | CarboFix Piccolo Plate Systems – Non-Locking Screws: Mini | Titanium alloy screws (non-locking) for fixation of CarboFix plate shaft and head. | Non-Locking Proximal Screw 2.5mm x 14mm, 16mm, 18mm, 20mm, 22mm, 24mm, 26mm Non-Locking Screw 2.7mm x 12mm, 14mm, 16mm, 18mm, 20mm, 22mm, 24mm | 222648 |  | May 2018 | Group Benefit Change
06 - Specialist Orthopaedic | 06.03 - SKELETAL RECONSTRUCTION | 06.03.04 - Screws | 06.03.04.02 - Small (2.71mm – 4.49mm) |  | JD003 | 54 | JOI ORTHOPAEDICS PTY LTD | CarboFix Piccolo Plate Systems – Non-Locking Screws: Small | Titanium alloy screws (non-locking) for fixation of CarboFix plate shaft and head. | Non-Locking Distal Screw 3.5mm x 10mm, 12mm, 14mm, 16mm, 18mm, 22.5mm, 25.0mm, 27.5mm, 30.0mm, 32.5mm, 35.0mm, 40.0mm, 45.0mm Non-Locking Screw 3.5mm x 10mm, 12mm, 14mm, 16mm, 18mm, 20mm, 22mm, 24mm, 26mm, 30mm, 35mm, 40mm, 45mm, 50mm, 55mm | 222648 |  | May 2018 | Group Benefit Change
06 - Specialist Orthopaedic | 06.03 - SKELETAL RECONSTRUCTION | 06.03.03 - Plates | 06.03.03.36 - Periarticular anatomic - Fibula ≥ 7 to ≤ 15 holes | VAL | JD004 | 1331 | JOI ORTHOPAEDICS PTY LTD | CarboFix Piccolo Distal Fibula Plate System – Plate component | CFR-PEEK distal fibula plate | Left 72mm, 83mm, 96mm, 112mm, 153mm, 182mm Right 72mm, 83mm, 96mm, 112mm, 153mm, 182mm | 222648 |  | May 2018 | Group Benefit Change
06 - Specialist Orthopaedic | 06.03 - SKELETAL RECONSTRUCTION | 06.03.03 - Plates | 06.03.03.23 - Periarticular anatomic - Radius ≥ 7 to ≤ 15 holes | VAL | JD005 | 1239 | JOI ORTHOPAEDICS PTY LTD | CarboFix Piccolo Distal Radius Plate System – Plate component | CFR-PEEK distal volar radius plate | Right 52mm, 60mm, 90mm Left 52mm, 60mm, 90mm Narrow Right 50mm, 58mm Narrow Left 50mm, 58mm | 222648 |  | May 2018 | Group Benefit Change
06 - Specialist Orthopaedic | 06.03 - SKELETAL RECONSTRUCTION | 06.03.03 - Plates | 06.03.03.20 - Periarticular anatomic - Humerus ≥ 7 to ≤ 15 holes | VAL | JD006 | 1513 | JOI ORTHOPAEDICS PTY LTD | CarboFix Piccolo Proximal Humerus Plate Systems – Plate component | CFR-PEEK proximal humerus plate | 100mm, 120mm, 154mm, 190mm, 262mm | 222648 |  | May 2018 | Group Benefit Change
06 - Specialist Orthopaedic | 06.03 - SKELETAL RECONSTRUCTION | 06.03.04 - Screws | 06.03.04.03 - Mini (2.01 – 2.7 mm) | LK | JD007 | 109 | JOI ORTHOPAEDICS PTY LTD | CarboFix Piccolo Plate Systems – Locking Screws: Mini | Titanium alloy screws (locking) for fixation of CarboFix plate shaft and head. | Locking Proximal Screw 2.5mm x 14mm, 16mm, 18mm, 20mm, 22mm, 24mm, 26mm Locking Screw 2.7mm x 10mm, 12mm, 14mm, 16mm, 18mm, 20mm, 22mm, 24mm | 222648 |  | May 2018 | Group Benefit Change
06 - Specialist Orthopaedic | 06.03 - SKELETAL RECONSTRUCTION | 06.03.03 - Plates | 06.03.03.34 - Periarticular anatomic - Femur ≥ 16 holes | VAL | JD009 | 2024 | JOI ORTHOPAEDICS PTY LTD | Distal Femur Plate | Distal Femoral Locking Plates | ≥16 Holes | 222648 |  | May 2018 | Group Benefit Change
06 - Specialist Orthopaedic | 06.03 - SKELETAL RECONSTRUCTION | 06.03.01 - Intramedullary Nails | 06.03.01.07 - Arthrodesis ankle |  | JD010 | 3581 | JOI ORTHOPAEDICS PTY LTD | Ankle Arthrodesis Nail | Arthrodesis Nail | 10 & 12mm diameter | 222647 |  | May 2018 | Group Benefit Change
06 - Specialist Orthopaedic | 06.03 - SKELETAL RECONSTRUCTION | 06.03.04 - Screws | 06.03.04.01 - Standard ( ≥4.5mm) |  | JD013 | 57 | JOI ORTHOPAEDICS PTY LTD | Screws - Non Locking | ≥4.5mm) | ≥4.5mm | 222648 |  | May 2018 | Group Benefit Change
06 - Specialist Orthopaedic | 06.03 - SKELETAL RECONSTRUCTION | 06.03.01 - Intramedullary Nails | 06.03.01.01 - Femoral, Proximal short (<220mm) |  | JD015 | 914 | JOI ORTHOPAEDICS PTY LTD | Proximal Femur Nails | Nails | Diameter 11mm Proximal Diameter 17mm <220mm length | 222647 |  | May 2018 | Group Benefit Change
06 - Specialist Orthopaedic | 06.03 - SKELETAL RECONSTRUCTION | 06.03.01 - Intramedullary Nails | 06.03.01.02 - Femoral, Proximal long (≥220mm) |  | JD016 | 1214 | JOI ORTHOPAEDICS PTY LTD | Proximal Femur Nail | Femoral Nail | Diameter 11mm Proximal Diameter 17mm Length ≥220mm | 222647 |  | May 2018 | Group Benefit Change
06 - Specialist Orthopaedic | 06.03 - SKELETAL RECONSTRUCTION | 06.03.01 - Intramedullary Nails | 06.03.01.03 - Femoral, Distal |  | JD019 | 996 | JOI ORTHOPAEDICS PTY LTD | Femoral Nail | Femoral Nail | Diameter 10 - 12mm | 222647 |  | May 2018 | Group Benefit Change
06 - Specialist Orthopaedic | 06.03 - SKELETAL RECONSTRUCTION | 06.03.01 - Intramedullary Nails | 06.03.01.04 - Tibial/Fibular |  | JD020 | 1033 | JOI ORTHOPAEDICS PTY LTD | Tibial Nail | Tibial Nail | 10 - 11mm diameter | 222647 |  | May 2018 | Group Benefit Change
06 - Specialist Orthopaedic | 06.03 - SKELETAL RECONSTRUCTION | 06.03.03 - Plates | 06.03.03.04 - Small (screw size 2.71mm – 4.49mm)(including blade) ≤ 6 holes | VAL | JD021 | 642 | JOI ORTHOPAEDICS PTY LTD | 1/3 Tubular Plate | 1/3 Tubular Plates | ≤ 6 holes | 222648 |  | May 2018 | Group Benefit Change
06 - Specialist Orthopaedic | 06.03 - SKELETAL RECONSTRUCTION | 06.03.03 - Plates | 06.03.03.04 - Small (screw size 2.71mm – 4.49mm)(including blade) ≤ 6 holes | VAL | JD022 | 642 | JOI ORTHOPAEDICS PTY LTD | MTP Plate | Fusion Plates | Left and Right | 222648 |  | May 2018 | Group Benefit Change
06 - Specialist Orthopaedic | 06.03 - SKELETAL RECONSTRUCTION | 06.03.03 - Plates | 06.03.03.05 - Small (screw size 2.71mm – 4.49mm)(including blade) ≥ 7 to ≤ 15 holes | VAL | JD023 | 641 | JOI ORTHOPAEDICS PTY LTD | 1/3 Tubular Plate | 1/3 Tubular Plate | ≥ 7 to ≤ 15 holes | 222648 |  | May 2018 | Group Benefit Change
02 - Ear, Nose & Throat | 02.03 - THROAT | 02.03.03 - Tracheal Stents |  | Nitinol | JI007 | 1915 | INTERVENE MEDICAL PTY LTD | Aerstent | Nitinol Self Expanding Tracheal and Bronchial Stent. Nitinol Mesh, Silicone | Straight, J or Y Shaped, (10-24) mm diameter | 297568 |  | July 2023 | Group Benefit Change, Changed Product Description, Product Sizes,
02 - Ear, Nose & Throat | 02.03 - THROAT | 02.03.03 - Tracheal Stents |  | Silicone | JI008 | 903 | INTERVENE MEDICAL PTY LTD | GSS & Dumon | Silicone tracheal and bronchial stents, Straight and Y Shape | 10 - 20mm diameter, 20 - 110mm length | 143612 |  | July 2023 | Changed Product Description, Product Sizes
06 - Specialist Orthopaedic | 06.03 - SKELETAL RECONSTRUCTION | 06.03.07 - Soft Tissue Fixation Devices | 06.03.07.04 - Suture, Large anchors (≥4mm) |  | JJ097 | 442 | Johnson & Johnson Medical Pty Ltd | Fastin Anchor System | Suture Anchor | 5 - 6.5mm | 133430 152661 |  | July 2023 | Changed Product Sizes
03 - General Miscellaneous | 03.04 - GASTRIC BANDS | 03.04.03 - Replacement Injection Ports |  |  | JJ444 | 525 | Johnson & Johnson Medical Pty Ltd | Ethicon Endo-Surgery Gastric band sutureless port and applier | Implantable infusion port & locking connector for adjustable gastric band. Replacement port & locking connector for use with adjustable gastric band. | One size only | 94734 |  | May 2018 | Group Benefit Change
12 - Knee | 12.03 - TIBIAL TRAY COMPONENT - TOTAL KNEE ARTHROPLASTY | 12.03.02 - Cemented, Alloy |  | Revision | JJ510 | 2758 | Johnson & Johnson Medical Pty Ltd | PFC Sigma Knee System tibial baseplate | Tibial baseplate, cemented, keeled, forged CoCr, polished tibial insert surface | Size 1-6 | 227175 |  | March 2023 | Group Benefit Change
13 - Spinal | 13.02 - Accessories for bone screws and connector components | 13.02.01 - Nut/Set Screw/Locking Screw |  |  | JJ524 | 144 | Johnson & Johnson Medical Pty Ltd | VIPER Spine System | Viper Single Innie Set Screw | One size | 97391 |  | May 2018 | Group Benefit Change
06 - Specialist Orthopaedic | 06.02 - UPPER LIMB | 06.02.04 - Shoulder - Humeral | 06.02.04.12 - Standard humeral head | EL | JJ554 | 4234 | Johnson & Johnson Medical Pty Ltd | DELTA Xtend | Delta Xtend CTA Head Extended Lip | 48 + 52; 21, 26mm | 217443 |  | July 2023 | Group Benefit Change, Changed
11 - Hip | 11.01 - FEMORAL COMPONENTS - PRIMARY AND REVISION | 11.01.01 - Cemented | 11.01.01.01 - Unpolished |  | JJ573 | 1356 | Johnson & Johnson Medical Pty Ltd | Summit Cemented Femoral Stem | CoCr, tapered, unpolished | Sizes 2-8, Offset High or Standard | 215937 |  | March 2023 | Group Benefit Change
12 - Knee | 12.01 - FEMORAL COMPONENT: TOTAL KNEE ARTHROPLASTY | 12.01.04 - Uncemented, Alloy | 12.01.04.01 - Minimally Stabilised |  | JJ606 | 3226 | Johnson & Johnson Medical Pty Ltd | PFC Sigma Knee System femoral component | Femoral component, uncemented, CoCr, beaded (Porocoat) | Size 1.5-6 | 227157 |  | July 2023 | Changed Product Sizes
06 - Specialist Orthopaedic | 06.02 - UPPER LIMB | 06.02.06 - Shoulder - Accessories | 06.02.06.04 - Taper assembly |  | JJ615 | 991 | Johnson & Johnson Medical Pty Ltd | Global AP Shoulder | Fixed 135 Degree Taper Assembly | 135 Degree Angle | 138288 |  | May 2018 | Group Benefit Change
13 - Spinal | 13.03 - Connector | 13.03.01 - In-Line |  |  | JJ635 | 655 | Johnson & Johnson Medical Pty Ltd | Expedium Spine System – Dual Rod Connector | Dual Rod Connector | 4.75, 5.5 & 6.35mm | 97391 |  | May 2018 | Group Benefit Change
13 - Spinal | 13.06 - Rod | 13.06.01 - Standard |  |  | JJ644 | 355 | Johnson & Johnson Medical Pty Ltd | Extra long rod - Expendium Anterior Spine System | Rod - Titanium | 5.5mm x 450mm | 97391 |  | May 2018 | Group Benefit Change
13 - Spinal | 13.06 - Rod | 13.06.01 - Standard |  |  | JJ648 | 355 | Johnson & Johnson Medical Pty Ltd | Pre-cut rod - Expedium Anterior Spine System | Rod - Titanium | Diameter 5.5mm x lengths 45-150mm | 97391 |  | May 2018 | Group Benefit Change
13 - Spinal | 13.02 - Accessories for bone screws and connector components | 13.02.01 - Nut/Set Screw/Locking Screw |  |  | JJ656 | 144 | Johnson & Johnson Medical Pty Ltd | SI Set Screw - Expedium Anterior Spine System | Single Innie Set Screw - Titanium | one size only | 97391 |  | May 2018 | Group Benefit Change
11 - Hip | 11.03 - ACETABULAR COMPONENTS | 11.03.01 - Cups, Cemented | 11.03.01.02 - Modified polyethylene |  | JJ689 | 786 | Johnson & Johnson Medical Pty Ltd | MARATHON XLPE Cemented Cup | Cemented cross-linked polyethylene acetabular cup with flange | Inner diameter 22-36mm, outer diameter 38-53mm | 210127 |  | July 2023 | Changed Product Name, Product Description
13 - Spinal | 13.06 - Rod | 13.06.01 - Standard |  |  | JJ693 | 355 | Johnson & Johnson Medical Pty Ltd | Mountaineer OCT Spinal System - Pre-bent Rod | Pre-bent Titanium Rod | 3.5 x 200 - 85mm or 3.5 x 120 - 85 mm | 145010 |  | May 2018 | Group Benefit Change
13 - Spinal | 13.05 - Plate | 13.05.02 - No Integral Fixation | 13.05.02.03 - Occipital |  | JJ695 | 1803 | Johnson & Johnson Medical Pty Ltd | Mountaineer OCT Spinal System - OC Plate and OC Screw | Titanium occipital plate and screws | 31 - 45mm | 178040 194058 |  | July 2023 | Group Benefit Change, Changed Product Name, Product Description,
12 - Knee | 12.08 - PATELLAR COMPONENT | 12.08.04 - Polyethylene Insert for Mobile Patella |  |  | JJ697 | 385 | Johnson & Johnson Medical Pty Ltd | LCS Total Knee System - Replacement Patella Polyethylene | Replacement UHMWPE insert for LCS mobile bearing patella | Small+ to Large+ | 108414 |  | May 2018 | Group Benefit Change
13 - Spinal | 13.06 - Rod | 13.06.01 - Standard |  |  | JJ760 | 355 | Johnson & Johnson Medical Pty Ltd | Moss Miami (Titanium) | Swedge Rod | One Size | 145010 |  | May 2018 | Group Benefit Change
13 - Spinal | 13.03 - Connector | 13.03.03 - Transverse (Rod-to-Rod) | 13.03.03.02 - Adjustable |  | JJ766 | 1137 | Johnson & Johnson Medical Pty Ltd | Expedium SFX Cross Connector System | Fixed Length Cross Connector | 15mm - 36mm Length, 4.5, 5.5, 6.35mm rod diameter | 97391 |  | May 2018 | Group Benefit Change
13 - Spinal | 13.03 - Connector | 13.03.03 - Transverse (Rod-to-Rod) | 13.03.03.02 - Adjustable |  | JJ767 | 1137 | Johnson & Johnson Medical Pty Ltd | Expedium SFX Cross Connector System | Variable Length Cross Connector | 26mm - 100 mm Length, 4.5, 5.5, 6.35mm rod diameter | 97391 |  | May 2018 | Group Benefit Change
11 - Hip | 11.01 - FEMORAL COMPONENTS - PRIMARY AND REVISION | 11.01.03 - Uncemented | 11.01.03.03 - Mesh |  | JJ777 | 3073 | Johnson & Johnson Medical Pty Ltd | Tri-Lock Gription Femoral Stem | Titanium, Femoral stem, GRIPTION coated | Size 0-12 standard and high offset | 217546 |  | November 2022 | Group Benefit Change
13 - Spinal | 13.05 - Plate | 13.05.02 - No Integral Fixation | 13.05.02.01 - Cervical |  | JJ800 | 1180 | Johnson & Johnson Medical Pty Ltd | Skyline Cervical Plate System | Skyline anterior cervical plate. Various size plates, Titanium | 12-55mm | 194058 |  | July 2023 | Changed Benefit, Group, Sub Group
13 - Spinal | 13.05 - Plate | 13.05.02 - No Integral Fixation | 13.05.02.01 - Cervical | >55mm | JJ801 | 1069 | Johnson & Johnson Medical Pty Ltd | Skyline Cervical Plate System | Skyline anterior cervical plate. Various size plates. Titanium | 56-105mm | 194058 |  | July 2023 | Group Benefit Change, Changed , Group, Sub Group, Suffix
11 - Hip | 11.01 - FEMORAL COMPONENTS - PRIMARY AND REVISION | 11.01.03 - Uncemented | 11.01.03.02 - Beaded | SCP | JJ813 | 2653 | Johnson & Johnson Medical Pty Ltd | Summit Femoral Hip | Titanium, beaded proximally, distal grit blast | 0-12 | 208216 |  | May 2018 | Group Benefit Change
03 - General Miscellaneous | 03.04 - GASTRIC BANDS | 03.04.01 - Adjustable Gastric Band with Port |  |  | JJ831 | 2791 | Johnson & Johnson Medical Pty Ltd | Ethicon Endo-Surgery curved adjustable gastric band with sutureless port and applier | Silicone | One size only | 94766 |  | May 2018 | Group Benefit Change
03 - General Miscellaneous | 03.04 - GASTRIC BANDS | 03.04.01 - Adjustable Gastric Band with Port |  |  | JJ832 | 2791 | Johnson & Johnson Medical Pty Ltd | Swedish Adjustable Gastric Band | Silicone | One size only | 94766 |  | May 2018 | Group Benefit Change
13 - Spinal | 13.10 - Fusion Cage | 13.10.02 - Interbody, No Integral Fixation | 13.10.02.02 - ThoracoLumbar / Lumbar | Paired | JJ900 | 2346 | Johnson & Johnson Medical Pty Ltd | CONCORDE Spine System | Interbody Fusion Device for paired insertion | 7-18mm | 149723 |  | May 2018 | Group Benefit Change
13 - Spinal | 13.02 - Accessories for bone screws and connector components | 13.02.01 - Nut/Set Screw/Locking Screw |  |  | JJ915 | 144 | Johnson & Johnson Medical Pty Ltd | Expedium Spine System | Si and Unitised Screw Set | 4.35 -7.5mm | 145290 97391 |  | May 2018 | Group Benefit Change
13 - Spinal | 13.02 - Accessories for bone screws and connector components | 13.02.01 - Nut/Set Screw/Locking Screw |  |  | JJ916 | 144 | Johnson & Johnson Medical Pty Ltd | Mountaineer Spinal System | Inner screws and out nuts | One size only | 128255 128257 145290 |  | May 2018 | Group Benefit Change
13 - Spinal | 13.03 - Connector | 13.03.01 - In-Line |  |  | JJ917 | 655 | Johnson & Johnson Medical Pty Ltd | Mountaineer Spinal System | Connectors | 3.5 to 6.35mm | 97391 |  | May 2018 | Group Benefit Change
13 - Spinal | 13.03 - Connector | 13.03.01 - In-Line |  |  | JJ920 | 655 | Johnson & Johnson Medical Pty Ltd | Moss Miami Spinal System | Axial Connector | 4/4mm to 5/7mm | 145010 97391 |  | May 2018 | Group Benefit Change
06 - Specialist Orthopaedic | 06.03 - SKELETAL RECONSTRUCTION | 06.03.05 - Surgical Accessories | 06.03.05.05 - Cables - with >1 locking device |  | JJ923 | 416 | Johnson & Johnson Medical Pty Ltd | Songer Cable System | Double loop Cable with 2 crimps | One size only | 144675 |  | May 2018 | Group Benefit Change
06 - Specialist Orthopaedic | 06.03 - SKELETAL RECONSTRUCTION | 06.03.14 - Bone Cement | 06.03.14.02 - Cement with Antibiotic |  | JJ933 | 161 | Johnson & Johnson Medical Pty Ltd | SmartSet | Bone cement with antibiotic | 40g | 119257 150929 |  | July 2023 | Changed Product Sizes
13 - Spinal | 13.01 - Bone Screws | 13.01.01 - Pedicle, Monoaxial |  |  | JJ936 | 752 | Johnson & Johnson Medical Pty Ltd | Expedium Spine System | Monoaxial Screw | 4 - 10mm Diameter | 97391 |  | May 2018 | Group Benefit Change
13 - Spinal | 13.01 - Bone Screws | 13.01.02 - Pedicle, Polyaxial |  |  | JJ940 | 1050 | Johnson & Johnson Medical Pty Ltd | Moss Miami Spinal System | Polyaxial Screw | 4.35 to 8mm diameter | 128257 97391 |  | May 2018 | Group Benefit Change
13 - Spinal | 13.02 - Accessories for bone screws and connector components | 13.02.01 - Nut/Set Screw/Locking Screw |  |  | JJ942 | 144 | Johnson & Johnson Medical Pty Ltd | Moss Miami Spinal System | Inner and outer screw, nuts and set screws | 3 - 6.5mm | 128257 145010 |  | May 2018 | Group Benefit Change
13 - Spinal | 13.01 - Bone Screws | 13.01.02 - Pedicle, Polyaxial |  |  | JJ944 | 1050 | Johnson & Johnson Medical Pty Ltd | Expedium Spine System | Polyaxial screws | 4.35 - 12mm diameter | 145290 97391 |  | May 2018 | Group Benefit Change
12 - Knee | 12.08 - PATELLAR COMPONENT | 12.08.01 - Cemented, All Polyethylene |  |  | JJ959 | 385 | Johnson & Johnson Medical Pty Ltd | Attune Knee System | All Poly Cemented Patella | 29-41mm | 208794 220505 |  | May 2018 | Group Benefit Change
04 - Neurosurgical | 04.08 - NEURO INTERVENTION | 04.08.02 - Coils |  |  | JJ960 | 1118 | Johnson & Johnson Medical Pty Ltd | Galaxy G3 | Stretch Resistant Coil | Length 1.5 to 30cm | 219194 219195 |  | November 2019 | Group Benefit Change
06 - Specialist Orthopaedic | 06.03 - SKELETAL RECONSTRUCTION | 06.03.07 - Soft Tissue Fixation Devices | 06.03.07.07 - Interference Screw (± sleeve) | AB | JJ961 | 457 | Johnson & Johnson Medical Pty Ltd | BioIntrafix | Tibial soft tissue fastner screw/sheath | 6-8mm-7-10mm x 30mm; Small and Large | 136254 136255 |  | July 2023 | Changed Product Sizes, Suffix
06 - Specialist Orthopaedic | 06.02 - UPPER LIMB | 06.02.04 - Shoulder - Humeral | 06.02.04.12 - Standard humeral head | EL | JJ970 | 4234 | Johnson & Johnson Medical Pty Ltd | Global Shoulder System | CTA humeral head; Advantage, AP | Sizes 44-56mm | 275072 275073 |  | July 2023 | Group Benefit Change, Changed Product Description,
06 - Specialist Orthopaedic | 06.03 - SKELETAL RECONSTRUCTION | 06.03.04 - Screws | 06.03.04.02 - Small (2.71mm – 4.49mm) | CN | JK003 | 180 | ALLIED SCIENTIFIC PRODUCTS PTY LTD | OsteoMed Plating & Fixation System | Screws - Cannulated Lag | Diameter 2.71mm – 4.49mm | 130509 |  | March 2022 | Group Benefit Change
06 - Specialist Orthopaedic | 06.03 - SKELETAL RECONSTRUCTION | 06.03.04 - Screws | 06.03.04.02 - Small (2.71mm – 4.49mm) |  | JK005 | 54 | ALLIED SCIENTIFIC PRODUCTS PTY LTD | OsteoMed Plating & Fixation System | Lag Screws - Maxi, MMF, 3.0mm | 2.4mm x (8 - 42)mm; 2.4 x (12 - 18)mm; 3.0mm x (12 - 36)mm; | 130509 |  | March 2022 | Group Benefit Change
06 - Specialist Orthopaedic | 06.03 - SKELETAL RECONSTRUCTION | 06.03.04 - Screws | 06.03.04.03 - Mini (2.01 – 2.7 mm) | CN | JK006 | 167 | ALLIED SCIENTIFIC PRODUCTS PTY LTD | OsteoMed Plating & Fixation System | Screws - Cannulated Lag | Diameter 2.01 – 2.7 mm | 130509 |  | March 2022 | Group Benefit Change
06 - Specialist Orthopaedic | 06.03 - SKELETAL RECONSTRUCTION | 06.03.04 - Screws | 06.03.04.03 - Mini (2.01 – 2.7 mm) | CN,DT | JK007 | 348 | ALLIED SCIENTIFIC PRODUCTS PTY LTD | ExtremiFix Screws | Headless Cannulated Compression Screw | Diameter 2.0mm, 2.4mm. Length 10mm to 52mm; Diameter 2.01mm - 2.7mm | 130509 |  | March 2022 | Group Benefit Change
07 - Plastic and Reconstructive | 07.01 - CRANIOMAXILLOFACIAL RECONSTRUCTION & FIXATION | 07.01.01 - Mesh - Metal | 07.01.01.04 - 0.2-0.49mm thick, 11-50cm² |  | JK008 | 601 | ALLIED SCIENTIFIC PRODUCTS PTY LTD | OsteoMed Plating & Fixation System | Micro, Mini, Maxi | 0.2-0.49mm thick, 11-50cm² | 130508 |  | March 2022 | Group Benefit Change
07 - Plastic and Reconstructive | 07.01 - CRANIOMAXILLOFACIAL RECONSTRUCTION & FIXATION | 07.01.01 - Mesh - Metal | 07.01.01.05 - 0.2-0.49mm thick, 51-200cm² |  | JK009 | 1235 | ALLIED SCIENTIFIC PRODUCTS PTY LTD | OsteoMed Plating & Fixation System | Plates | 0.2-0.49mm thick, 51-200cm² | 130508 |  | March 2022 | Group Benefit Change
07 - Plastic and Reconstructive | 07.01 - CRANIOMAXILLOFACIAL RECONSTRUCTION & FIXATION | 07.01.01 - Mesh - Metal | 07.01.01.08 - 0.5-0.8mm thick, 11-50cm² |  | JK011 | 413 | ALLIED SCIENTIFIC PRODUCTS PTY LTD | OsteoMed Plating & Fixation System | Plates | 0.5-0.8mm thick, 11-50cm² | 130508 |  | March 2022 | Group Benefit Change
07 - Plastic and Reconstructive | 07.01 - CRANIOMAXILLOFACIAL RECONSTRUCTION & FIXATION | 07.01.01 - Mesh - Metal | 07.01.01.10 - 0.5-0.8mm thick, >200cm² |  | JK013 | 2072 | ALLIED SCIENTIFIC PRODUCTS PTY LTD | OsteoMed Plating & Fixation System | Plates | 125 x 180mm Mesh Plate, 150 x 300mm Mesh Plate, Mesh >200cm2 area. | 130508 |  | March 2022 | Group Benefit Change
07 - Plastic and Reconstructive | 07.01 - CRANIOMAXILLOFACIAL RECONSTRUCTION & FIXATION | 07.01.05 - Fracture or Reconstruction Plates | 07.01.05.05 - 0.5-0.99mm thick, <4 holes |  | JK015 | 80 | ALLIED SCIENTIFIC PRODUCTS PTY LTD | Plates | Micro, Midface & Mini | Straight Plate - 2 Hole, Plate < 4 holes. | 130508 |  | March 2022 | Group Benefit Change
07 - Plastic and Reconstructive | 07.01 - CRANIOMAXILLOFACIAL RECONSTRUCTION & FIXATION | 07.01.05 - Fracture or Reconstruction Plates | 07.01.05.08 - 0.5-0.99mm thick, >32 holes |  | JK022 | 271 | ALLIED SCIENTIFIC PRODUCTS PTY LTD | Plates | Micro, Mini | 40 Hole Straight Plate, Mesh 18 row, Plate >32 holes. | 130508 |  | March 2022 | Group Benefit Change
07 - Plastic and Reconstructive | 07.01 - CRANIOMAXILLOFACIAL RECONSTRUCTION & FIXATION | 07.01.05 - Fracture or Reconstruction Plates | 07.01.05.10 - 1.0-1.99mm thick, 4-7 holes | Compression | JK024 | 140 | ALLIED SCIENTIFIC PRODUCTS PTY LTD | OsteoMed Plating & Fixation System | Plates - Fracture | 1.0-1.99mm thick, 4-7 holes | 130508 |  | March 2022 | Group Benefit Change
07 - Plastic and Reconstructive | 07.01 - CRANIOMAXILLOFACIAL RECONSTRUCTION & FIXATION | 07.01.05 - Fracture or Reconstruction Plates | 07.01.05.10 - 1.0-1.99mm thick, 4-7 holes | Locking | JK025 | 376 | ALLIED SCIENTIFIC PRODUCTS PTY LTD | OsteoMed Plating & Fixation System | Plates - Fracture | 8 Hole Fracture Plate, 4 & 6 hole locking fracture plate, 4 to 7 hole locking plate. | 130508 |  | March 2022 | Group Benefit Change
07 - Plastic and Reconstructive | 07.01 - CRANIOMAXILLOFACIAL RECONSTRUCTION & FIXATION | 07.01.05 - Fracture or Reconstruction Plates | 07.01.05.11 - 1.0-1.99mm thick, 8-15 holes |  | JK027 | 352 | ALLIED SCIENTIFIC PRODUCTS PTY LTD | Plates | Mini & Maxi | 12 Hole Straight Plate 1.0 mm thick, 8 Hole Straight Plate 1.0 mm thick, Plates 8 to 15 holes | 130508 |  | March 2022 | Group Benefit Change
07 - Plastic and Reconstructive | 07.02 - CRANIOMAXILLOFACIAL IMPLANTS | 07.02.05 - Mandible, Maxilla and Temperomandibular Joint (TMJ) | 07.02.05.01 - Mandible, Full |  | JK039 | 1051 | ALLIED SCIENTIFIC PRODUCTS PTY LTD | Osteo Plating & Fixation System | Plates - Reconstruction | 5 x 20 x 5 Hole Full Mandible Plate; 5 x 16 x 5 Hole Full Mandible Plate; Mandible, Full | 130508 |  | March 2022 | Group Benefit Change
07 - Plastic and Reconstructive | 07.02 - CRANIOMAXILLOFACIAL IMPLANTS | 07.02.05 - Mandible, Maxilla and Temperomandibular Joint (TMJ) | 07.02.05.05 - Plate | Hemimandible | JK041 | 494 | ALLIED SCIENTIFIC PRODUCTS PTY LTD | OsteoMed Plating & Fixation System | Plates - Reconstruction | 5 x 16 Hole plate Right & Left | 130508 |  | March 2022 | Group Benefit Change
07 - Plastic and Reconstructive | 07.04 - DISTRACTOR SYSTEMS | 07.04.01 - Complete | 07.04.01.03 - Internal/Intraoral | Multivector | JK044 | 2671 | ALLIED SCIENTIFIC PRODUCTS PTY LTD | Logic Distraction System | Distractor, spacers & activation set | Straight, Curved 18-52mm | 130510 |  | March 2022 | Group Benefit Change
07 - Plastic and Reconstructive | 07.06 - MAMMARY IMPLANTS | 07.06.02 - Gel Filled | 07.06.02.02 - ≥500cc |  | JK047 | 668 | ALLIED SCIENTIFIC PRODUCTS PTY LTD | Impleo gel-filled Nagor mammary implant range - smooth - IMP-SMR, IMP-SHR and IMP-SEHR | Smooth Round | 520 to 620ml | 277759 |  | July 2023 | Expanded from JK046
07 - Plastic and Reconstructive | 07.06 - MAMMARY IMPLANTS | 07.06.02 - Gel Filled | 07.06.02.01 - <500cc |  | JK048 | 595 | ALLIED SCIENTIFIC PRODUCTS PTY LTD | Impleo gel-filled Nagor mammary implant range - smooth - IMP-SMR, IMP-SHR and IMP-SEHR | Smooth Round | 150 to 460ml | 277759 |  | July 2023 | Expanded from JK046
13 - Spinal | 13.10 - Fusion Cage | 13.10.02 - Interbody, No Integral Fixation | 13.10.02.02 - ThoracoLumbar / Lumbar | Paired | JQ029 | 2346 | DAVID LE CHEMINANT | IdentiTi PS Porous Ti Interbody System | Spacer, Posterior Straight Ti | 9mm x (22-30)mm footprint x (7-14)mm height x (0-15) degree lordosis | 397837 |  | March 2023 | Group Benefit Change
13 - Spinal | 13.10 - Fusion Cage | 13.10.02 - Interbody, No Integral Fixation | 13.10.02.01 - Cervical |  | JQ030 | 2189 | DAVID LE CHEMINANT | IdentiTi Cervical Porous Ti Interbody System | Spacer, Anterior Ti | (14-20)mm x (12-16)mm footprint x (5-12)mm height x (5-15) degree lordosis | 397837 |  | March 2023 | Group Benefit Change
13 - Spinal | 13.10 - Fusion Cage | 13.10.02 - Interbody, No Integral Fixation | 13.10.02.01 - Cervical |  | JQ032 | 2189 | DAVID LE CHEMINANT | Transcend Nanotec Cervical | Spacer, PEEK Ti Alloy HA | (14-18)mm x (12-16)mm footprint x (5-10)mm height x 7-10) degrees lordosis | 398574 |  | March 2023 | Group Benefit Change
13 - Spinal | 13.06 - Rod | 13.06.03 - Dual Unit | 13.06.03.02 - Occipital |  | JQ034 | 1525 | DAVID LE CHEMINANT | Invictus Hinged Rod | Hinged Rod. Ti Alloy | Cranial: (3.5, 4.0) mm diameter x 90mm length Caudal, (3.5, 4.0)mm diameter x 210mm length | 398576 |  | March 2023 | Group Benefit Change
13 - Spinal | 13.01 - Bone Screws | 13.01.02 - Pedicle, Polyaxial |  | Cannulated | JQ037 | 1124 | DAVID LE CHEMINANT | Invictus Polyaxial Pedicle Screw | Cannulated, complete polyaxial screw, Ti Alloy | ( 4.5 -10.5 )mm diameter x (20-130)mm length | 398576 |  | March 2023 | Group Benefit Change
13 - Spinal | 13.01 - Bone Screws | 13.01.02 - Pedicle, Polyaxial |  | Shank | JQ038 | 540 | DAVID LE CHEMINANT | Invictus Shank | Polyaxial , solid or cannulated Ti Alloy | (4-12.5)mm dia x (20-130)mm length | 398576 |  | March 2023 | Group Benefit Change
13 - Spinal | 13.01 - Bone Screws | 13.01.02 - Pedicle, Polyaxial |  |  | JQ041 | 1050 | DAVID LE CHEMINANT | Invictus Polyaxial Pedicle Screw | Polyaxial or Favoured Angle (Medial /Lateral or Cranial/Caudal) Pedicle Screw , Full or Partial Thread. Ti Alloy | (3.5 - 12.5)mm x (8-130)mm | 398576 |  | March 2023 | Group Benefit Change
13 - Spinal | 13.02 - Accessories for bone screws and connector components | 13.02.01 - Nut/Set Screw/Locking Screw |  |  | JQ042 | 144 | DAVID LE CHEMINANT | Invictus Set Screw | Locking Set Screw Ti Alloy | 3.5mm - 6.5mm polyaxial screw set screws, open or closed | 398576 |  | March 2023 | Group Benefit Change
13 - Spinal | 13.06 - Rod | 13.06.01 - Standard |  |  | JQ043 | 355 | DAVID LE CHEMINANT | Invictus Rod | Rod, straight, curved Ti Alloy or CoCr | (3.5 - 6.0) mm diameter x (20-600)mm length | 398576 |  | March 2023 | Group Benefit Change
13 - Spinal | 13.06 - Rod | 13.06.01 - Standard |  | Dual Diameter | JQ044 | 446 | DAVID LE CHEMINANT | Invictus Dual Diameter Rod | Straight, Dual Diameter , Ti Alloy or CoCr | (3.5 or 4.0 or 5.5 )mm to (5.5 or 6.0)mm diameters x (200 - 600) mm length | 398576 |  | March 2023 | Group Benefit Change
13 - Spinal | 13.03 - Connector | 13.03.01 - In-Line |  |  | JQ047 | 655 | DAVID LE CHEMINANT | Invictus Inline Connector | Open/Open , Open/Closed, Open/Side Loading, Domino, Satellite Tulip. Ti Alloy | (3.5 -3.5)mm, (3.5 - 5.5)mm rod diameter, (11-18) mm centre to centre, (30-60)mm connector length | 398576 |  | March 2023 | Group Benefit Change
13 - Spinal | 13.05 - Plate | 13.05.02 - No Integral Fixation | 13.05.02.03 - Occipital |  | JQ048 | 1803 | DAVID LE CHEMINANT | Invictus Occiptal Plate | Occipital Plate ,Ti Alloy | 48 - 66 mm | 398576 |  | March 2023 | Group Benefit Change
09 - Cardiothoracic | 09.01 - Mechanical Valves | 09.01.01 - Bi-Leaflet, rotatable |  |  | JS004 | 5062 | CORCYM AUSTRALIA PTY LTD | Carbomedics Standard Mitral M700 - Prosthesis, internal, valve, cardiac, artificial | Prosthesis, internal, valve, cardiac, artificial | 16.2 18.8 21.8 23.8 25.8 27.8 29.8 31.8 | 147290 |  | March 2023 | Group Benefit Change
13 - Spinal | 13.02 - Accessories for bone screws and connector components | 13.02.01 - Nut/Set Screw/Locking Screw |  |  | JV001 | 144 | Stryker Australia Pty Ltd | Everest | Breakoff Set Screw | One size only | 154442 |  | July 2022 | Group Benefit Change
06 - Specialist Orthopaedic | 06.03 - SKELETAL RECONSTRUCTION | 06.03.03 - Plates | 06.03.03.04 - Small (screw size 2.71mm – 4.49mm)(including blade) ≤ 6 holes | VAL | JV002 | 642 | Stryker Australia Pty Ltd | VariAx Wrist Plating System – Distal Radius | VAL Fixation Plates for Distal Radius Fractures | ≤ 6 holes | 340042 357433 |  | July 2022 | Group Benefit Change
06 - Specialist Orthopaedic | 06.03 - SKELETAL RECONSTRUCTION | 06.03.03 - Plates | 06.03.03.05 - Small (screw size 2.71mm – 4.49mm)(including blade) ≥ 7 to ≤ 15 holes | VAL | JV003 | 641 | Stryker Australia Pty Ltd | VariAx Wrist Plating System – Distal Radius | VAL Fixation Plates for Distal Radius Fractures | ≥ 7 to ≤ 15 holes | 340044 357433 |  | July 2022 | Group Benefit Change
06 - Specialist Orthopaedic | 06.03 - SKELETAL RECONSTRUCTION | 06.03.03 - Plates | 06.03.03.08 - Mini (screw size ≤2.7mm)(including blade) ≥ 7 to ≤ 15 holes | LK | JV004 | 427 | Stryker Australia Pty Ltd | SternalPlate Closure System - Plates | Titanium Sternal Fixation System | ≥ 7 to ≤ 15 holes | 386783 |  | July 2022 | Group Benefit Change
06 - Specialist Orthopaedic | 06.03 - SKELETAL RECONSTRUCTION | 06.03.03 - Plates | 06.03.03.07 - Mini (screw size ≤2.7mm)(including blade) ≤ 6 holes | LK | JV005 | 635 | Stryker Australia Pty Ltd | SternalPlate Closure System - Plates | Titanium Sternal Fixation System | ≤ 6 holes | 386783 |  | July 2022 | Group Benefit Change
06 - Specialist Orthopaedic | 06.03 - SKELETAL RECONSTRUCTION | 06.03.03 - Plates | 06.03.03.07 - Mini (screw size ≤2.7mm)(including blade) ≤ 6 holes | Com, LK | JV006 | 1062 | Stryker Australia Pty Ltd | SternalPlate Closure System - Plates | Titanium Sternal Fixation System | ≤ 6 holes | 386783 |  | July 2022 | Group Benefit Change
06 - Specialist Orthopaedic | 06.03 - SKELETAL RECONSTRUCTION | 06.03.03 - Plates | 06.03.03.08 - Mini (screw size ≤2.7mm)(including blade) ≥ 7 to ≤ 15 holes | Com, LK | JV007 | 619 | Stryker Australia Pty Ltd | SternalPlate Closure System - Plates | Titanium Sternal Fixation System | ≥ 7 to ≤ 15 holes | 386783 |  | July 2022 | Group Benefit Change
06 - Specialist Orthopaedic | 06.03 - SKELETAL RECONSTRUCTION | 06.03.04 - Screws | 06.03.04.03 - Mini (2.01 – 2.7 mm) | LK | JV008 | 109 | Stryker Australia Pty Ltd | SternalPlate Closure System - Screws | Titanium Sternal Fixation System | 2.3mm 2.7mm | 386783 |  | July 2022 | Group Benefit Change
06 - Specialist Orthopaedic | 06.03 - SKELETAL RECONSTRUCTION | 06.03.04 - Screws | 06.03.04.01 - Standard ( ≥4.5mm) |  | JV013 | 57 | Stryker Australia Pty Ltd | Perform Reverse Peripheral Fixation Screw | Locking Fixation Screw | 5.0mm | 314266 |  | July 2022 | Group Benefit Change
12 - Knee | 12.08 - PATELLAR COMPONENT | 12.08.03 - Uncemented, Polyethylene, Metal Backed | 12.08.03.02 - Moulded |  | JV019 | 385 | Stryker Australia Pty Ltd | Triathlon Tritanium Metal Backed Patella | Patella component, Metal backed, Tritanium, uncemented, Moulded UHMWPE (N2VAC) | 29mm - 40mm | 284592 |  | March 2023 | Group Benefit Change
10 - Vascular | 10.01 - Vascular Stents | 10.01.01 - Bare Metal Stents | 10.01.01.02 - Self Expandable, <150mm |  | JW001 | 1299 | CORDIS AUSTRALIA PTY LTD | S.M.A.R.T. Flex Vascular Stent System | A fully connected, laser cut nitinol stent | 5-8mm diameter, 30-120mm length | 223910 |  | November 2022 | Group Benefit Change
10 - Vascular | 10.01 - Vascular Stents | 10.01.01 - Bare Metal Stents | 10.01.01.03 - Self Expandable, ≥150mm |  | JW002 | 1708 | CORDIS AUSTRALIA PTY LTD | S.M.A.R.T. Flex Vascular Stent System | A fully connected, laser cut nitinol stent | 5-8mm diameter, 150-200mm length | 223910 |  | November 2022 | Group Benefit Change
10 - Vascular | 10.01 - Vascular Stents | 10.01.01 - Bare Metal Stents | 10.01.01.02 - Self Expandable, <150mm |  | JW006 | 1299 | CORDIS AUSTRALIA PTY LTD | Precise Pro Rx Nitinol Stent System | Nitinol self expanding stent | Diameter: 5, 6, 7, 8, 9, 10mm; Length: 20, 30, 40mm | 149399 |  | November 2022 | Group Benefit Change
10 - Vascular | 10.01 - Vascular Stents | 10.01.01 - Bare Metal Stents | 10.01.01.02 - Self Expandable, <150mm |  | JW007 | 1299 | CORDIS AUSTRALIA PTY LTD | SMART Control Peripheral Stent System | SMART Control is a laser cut nitinol self expanding stent, used to treat peripheral vessel disease. | Dia 6 – 14mm; Length 20 – 100mm | 151010 |  | November 2022 | Group Benefit Change
10 - Vascular | 10.01 - Vascular Stents | 10.01.01 - Bare Metal Stents | 10.01.01.03 - Self Expandable, ≥150mm |  | JW009 | 1708 | CORDIS AUSTRALIA PTY LTD | SMART Nitinol Stent System | Long 150mm stent, 6F compatible | 6-8mm diameter, 150mm length, 120cm delivery system | 151011 |  | November 2022 | Group Benefit Change
10 - Vascular | 10.01 - Vascular Stents | 10.01.01 - Bare Metal Stents | 10.01.01.02 - Self Expandable, <150mm |  | JW011 | 1299 | CORDIS AUSTRALIA PTY LTD | SMART Nitinol Stent System | Long 120mm Stent, 6F compatible | 6-8mm diameter, 120mm stent length, 120cm delivery system | 151011 |  | November 2022 | Group Benefit Change
10 - Vascular | 10.01 - Vascular Stents | 10.01.01 - Bare Metal Stents | 10.01.01.01 - Balloon Expandable |  | JW012 | 1189 | CORDIS AUSTRALIA PTY LTD | Palmaz Genesis Peripheral Stent on Opta Pro (Medium) | Stainless steel balloon expandable stent mounted on an Opta Pro Balloon | Diameter 4-8mm, length 12-39mm | 188675 |  | November 2022 | Group Benefit Change
10 - Vascular | 10.01 - Vascular Stents | 10.01.01 - Bare Metal Stents | 10.01.01.01 - Balloon Expandable |  | JW014 | 1189 | CORDIS AUSTRALIA PTY LTD | Palmaz Blue .014 Renal Stent System (on Aviator Plus) | CoCr balloon expandable stent | 12, 15, 18, 24mm Lengths 40, 50, 60, 70mm diameters 80, 142cm shaft lengths | 190149 |  | November 2022 | Group Benefit Change
10 - Vascular | 10.01 - Vascular Stents | 10.01.01 - Bare Metal Stents | 10.01.01.01 - Balloon Expandable |  | JW016 | 1189 | CORDIS AUSTRALIA PTY LTD | Palmaz Genesis Peripheral Stent on Opta Pro (Large) | Stainless steel balloon expandable stent mounted on an Opta Pro Balloon. | Diameter 4-12mm, length 11-79mm | 188675 |  | November 2022 | Group Benefit Change
10 - Vascular | 10.01 - Vascular Stents | 10.01.01 - Bare Metal Stents | 10.01.01.01 - Balloon Expandable |  | JW018 | 1189 | CORDIS AUSTRALIA PTY LTD | PALMAZ® BLUE™ .018 Peripheral Stent System | L605 Cobalt Chromium Alloy Balloon Expandable Stent | 12, 15, 18, 24mm length 4, 5, 6, 7mm diameter | 187122 |  | November 2022 | Group Benefit Change
04 - Neurosurgical | 04.08 - NEURO INTERVENTION | 04.08.02 - Coils |  |  | JZ001 | 1118 | HYDRIX SERVICES PTY LTD | Wallaby Avenir Coil System | Platinum alloy coils attached to an implant delivery pusher which delivers the coil to the treatment site. The pusher has a platinum iridium marker band to visualise coil position within a standard microcatheter which also has a radiopaque marker. | • 18-System Complex Framing Coils Diameter: 6mm – 25mm Length: 16cm – 60cm • 10-System Complex Framing Coils Diameter: 2mm – 10mm Length: 2cm – 34cm • 10-System Helical Filling Coils Diameter: 3mm – 10mm Length: 4cm – 30cm • 10-System Complex Finishing Coils Diameter: 1mm – 5mm Length: 2cm – 10cm • 10-System Helical Finishing Coils Diameter: 1mm – 6mm Length: 1cm – 10cm | 389092 |  | March 2023 | Group Benefit Change
13 - Spinal | 13.01 - Bone Screws | 13.01.02 - Pedicle, Polyaxial |  | Cannulated | KB001 | 1124 | KINETIX LIFESCIENCES PTY LTD | STERISPINE™ sterile Multiaxial Pedicle Screws | Cannulated: Fenestrated/ Multi Axial Cannulated Extended Head/ Extended Head Max and Auto Adjust screw | Cannulated, Multi Axial Cannulated Extended Head, Extended Head Max and Auto Adjust 4.5mm x 25; 30; 35 mm 5.5mm x 25; 30; 35; 40; 45; 50; 55; 60 mm 6.5mm x 25; 30; 35; 40; 45; 50; 55; 60 mm 7.5mm x 25; 30; 35; 40; 45; 50; 55; 60 mm Fenestrated 4.5mm x 30;35;40 mm 5.5mm x 30; 35; 40; 45; 50; 55; 60 mm 6.5mm x 30; 35; 40; 45; 50; 55; 60 mm 7.5mm x 30; 35; 40; 45; 50; 55; 60 mm Fenestrated Extended Head Max 4.5mm x30; 35; 40 mm 5.5mm x 30; 35; 40; 45; 50; 55; 60 mm 6.5mm x 25; 30; 35; 40; 45; 50; 55; 60 mm 7.5mm x 25; 30; 35; 40; 45; 50; 55; 60 mm | 273286 |  | July 2020 | Group Benefit Change
13 - Spinal | 13.01 - Bone Screws | 13.01.03 - Standard |  | Dual Thread | KB003 | 403 | KINETIX LIFESCIENCES PTY LTD | STERISPINE™ Bone Screws with dual thread | Standard with dual thread | 12mm x 3.5mm; 4.0 mm 13mm x 3.5mm; 4.0 mm 15mm x 3.5mm; 4.0 mm | 273286 |  | July 2020 | Group Benefit Change
13 - Spinal | 13.02 - Accessories for bone screws and connector components | 13.02.01 - Nut/Set Screw/Locking Screw |  |  | KB004 | 144 | KINETIX LIFESCIENCES PTY LTD | STERISPINE™ Set Screw | Sterile nut set screw or locking screw | One Size | 273286 |  | July 2020 | Group Benefit Change
13 - Spinal | 13.02 - Accessories for bone screws and connector components | 13.02.01 - Nut/Set Screw/Locking Screw |  |  | KB005 | 144 | KINETIX LIFESCIENCES PTY LTD | Set Screw | Set screw with cross connector kit | One Size | 273286 |  | July 2020 | Group Benefit Change
13 - Spinal | 13.06 - Rod | 13.06.01 - Standard |  |  | KB007 | 355 | KINETIX LIFESCIENCES PTY LTD | STERISPINE™ PS Sterile Connecting Rod | Sterile rod available in straight and prebent versions. | Pre bent rods-5.5mm Lengths (mm): 30-100 Straight Rods-5.5mm Lengths (mm): 100-380 | 273288 |  | July 2020 | Group Benefit Change
13 - Spinal | 13.10 - Fusion Cage | 13.10.02 - Interbody, No Integral Fixation | 13.10.02.01 - Cervical |  | KB008 | 2189 | KINETIX LIFESCIENCES PTY LTD | STERISPINE™ Cervical Cage | Sterile Cervical Interbody Fusion Device | H05- W.14.5 D12 H06- W.14.5 D12 H07- W.14.5 D12 H08- W.14.5 D12 H05- W.16 D14 H06- W.16 D14 H07- W.16 D14 H08- W.16 D14 | 273290 |  | July 2020 | Group Benefit Change
13 - Spinal | 13.10 - Fusion Cage | 13.10.02 - Interbody, No Integral Fixation | 13.10.02.02 - ThoracoLumbar / Lumbar | Paired | KB009 | 2346 | KINETIX LIFESCIENCES PTY LTD | STERISPINE™ Lumbar Cage- Paired | Curved and Straight Fusion Cage- Oblique/TLIF/PLIF PEEK (straight/curved/bullet nosed)- Paired | 7 – 14mm in height, 10 – 12mm in width, 22 and 28mm in length | 273286 |  | July 2020 | Group Benefit Change
13 - Spinal | 13.06 - Rod | 13.06.01 - Standard |  |  | KB011 | 355 | KINETIX LIFESCIENCES PTY LTD | AnyPlus and AnyPlus II Rods | Straight and Pre-bent Rods | Diameter: 5.5mm Length: 40-200mm | 353891 |  | July 2021 | Group Benefit Change
13 - Spinal | 13.01 - Bone Screws | 13.01.02 - Pedicle, Polyaxial |  |  | KB012 | 1050 | KINETIX LIFESCIENCES PTY LTD | AnyPlus II Poly Screw | Polyaxial pedicle screws and reduction screws | Diameter:4.5-7.5mm Length: 35-55mm | 353891 |  | July 2021 | Group Benefit Change
13 - Spinal | 13.02 - Accessories for bone screws and connector components | 13.02.01 - Nut/Set Screw/Locking Screw |  |  | KB013 | 144 | KINETIX LIFESCIENCES PTY LTD | AnyPlus and AnyPlus II Set Screw | Set Screw | One size only | 353891 |  | July 2021 | Group Benefit Change
13 - Spinal | 13.01 - Bone Screws | 13.01.02 - Pedicle, Polyaxial |  | Cannulated | KB014 | 1124 | KINETIX LIFESCIENCES PTY LTD | AnyPlus Long Arm Screw | Polyaxial cannulated pedicle screws | Diameter: 5.0 - 7.5mm Length 25 -100mm | 353891 |  | July 2021 | Group Benefit Change
13 - Spinal | 13.01 - Bone Screws | 13.01.01 - Pedicle, Monoaxial |  |  | KB015 | 752 | KINETIX LIFESCIENCES PTY LTD | AnyPlus II Mono Screw | Monaxial Pedicle Screw and Mono Reduction Screws | Diameter: 4.5-7.5mm Length: 35-55mm | 353891 |  | July 2021 | Group Benefit Change
01 - Ophthalmic | 01.02 - POSTERIOR CHAMBER INTRAOCULAR LENSES | 01.02.02 - Foldable | 01.02.02.03 - Edge modification |  | KG001 | 217 | Kevin Grundy (IBD) Pty Ltd | Rayner C-Flex | Hydrophilic HEMA-MMA copolymer, foldable with injector | 5.75mm dia optic, 12.00mm dia overall | 100926 |  | May 2018 | Group Benefit Change
01 - Ophthalmic | 01.02 - POSTERIOR CHAMBER INTRAOCULAR LENSES | 01.02.02 - Foldable | 01.02.02.03 - Edge modification |  | KG002 | 217 | Kevin Grundy (IBD) Pty Ltd | Superflex | Hydrophilic HEMA-MMA copolymer, foldable with injector | 6.25mm dia optic, 12.5mm dia overall | 100926 |  | May 2018 | Group Benefit Change
01 - Ophthalmic | 01.02 - POSTERIOR CHAMBER INTRAOCULAR LENSES | 01.02.02 - Foldable | 01.02.02.03 - Edge modification | t1 | KG003 | 471 | Kevin Grundy (IBD) Pty Ltd | Rayner Standard Toric C-Flex | Hydrophilic HEMA-MMA copolymer, foldable with injector | 5.00mm dia optic, 12.00mm dia overall, cyls 2.0D to 6.0D in 2D increments | 100926 |  | May 2018 | Group Benefit Change
01 - Ophthalmic | 01.02 - POSTERIOR CHAMBER INTRAOCULAR LENSES | 01.02.02 - Foldable | 01.02.02.03 - Edge modification | t2 | KG004 | 674 | Kevin Grundy (IBD) Pty Ltd | Rayner Premium Toric C-Flex | HEMA-MMA copolymer, foldable with injector | 5.75mm dia optic, 12.00mm dia overall, cyls 1.5D to 11.0D in 0.5D increments | 100926 |  | May 2018 | Group Benefit Change
01 - Ophthalmic | 01.02 - POSTERIOR CHAMBER INTRAOCULAR LENSES | 01.02.02 - Foldable | 01.02.02.03 - Edge modification | at | KG012 | 240 | Kevin Grundy (IBD) Pty Ltd | Rayner "C-Flex" and Superflex" Aspheric IOL | Aspheric Intra Ocular Lenses with Amon-Apple enhanced 360 Degree square edge, Anti-vaulting Haptics | C-Flex -970C + 22.5D to +34D Superflex-920H - 10D to +22D | 100926 |  | May 2018 | Group Benefit Change
01 - Ophthalmic | 01.02 - POSTERIOR CHAMBER INTRAOCULAR LENSES | 01.02.02 - Foldable | 01.02.02.03 - Edge modification | t2 | KG013 | 674 | Kevin Grundy (IBD) Pty Ltd | Rayner Super Premium Toric I.O.L. | Acrylic foldable toric single piece I.O.L | -10.0D to 0.00D Sphere: 1D to 11.00D Cylinder in 0.25 steps +31.00D to +35.00 Spit: 1D to 11.00D Cylinder in 0.25steps | 100926 |  | May 2018 | Group Benefit Change
02 - Ear, Nose & Throat | 02.01 - EAR | 02.01.05 - Ossicle/Middle Ear Prosthesis | 02.01.05.04 - Total Ossicle Replacement (three) |  | KG014 | 344 | Kevin Grundy (IBD) Pty Ltd | ALTO Prosthesis | Adjustable Length Titanium Ossicular Chain Reconstruction Prosthesis | Head Size: 1.5mm x 2.5mm / 2mm x 2.5mm / 2mm x 3.3mm / 2.5mm x 3.5mm / 4mm x 3.25mm. Length: 0.75mm - 8.6mm. Distal Diameter: 0.4mm - 1.45mm. | 170281 |  | March 2020 | Group Benefit Change
01 - Ophthalmic | 01.02 - POSTERIOR CHAMBER INTRAOCULAR LENSES | 01.02.02 - Foldable | 01.02.02.03 - Edge modification | at, pl, t1 | KG016 | 515 | Kevin Grundy (IBD) Pty Ltd | RayOne Toric (Model RAO610T) | Single piece preloaded aspheric toric acrylic IOL, UV absorbing, 360 square edge, anti-vaulting haptics | 6mm optic, +8 ro +30 sphere, +1 to +6 cylinder in 0.5 steps | 220612 |  | March 2023 | Group Benefit Change
01 - Ophthalmic | 01.02 - POSTERIOR CHAMBER INTRAOCULAR LENSES | 01.02.02 - Foldable | 01.02.02.03 - Edge modification | at, pl | KG017 | 238 | Kevin Grundy (IBD) Pty Ltd | RayOne Ashperic preloaded | Preloaded aspheric intraocular lens, hydrophilic acrylic, UV absorbing, 360 square edge, anti-vaulting haptics | 6mm optic, range sphere -10 to +34 | 220612 |  | May 2018 | Group Benefit Change
01 - Ophthalmic | 01.02 - POSTERIOR CHAMBER INTRAOCULAR LENSES | 01.02.02 - Foldable | 01.02.02.03 - Edge modification | at, t1 | KG018 | 514 | Kevin Grundy (IBD) Pty Ltd | T-Flex Aspheric - Toric <7 diopter | Acrylic foldable posterior chamber IOLs, aspheric, toric <7 diopter | Standard - Spheres: +6.0 to +30.0 D (spherical equivalent) Cylinders: +1.0 to +6.0 D Made to Order - Spheres: -10.0 to +35.0 D (subject to spherical equivalent) Cylinders: +1.0 to +6.0 D | 100926 |  | August 2018 | Group Benefit Change
01 - Ophthalmic | 01.02 - POSTERIOR CHAMBER INTRAOCULAR LENSES | 01.02.02 - Foldable | 01.02.02.03 - Edge modification | at, pl | KG020 | 238 | Kevin Grundy (IBD) Pty Ltd | RayOne Hydrophobic IOL | Hydrophobic acrylic IOL, preloaded injector system, micro incision, aspheric, UV filtering, single piece. | Power range: -10.0 D to +7.0 D (1.0 D increments, including plano) +8.0 D to +30.0 D (0.5 D increments) +31.0 D to +32.0 D (1.0 D increments) Shapes: Biconvex (positive powers), Plano, Concave (negative powers) | 100926 |  | August 2018 | Group Benefit Change
01 - Ophthalmic | 01.03 - INTRAOCULAR FLUIDS | 01.03.01 - Viscoelastic |  |  | KG035 | 55 | Kevin Grundy (IBD) Pty Ltd | Methylvisc 2.0% | Hydroxypropyl Methylcellulose, viscoelastic solution for intraocular application. Pre-loaded in single-use sterile syringe with single-use injection cannula. | 2mL | 366798 |  | November 2021 | Group Benefit Change
01 - Ophthalmic | 01.02 - POSTERIOR CHAMBER INTRAOCULAR LENSES | 01.02.02 - Foldable | 01.02.02.03 - Edge modification | at, vblf | KG036 | 240 | Kevin Grundy (IBD) Pty Ltd | Simedice Intraocular Lens | Foldable Acrylic Single-piece Lens with Blue Light Protection and Aspheric Correction | Spherical power: +10.0 to +30.0 D, in 0.5 increments | 385552 |  | July 2022 | Group Benefit Change
13 - Spinal | 13.10 - Fusion Cage | 13.10.02 - Interbody, No Integral Fixation | 13.10.02.02 - ThoracoLumbar / Lumbar | Paired | KH041 | 2346 | KH NXGEN (AUS) Pty Limited | Halis Cages | Interbody Fusion Cage | 6, 12 & 18 Degrees Angle | 312519 |  | March 2019 | Group Benefit Change
13 - Spinal | 13.06 - Rod | 13.06.01 - Standard |  |  | KH044 | 355 | KH NXGEN (AUS) Pty Limited | Rod | Rod | 30-500mm Length | 312520 |  | March 2019 | Group Benefit Change
13 - Spinal | 13.01 - Bone Screws | 13.01.02 - Pedicle, Polyaxial |  |  | KH045 | 1050 | KH NXGEN (AUS) Pty Limited | Polyaxial Screws | Polyaxial & Reduction Polyaxial Screws | 20-55mm Length | 312520 |  | March 2019 | Group Benefit Change
13 - Spinal | 13.01 - Bone Screws | 13.01.02 - Pedicle, Polyaxial |  | Cannulated | KH046 | 1124 | KH NXGEN (AUS) Pty Limited | Polyaxial Screws | Cannulated | 50-110mm Length | 312520 |  | March 2019 | Group Benefit Change
13 - Spinal | 13.03 - Connector | 13.03.01 - In-Line |  |  | KH049 | 655 | KH NXGEN (AUS) Pty Limited | Domino Rod Connector | Rod connector | S, M & L | 312520 |  | March 2019 | Group Benefit Change
13 - Spinal | 13.01 - Bone Screws | 13.01.01 - Pedicle, Monoaxial |  |  | KH050 | 752 | KH NXGEN (AUS) Pty Limited | Monoaxial Screws | Dual Head Screws | 35-45mm Length | 312520 |  | March 2019 | Group Benefit Change
13 - Spinal | 13.06 - Rod | 13.06.01 - Standard |  |  | KH051 | 355 | KH NXGEN (AUS) Pty Limited | Rod | Rods | 80 - 240mm Length | 312520 |  | March 2019 | Group Benefit Change
13 - Spinal | 13.01 - Bone Screws | 13.01.02 - Pedicle, Polyaxial |  |  | KH052 | 1050 | KH NXGEN (AUS) Pty Limited | Polyaxial Screws | Polyaxial Screws | 10-52mm Length | 312520 |  | March 2019 | Group Benefit Change
13 - Spinal | 13.03 - Connector | 13.03.01 - In-Line |  |  | KH055 | 655 | KH NXGEN (AUS) Pty Limited | Connector | Rod to Rod | 3.5mm to 5.5mm | 312520 |  | March 2019 | Group Benefit Change
13 - Spinal | 13.01 - Bone Screws | 13.01.01 - Pedicle, Monoaxial |  |  | KH059 | 752 | KH NXGEN (AUS) Pty Limited | Monoaxial Screws | Monoaxial Screws | 20-55mm Length | 312520 |  | March 2019 | Group Benefit Change
13 - Spinal | 13.02 - Accessories for bone screws and connector components | 13.02.01 - Nut/Set Screw/Locking Screw |  |  | KH060 | 144 | KH NXGEN (AUS) Pty Limited | Break off set screw and/or screw nut | Break off set screw, screw nut | 5.5mm | 312520 |  | March 2019 | Group Benefit Change
13 - Spinal | 13.03 - Connector | 13.03.03 - Transverse (Rod-to-Rod) | 13.03.03.02 - Adjustable |  | KH061 | 1137 | KH NXGEN (AUS) Pty Limited | Crosslink | Crosslink Connector | 20-80mm Length | 312520 |  | March 2019 | Group Benefit Change
13 - Spinal | 13.10 - Fusion Cage | 13.10.02 - Interbody, No Integral Fixation | 13.10.02.01 - Cervical |  | KH075 | 2189 | KH NXGEN (AUS) Pty Limited | CARMEN Anterior Cervical Cage | The CARMEN anterior cervical cage component is intended to be used for anterior cervical inter-body fusion procedures in skeletally mature patients with cervical disc disease at one level from the C2-C3 disc to the C7-T1 disc. Cervical disc disease is defined as intractable radiculopathy and/or myelopathy with herniated disc and/or osteophyte formation on posterior vertebral end-plates producing symptomatic nerve root and/or spinal cord compression confirmed by radio-graphic studies. This cage is to be used in patients who have had six weeks of non-operative treatment. The CARMEN cage must be used with supplemental fixation. The Carmen cage is also required to be used with autogenous bone graft comprised of cancellous and/or corticocancellous bone graft and is to be implanted via an open, anterior approach | Height 4 mm - 7 mm Footprint : 12 mm x 14 mm ; 14 mm x 14 mm | 312519 |  | July 2020 | Group Benefit Change
13 - Spinal | 13.01 - Bone Screws | 13.01.02 - Pedicle, Polyaxial |  |  | KH076 | 1050 | KH NXGEN (AUS) Pty Limited | Adena™ CBT Polyaxial Screw | Cortical Thread Polyaxial Screw | 4.0 mm - 6.5 mm Diameter 20 mm - 45 mm Length | 312520 |  | July 2020 | Group Benefit Change
13 - Spinal | 13.01 - Bone Screws | 13.01.02 - Pedicle, Polyaxial |  | Shank | KH077 | 540 | KH NXGEN (AUS) Pty Limited | Kumafix Pedicle Shank Screw | Shank Screw | Diameter : 5.5 mm - 6.6 mm Length : 40 mm - 55 mm | 312520 |  | July 2020 | Group Benefit Change
13 - Spinal | 13.06 - Rod | 13.06.01 - Standard |  |  | KH078 | 355 | KH NXGEN (AUS) Pty Limited | Kumafix Rod | Rod | Length : 30-500 mm | 312520 |  | July 2020 | Group Benefit Change
13 - Spinal | 13.06 - Rod | 13.06.01 - Standard |  |  | KH079 | 355 | KH NXGEN (AUS) Pty Limited | ZINA MIS Rod | ZINA MIS Spine System - Rod | Diameter x Length ( mm ) 5.5×30 5.5×35 5.5×40 5.5×45 5.5×50 5.5×55 5.5×60 5.5×65 5.5×70 5.5×75 5.5×80 5.5×85 5.5×90 5.5×95 5.5×100 5.5×110 5.5×120 5.5×130 5.5×140 5.5×150 5.5×160 5.5×170 5.5×180 5.5×190 5.5×200 5.5×210 5.5×220 5.5×230 5.5×240 5.5×250 5.5×300 5.5×350 5.5×400 5.5×450 5.5×500 | 312520 |  | November 2020 | Group Benefit Change
13 - Spinal | 13.01 - Bone Screws | 13.01.02 - Pedicle, Polyaxial |  | Cannulated | KH080 | 1124 | KH NXGEN (AUS) Pty Limited | ZINA MIS Polyaxial Screw | ZINA MIS Spine System - Cannulated Polyaxial Screw | Diameter x Length ( mm ) 4.5×25 4.5×30 4.5×35 4.5×40 4.5×45 4.5×50 4.5×55 4.5×60 4.5×65 5.0×30 5.0×35 5.0×40 5.0×45 5.0×50 5.0×55 5.0×60 5.0×65 5.5×30 5.5×35 5.5×40 5.5×45 5.5×50 5.5×55 5.5×60 5.5×65 6.0×30 6.0×35 6.0×40 6.0×45 6.0×50 6.0×55 6.0×60 6.0×65 6.5×30 6.5×35 6.5×40 6.5×45 6.5×50 6.5×55 6.5×60 6.5×65 7.0×30 7.0×35 7.0×40 7.0×45 7.0×50 7.0×55 7.0×60 7.0×65 7.5×30 7.5×35 7.5×40 7.5×45 7.5×50 7.5×55 7.5×60 7.5×65 8.0×30 8.0×35 8.0×40 8.0×45 8.0×50 8.0×55 8.0×60 8.0×65 8.5×30 8.5×35 8.5×40 8.5×45 8.5×50 8.5×55 8.5×60 8.5×65 | 312520 |  | November 2020 | Group Benefit Change
13 - Spinal | 13.10 - Fusion Cage | 13.10.02 - Interbody, No Integral Fixation | 13.10.02.01 - Cervical |  | KH085 | 2189 | KH NXGEN (AUS) Pty Limited | Caro Cervical Cage | Cervical interbody cage, PEEK | 4x14x12 4x14x14 5x14x12 5x14x14 6x14x12 6x14x14 7x14x12 7x14x14 8x14x12 8x14x14 | 312519 |  | March 2021 | Group Benefit Change
13 - Spinal | 13.01 - Bone Screws | 13.01.02 - Pedicle, Polyaxial |  |  | KH089 | 1050 | KH NXGEN (AUS) Pty Limited | Polyaxial Pedicle Screw | Polyaxial Pedicle Screw | Diameter : 4.5 mm - 9.5 mm Length : 35 mm - 120 mm | 380418 |  | March 2022 | Group Benefit Change
13 - Spinal | 13.06 - Rod | 13.06.01 - Standard |  |  | KH090 | 355 | KH NXGEN (AUS) Pty Limited | Rod | Rod | Diameter ： 5.5 mm & 6.0 mm Length : 30 mm - 500 mm | 380418 |  | March 2022 | Group Benefit Change
13 - Spinal | 13.03 - Connector | 13.03.03 - Transverse (Rod-to-Rod) | 13.03.03.02 - Adjustable |  | KH091 | 1137 | KH NXGEN (AUS) Pty Limited | Crosslink | Crosslink | Diameter : 5.5 mm & 6.0 mm Length : 32 mm - 75 mm | 380418 |  | March 2022 | Group Benefit Change
13 - Spinal | 13.02 - Accessories for bone screws and connector components | 13.02.01 - Nut/Set Screw/Locking Screw |  |  | KH092 | 144 | KH NXGEN (AUS) Pty Limited | Set Screw | Set Screw | Diameter : 9.5 mm & 10 mm Length : 4.5 mm - 9.3 mm | 380418 |  | March 2022 | Group Benefit Change
13 - Spinal | 13.03 - Connector | 13.03.01 - In-Line |  |  | KH093 | 655 | KH NXGEN (AUS) Pty Limited | Rod Connector | Rod Connector | Diameter : 5.5 mm - 5.5 mm / 5.5 mm - 6.0 mm / 6.0 mm - 6.0 mm | 380418 |  | March 2022 | Group Benefit Change
13 - Spinal | 13.10 - Fusion Cage | 13.10.02 - Interbody, No Integral Fixation | 13.10.02.01 - Cervical |  | KH095 | 2189 | KH NXGEN (AUS) Pty Limited | Reach Cervical Interbody Cage | Reach Cervical Interbody Cage | Cage Height : 4 mm - 10 mm Bone Screw Diameter : 3.5 mm & 4.0 mm Bone Screw Length : 8 mm - 18 mm | 384821 |  | July 2022 | Group Benefit Change
07 - Plastic and Reconstructive | 07.06 - MAMMARY IMPLANTS | 07.06.02 - Gel Filled | 07.06.02.01 - <500cc |  | KK001 | 595 | ABBVIE PTY LTD | Natrelle® INSPIRA® TruForm™ Smooth Mammary Implant | Round implants with smooth surface. Available in four projections: low, moderate, full and extra-full; and two cohesive gel types: TruForm™ 1 Responsive Gel and TruForm™ 2 Soft-Touch™ Gel. | 110 - 800 grams | 175421 175426 |  | July 2023 | Transferred from AW008
07 - Plastic and Reconstructive | 07.06 - MAMMARY IMPLANTS | 07.06.02 - Gel Filled | 07.06.02.01 - <500cc |  | KK002 | 595 | ABBVIE PTY LTD | BRST Round MICROCELL™ Micotextured cohesive gel filled mammary implant | Round-shaped implants with MICROCELL™ microtextured surface, silicone elastomer barrier layer and cohesive silicone gel. Available in three profiles: moderate, high and extra high. | 175 - 700 g | 220900 |  | July 2023 | Transferred from AW019
13 - Spinal | 13.01 - Bone Screws | 13.01.03 - Standard |  |  | KN001 | 186 | ALPHATEC AUSTRALIA PTY LTD | AMP Screw | Bone Screw; Ti Alloy | (5.5- 6.5)mm Diameter x (25 - 65)mm length | 398793 |  | July 2023 | Transferred from JQ023
13 - Spinal | 13.02 - Accessories for bone screws and connector components | 13.02.01 - Nut/Set Screw/Locking Screw |  |  | KN002 | 144 | ALPHATEC AUSTRALIA PTY LTD | AMP Plate Centre Screw | Cage locking Screw , Ti Alloy | 10-20mm length | 398793 |  | July 2023 | Transferred from JQ024
13 - Spinal | 13.02 - Accessories for bone screws and connector components | 13.02.04 - Cap/Cover Plate, Complex |  |  | KN003 | 560 | ALPHATEC AUSTRALIA PTY LTD | AMP Plate | Antmigration Plate for ATEC Cages, Ti Alloy | Size 4 to 23 - (19.35 to 36.3)mm length, 1 or 2 screw hole. | 398793 |  | July 2023 | Transferred from JQ025
06 - Specialist Orthopaedic | 06.03 - SKELETAL RECONSTRUCTION | 06.03.04 - Screws | 06.03.04.01 - Standard ( ≥4.5mm) | CN | KO001 | 185 | FIELD ORTHOPAEDICS PTY LTD | Cannulated Screws | Cannulated Screws | 4.50 mm or larger diameter | 329613 |  | July 2023 | Transferred from LM395
07 - Plastic and Reconstructive | 07.02 - CRANIOMAXILLOFACIAL IMPLANTS | 07.02.05 - Mandible, Maxilla and Temperomandibular Joint (TMJ) | 07.02.05.05 - Plate | Biomodelled | KT002 | 3218 | KLS Martin Australia Pty Limited | UNIQOS custom Threadlock TS Mandible Reconstruction Plates | UNIQOS Custom Threadlock TS Mandible Reconstruction Plates | Custom-Patient Specific | 96619 |  | May 2018 | Group Benefit Change
07 - Plastic and Reconstructive | 07.02 - CRANIOMAXILLOFACIAL IMPLANTS | 07.02.09 - Anatomical Biomodel |  |  | KT004 | 1768 | KLS Martin Australia Pty Limited | UNIQOS Patient Specific Anatomical Biomodel | Patient specific antomical biomodel | Custom-Patient Specific | 200232 |  | May 2018 | Group Benefit Change
07 - Plastic and Reconstructive | 07.02 - CRANIOMAXILLOFACIAL IMPLANTS | 07.02.05 - Mandible, Maxilla and Temperomandibular Joint (TMJ) | 07.02.05.07 - Surgical Guide | Biomodelled | KT005 | 1725 | KLS Martin Australia Pty Limited | UNIQOS Patient Specific Surgical guides | UNIQOS Patient Specific Surgical guides | Custom - Patient specific | 200232 |  | May 2018 | Group Benefit Change
07 - Plastic and Reconstructive | 07.01 - CRANIOMAXILLOFACIAL RECONSTRUCTION & FIXATION | 07.01.05 - Fracture or Reconstruction Plates | 07.01.05.19 - ≥3mm thick, 8-15 holes | Locking | KT007 | 562 | KLS Martin Australia Pty Limited | Martin Level One Fixation | Plate, titanium | =>3mm thick, 8 to 15 holes | 96620 |  | May 2018 | Group Benefit Change
07 - Plastic and Reconstructive | 07.01 - CRANIOMAXILLOFACIAL RECONSTRUCTION & FIXATION | 07.01.05 - Fracture or Reconstruction Plates | 07.01.05.02 - <0.5mm thick, 4-7 holes | Burr | KT010 | 161 | KLS Martin Australia Pty Limited | Martin Level One Fixation | Plate, titanium | <0.5mm thick, 4 to 7 holes | 96619 |  | May 2018 | Group Benefit Change
07 - Plastic and Reconstructive | 07.01 - CRANIOMAXILLOFACIAL RECONSTRUCTION & FIXATION | 07.01.02 - Mesh - Non-metal | 07.01.02.05 - 0.2-0.49mm thick, 26-50cm² |  | KT013 | 1101 | KLS Martin Australia Pty Limited | Martin Level One Fixation Resorb x & SonicWeld Rx | Mesh, PDLLA (resorbable) | 0.20 to 0.49mm thick, 26 to 50cm² area | 143326 |  | May 2018 | Group Benefit Change
07 - Plastic and Reconstructive | 07.01 - CRANIOMAXILLOFACIAL RECONSTRUCTION & FIXATION | 07.01.02 - Mesh - Non-metal | 07.01.02.13 - >0.8mm thick, 11-25cm² |  | KT015 | 698 | KLS Martin Australia Pty Limited | Martin Level One Fixation Resorb x & SonicWeld Rx | Mesh, PDLLA (resorbable) | >0.80mm thick, 11 to 25cm² area | 143326 |  | May 2018 | Group Benefit Change
07 - Plastic and Reconstructive | 07.04 - DISTRACTOR SYSTEMS | 07.04.01 - Complete | 07.04.01.01 - External Midface System | Single Vector | KT016 | 4791 | KLS Martin Australia Pty Limited | Martin Distraction Osteogenesis | Distractor System, Complete, other, titanium | 1.5mm | 113786 |  | May 2018 | Group Benefit Change
07 - Plastic and Reconstructive | 07.04 - DISTRACTOR SYSTEMS | 07.04.01 - Complete | 07.04.01.03 - Internal/Intraoral | Multivector | KT019 | 2671 | KLS Martin Australia Pty Limited | Martin Distraction Osteogenesis | Distractor System, Complete, other, titanium | 15-60 mm distraction length | 113786 |  | May 2018 | Group Benefit Change
07 - Plastic and Reconstructive | 07.01 - CRANIOMAXILLOFACIAL RECONSTRUCTION & FIXATION | 07.01.05 - Fracture or Reconstruction Plates | 07.01.05.05 - 0.5-0.99mm thick, <4 holes |  | KT024 | 80 | KLS Martin Australia Pty Limited | Martin Micro Plate Osteosynthesis System | 1.5mm system Straight Plate Titanium | 2 hole, 0.6mm profile | 96620 |  | May 2018 | Group Benefit Change
07 - Plastic and Reconstructive | 07.01 - CRANIOMAXILLOFACIAL RECONSTRUCTION & FIXATION | 07.01.04 - Non-mesh | 07.01.04.01 - Resorbable |  | KT033 | 251 | KLS Martin Australia Pty Limited | Martin Level One Fixation Resorb x & SonicWeld | Reconstruction sheet not mesh PDLLA (resorbable) | 25x25mm-0.1mm | 143326 |  | May 2018 | Group Benefit Change
07 - Plastic and Reconstructive | 07.01 - CRANIOMAXILLOFACIAL RECONSTRUCTION & FIXATION | 07.01.05 - Fracture or Reconstruction Plates | 07.01.05.11 - 1.0-1.99mm thick, 8-15 holes | Resorbable | KT036 | 352 | KLS Martin Australia Pty Limited | Martin Level One Fixation Resorb x & Sonic Weld | Plate PDLLA (resorbable) | 1.0 to 1.99mm thick, 8 to 15 holes | 143326 |  | May 2018 | Group Benefit Change
07 - Plastic and Reconstructive | 07.01 - CRANIOMAXILLOFACIAL RECONSTRUCTION & FIXATION | 07.01.06 - Screws | 07.01.06.02 - Diameter 1.25-3.24mm | Resorbable | KT040 | 109 | KLS Martin Australia Pty Limited | Martin Level One Fixation Resorb x & Sonic Weld | Sonic Pin PDDLA (resorbable) | Diameter 1.25 - 3.24mm | 143327 |  | May 2018 | Group Benefit Change
07 - Plastic and Reconstructive | 07.01 - CRANIOMAXILLOFACIAL RECONSTRUCTION & FIXATION | 07.01.05 - Fracture or Reconstruction Plates | 07.01.05.10 - 1.0-1.99mm thick, 4-7 holes | Locking | KT043 | 376 | KLS Martin Australia Pty Limited | Martin Level One Fixation | Plate Titanium locking | 1.0 to 1.99 mm thick, 4 - 7 holes | 96619 |  | May 2018 | Group Benefit Change
07 - Plastic and Reconstructive | 07.01 - CRANIOMAXILLOFACIAL RECONSTRUCTION & FIXATION | 07.01.01 - Mesh - Metal | 07.01.01.05 - 0.2-0.49mm thick, 51-200cm² |  | KT047 | 1235 | KLS Martin Australia Pty Limited | Martin Level One Fixation | Mesh, Titanium & 3D | 0.2-0.49mm thick, 51-200cm² | 109878 |  | May 2018 | Group Benefit Change
07 - Plastic and Reconstructive | 07.01 - CRANIOMAXILLOFACIAL RECONSTRUCTION & FIXATION | 07.01.02 - Mesh - Non-metal | 07.01.02.16 - >0.8mm thick, 101-200cm2 |  | KT049 | 1953 | KLS Martin Australia Pty Limited | Martin Level One Fixation | Mesh PDLLA resorbable | >0.8mm thick, 101-200cm2 | 143326 |  | May 2018 | Group Benefit Change
07 - Plastic and Reconstructive | 07.01 - CRANIOMAXILLOFACIAL RECONSTRUCTION & FIXATION | 07.01.05 - Fracture or Reconstruction Plates | 07.01.05.11 - 1.0-1.99mm thick, 8-15 holes |  | KT056 | 352 | KLS Martin Australia Pty Limited | Martin Level One Fixation | Plate ,Titanium | 1.0 to 1.99mm thick, 8 -15 holes | 99619 |  | May 2018 | Group Benefit Change
07 - Plastic and Reconstructive | 07.01 - CRANIOMAXILLOFACIAL RECONSTRUCTION & FIXATION | 07.01.05 - Fracture or Reconstruction Plates | 07.01.05.10 - 1.0-1.99mm thick, 4-7 holes |  | KT059 | 140 | KLS Martin Australia Pty Limited | Martin Level One Fixation Plate | Martin Level One Fixation | 1.0-1.99mm thick, 4-7 holes | 96619 |  | May 2018 | Group Benefit Change
07 - Plastic and Reconstructive | 07.01 - CRANIOMAXILLOFACIAL RECONSTRUCTION & FIXATION | 07.01.01 - Mesh - Metal | 07.01.01.04 - 0.2-0.49mm thick, 11-50cm² | Complex | KT060 | 738 | KLS Martin Australia Pty Limited | Martin Level One Fixation | Mesh, Titanium | 0.9-0.49mm thick, 11-50cm² | 109878 |  | July 2019 | Group Benefit Change
07 - Plastic and Reconstructive | 07.01 - CRANIOMAXILLOFACIAL RECONSTRUCTION & FIXATION | 07.01.05 - Fracture or Reconstruction Plates | 07.01.05.20 - ≥3mm thick, 16-32 holes | Locking | KT061 | 759 | KLS Martin Australia Pty Limited | Martin Level One Fixation | Plate, Titanium | ≥3mm thick, 16 to 32 Holes | 96619 |  | May 2018 | Group Benefit Change
07 - Plastic and Reconstructive | 07.01 - CRANIOMAXILLOFACIAL RECONSTRUCTION & FIXATION | 07.01.01 - Mesh - Metal | 07.01.01.08 - 0.5-0.8mm thick, 11-50cm² |  | KT062 | 413 | KLS Martin Australia Pty Limited | Martin Level One Fixation | Mesh, Titanium | 0.5-0.8mm thick, 11-50cm² | 109878 |  | May 2018 | Group Benefit Change
07 - Plastic and Reconstructive | 07.04 - DISTRACTOR SYSTEMS | 07.04.01 - Complete | 07.04.01.03 - Internal/Intraoral | Multivector | KT065 | 2671 | KLS Martin Australia Pty Limited | IPS Custom Distractor | Internal distractor with patient specific 3D Printed plates and/or standard implant parts that have been adjusted to patients anatomical structures and needs. | 1mm – 2mm | 113786 |  | July 2019 | Group Benefit Change
06 - Specialist Orthopaedic | 06.03 - SKELETAL RECONSTRUCTION | 06.03.03 - Plates | 06.03.03.23 - Periarticular anatomic - Radius ≥ 7 to ≤ 15 holes | VAL | KT070 | 1239 | KLS Martin Australia Pty Limited | IXOS Radius Plating System | Titanium Radial Plates | 23-27mm x 43-71mm - >7 to &lt;15 Holes | 276674 236206 |  | March 2021 | Group Benefit Change
06 - Specialist Orthopaedic | 06.03 - SKELETAL RECONSTRUCTION | 06.03.03 - Plates | 06.03.03.24 - Periarticular anatomic - Radius ≥ 16 holes | VAL | KT071 | 1525 | KLS Martin Australia Pty Limited | IXOS Radius Plating System | Titanium Radial Plates | 23mm - 32mm x 60mm - 95mm | 276674 236206 |  | March 2021 | Group Benefit Change
06 - Specialist Orthopaedic | 06.03 - SKELETAL RECONSTRUCTION | 06.03.03 - Plates | 06.03.03.22 - Periarticular anatomic - Radius ≤ 6 holes | VAL | KT072 | 1372 | KLS Martin Australia Pty Limited | IXOS Radius Plating System | Straight/L plate R&L | 7.5-15mm x 43-52mm | 276674 236206 |  | March 2021 | Group Benefit Change
06 - Specialist Orthopaedic | 06.03 - SKELETAL RECONSTRUCTION | 06.03.03 - Plates | 06.03.03.05 - Small (screw size 2.71mm – 4.49mm)(including blade) ≥ 7 to ≤ 15 holes | VAL | KT078 | 641 | KLS Martin Australia Pty Limited | RECOS Ulna Shortening and Radius Reconstruction System | Ulna Shortening / Radius Reconstruction plates | 80/90mm x 10mm short / long, 70mm x 21-24mm | 236206 |  | March 2021 | Group Benefit Change
06 - Specialist Orthopaedic | 06.03 - SKELETAL RECONSTRUCTION | 06.03.04 - Screws | 06.03.04.04 - Micro (≤ 2.0mm) | DT,LK | KT079 | 172 | KLS Martin Australia Pty Limited | KLS Martin Hand fracture system - multidirectional locking screw | Multidirectional locking screw | 1.2 – 2.0mm | 276650 276674 |  | March 2021 | Group Benefit Change
06 - Specialist Orthopaedic | 06.03 - SKELETAL RECONSTRUCTION | 06.03.04 - Screws | 06.03.04.03 - Mini (2.01 – 2.7 mm) | DT,LK | KT080 | 180 | KLS Martin Australia Pty Limited | KLS Martin Hand fracture system - multidirectional screw | Multidirectional screw | 2.3mm | 276674 276650 |  | March 2021 | Group Benefit Change
06 - Specialist Orthopaedic | 06.03 - SKELETAL RECONSTRUCTION | 06.03.04 - Screws | 06.03.04.04 - Micro (≤ 2.0mm) |  | KT081 | 49 | KLS Martin Australia Pty Limited | KLS Martin Hand fracture system, standard screw | Bone screw | 1.2 – 2.0mm | 276674 276650 |  | March 2021 | Group Benefit Change
06 - Specialist Orthopaedic | 06.03 - SKELETAL RECONSTRUCTION | 06.03.04 - Screws | 06.03.04.03 - Mini (2.01 – 2.7 mm) |  | KT082 | 64 | KLS Martin Australia Pty Limited | KLS Martin Hand fracture system - standard screw | Standard screw | 2.3mm | 276650 276674 |  | March 2021 | Group Benefit Change
06 - Specialist Orthopaedic | 06.03 - SKELETAL RECONSTRUCTION | 06.03.04 - Screws | 06.03.04.06 - Screw Washers |  | KT083 | 59 | KLS Martin Australia Pty Limited | KLS Martin Hand fracture system - washer | Washer | 4.5 – 5mm | 276674 276650 |  | March 2021 | Group Benefit Change
06 - Specialist Orthopaedic | 06.03 - SKELETAL RECONSTRUCTION | 06.03.03 - Plates | 06.03.03.08 - Mini (screw size ≤2.7mm)(including blade) ≥ 7 to ≤ 15 holes | VAL | KT084 | 828 | KLS Martin Australia Pty Limited | KLS Martin Hand Fracture System - Plates | Various size and shaped plates | 7 to 15 hole | 236206 276674 |  | March 2021 | Group Benefit Change
06 - Specialist Orthopaedic | 06.03 - SKELETAL RECONSTRUCTION | 06.03.03 - Plates | 06.03.03.08 - Mini (screw size ≤2.7mm)(including blade) ≥ 7 to ≤ 15 holes | Com, VAL | KT085 | 943 | KLS Martin Australia Pty Limited | KLS Martin Hand Fracture System - Plates | Various size and shaped plates | 7 to 15 hole | 236206 276674 |  | March 2021 | Group Benefit Change
06 - Specialist Orthopaedic | 06.03 - SKELETAL RECONSTRUCTION | 06.03.03 - Plates | 06.03.03.07 - Mini (screw size ≤2.7mm)(including blade) ≤ 6 holes | VAL | KT086 | 973 | KLS Martin Australia Pty Limited | KLS Martin Hand Fracture System - Plates | Various Size and Shaped Plates | 1 to 6 Hole | 276674 236206 |  | March 2021 | Group Benefit Change
06 - Specialist Orthopaedic | 06.03 - SKELETAL RECONSTRUCTION | 06.03.03 - Plates | 06.03.03.07 - Mini (screw size ≤2.7mm)(including blade) ≤ 6 holes | Com, VAL | KT087 | 1120 | KLS Martin Australia Pty Limited | KLS Martin Hand Fracture System - Plates | Various Size and Shapes plates | 1 to 6 hole | 276674 236206 |  | March 2021 | Group Benefit Change
06 - Specialist Orthopaedic | 06.03 - SKELETAL RECONSTRUCTION | 06.03.04 - Screws | 06.03.04.03 - Mini (2.01 – 2.7 mm) | LK | KT088 | 109 | KLS Martin Australia Pty Limited | KLS Martin - Radial Plating Sysem | smartDrive Locking Screw | 2.5 x 8-30mm | 276674 276650 |  | March 2021 | Group Benefit Change
06 - Specialist Orthopaedic | 06.03 - SKELETAL RECONSTRUCTION | 06.03.04 - Screws | 06.03.04.03 - Mini (2.01 – 2.7 mm) | LK | KT089 | 109 | KLS Martin Australia Pty Limited | KLS Martin - Radial Plating Sysem | smartDrive Locking Screws | 3.0 x 8-30mm | 276650 276674 |  | March 2021 | Group Benefit Change
06 - Specialist Orthopaedic | 06.03 - SKELETAL RECONSTRUCTION | 06.03.04 - Screws | 06.03.04.03 - Mini (2.01 – 2.7 mm) |  | KT090 | 64 | KLS Martin Australia Pty Limited | KLS Martin - Radial Plating System | smartDrive Screw | 2.5 x 8-30mm | 276674 276650 |  | March 2021 | Group Benefit Change
06 - Specialist Orthopaedic | 06.03 - SKELETAL RECONSTRUCTION | 06.03.04 - Screws | 06.03.04.02 - Small (2.71mm – 4.49mm) |  | KT091 | 54 | KLS Martin Australia Pty Limited | KLS Martin - Radial Plating System | smartDrive Screw | 3.0 x 8-30mm | 276674 276650 |  | March 2021 | Group Benefit Change
06 - Specialist Orthopaedic | 06.03 - SKELETAL RECONSTRUCTION | 06.03.03 - Plates | 06.03.03.08 - Mini (screw size ≤2.7mm)(including blade) ≥ 7 to ≤ 15 holes | VAL | KT094 | 828 | KLS Martin Australia Pty Limited | RECOS Ulna | Ulna Plate | Short 80mm, Long 90mm x 10mm | 236206 |  | November 2021 | Group Benefit Change
07 - Plastic and Reconstructive | 07.02 - CRANIOMAXILLOFACIAL IMPLANTS | 07.02.05 - Mandible, Maxilla and Temperomandibular Joint (TMJ) | 07.02.05.05 - Plate | Biomodelled | KT095 | 3218 | KLS Martin Australia Pty Limited | IPS Implants® – Patient-Specific Implants | IPS patient specific maxilla complex locking reconstruction plate | Custom made - patient specific | 96619 |  | March 2023 | Group Benefit Change
13 - Spinal | 13.01 - Bone Screws | 13.01.02 - Pedicle, Polyaxial |  | Cannulated | LB018 | 1124 | Globus Medical Australia | REVOLVE Stabilization System Poliaxial Screw | Polyaxial, cannulated pedicale screw | 5.5mm - 8.5mm diameter 30mm - 90mm length | 190043 |  | May 2018 | Group Benefit Change
13 - Spinal | 13.06 - Rod | 13.06.01 - Standard |  |  | LB020 | 355 | Globus Medical Australia | REVOLVE Stabilization System Rods | Rod | 5.5mm diameter 40mm - 300mm length | 190043 |  | May 2018 | Group Benefit Change
13 - Spinal | 13.02 - Accessories for bone screws and connector components | 13.02.01 - Nut/Set Screw/Locking Screw |  |  | LB023 | 144 | Globus Medical Australia | REVERE Locking Cap | Locking Cap | 4.5, 5.5 and 6.35mm | 190039 |  | May 2018 | Group Benefit Change
13 - Spinal | 13.03 - Connector | 13.03.03 - Transverse (Rod-to-Rod) | 13.03.03.02 - Adjustable |  | LB026 | 1137 | Globus Medical Australia | REVERE Cross Connectors | Cross Connectors | 4.5mm 20mm-78mm 5.5mm 29mm-91mm 6.35mm 29-90mm | 190039 |  | May 2018 | Group Benefit Change
13 - Spinal | 13.03 - Connector | 13.03.01 - In-Line |  |  | LB028 | 655 | Globus Medical Australia | REVERE ADDITION In-line Connectors | Connector, in-line | 4.5mm, 5.5mm and 6.35mm | 190039 |  | May 2018 | Group Benefit Change
13 - Spinal | 13.03 - Connector | 13.03.03 - Transverse (Rod-to-Rod) | 13.03.03.02 - Adjustable |  | LB030 | 1137 | Globus Medical Australia | REVERE H-LINK | Transverse Connector with integral Rods | 5.5mm - 6.35mm Rod with 38mm - 71mm transverse connector and 40 - 45mm rod | 190039 |  | May 2018 | Group Benefit Change
13 - Spinal | 13.10 - Fusion Cage | 13.10.02 - Interbody, No Integral Fixation | 13.10.02.01 - Cervical |  | LB034 | 2189 | Globus Medical Australia | Colonial Spacers | Anterior Cervical Interbody Cage | 12 x 11 mm, 14 x 12mm, 16 x 14mm, 18 x 15mm and 0, 7, 12, 15 and 20 degree lordosis | 191532 |  | March 2019 | Group Benefit Change
13 - Spinal | 13.05 - Plate | 13.05.01 - Integral Fixation | 13.05.01.01 - Cervical | >55mm | LB039 | 1426 | Globus Medical Australia | XTEND Anterior Cervical Plate >55mm | Anterior Cervical Plate >55mm | 57mm - 104mm | 190070 |  | May 2018 | Group Benefit Change
13 - Spinal | 13.01 - Bone Screws | 13.01.02 - Pedicle, Polyaxial |  |  | LB043 | 1050 | Globus Medical Australia | ELLIPSE Stabilization System, Polyaxial Screw | Polyaxial Bone Screw | 3.5mm - 4.5mm diameter 8mm x 50mm length | 190061 |  | May 2018 | Group Benefit Change
13 - Spinal | 13.06 - Rod | 13.06.01 - Standard |  | Dual Diameter | LB045 | 446 | Globus Medical Australia | ELLIPSE Stabilization System, Tapered Rod | Dual Diameter Rod | 3.5mm ti 4.0mm - 6.5mm x 350mm - 500mm length | 190061 |  | May 2018 | Group Benefit Change
13 - Spinal | 13.06 - Rod | 13.06.01 - Standard |  |  | LB046 | 355 | Globus Medical Australia | ELLIPSE Stabilization System, Rod | Rod | 3.5mm Diameter x 40mm - 240mm | 190061 |  | May 2018 | Group Benefit Change
13 - Spinal | 13.05 - Plate | 13.05.02 - No Integral Fixation | 13.05.02.03 - Occipital |  | LB050 | 1803 | Globus Medical Australia | ELLIPSE® Stabilization System Occipital Plate | Occipital Plate | Small to Large | 190061 |  | May 2018 | Group Benefit Change
13 - Spinal | 13.01 - Bone Screws | 13.01.03 - Standard |  | Cannulated | LB053 | 174 | Globus Medical Australia | CORRIDOR Fixation System Screw Cannulated Screws | Bone Screws | 3.5mm - 4.5 diameter. 3 0mm - 60mm length | 190041 |  | May 2018 | Group Benefit Change
13 - Spinal | 13.03 - Connector | 13.03.01 - In-Line |  |  | LB056 | 655 | Globus Medical Australia | REVERE ADDITION In-line Rod Connectors with Integral Rod | IN-line Connector with integral rod | 5.5mm-6.5mm 160-200mm length | 190039 |  | May 2018 | Group Benefit Change
13 - Spinal | 13.03 - Connector | 13.03.03 - Transverse (Rod-to-Rod) | 13.03.03.02 - Adjustable |  | LB057 | 1137 | Globus Medical Australia | ELLIPSE Stabilization System, Top Loading T-Connector | T-Connector | 21mm - 56mm | 190061 |  | May 2018 | Group Benefit Change
13 - Spinal | 13.01 - Bone Screws | 13.01.03 - Standard |  | Cannulated | LB058 | 174 | Globus Medical Australia | ZYFUSE Facet Fixation System Screw with washer | Facet Screw | 5.0 - 6.0mm diameter x 30 - 60mm length | 196053 |  | May 2018 | Group Benefit Change
13 - Spinal | 13.01 - Bone Screws | 13.01.03 - Standard |  | Cannulated | LB059 | 174 | Globus Medical Australia | ZYFUSE Facet Fixation System Screw | Facet Screw | 5.0 - 6.0mm diameter x 30 - 60mm length | 196053 |  | May 2018 | Group Benefit Change
13 - Spinal | 13.01 - Bone Screws | 13.01.02 - Pedicle, Polyaxial |  | Cannulated | LB060 | 1124 | Globus Medical Australia | REVLOK Fenestrated Screw System Screw | Fenestrated Screw | 5.5mm -10.5mm x 30mm -120mm | 196054 |  | August 2018 | Group Benefit Change
13 - Spinal | 13.01 - Bone Screws | 13.01.02 - Pedicle, Polyaxial |  | Shank | LB069 | 540 | Globus Medical Australia | BEACON™ Stabilization System Posted Screw | Posted Screw and Reduction Screw | 4.5mm - 9.5mm diameter 25mm - 90mm length | 219169 |  | May 2018 | Group Benefit Change
13 - Spinal | 13.10 - Fusion Cage | 13.10.02 - Interbody, No Integral Fixation | 13.10.02.02 - ThoracoLumbar / Lumbar | Paired | LB070 | 2346 | Globus Medical Australia | SUSTAIN spacer | PLIF cage | 8mm-17mm height, 8mm-12mm width, 22mm length | 191531 |  | May 2018 | Group Benefit Change
13 - Spinal | 13.03 - Connector | 13.03.01 - In-Line |  |  | LB073 | 655 | Globus Medical Australia | ELLIPSE Stabilization System In-line Connector | Connector | 3.5mm - 6.35mm | 190061 |  | May 2018 | Group Benefit Change
13 - Spinal | 13.03 - Connector | 13.03.01 - In-Line |  |  | LB075 | 655 | Globus Medical Australia | ELLIPSE® Stabilization System Lateral Connector | Connector | 3.5mm to 10.0mm - 3.5mm - 6.5mm Rod | 190061 |  | May 2018 | Group Benefit Change
13 - Spinal | 13.06 - Rod | 13.06.01 - Standard |  |  | LB076 | 355 | Globus Medical Australia | REVERE Rods | Rod, precurved and straight | 30mm-600mm in 4.5mm 5.5mm and 6.35mm diameter | 190039 |  | May 2018 | Group Benefit Change
13 - Spinal | 13.01 - Bone Screws | 13.01.02 - Pedicle, Polyaxial |  |  | LB079 | 1050 | Globus Medical Australia | REVERE Polyaxial Screw | Polyaxial screw | 5.5 Titanium, Alloy and Stainless Steel- 4.0-8.5mm x 20mm to 90mm in 5mm increments 5.5 Reduction screws - 5.5mm-7.5mm x 30mm-90mm in 5mm increments 6.35 Titanium Alloy and Stainless Steel - 5.5mm - 90mm x 25mm to 120mm in 5mm increments 5.5 Dual Diameter Screw Titanium Alloy and Stainless Steel - 5.5mm, 6.0mm 7.0mm, 7.5mm x 30mm to 100mm in 5mm increments 6.35 Dual Diameter Screws Titanium Alloy and Stainless Steel - 5.5mm, 6.0mm, 7.0mm, 7.5mm x 30mm to 65mm in 5mm increments 4.0-8.0mm diameter 20-90mm length 4.5 - 6.5mm diameter uniplanar fracture reduction screws, 25-55mm in 5mm increments | 190039 |  | May 2018 | Group Benefit Change
13 - Spinal | 13.01 - Bone Screws | 13.01.02 - Pedicle, Polyaxial |  |  | LB080 | 1050 | Globus Medical Australia | REVERE TRANSITION HA coated Pedicle Screw | Polyaxial Screw HA Coated, Dual Outer Diameter, Prefered Angle | 5.5mm-8.5mm x 35mm - 100mm | 196585 |  | May 2018 | Group Benefit Change
13 - Spinal | 13.01 - Bone Screws | 13.01.02 - Pedicle, Polyaxial |  | Cannulated | LB081 | 1124 | Globus Medical Australia | REVERE Cannulated Polyaxial Screw | Cannulated Polyaxial Screw | 5.5mm x 25 - 8.5 x 65mm | 190039 |  | May 2018 | Group Benefit Change
13 - Spinal | 13.01 - Bone Screws | 13.01.02 - Pedicle, Polyaxial |  | Cannulated | LB082 | 1124 | Globus Medical Australia | REVERE TRANSITION HA Coated Cannulated Polyaxial Screw | Polyaxial Screw HA Coated, Cannulated | 6.5mm - 8.5mm x 35mm - 6mm | 196585 |  | May 2018 | Group Benefit Change
13 - Spinal | 13.01 - Bone Screws | 13.01.01 - Pedicle, Monoaxial |  |  | LB083 | 752 | Globus Medical Australia | REVERE Monoaxial Screw | Monoaxial Screw | 4.0mm x 20-35mm in 5mm increments 4.5mm x 20-45mm in 5mm increments 5.0mm x 25-55mm in 5mm increments 5.5mm x 20 -50mm in 5mm increments 5.5 x 27mm in 5mm increments and 25mm-6mm increments in 5mm increments 6.5mm x 25-65mm in 5mm increments 6.5mm x 27mm -55mm in 5mm increments and 25mm - 65mm in 5mm increments 8.5mm x 25mm-65mm in 5mm increments 9.0mm x 25- 25mm-120mm in 5mm increments 10.0mm x 25mm-120mm in 5mm increments | 190039 |  | May 2018 | Group Benefit Change
13 - Spinal | 13.01 - Bone Screws | 13.01.01 - Pedicle, Monoaxial |  |  | LB084 | 752 | Globus Medical Australia | REVERE TRANSITION HA Coated Monoaxial Screw | Monoaxial Screw HA Coated | 6.5mm - 8.5mm x 35mm - 65mm | 190039 |  | May 2018 | Group Benefit Change
13 - Spinal | 13.03 - Connector | 13.03.03 - Transverse (Rod-to-Rod) | 13.03.03.02 - Adjustable |  | LB086 | 1137 | Globus Medical Australia | CREO Stabilization System Cross Connector | The CREO Stabilization System implants are non-cervical spinal fixation intended for posterior pedicle screw fixation, posterior hook fixation or anterolateral fixation. | 4.75 and 5.5, 30-91mm | 190039 |  | May 2018 | Group Benefit Change
13 - Spinal | 13.06 - Rod | 13.06.01 - Standard |  |  | LB087 | 355 | Globus Medical Australia | CREO Stabilization System Rod | The CREO Stabilization System implants are non-cervical spinal fixation devices intended for posterior pedicle screw fixation, posterior hook fixation or anterolateral fixation. | 4.75 and 5.5 diameter 15mm - 600mm length | 190039 |  | March 2019 | Group Benefit Change
13 - Spinal | 13.01 - Bone Screws | 13.01.01 - Pedicle, Monoaxial |  |  | LB089 | 752 | Globus Medical Australia | CREO Stabilization System Preassembled Monoaxial Screw | The CREO Stabilization System implants are non-cervical spinal fixation devices intended for posterior pedicle screw fixation, posterior hook fixation or anterolateral fixation. | 4.75 and 5.5 4.0mm diameter to 8.5mm diameter 20mm to 90mm length | 190039 | The Prostheses List (PL) billing code does not cover the use of the device for vertebral body tethering (VBT) for the management of adolescent idiopathic scoliosis (AIS). | July 2022 | Group Benefit Change
13 - Spinal | 13.01 - Bone Screws | 13.01.02 - Pedicle, Polyaxial |  |  | LB090 | 1050 | Globus Medical Australia | CREO Stabilization System Preassembled Polyaxial Screw | The CREO Stabilization System implants are non-cervical spinal fixation devices intended for posterior pedicle screw fixation, posterior hook fixation or anterolateral fixation. | 4.0mm diameter to 10.5mm diameter 20mm to 120mm length | 190039 |  | May 2018 | Group Benefit Change
13 - Spinal | 13.06 - Rod | 13.06.01 - Standard |  | Dual Diameter | LB091 | 446 | Globus Medical Australia | CREO Stabilization Tapered Rod | The CREO Stabilization System implants are non-cervical spinal fixation devices intended for posterior pedicle screw fixation, posterior hook fixation or anterolateral fixation. | 4.75 and 5.5 600mm | 190039 |  | May 2018 | Group Benefit Change
13 - Spinal | 13.05 - Plate | 13.05.02 - No Integral Fixation | 13.05.02.05 - Laminoplasty Plate |  | LB092 | 661 | Globus Medical Australia | CANOPY Laminoplasty System Plate | Laminoplasty Plate | 5 - 13mm | 219536 |  | May 2018 | Group Benefit Change
13 - Spinal | 13.12 - Vertebral Body Replacement | 13.12.01 - Telescoping Cage | 13.12.01.03 - End Plate |  | LB096 | 965 | Globus Medical Australia | FORTIFY Ti Corpectomy Spacer Endplate | Expandable corpectomy spacer endplate | 12 and 20mm x 12-50mm 0-12deg. 13mm Round, 16mm, 16mm Round,16mm Footprint. 16mm, 18mm Round, 18mm Footprint. 20mm Round, 20mm, 20mm Footprint. 12 X 13mm. 12mm X 13mm Footprint. 16 X 30mm Footprint, 16 x35mm Footprint, 16 x 40mm Footprint, 16 x 45mm Footprint, 18 x30mm Footprint, 18X 35mm Footprint, 18X40mm Footprint, 18 X 45mm Footprint | 190055 |  | July 2021 | Group Benefit Change
13 - Spinal | 13.12 - Vertebral Body Replacement | 13.12.01 - Telescoping Cage | 13.12.01.03 - End Plate |  | LB098 | 965 | Globus Medical Australia | FORTIFY R Corpectomy Spacer Endplate | Expandable corpectomy spacer endplate | 14-30mm X 14-25mm | 190055 |  | November 2019 | Group Benefit Change
13 - Spinal | 13.01 - Bone Screws | 13.01.02 - Pedicle, Polyaxial |  | Shank | LB100 | 540 | Globus Medical Australia | CREO AMP™ Modular Screw Shaft | Modular screw shaft | 4.0mm - 10.5mm x 20mm - 120mm | 190039 |  | May 2018 | Group Benefit Change
13 - Spinal | 13.03 - Connector | 13.03.01 - In-Line |  |  | LB102 | 655 | Globus Medical Australia | CREO AMP™ Sacral Plate | Sacral Plate | One size | 190039 |  | May 2018 | Group Benefit Change
13 - Spinal | 13.03 - Connector | 13.03.01 - In-Line |  |  | LB108 | 655 | Globus Medical Australia | SILC™ Clamp | Inline connector | 4.5 -6.35mm | 190039 |  | May 2018 | Group Benefit Change
13 - Spinal | 13.05 - Plate | 13.05.01 - Integral Fixation | 13.05.01.01 - Cervical | >55mm | LB111 | 1426 | Globus Medical Australia | ASSURE® Anterior Plate System – Plate | Titanium Alloy Anterior Cervical Plate | 1.8 mm depth, 16mm width, 57-100mm length | 190070 |  | May 2018 | Group Benefit Change
13 - Spinal | 13.05 - Plate | 13.05.01 - Integral Fixation | 13.05.01.01 - Cervical | >55mm | LB115 | 1426 | Globus Medical Australia | Unify Dynamic Anterior Cervical Plate System – Plate | Titanium Alloy Dynamic Anterior Cervical Plate | Depth - 2.8mm Width – 16.6mm Length – 58 -70 mm | 190070 |  | May 2018 | Group Benefit Change
13 - Spinal | 13.10 - Fusion Cage | 13.10.02 - Interbody, No Integral Fixation | 13.10.02.01 - Cervical |  | LB117 | 2189 | Globus Medical Australia | Colonial - TPS ACDF System | ACDF spacer with Titanium Plasma Spray | Height : 5-12mm, Width 12-18mm, Length: 11-15mm | 191532 |  | March 2019 | Group Benefit Change
13 - Spinal | 13.01 - Bone Screws | 13.01.02 - Pedicle, Polyaxial |  | Shank | LB122 | 540 | Globus Medical Australia | CREO MIS Posterior Stabilization System - Bone Screws | Cannulated self-tapping polyaxial screws - Shank | Diameter 4.5-10.5mm, Length 25-120mm | 190039 |  | March 2020 | Group Benefit Change
13 - Spinal | 13.02 - Accessories for bone screws and connector components | 13.02.01 - Nut/Set Screw/Locking Screw |  |  | LB123 | 144 | Globus Medical Australia | CREO MIS Posterior Stabilization System - Locking Cap | Threaded Locking Cap | 9mm diameter | 190039 |  | August 2018 | Group Benefit Change
13 - Spinal | 13.06 - Rod | 13.06.01 - Standard |  |  | LB125 | 355 | Globus Medical Australia | CREO MIS Posterior Stabilization System | Titanium alloy and cobalt chrome straight and curved rods | 30-500mm | 190039 |  | May 2018 | Group Benefit Change
13 - Spinal | 13.10 - Fusion Cage | 13.10.02 - Interbody, No Integral Fixation | 13.10.02.02 - ThoracoLumbar / Lumbar | Paired | LB127 | 2346 | Globus Medical Australia | Sustain - O TPS | TPS coated PEEK radiolucent lumbar interbody fusion device | Height 8-18mm, Width 8-12mm, Length 22mm | 191535 |  | May 2018 | Group Benefit Change
13 - Spinal | 13.01 - Bone Screws | 13.01.02 - Pedicle, Polyaxial |  | Shank | LB129 | 540 | Globus Medical Australia | CREO MCS - Screw Post | Double threaded, dual outer diameter screw post | Diameter 5.0-7.5mm, Length 20-45mm | 190039 |  | May 2018 | Group Benefit Change
13 - Spinal | 13.01 - Bone Screws | 13.01.02 - Pedicle, Polyaxial |  |  | LB130 | 1050 | Globus Medical Australia | CREO MCS - Polyaxial Screw | Pre-assembled dual outer diameter polyaxial screw | Diameter: 5.0- 6.5 mm, Length 20-45mm | 190039 |  | May 2018 | Group Benefit Change
13 - Spinal | 13.10 - Fusion Cage | 13.10.02 - Interbody, No Integral Fixation | 13.10.02.02 - ThoracoLumbar / Lumbar | Paired | LB133 | 2346 | Globus Medical Australia | Sustain-IR and Sustain-IR Narrow - Paired | PEEK radiolucent interbody lumbar fusion device | Height 7-17mm, Length 18-22mm | 191535 |  | May 2018 | Group Benefit Change
13 - Spinal | 13.10 - Fusion Cage | 13.10.02 - Interbody, No Integral Fixation | 13.10.02.02 - ThoracoLumbar / Lumbar | Paired | LB135 | 2346 | Globus Medical Australia | Caliber Expandable Lumbar Fusion Device - Paired | Expandable titanium alloy and PEEK lumbar inter-body fusion device | Unexpanded Height 7-12mm, Expanded Height 11-17mm, Width 10-12mm, Length 22mm | 190042 |  | May 2018 | Group Benefit Change
13 - Spinal | 13.12 - Vertebral Body Replacement | 13.12.01 - Telescoping Cage | 13.12.01.03 - End Plate |  | LB138 | 965 | Globus Medical Australia | Fortify I Integrated Corpectomy Spacer System - Endplates | PEEK and Titanium endplates | Lateral – 22mm X 40-50mm, 14mm X 14-16mm, 12-14mmX 14-16mm, 21x23mm and 25 X 30mm | 190055 |  | May 2018 | Group Benefit Change
13 - Spinal | 13.10 - Fusion Cage | 13.10.02 - Interbody, No Integral Fixation | 13.10.02.02 - ThoracoLumbar / Lumbar | Paired | LB142 | 2346 | Globus Medical Australia | RISE - paired | Expandable Lumbar Fusion Device | Width: 8mm, 10mm and 12mm Length: 22mm Height 7-17mm | 214537 |  | May 2018 | Group Benefit Change
13 - Spinal | 13.10 - Fusion Cage | 13.10.02 - Interbody, No Integral Fixation | 13.10.02.02 - ThoracoLumbar / Lumbar | Paired | LB144 | 2346 | Globus Medical Australia | RISE IntraLIF - paired | Intradiscal Lumbar Interbody Fusion Device | 8mm Width, 22mm Length 7-14mm Height | 214537 |  | May 2018 | Group Benefit Change
13 - Spinal | 13.01 - Bone Screws | 13.01.02 - Pedicle, Polyaxial |  |  | LB146 | 1050 | Globus Medical Australia | CAPITOL Polyaxial Screw | Self-tapping polyaxial screw | 3.5 - 4.0mm diameter, 8-26mm length | 190061 |  | May 2018 | Group Benefit Change
13 - Spinal | 13.02 - Accessories for bone screws and connector components | 13.02.01 - Nut/Set Screw/Locking Screw |  |  | LB147 | 144 | Globus Medical Australia | CAPITOL Locking Cap | Non-threading locking cap | One size only | 190061 |  | May 2018 | Group Benefit Change
13 - Spinal | 13.06 - Rod | 13.06.01 - Standard |  |  | LB148 | 355 | Globus Medical Australia | CAPITOL Curved Rod | Pre-lordosed Rods | 3.5mm diameter 25-120mm length | 190061 |  | August 2018 | Group Benefit Change
13 - Spinal | 13.05 - Plate | 13.05.02 - No Integral Fixation | 13.05.02.05 - Laminoplasty Plate |  | LB149 | 661 | Globus Medical Australia | Canopy Radiolucent Spacer | Slide-on PEEK spacer with graft packing chamber | 5-13mm in 2mm increments | 219536 |  | May 2018 | Group Benefit Change
13 - Spinal | 13.06 - Rod | 13.06.01 - Standard |  |  | LB151 | 355 | Globus Medical Australia | QUARTEX Rods | Ttianium alloy and cobalt chrome alloy curved and straight rods | 3.5 and 4.0mm diameter, 25-500mm | 190061 |  | May 2018 | Group Benefit Change
13 - Spinal | 13.06 - Rod | 13.06.01 - Standard |  | Dual Diameter | LB152 | 446 | Globus Medical Australia | QUARTEX Tapered Rods | Tapered rods which transition in diameter. | Diameter 3.5mm & 4.0mm transitioning up to 6.5mm Length 350mm -500mm | 190061 |  | May 2018 | Group Benefit Change
13 - Spinal | 13.01 - Bone Screws | 13.01.02 - Pedicle, Polyaxial |  |  | LB153 | 1050 | Globus Medical Australia | QUARTEX Polyaxial Screws | Polyaxial screws | 3.5-5.5mm diameter 8-50mm length | 190061 |  | May 2018 | Group Benefit Change
13 - Spinal | 13.02 - Accessories for bone screws and connector components | 13.02.01 - Nut/Set Screw/Locking Screw |  |  | LB154 | 144 | Globus Medical Australia | QUARTEX Locking Cap | Threaded locking cap | One size only | 190061 |  | May 2018 | Group Benefit Change
13 - Spinal | 13.03 - Connector | 13.03.01 - In-Line |  |  | LB158 | 655 | Globus Medical Australia | QUARTEX Inline Connectors | In-line connectors | 4.0mm-4.0mm and 4.0mm-6.5mm | 190061 |  | May 2018 | Group Benefit Change
13 - Spinal | 13.03 - Connector | 13.03.03 - Transverse (Rod-to-Rod) | 13.03.03.02 - Adjustable |  | LB159 | 1137 | Globus Medical Australia | QUARTEX T-Connectors | Rod to Rod and Head to Head T-Connectors | 21mm to 57mm - 27mm to 63mm | 190061 |  | May 2018 | Group Benefit Change
13 - Spinal | 13.05 - Plate | 13.05.02 - No Integral Fixation | 13.05.02.03 - Occipital |  | LB161 | 1803 | Globus Medical Australia | QUARTEX Occipital Plate | Occipital Plate | Small to Large | 190061 |  | May 2018 | Group Benefit Change
13 - Spinal | 13.06 - Rod | 13.06.03 - Dual Unit | 13.06.03.02 - Occipital |  | LB163 | 1525 | Globus Medical Australia | QUARTEX Occipital Jointed Rod | Occipital Jointed Rods | Left and Right, 4mm -Left and Right | 190061 |  | May 2018 | Group Benefit Change
13 - Spinal | 13.03 - Connector | 13.03.01 - In-Line |  |  | LB177 | 655 | Globus Medical Australia | CREO ADDITION-Inline Connectors | In-line Closed Connector | 5.5-6.35 to 5.5-6.35 5.5-6.0 to 5.5-6.0 | 190039 |  | March 2019 | Group Benefit Change
13 - Spinal | 13.03 - Connector | 13.03.01 - In-Line |  |  | LB178 | 655 | Globus Medical Australia | CREO ADDITION In-line Connectors with Integrated Rod | In-line Closed Connector with Integrated Rod | 5.5 Rod, 5.5-6.35, 400mm 6.0 Rod, 5.5-6.35, 400mm 6.35 Rod, 5.5-6.35, 400mm | 190039 |  | March 2019 | Group Benefit Change
13 - Spinal | 13.06 - Rod | 13.06.01 - Standard |  |  | LB182 | 355 | Globus Medical Australia | CREO ADDITION - Z Rods | Z pre-shaped rods | Diameter 5.5-6.35mm 12mm Offset 100-200mm | 190039 |  | March 2019 | Group Benefit Change
13 - Spinal | 13.03 - Connector | 13.03.03 - Transverse (Rod-to-Rod) | 13.03.03.02 - Adjustable |  | LB186 | 1137 | Globus Medical Australia | CREO DLX Cross Connector | Adjustable Cross Connectors | 20mm-78mm to 22mm-91mm | 190039 |  | November 2019 | Group Benefit Change
13 - Spinal | 13.06 - Rod | 13.06.01 - Standard |  |  | LB189 | 355 | Globus Medical Australia | CREO DLX Rods | Curved, Straight and Hex-ended Rods | Diameter: 6.35mm Length: 20mm-600mm | 190039 |  | November 2019 | Group Benefit Change
13 - Spinal | 13.02 - Accessories for bone screws and connector components | 13.02.01 - Nut/Set Screw/Locking Screw |  |  | LB190 | 144 | Globus Medical Australia | CREO DLX Threaded Locking Cap | Threaded Locking Cap | One Size Only | 190039 |  | November 2019 | Group Benefit Change
13 - Spinal | 13.01 - Bone Screws | 13.01.02 - Pedicle, Polyaxial |  |  | LB191 | 1050 | Globus Medical Australia | CREO DLX Polyaxial Screw | Polyaxial screws | Diameter: 4.0mm to 10.5mm Length: 20mm to 120mm | 190039 |  | November 2019 | Group Benefit Change
13 - Spinal | 13.12 - Vertebral Body Replacement | 13.12.03 - Mesh |  |  | LB196 | 2789 | Globus Medical Australia | COLOSSEUM Mesh Corpectomy Spacer | Titanium mesh corpectomy spacer | 12-25mm X 14-30mm, 8-120mm | 325140 |  | November 2020 | Group Benefit Change
13 - Spinal | 13.12 - Vertebral Body Replacement | 13.12.04 - Mesh, End Plate |  |  | LB197 | 1069 | Globus Medical Australia | COLLOSSEUM Mesh Endcap | Endcap | 12-25mm X 14-30mm, 2-8mm | 325140 |  | November 2020 | Group Benefit Change
13 - Spinal | 13.10 - Fusion Cage | 13.10.02 - Interbody, No Integral Fixation | 13.10.02.02 - ThoracoLumbar / Lumbar | Paired | LB198 | 2346 | Globus Medical Australia | SUSTAIN-RT | Insert and rotate lumbar fusion device | 8-10mm X 22mm X 6-17mm | 191535 |  | November 2020 | Group Benefit Change
13 - Spinal | 13.01 - Bone Screws | 13.01.02 - Pedicle, Polyaxial |  | Cannulated | LB199 | 1124 | Globus Medical Australia | CREO S2AI Preferred Angle | Cannulated CoCr polyaxial screw | Diameter 6.0 -10.5mm Length 60-120mm | 190039 |  | November 2020 | Group Benefit Change
13 - Spinal | 13.10 - Fusion Cage | 13.10.02 - Interbody, No Integral Fixation | 13.10.02.02 - ThoracoLumbar / Lumbar | Paired | LB203 | 2346 | Globus Medical Australia | HEDRON P | 3D Printed Posterior Lumbar Interbody Spacer | Width: 8-10mm Length: 22mm Height: 7-17mm | 353398 |  | July 2021 | Group Benefit Change
13 - Spinal | 13.10 - Fusion Cage | 13.10.02 - Interbody, No Integral Fixation | 13.10.02.01 - Cervical |  | LB209 | 2189 | Globus Medical Australia | HEDRON™ C | 3D Printed ACDF Spacer | Footprints: 12X14mm, 14X16mm, 15X18mm Height 5-12mm | 353400 |  | July 2021 | Group Benefit Change
13 - Spinal | 13.01 - Bone Screws | 13.01.02 - Pedicle, Polyaxial |  | Shank | LB210 | 540 | Globus Medical Australia | CREO One | Monaxial pedicle screw | Diameter: 5.5 -7.5mm Length: 35-55mm | 190039 |  | March 2022 | Group Benefit Change
13 - Spinal | 13.01 - Bone Screws | 13.01.02 - Pedicle, Polyaxial |  |  | LB211 | 1050 | Globus Medical Australia | CREO® Side Loading Polyaxial Screw | Side Loading Polyaxial screw with CoCr head and Ti shank | Diameter: 4.0 - 10.5mm Length: 20 -120mm | 190039 |  | March 2022 | Group Benefit Change
13 - Spinal | 13.06 - Rod | 13.06.01 - Standard |  |  | LB212 | 355 | Globus Medical Australia | CREO® Side Loading Rod | Curved, straight and offset rods | Length: 20mm- 600mm | 190039 |  | March 2022 | Group Benefit Change
13 - Spinal | 13.01 - Bone Screws | 13.01.01 - Pedicle, Monoaxial |  |  | LB213 | 752 | Globus Medical Australia | CREO® Side Loading Monoxial Screw | Monoaxial screw | Diameter: 4-10.5mm Length: 20-120mm | 190039 |  | March 2022 | Group Benefit Change
13 - Spinal | 13.02 - Accessories for bone screws and connector components | 13.02.02 - Collar/Sleeve |  |  | LB214 | 184 | Globus Medical Australia | CREO® Side Loading Locking Sleeve | Integrated nut and sleeve | 5.5-6.0mm | 190039 |  | March 2022 | Group Benefit Change
13 - Spinal | 13.03 - Connector | 13.03.03 - Transverse (Rod-to-Rod) | 13.03.03.02 - Adjustable |  | LB216 | 1137 | Globus Medical Australia | CREO® Cross Connector | Cross Connector | 20-78mm to 22-91mm | 190039 |  | March 2022 | Group Benefit Change
11 - Hip | 11.01 - FEMORAL COMPONENTS - PRIMARY AND REVISION | 11.01.03 - Uncemented | 11.01.03.01 - Grit Blast |  | LC011 | 2916 | Lima Orthopaedics Australia Pty Ltd | C2 Femoral Stem | C2 Femoral Stem Standard / Lateralised / Revision 12/14 Taper Ti6AI4V | 02 to 12 | 210716 210720 |  | May 2018 | Group Benefit Change
11 - Hip | 11.01 - FEMORAL COMPONENTS - PRIMARY AND REVISION | 11.01.04 - Uncemented, HA Coated | 11.01.04.01 - Grit Blast |  | LC013 | 3223 | Lima Orthopaedics Australia Pty Ltd | FIT Femoral Stem | FIT Femoral Stem 12/14 Taper Ti6AI4V HA Coated | Size 1-7, Left & Right | 210717 |  | May 2018 | Group Benefit Change
11 - Hip | 11.01 - FEMORAL COMPONENTS - PRIMARY AND REVISION | 11.01.04 - Uncemented, HA Coated | 11.01.04.04 - Plasma |  | LC015 | 3493 | Lima Orthopaedics Australia Pty Ltd | Sam-Fit modular stem | Modular stem | 1 - 7 | 210760 |  | May 2018 | Group Benefit Change
11 - Hip | 11.02 - FEMORAL HEADS | 11.02.01 - Conventional Femoral Heads, ≤32mm | 11.02.01.02 - Cobalt Chrome |  | LC032 | 621 | Lima Orthopaedics Australia Pty Ltd | Modular Head | Modular Head CoCrMo | 28-32mm Diameter Small to XXXLarge | 210718 |  | May 2018 | Group Benefit Change
06 - Specialist Orthopaedic | 06.03 - SKELETAL RECONSTRUCTION | 06.03.04 - Screws | 06.03.04.03 - Mini (2.01 – 2.7 mm) | CN,DT | LC062 | 348 | Lima Orthopaedics Australia Pty Ltd | HVS BONE SCREW | Self drilling, self threading double threaded cannulated screw | Length 10-34mm | 173930 |  | May 2018 | Group Benefit Change
06 - Specialist Orthopaedic | 06.02 - UPPER LIMB | 06.02.06 - Shoulder - Accessories | 06.02.06.04 - Taper assembly |  | LC117 | 991 | Lima Orthopaedics Australia Pty Ltd | SMR Shoulder Accessories | SMR Connector and Screw | Small R / Small STD | 210861 |  | November 2020 | Group Benefit Change
11 - Hip | 11.01 - FEMORAL COMPONENTS - PRIMARY AND REVISION | 11.01.04 - Uncemented, HA Coated | 11.01.04.01 - Grit Blast |  | LC144 | 3223 | Lima Orthopaedics Australia Pty Ltd | ColloMis Femoral Stem | The COLLO-MIS Femoral Stem | Sizes 1 to 9 | 219427 |  | May 2018 | Group Benefit Change
11 - Hip | 11.02 - FEMORAL HEADS | 11.02.02 - Conventional Femoral Heads, >32mm | 11.02.02.05 - Ceramic Mix |  | LC154 | 1793 | Lima Orthopaedics Australia Pty Ltd | Modular Biolox Delta Head | Modular Biolox Delta Head | 36 - 40mm Small to Large | 210721 |  | May 2018 | Group Benefit Change
11 - Hip | 11.02 - FEMORAL HEADS | 11.02.02 - Conventional Femoral Heads, >32mm | 11.02.02.02 - Cobalt Chrome |  | LC157 | 673 | Lima Orthopaedics Australia Pty Ltd | Modular Head | Modular Head CoCrMo | 36mm Diameter Small to XXXLarge | 210718 |  | May 2018 | Group Benefit Change
11 - Hip | 11.01 - FEMORAL COMPONENTS - PRIMARY AND REVISION | 11.01.04 - Uncemented, HA Coated | 11.01.04.01 - Grit Blast |  | LC159 | 3223 | Lima Orthopaedics Australia Pty Ltd | H-Max S Femoral Stem | H-Max S Femoral Stem HA Coated Ti6AI4V | 9 - 18 | 218784 |  | May 2018 | Group Benefit Change
11 - Hip | 11.02 - FEMORAL HEADS | 11.02.06 - Bipolar/Multipolar | 11.02.06.02 - Tripolar/Multipolar |  | LC162 | 905 | Lima Orthopaedics Australia Pty Ltd | Lock Bipolar Head and Liner | Self Centering Head CoCrMo and UHMWPE Liner | Diameter x 28mm x OD 41-57mm | 216354 |  | May 2018 | Group Benefit Change
11 - Hip | 11.03 - ACETABULAR COMPONENTS | 11.03.03 - Shells, Uncemented, HA | 11.03.03.04 - Plasma |  | LC166 | 2080 | Lima Orthopaedics Australia Pty Ltd | Delta PF Acetabular Cup | Delta PF Acetabular Cup Ti6AI4V + Poro + HA | 44 - 76mm | 210795 |  | May 2018 | Group Benefit Change
11 - Hip | 11.03 - ACETABULAR COMPONENTS | 11.03.03 - Shells, Uncemented, HA | 11.03.03.04 - Plasma |  | LC167 | 2080 | Lima Orthopaedics Australia Pty Ltd | Met Acetabular Cup | Met Acetabular Cup CoCrMo + Poro + HA | 42 - 64mm OD x 38 - 58mm ID | 222644 |  | May 2018 | Group Benefit Change
11 - Hip | 11.03 - ACETABULAR COMPONENTS | 11.03.04 - Insert/Liner | 11.03.04.06 - Ceramic Mix |  | LC168 | 1806 | Lima Orthopaedics Australia Pty Ltd | Delta Ceramic Liner Biolox Delta | Delta Ceramic Liner Biolox Delta | 28 - 40mm ID x Small to Large | 210724 |  | May 2018 | Group Benefit Change
11 - Hip | 11.03 - ACETABULAR COMPONENTS | 11.03.04 - Insert/Liner | 11.03.04.02 - Modified polyethylene |  | LC170 | 930 | Lima Orthopaedics Australia Pty Ltd | Delta Non Constrained Liner | Delta Non Constrained Liner UHMWPE X Lima Ti6AI4V Neutral and Protruded | Diameter (mm) 28 to 40 Size Small to Extra Large Shape Neutral Shape Protruded | 218819 |  | July 2020 | Group Benefit Change
11 - Hip | 11.03 - ACETABULAR COMPONENTS | 11.03.04 - Insert/Liner | 11.03.04.02 - Modified polyethylene |  | LC171 | 930 | Lima Orthopaedics Australia Pty Ltd | SPH Constrained Poly Liner | SPH Constrained Poly Liner UHMWPE protruded 20* | Protruded Liners ID 28mm X Size XXA, A, B, C, D, E ID 32mm x Size B, C, D, E Neutral Liners ID 28mm X Size XXA, A, B, C, D, E ID 32mm x Size B, C, D, E | 222629 |  | March 2019 | Group Benefit Change
06 - Specialist Orthopaedic | 06.02 - UPPER LIMB | 06.02.04 - Shoulder - Humeral | 06.02.04.12 - Standard humeral head | EL | LC181 | 4234 | Lima Orthopaedics Australia Pty Ltd | SMR CTA Humeral Head | CTA Humeral Head CoCRMo | 42 - 54mm | 211950 |  | May 2018 | Group Benefit Change
11 - Hip | 11.02 - FEMORAL HEADS | 11.02.02 - Conventional Femoral Heads, >32mm | 11.02.02.05 - Ceramic Mix |  | LC192 | 1793 | Lima Orthopaedics Australia Pty Ltd | BioBall Delta Femoral Head | Femoral Head Biolox Delta | 28mm, 32mm, 36mm, 40mm, 44mm, 48mm | 227095 |  | May 2018 | Group Benefit Change
11 - Hip | 11.02 - FEMORAL HEADS | 11.02.06 - Bipolar/Multipolar | 11.02.06.02 - Tripolar/Multipolar |  | LC197 | 905 | Lima Orthopaedics Australia Pty Ltd | Delta Mobile Liner UHMWPE | The Mobile Liner UHMWPE functions as part of a double mobility system. It is coupled with an outer liner before being fitted onto the head of a femoral stem. The inner liner provides the articulating surface within the outer liner and the coupled liner provides the articulating surface with the acetabular shell after insertion into the acetabular shell/Cup as part of a total hip arthroplasty. | Diameter (mm) 40 - 42 Outer | 294077 |  | May 2018 | Group Benefit Change
11 - Hip | 11.02 - FEMORAL HEADS | 11.02.06 - Bipolar/Multipolar | 11.02.06.02 - Tripolar/Multipolar |  | LC198 | 905 | Lima Orthopaedics Australia Pty Ltd | 2M Cups Double Mobility System Mobile Liners (UHMWPE) | The liner functions as part of a double mobility system. The liner articulates with an acetabular cup and femoral head as part of a total hip arthroplasty. The liner has an inner clearance of 0.3 mm with respect to the femoral head. The outer clearance has been increased to 0.6 mm to avoid locking of the outer joint due to the interposition of fibrous tissue. The centre of the inner head is cranialized with respect to the centre of the liner (1,5 mm), to permit the self-centring of the system. | Diameter (mm) Outer 42 to 58 Diameter (mm) Inner 22 to 28 | 294065 |  | May 2018 | Group Benefit Change
03 - General Miscellaneous | 03.04 - GASTRIC BANDS | 03.04.01 - Adjustable Gastric Band with Port |  |  | LH003 | 2791 | Lifehealthcare Pty Ltd | Adjustable Peri Gastric Belt-Midband | Silicon moulded peri gastric band and implantable chamber | Peri gastric band - 2.2 x 17.5 x 0.8cm, Implantable chamber - one size only | 145372 |  | May 2018 | Group Benefit Change
03 - General Miscellaneous | 03.04 - GASTRIC BANDS | 03.04.03 - Replacement Injection Ports |  |  | LH413 | 525 | Lifehealthcare Pty Ltd | Miband Access Port (replacement) | A device, metallic or non- metallic, implanted in a patient for a short or long-term delivery of fluid or medications to the vascular system or other anatomical region. The device consists of a housing, self-sealing septum and a catheter connection mechanism. The device may be implanted in a variety of anatomical locations. | Port Size - 10.6mm High, 24.7mm Base width- One Size only | 153863 |  | May 2018 | Group Benefit Change
06 - Specialist Orthopaedic | 06.03 - SKELETAL RECONSTRUCTION | 06.03.04 - Screws | 06.03.04.01 - Standard ( ≥4.5mm) |  | LH444 | 57 | Lifehealthcare Pty Ltd | Hinge Pediatric Plating System - Screws | 2 screws for articulated growth-correction fixation plate | 4.5 x 35mm, 4.5 x 30mm, 4.5 x 25mm | 161505 |  | May 2018 | Group Benefit Change
06 - Specialist Orthopaedic | 06.03 - SKELETAL RECONSTRUCTION | 06.03.03 - Plates | 06.03.03.38 - Periarticular anatomic - Tibia ≤ 6 holes |  | LH445 | 980 | Lifehealthcare Pty Ltd | Hinge Pediatric Plating System - Hinge Plate | Articulated growth-correction fixation plate | 12mm, 16mm, 20mm (distance between anchoring points) | 161505 |  | May 2018 | Group Benefit Change
13 - Spinal | 13.02 - Accessories for bone screws and connector components | 13.02.01 - Nut/Set Screw/Locking Screw |  |  | LH452 | 144 | Lifehealthcare Pty Ltd | DSS Breaking Nut | The DSS Breaking Nut is a set screw that locks the DSS pedicle screw for final tightening. It is an integral part of the DSS pedicle screw system, is used every time and can not be used on its own. | One size only | 151022 |  | May 2018 | Group Benefit Change
13 - Spinal | 13.02 - Accessories for bone screws and connector components | 13.02.01 - Nut/Set Screw/Locking Screw |  |  | LH456 | 144 | Lifehealthcare Pty Ltd | DSS Fusion Coupler Set Screw | The DSS Fusion Coupler set screw locks the telescoping fusion couplers rigidly in place. This set screw can only be used for this purpose, is used every case and can not be used for any other purpose. | DIA700-04 for 20mm - 22mm fusion coupler DIA70022-04 for 22mm - 25mm / 25mm - 31mm / 31mm - 43mm fusion couplers | 151022 |  | May 2018 | Group Benefit Change
13 - Spinal | 13.01 - Bone Screws | 13.01.02 - Pedicle, Polyaxial |  | Cannulated | LH484 | 1124 | Lifehealthcare Pty Ltd | DSS HP Spinal System - Pedicle Screw | Cannulated Pedicle Screw, Titanium | (5 - 10)mm diam x (30 - 110(mm length | 186733 |  | May 2018 | Group Benefit Change
13 - Spinal | 13.06 - Rod | 13.06.01 - Standard |  |  | LH485 | 355 | Lifehealthcare Pty Ltd | Paradigm Spinal System | DSS/ HPS Rod, Titanium alloy | 5.5mm diameter rod Length: 20mm to 300mm | 186733 |  | July 2019 | Group Benefit Change
13 - Spinal | 13.02 - Accessories for bone screws and connector components | 13.02.01 - Nut/Set Screw/Locking Screw |  |  | LH486 | 144 | Lifehealthcare Pty Ltd | DSS HP Spinal System - Set Screw | Set Screw | one size | 186733 |  | March 2021 | Group Benefit Change
07 - Plastic and Reconstructive | 07.01 - CRANIOMAXILLOFACIAL RECONSTRUCTION & FIXATION | 07.01.01 - Mesh - Metal | 07.01.01.10 - 0.5-0.8mm thick, >200cm² |  | LH492 | 2072 | Lifehealthcare Pty Ltd | Standard Approach Mesh | Pre-contoured titanium mesh implants for 11 standard approaches. | 0.6mm thick | 202842 |  | May 2018 | Group Benefit Change
07 - Plastic and Reconstructive | 07.01 - CRANIOMAXILLOFACIAL RECONSTRUCTION & FIXATION | 07.01.05 - Fracture or Reconstruction Plates | 07.01.05.02 - <0.5mm thick, 4-7 holes | Burr | LH495 | 161 | Lifehealthcare Pty Ltd | Martin Level One Fixation | Plate, titanium | <0.5mm thick, 4 to 7 holes | 202851 |  | May 2018 | Group Benefit Change
07 - Plastic and Reconstructive | 07.01 - CRANIOMAXILLOFACIAL RECONSTRUCTION & FIXATION | 07.01.05 - Fracture or Reconstruction Plates | 07.01.05.05 - 0.5-0.99mm thick, <4 holes |  | LH502 | 80 | Lifehealthcare Pty Ltd | Martin Osteosynthesis 1.5mm System 2 hole plate | Plate, 0.6mm thick, titanium | 2-4 hole | 202851 |  | May 2018 | Group Benefit Change
07 - Plastic and Reconstructive | 07.01 - CRANIOMAXILLOFACIAL RECONSTRUCTION & FIXATION | 07.01.05 - Fracture or Reconstruction Plates | 07.01.05.03 - <0.5mm thick, 8-15 holes |  | LH504 | 212 | Lifehealthcare Pty Ltd | Martin Osteosynthesis 1.5mm System 8-15 hole plate | Plate, Titanium | <0.5mm thick, 8-15 holes | 202851 |  | May 2018 | Group Benefit Change
07 - Plastic and Reconstructive | 07.01 - CRANIOMAXILLOFACIAL RECONSTRUCTION & FIXATION | 07.01.05 - Fracture or Reconstruction Plates | 07.01.05.04 - <0.5mm thick, 16-32 holes |  | LH506 | 307 | Lifehealthcare Pty Ltd | Martin Osteosynthesis 1.5mm System 16-32 hole plate | Plate, Titanium | <0.5mm thick, 16-32 holes | 202851 |  | May 2018 | Group Benefit Change
07 - Plastic and Reconstructive | 07.01 - CRANIOMAXILLOFACIAL RECONSTRUCTION & FIXATION | 07.01.01 - Mesh - Metal | 07.01.01.04 - 0.2-0.49mm thick, 11-50cm² |  | LH508 | 601 | Lifehealthcare Pty Ltd | Martin Osteosynthesis 1.5mm System Mesh thin 50cm2 | Mesh, Titanium | 0.2-0.49mm thick, 11-50cm2 | 202851 |  | May 2018 | Group Benefit Change
07 - Plastic and Reconstructive | 07.01 - CRANIOMAXILLOFACIAL RECONSTRUCTION & FIXATION | 07.01.01 - Mesh - Metal | 07.01.01.08 - 0.5-0.8mm thick, 11-50cm² |  | LH509 | 413 | Lifehealthcare Pty Ltd | Martin Osteosynthesis 1.5mm System Mesh 50cm2 | Mesh, Titanium | 0.5-0.8mm thick, 11-50cm2 | 202851 |  | May 2018 | Group Benefit Change
07 - Plastic and Reconstructive | 07.01 - CRANIOMAXILLOFACIAL RECONSTRUCTION & FIXATION | 07.01.01 - Mesh - Metal | 07.01.01.10 - 0.5-0.8mm thick, >200cm² |  | LH511 | 2072 | Lifehealthcare Pty Ltd | Martin Osteosynthesis 1.5mm System Mesh 200cm2 | Mesh, Titanium | 0.5-0.8mm thick, >200cm2 | 202851 |  | May 2018 | Group Benefit Change
07 - Plastic and Reconstructive | 07.01 - CRANIOMAXILLOFACIAL RECONSTRUCTION & FIXATION | 07.01.01 - Mesh - Metal | 07.01.01.05 - 0.2-0.49mm thick, 51-200cm² |  | LH512 | 1235 | Lifehealthcare Pty Ltd | Martin Osteosynthesis 1.5mm System 3D Mesh 200cm2 | 3D Mesh, Titanium | 0.2-0.49mm thick, 51-200cm2 | 202851 |  | May 2018 | Group Benefit Change
07 - Plastic and Reconstructive | 07.01 - CRANIOMAXILLOFACIAL RECONSTRUCTION & FIXATION | 07.01.05 - Fracture or Reconstruction Plates | 07.01.05.10 - 1.0-1.99mm thick, 4-7 holes |  | LH513 | 140 | Lifehealthcare Pty Ltd | Martin Osteosynthesis 1.5mm System Mesh 1mm 4-7 hole plate | Plate, Titanium | 1.0-1.99mm thick, 4-7 holes | 202851 |  | May 2018 | Group Benefit Change
07 - Plastic and Reconstructive | 07.01 - CRANIOMAXILLOFACIAL RECONSTRUCTION & FIXATION | 07.01.05 - Fracture or Reconstruction Plates | 07.01.05.11 - 1.0-1.99mm thick, 8-15 holes |  | LH514 | 352 | Lifehealthcare Pty Ltd | Martin Osteosynthesis 1.5mm System 1mm 8-15 hole plate | Plate, Titanium | 1.0-1.99mm thick, 8-15 holes | 202851 |  | May 2018 | Group Benefit Change
13 - Spinal | 13.01 - Bone Screws | 13.01.01 - Pedicle, Monoaxial |  |  | LH519 | 752 | Lifehealthcare Pty Ltd | DSS Spinal System | Monoaxial Pedicle Screw - cannulated | 5-9mm Diam x 30-60mm length | 186733 |  | May 2018 | Group Benefit Change
03 - General Miscellaneous | 03.04 - GASTRIC BANDS | 03.04.02 - Gastric Band without Port |  |  | LH527 | 2073 | Lifehealthcare Pty Ltd | MIDCAL Ring | Adjustable Gastric Ring | 65-80 mm circumference | 229709 |  | May 2018 | Group Benefit Change
13 - Spinal | 13.10 - Fusion Cage | 13.10.02 - Interbody, No Integral Fixation | 13.10.02.01 - Cervical |  | LH530 | 2189 | Lifehealthcare Pty Ltd | Cervical Spine Truss System | Cage | 5-16mm Height | 252733 |  | May 2018 | Group Benefit Change
06 - Specialist Orthopaedic | 06.03 - SKELETAL RECONSTRUCTION | 06.03.11 - External Fixateurs | 06.03.11.20 - Simple fixture kit - Lower body (Uniplanar) |  | LH557 | 3074 | Lifehealthcare Pty Ltd | IOS Fixator Kit | Complete kit of fixator, 6x bone pins, 6 x set screws, 6 x collets, drill bit. | long, short | 266632 |  | May 2018 | Group Benefit Change
13 - Spinal | 13.01 - Bone Screws | 13.01.03 - Standard |  | Cannulated | LH558 | 174 | Lifehealthcare Pty Ltd | Atlas (Anterior Odontoid Fixation System) | Cannulated Bone Screw | (4.0 - 4.5)mm diameter x (28-55)mm length | 275605 |  | May 2018 | Group Benefit Change
13 - Spinal | 13.03 - Connector | 13.03.03 - Transverse (Rod-to-Rod) | 13.03.03.02 - Adjustable |  | LH578 | 1137 | Lifehealthcare Pty Ltd | Pine Adjustable Cross Link | Rod - Rod Connector | 30-80mm | 274913 |  | May 2018 | Group Benefit Change
13 - Spinal | 13.01 - Bone Screws | 13.01.03 - Standard |  | Dual Thread | LH589 | 403 | Lifehealthcare Pty Ltd | Cervical Spine Truss System - Stand Alone Starloc Screw | Starloc Screw | (3.5-3.85)mm diam x (12-16mm Length | 252733 |  | May 2018 | Group Benefit Change
12 - Knee | 12.03 - TIBIAL TRAY COMPONENT - TOTAL KNEE ARTHROPLASTY | 12.03.07 - Uncemented, Alloy, for Mobile Insert | 12.03.07.01 - HA Coating |  | LH604 | 2519 | Lifehealthcare Pty Ltd | ACS Knee System - TCP coated tibial component | Tibial base plate, TCP coated for use with mobile bearing insert, TiN coated | Sizes 2-7 | 265621 |  | August 2018 | Group Benefit Change
12 - Knee | 12.08 - PATELLAR COMPONENT | 12.08.01 - Cemented, All Polyethylene |  |  | LH605 | 385 | Lifehealthcare Pty Ltd | ACS Knee System - PE patella implant | ACS PE patella | 26mm, 29mm, 32mm, 35mm | 265637 |  | August 2018 | Group Benefit Change
12 - Knee | 12.03 - TIBIAL TRAY COMPONENT - TOTAL KNEE ARTHROPLASTY | 12.03.02 - Cemented, Alloy |  | Revision | LH612 | 2758 | Lifehealthcare Pty Ltd | ACS Knee System-ACS Revision tibial component, cemented | Revision base plate, cemented, for use with augments and straight or offset stems | Left and Right, Sizes 2,3,3.5,4,5,6 | 265611 |  | August 2018 | Group Benefit Change
11 - Hip | 11.02 - FEMORAL HEADS | 11.02.02 - Conventional Femoral Heads, >32mm | 11.02.02.06 - Ceramicised Metal |  | LH620 | 1684 | Lifehealthcare Pty Ltd | IC-Head Biolox delta | Biolox delta ceramic head | 36mm and 40 mm. S, M, L and XL. | 288475 |  | November 2022 | Group Benefit Change
11 - Hip | 11.02 - FEMORAL HEADS | 11.02.01 - Conventional Femoral Heads, ≤32mm | 11.02.01.02 - Cobalt Chrome |  | LH621 | 621 | Lifehealthcare Pty Ltd | IC-Head CoCrMo | IC Head, CoCrMo | 22,28,32mm - S-M-L-XL | 291215 |  | August 2018 | Group Benefit Change
11 - Hip | 11.02 - FEMORAL HEADS | 11.02.06 - Bipolar/Multipolar | 11.02.06.01 - Bipolar |  | LH622 | 654 | Lifehealthcare Pty Ltd | Bi-polar head | Bipolar head | 38mm - 62mm | 271212 |  | August 2018 | Group Benefit Change
11 - Hip | 11.01 - FEMORAL COMPONENTS - PRIMARY AND REVISION | 11.01.04 - Uncemented, HA Coated | 11.01.04.04 - Plasma |  | LH627 | 3493 | Lifehealthcare Pty Ltd | Mutars RS revision system - cementless stem HA | RS Cementless stem HA | 12 - 22mm dia stems, 150 - 190mm length | 236460 |  | March 2020 | Group Benefit Change
12 - Knee | 12.08 - PATELLAR COMPONENT | 12.08.01 - Cemented, All Polyethylene |  |  | LH633 | 385 | Lifehealthcare Pty Ltd | MUTARS - Patella | Mutars PE Patella | Standard Large | 227773 |  | August 2018 | Group Benefit Change
12 - Knee | 12.11 - KNEE ACCESSORIES | 12.11.03 - Bolts |  |  | LH636 | 225 | Lifehealthcare Pty Ltd | MUTARS - Genux Locking screws | Locking screws for augments | Various | 221737 |  | August 2018 | Group Benefit Change
12 - Knee | 12.11 - KNEE ACCESSORIES | 12.11.04 - Connectors for hinged prostheses |  |  | LH640 | 2581 | Lifehealthcare Pty Ltd | MUTARS Genux Hinge locking mechanism | Connecting piece; connecting distal femoral and proximal tibial replacement. | Genux Hinge Component | 234172 |  | August 2018 | Group Benefit Change
06 - Specialist Orthopaedic | 06.03 - SKELETAL RECONSTRUCTION | 06.03.04 - Screws | 06.03.04.01 - Standard ( ≥4.5mm) |  | LH675 | 57 | Lifehealthcare Pty Ltd | MUTARS Cancellous Screws | MUTARS Cancellous Screws | 20-40mm | 237075 |  | March 2022 | Group Benefit Change
11 - Hip | 11.03 - ACETABULAR COMPONENTS | 11.03.02 - Shells, Uncemented | 11.03.02.03 - Mesh |  | LH681 | 1903 | Lifehealthcare Pty Ltd | MUTARS RS Cup | Acetabulum reconstruction cup, flange multiple screw holes | 46, 50, 54, 58, 62mm right & left | 238836 |  | August 2018 | Group Benefit Change
11 - Hip | 11.03 - ACETABULAR COMPONENTS | 11.03.04 - Insert/Liner | 11.03.04.03 - Ceramic |  | LH688 | 1776 | Lifehealthcare Pty Ltd | Implantcast delta ceramic liner | Biolox delta cup liner | 32/39, 32/44,36/44, 32/48,36/48,32/52, 36/52, 40/48, 40/52 | 233781 |  | August 2018 | Group Benefit Change
12 - Knee | 12.11 - KNEE ACCESSORIES | 12.11.03 - Bolts |  |  | LH693 | 225 | Lifehealthcare Pty Ltd | MUTARS - KRI Screw M8 | KRI Screw M8 - Tumour System and Arthrodesis Interlocking System | 25mm - 50mm | 250193 |  | August 2018 | Group Benefit Change
11 - Hip | 11.03 - ACETABULAR COMPONENTS | 11.03.04 - Insert/Liner | 11.03.04.02 - Modified polyethylene |  | LH697 | 930 | Lifehealthcare Pty Ltd | Implacross PE liner | PE Liner for LUMiC acetabula reconstruction system | 0,15 and 15 with 4mm offset. 39 - 52 external diameter | 277989 |  | August 2018 | Group Benefit Change
12 - Knee | 12.11 - KNEE ACCESSORIES | 12.11.04 - Connectors for hinged prostheses |  |  | LH699 | 2581 | Lifehealthcare Pty Ltd | MUTARS GenuX MK Coupling | MUTARS GenuX MK Coupling | 12.5, 15, 17.5mm | 244653 |  | July 2021 | Group Benefit Change
13 - Spinal | 13.01 - Bone Screws | 13.01.02 - Pedicle, Polyaxial |  | Cannulated | LH704 | 1124 | Lifehealthcare Pty Ltd | HPS 2.0 Pedicle Screw | Pedicle Screw with Reduction and Extended tabs - Cannulated & Fenestrated | 4.5-9.5mm diameters | 186733 |  | March 2021 | Group Benefit Change
11 - Hip | 11.02 - FEMORAL HEADS | 11.02.02 - Conventional Femoral Heads, >32mm | 11.02.02.02 - Cobalt Chrome |  | LH705 | 673 | Lifehealthcare Pty Ltd | IC-Head | IC-Head, CoCrMo | 36mm, S-XL | 291215 |  | March 2020 | Group Benefit Change
13 - Spinal | 13.05 - Plate | 13.05.02 - No Integral Fixation | 13.05.02.05 - Laminoplasty Plate |  | LH707 | 661 | Lifehealthcare Pty Ltd | Ultio Laminoplasty Plate | Plate | Small - 25,7mm Med - 27,1mm Lge - 28,9mm X-Large - 30,3mm Standard support plate - 15,35mm | 330538 |  | July 2020 | Group Benefit Change
13 - Spinal | 13.01 - Bone Screws | 13.01.02 - Pedicle, Polyaxial |  | Shank | LH708 | 540 | Lifehealthcare Pty Ltd | Athena Polyaxial screw shank | Polyaxial screw shank intended for pedicle or cortical bone trajectory screw insertion. The shanks have a quad to dual lead thread for increased cortical bone purchase. The screw shanks are also fenestrated to enable screw augmentation with bone cement | 5mm -8.5mm diameter 30mm to 100mm screw lengths | 337150 |  | March 2022 | Group Benefit Change
13 - Spinal | 13.02 - Accessories for bone screws and connector components | 13.02.01 - Nut/Set Screw/Locking Screw |  |  | LH711 | 144 | Lifehealthcare Pty Ltd | Athena Nut | Buttress Locking Cap for poly axial tulip | Standard - one size only | 337150 |  | November 2020 | Group Benefit Change
13 - Spinal | 13.06 - Rod | 13.06.01 - Standard |  |  | LH712 | 355 | Lifehealthcare Pty Ltd | Athena Rod | titanium alloy rods in both straight and curved | Diameter 5.5mm Lengths 25mm -700mm | 337150 |  | March 2022 | Group Benefit Change
07 - Plastic and Reconstructive | 07.01 - CRANIOMAXILLOFACIAL RECONSTRUCTION & FIXATION | 07.01.01 - Mesh - Metal | 07.01.01.04 - 0.2-0.49mm thick, 11-50cm² |  | LH733 | 601 | Lifehealthcare Pty Ltd | Bioplate Biomesh System | Titanium cranial biomesh | 33-60 x 48-60mm | 123205 |  | July 2023 | Transferred from LM217
07 - Plastic and Reconstructive | 07.01 - CRANIOMAXILLOFACIAL RECONSTRUCTION & FIXATION | 07.01.01 - Mesh - Metal | 07.01.01.05 - 0.2-0.49mm thick, 51-200cm² |  | LH734 | 1235 | Lifehealthcare Pty Ltd | Bioplate Biomesh System | Titanium cranial biomesh | 85-132 x 90-134 | 123205 |  | July 2023 | Transferred from LM218
07 - Plastic and Reconstructive | 07.01 - CRANIOMAXILLOFACIAL RECONSTRUCTION & FIXATION | 07.01.01 - Mesh - Metal | 07.01.01.09 - 0.5-0.8mm thick, 51-200cm² |  | LH735 | 1146 | Lifehealthcare Pty Ltd | BIOPLATE Biomesh | Titanium cranial biomesh | 0.6mm thickness, 90-127 x 92-131mm | 123205 |  | July 2023 | Transferred from LM220
07 - Plastic and Reconstructive | 07.01 - CRANIOMAXILLOFACIAL RECONSTRUCTION & FIXATION | 07.01.01 - Mesh - Metal | 07.01.01.10 - 0.5-0.8mm thick, >200cm² |  | LH736 | 2072 | Lifehealthcare Pty Ltd | BIOPLATE Biomesh | Titanium cranial biomesh, packaged non-sterile | 20 x 20cm | 123205 |  | July 2023 | Transferred from LM221
07 - Plastic and Reconstructive | 07.01 - CRANIOMAXILLOFACIAL RECONSTRUCTION & FIXATION | 07.01.05 - Fracture or Reconstruction Plates | 07.01.05.01 - <0.5mm thick, <4 holes |  | LH737 | 63 | Lifehealthcare Pty Ltd | BIOPLATE Low Profile | Low Profile 2-hole Straight Plate | 11mm - 14mm length | 123205 |  | July 2023 | Transferred from LM222
07 - Plastic and Reconstructive | 07.01 - CRANIOMAXILLOFACIAL RECONSTRUCTION & FIXATION | 07.01.05 - Fracture or Reconstruction Plates | 07.01.05.02 - <0.5mm thick, 4-7 holes |  | LH738 | 137 | Lifehealthcare Pty Ltd | Bioplate Plating System | Plates of various shape | 4 to 7 holes | 123205 |  | July 2023 | Transferred from LM223
07 - Plastic and Reconstructive | 07.01 - CRANIOMAXILLOFACIAL RECONSTRUCTION & FIXATION | 07.01.05 - Fracture or Reconstruction Plates | 07.01.05.02 - <0.5mm thick, 4-7 holes | Burr | LH739 | 161 | Lifehealthcare Pty Ltd | BIOPLATE Low Profile | Low Profile Flex Contoured Burr Hole Cover | Low profile 0.3mm, 1.5mm diam hole, 12 - 18mm diam plate | 123205 |  | July 2023 | Transferred from LM224
07 - Plastic and Reconstructive | 07.01 - CRANIOMAXILLOFACIAL RECONSTRUCTION & FIXATION | 07.01.05 - Fracture or Reconstruction Plates | 07.01.05.03 - <0.5mm thick, 8-15 holes |  | LH740 | 212 | Lifehealthcare Pty Ltd | BIOPLATE Low Profile | Low Profile 8-hole Boxcar Plate | 10 x 24mm | 123205 |  | July 2023 | Transferred from LM225
07 - Plastic and Reconstructive | 07.01 - CRANIOMAXILLOFACIAL RECONSTRUCTION & FIXATION | 07.01.05 - Fracture or Reconstruction Plates | 07.01.05.08 - 0.5-0.99mm thick, >32 holes |  | LH741 | 271 | Lifehealthcare Pty Ltd | BIOPLATE Biomesh | Titanium, lattice, 48 hole, packaged non-sterile | 32 x 44mm | 123205 |  | July 2023 | Transferred from LM231
07 - Plastic and Reconstructive | 07.01 - CRANIOMAXILLOFACIAL RECONSTRUCTION & FIXATION | 07.01.06 - Screws | 07.01.06.02 - Diameter 1.25-3.24mm |  | LH742 | 42 | Lifehealthcare Pty Ltd | Bioplate Plating System | Titanium Screws | 1.25 to 3.24mm Diameter | 123204 |  | July 2023 | Transferred from LM232
04 - Neurosurgical | 04.03 - HYDROCEPHALUS DEVICES | 04.03.01 - Valves | 04.03.01.02 - Valve, Non-externally adjustable | Reservoir/Priming function | LH743 | 997 | Lifehealthcare Pty Ltd | Sophy Valves - hydrocephalic | Monopressure Valve with Antechamber or Burr-Hole Reservoir | 50 - 170mmH2O | 143218 |  | July 2023 | Transferred from LM527
13 - Spinal | 13.06 - Rod | 13.06.01 - Standard |  | Shaped | LH744 | 555 | Lifehealthcare Pty Ltd | Curved Rods | Curved Rods | 35 to 90 mm | 366793 |  | July 2023 | Transferred from LM510
13 - Spinal | 13.03 - Connector | 13.03.02 - Offset |  |  | LH745 | 705 | Lifehealthcare Pty Ltd | Rod or Post Connector | Rod or Post Connector and set screws | Rod Connectors for 5.5 & 6mm rods Sacral Connectors for 5.5 & 6mm rods Post connector - one size | 362890 |  | July 2023 | Transferred from LM500
13 - Spinal | 13.03 - Connector | 13.03.03 - Transverse (Rod-to-Rod) | 13.03.03.01 - Fixed |  | LH746 | 389 | Lifehealthcare Pty Ltd | Inline Connectors | Inline Connectors | 7.5 to 17 mm | 362890 |  | July 2023 | Transferred from LM499
13 - Spinal | 13.01 - Bone Screws | 13.01.03 - Standard |  |  | LH747 | 186 | Lifehealthcare Pty Ltd | Sacral Screw | Sacral Screw | Diameter 6.5 & 7.5mm Length 30 - 70 mm | 362890 |  | July 2023 | Transferred from LM498
13 - Spinal | 13.03 - Connector | 13.03.02 - Offset |  |  | LH748 | 705 | Lifehealthcare Pty Ltd | Sacral Plates | Sacral Plates | Left and Right 60° and 90° | 362890 |  | July 2023 | Transferred from LM497
13 - Spinal | 13.02 - Accessories for bone screws and connector components | 13.02.01 - Nut/Set Screw/Locking Screw |  |  | LH749 | 144 | Lifehealthcare Pty Ltd | Nut for Screw or connector | Nut for screw or connector | one size for each type | 362890 |  | July 2023 | Transferred from LM496
13 - Spinal | 13.06 - Rod | 13.06.01 - Standard |  | Shaped | LH750 | 555 | Lifehealthcare Pty Ltd | Curved Rod | Curved Rod | Diameter 5.5 or 6 mm Length 150 to 450 mm | 362890 |  | July 2023 | Transferred from LM495
13 - Spinal | 13.06 - Rod | 13.06.01 - Standard |  |  | LH751 | 355 | Lifehealthcare Pty Ltd | Straight Rod | Straight Rod | Diameter 5.5 or 6 mm Length 35 - 505 mm | 362890 |  | July 2023 | Transferred from LM494
13 - Spinal | 13.01 - Bone Screws | 13.01.01 - Pedicle, Monoaxial |  |  | LH752 | 752 | Lifehealthcare Pty Ltd | Pedicle Screw | Pedicle Screw | Diameter 4.5 - 9.5 mm Length 25 - 110 mm | 362890 |  | July 2023 | Transferred from LM493
13 - Spinal | 13.08 - Washer/Staple | 13.08.01 - Washer |  |  | LH753 | 218 | Lifehealthcare Pty Ltd | Silex Sacroiliac Joint Fusion System | Washers for the Silex Sacroiliac Joint Fusion System | 11, 13 & 15mm | 228758 |  | July 2023 | Transferred from LM466
04 - Neurosurgical | 04.03 - HYDROCEPHALUS DEVICES | 04.03.01 - Valves | 04.03.01.01 - Valve, Externally Adjustable | Distal catheter, Proximal catheter, Reservoir/Priming function | LH754 | 2437 | Lifehealthcare Pty Ltd | Sterile Hydrocephalic Shunts | Plastic/magnetic. Programmable valve. Programmer kit and shunts kit. | 3, 8 settings | 143218 |  | July 2023 | Transferred from LM463
04 - Neurosurgical | 04.09 - Intracranial Pressure (ICP) Monitoring | 04.09.01 - Transducer |  | Catheter | LH755 | 1173 | Lifehealthcare Pty Ltd | Intracranial Pressure and Temperature Catheter | Intracranial Pressure and Temperature Catheter | Suitable for all patient anatomy | 308492 308491 |  | July 2023 | Transferred from LM449
13 - Spinal | 13.11 - Disc Replacement | 13.11.01 - System | 13.11.01.01 - Cervical |  | LH756 | 6021 | Lifehealthcare Pty Ltd | Synergy Disc | The Synergy Disc is a three-component system consisting of an Inferior titanium endplate, a UHMWPE core and a Superior titanium endplate. | Small (A-P: 14 mm, Lateral: 15 mm), Medium (A-P: 16 mm, Lateral: 17 mm) and Large (A-P: 16 mm, Lateral: 17 mm). | 238877 |  | July 2023 | Transferred from LM425
13 - Spinal | 13.08 - Washer/Staple | 13.08.01 - Washer |  |  | LH757 | 218 | Lifehealthcare Pty Ltd | Silex Washer | Silex Washer | 13mm | 228758 |  | July 2023 | Transferred from LM424
13 - Spinal | 13.01 - Bone Screws | 13.01.03 - Standard |  | Dual Thread | LH758 | 403 | Lifehealthcare Pty Ltd | Silex Bone Screw | Dual-Thread Sacroiliac Locking Screw | 7mm x 30-70mm | 228758 |  | July 2023 | Transferred from LM423
13 - Spinal | 13.14 - Sacroiliac Joint Fixation | 13.14.01 - Sacroiliac Joint Fixation Device |  | no suffix | LH759 | 1853 | Lifehealthcare Pty Ltd | Silex Joint Fixation Device | Single-Thread Sacroiliac Anchor Implant or Dual-Thread Sacroiliac Anchor Implant | 12.5mm x 30-70mm | 228758 |  | July 2023 | Transferred from LM422
13 - Spinal | 13.03 - Connector | 13.03.01 - In-Line |  |  | LH760 | 655 | Lifehealthcare Pty Ltd | Certex Spinal Implant System Connector | Connector | 3.5mm x 22-26mm | 160750 |  | July 2023 | Transferred from LM418
13 - Spinal | 13.01 - Bone Screws | 13.01.03 - Standard |  |  | LH761 | 186 | Lifehealthcare Pty Ltd | IRIX - C Screws | Bone screws | Diameter 3.5mm and 3.7mm; Length 12-21mm | 160750 |  | July 2023 | Transferred from LM412
13 - Spinal | 13.10 - Fusion Cage | 13.10.01 - Interbody, Integral Fixation | 13.10.01.01 - Cervical |  | LH762 | 4162 | Lifehealthcare Pty Ltd | IRIX - C Implants | Cervical intergrated fusion system | 18 x 14mm and 16 x 13mm; Heights 5 - 12mm; Shape - Lordotic and parallel | 160750 |  | July 2023 | Transferred from LM411
13 - Spinal | 13.13 - Interspinous Fixation | 13.13.01 - Interspinous Fixation Device |  |  | LH763 | 1321 | Lifehealthcare Pty Ltd | Axle Interspinous fusion System | Interspinous fusion plate system | Plates: 28mm to 55mm Inserts: 8-18mm | 160750 |  | July 2023 | Transferred from LM410
13 - Spinal | 13.10 - Fusion Cage | 13.10.02 - Interbody, No Integral Fixation | 13.10.02.02 - ThoracoLumbar / Lumbar | Paired | LH764 | 2346 | Lifehealthcare Pty Ltd | Calix Peek Lumbar System | Peek lumbar interbody spacer for fusion of the lumbar spine using an anterior, posterior or transverse approach. | 36mm x 24mm x 8mm x 8 deg 36mm x 24mm x 10mm x 8 deg 36mm x 24mm x 12mm x 8 deg 36mm x 24mm x 14mm x 8 deg 36mm x 24mm x 16mm x 8 deg 36mm x 24mm x 18mm x 8 deg 36mm x 24mm x 20mm x 8 deg 36mm x 24mm x 8mm x 12 deg 36mm x 24mm x 10mm x 12 deg 36mm x 24mm x 12mm x 12 deg 36mm x 24mm x 14mm x 12 deg 36mm x 24mm x 16mm x 12 deg 36mm x 24mm x 18mm x 12 deg 36mm x 24mm x 20mm x 12 deg 28mm x 10mm x 6mm 28mm x 10mm x 7mm 28mm x 10mm x 8mm 28mm x 10mm x 9mm 28mm x 10mm x 10mm 28mm x 10mm x 11mm 28mm x 10mm x 12mm 28mm x 10mm x 13mm 28mm x 10mm x 14mm 28mm x 10mm x 15mm 28mm x 10mm x 16mm 22mm x 10mm x 6mm 22mm x 10mm x 7mm 22mm x 10mm x 8mm 22mm x 10mm x 9mm 22mm x 10mm x 10mm 22mm x 10mm x 11mm 22mm x 10mm x 12mm 22mm x 10mm x 13mm 22mm x 10mm x 14mm 22mm x 10mm x 15mm 22mm x 10mm x 16mm 26mm x 10mm x 6mm 26mm x 10mm x 8mm 26mm x 10mm x 10mm 26mm x 10mm x 12mm 26mm x 10mm x 14mm 26mm x 10mm x 6mm x 5o 26mm x 10mm x 8mm x 5o 26mm x 10mm x 10mm x 5o 26mm x 10mm x 12mm x 5o 26mm x 10mm x 14mm x 5o | 159605 170220 160750 |  | July 2023 | Transferred from LM404
11 - Hip | 11.01 - FEMORAL COMPONENTS - PRIMARY AND REVISION | 11.01.04 - Uncemented, HA Coated | 11.01.04.01 - Grit Blast | Removable Neck | LI054 | 3223 | Amplitude Australia | Acor Anatomic Femoral Stem for Modular Neck | Anodised titanium, fully HA Coated, curved stem and used with separate neck | 7 Sizes | 210109 |  | May 2018 | Group Benefit Change
11 - Hip | 11.01 - FEMORAL COMPONENTS - PRIMARY AND REVISION | 11.01.04 - Uncemented, HA Coated | 11.01.04.01 - Grit Blast | Removable Neck | LI056 | 3223 | Amplitude Australia | Integrale Femoral Stem | Anodised titanium, fully HA Coated,straight stem and used with separate neck | 7 Sizes | 210194 210195 |  | May 2018 | Group Benefit Change
11 - Hip | 11.03 - ACETABULAR COMPONENTS | 11.03.03 - Shells, Uncemented, HA | 11.03.03.04 - Plasma |  | LI061 | 2080 | Amplitude Australia | Saturne Press Fit Dual Mobility Acetabular Cup | A cementless, stippled and peripherally expanded, acetabular cup. Flattened pole and an elevated rim to help prevent dislocation. | Sizes: 44 - 64 in 2mm increments | 216969 |  | May 2018 | Group Benefit Change
12 - Knee | 12.03 - TIBIAL TRAY COMPONENT - TOTAL KNEE ARTHROPLASTY | 12.03.07 - Uncemented, Alloy, for Mobile Insert | 12.03.07.01 - HA Coating | Revision | LI069 | 3647 | Amplitude Australia | Score Knee System Tibial Baseplate | Tibial baseplate, CoCr, uncemented, stippled surface, titanium plasma spray with HA | 9 Sizes | 271352 |  | November 2021 | Group Benefit Change
12 - Knee | 12.08 - PATELLAR COMPONENT | 12.08.01 - Cemented, All Polyethylene |  |  | LI072 | 385 | Amplitude Australia | Score Knee System Patella Component | All poly patella UHMWPE, cemented Resurfacing and Inset | 7 Diameters | 210604 216375 |  | March 2021 | Group Benefit Change
11 - Hip | 11.02 - FEMORAL HEADS | 11.02.02 - Conventional Femoral Heads, >32mm | 11.02.02.05 - Ceramic Mix |  | LI075 | 1793 | Amplitude Australia | Large Delta Ceramic Head | Biolox Delta Head | 36mm heads 10/12 and 12/14 | 281064 |  | March 2019 | Group Benefit Change
11 - Hip | 11.03 - ACETABULAR COMPONENTS | 11.03.04 - Insert/Liner | 11.03.04.03 - Ceramic |  | LI076 | 1776 | Amplitude Australia | Horizon II Delta Ceramic Insert | Ceramic Insert, Biolox Delta | 9 sizes for 28, 32 and 36mm heads | 223258 |  | May 2018 | Group Benefit Change
11 - Hip | 11.02 - FEMORAL HEADS | 11.02.01 - Conventional Femoral Heads, ≤32mm | 11.02.01.02 - Cobalt Chrome |  | LI094 | 621 | Amplitude Australia | Ampllitude CoCr Femoral Head | Femoral Heads, CoCr | Diameter 22.2mm, 28mm, 32mm Short, Medium, Long and XLong. | 389273 |  | November 2022 | Group Benefit Change
11 - Hip | 11.01 - FEMORAL COMPONENTS - PRIMARY AND REVISION | 11.01.04 - Uncemented, HA Coated | 11.01.04.01 - Grit Blast |  | LI095 | 3223 | Amplitude Australia | CL2 Cementless Femoral Stem | Titanium, grit plast full HA coating | 8 - 18 | 228604 |  | May 2018 | Group Benefit Change
11 - Hip | 11.02 - FEMORAL HEADS | 11.02.02 - Conventional Femoral Heads, >32mm | 11.02.02.02 - Cobalt Chrome |  | LI096 | 673 | Amplitude Australia | Amplitude CoCr Femoral Head | Femoral heads, CoCr | Diameter 36mm, -4, 0, +4, +8 | 389273 |  | July 2023 | Group Benefit Change, Changed Product Name,
11 - Hip | 11.03 - ACETABULAR COMPONENTS | 11.03.04 - Insert/Liner | 11.03.04.02 - Modified polyethylene |  | LI097 | 930 | Amplitude Australia | C2 XL2 Polyethylene Liner | XL2 Polyethylene Liner | 32-48mm, 32-50mm, 32-52mm, 32-54mm, 32-56mm, 32-58mm, 32-60mm, 32-62mm, 32-64mm, 32-66mm, 36-68mm, 36-52mm, 36-54mm, 36-56mm, 36-58mm, 36-60mm, 36-62mm, 36-64mm, 36-66mm, 36-68mm. | 229459 |  | May 2018 | Group Benefit Change
11 - Hip | 11.02 - FEMORAL HEADS | 11.02.02 - Conventional Femoral Heads, >32mm | 11.02.02.05 - Ceramic Mix |  | LI116 | 1793 | Amplitude Australia | Biolox Delta Ceramic Revision Head | Biolox Delta Femoral Head | 36mm | 281065 |  | July 2019 | Group Benefit Change
11 - Hip | 11.01 - FEMORAL COMPONENTS - PRIMARY AND REVISION | 11.01.04 - Uncemented, HA Coated | 11.01.04.01 - Grit Blast |  | LI119 | 3223 | Amplitude Australia | EVOK Stem | Cementless Stem with HA | Sizes 7 to 20 Collared and Collarless | 315774 315775 |  | July 2021 | Group Benefit Change
06 - Specialist Orthopaedic | 06.03 - SKELETAL RECONSTRUCTION | 06.03.05 - Surgical Accessories | 06.03.05.06 - Wire forms (including washers/screws) - all sizes |  | LM001 | 59 | LMT Surgical Pty Ltd | TriMed Wrist Fixation System | Washer | One size | 182677 |  | May 2018 | Group Benefit Change
06 - Specialist Orthopaedic | 06.03 - SKELETAL RECONSTRUCTION | 06.03.05 - Surgical Accessories | 06.03.05.02 - Pins |  | LM014 | 22 | LMT Surgical Pty Ltd | Trimed Marked K-Wire | Stainless Steel | Diameter 0.9 - 1.1mm | 182677 |  | May 2018 | Group Benefit Change
06 - Specialist Orthopaedic | 06.03 - SKELETAL RECONSTRUCTION | 06.03.03 - Plates | 06.03.03.23 - Periarticular anatomic - Radius ≥ 7 to ≤ 15 holes | VAL | LM057 | 1239 | LMT Surgical Pty Ltd | Ascension Radial Head Locking Plate and Screws | Titanium pre-formed anatomical radial head plate | small and large | 118638 |  | May 2018 | Group Benefit Change
06 - Specialist Orthopaedic | 06.03 - SKELETAL RECONSTRUCTION | 06.03.04 - Screws | 06.03.04.03 - Mini (2.01 – 2.7 mm) | LK | LM061 | 109 | LMT Surgical Pty Ltd | Xpode Screws | Xpode screws | 2.4mm | 182677 |  | May 2018 | Group Benefit Change
06 - Specialist Orthopaedic | 06.03 - SKELETAL RECONSTRUCTION | 06.03.03 - Plates | 06.03.03.01 - Standard (screw size ≥4.5mm)(including blade) ≤ 6 holes |  | LM066 | 399 | LMT Surgical Pty Ltd | TriMed Olecranon Sled | Washer | one size | 182677 |  | May 2018 | Group Benefit Change
06 - Specialist Orthopaedic | 06.03 - SKELETAL RECONSTRUCTION | 06.03.04 - Screws | 06.03.04.06 - Screw Washers |  | LM081 | 59 | LMT Surgical Pty Ltd | Surgicraft Washers | Fixation Washers | All Sizes | 149434 |  | May 2018 | Group Benefit Change
06 - Specialist Orthopaedic | 06.03 - SKELETAL RECONSTRUCTION | 06.03.04 - Screws | 06.03.04.03 - Mini (2.01 – 2.7 mm) |  | LM111 | 64 | LMT Surgical Pty Ltd | Ascension Radial Head Plate Screws | Ascension radial Head Plate Non-Locking Screws | 2.7mm x 10-26mm | 118625 |  | May 2018 | Group Benefit Change
06 - Specialist Orthopaedic | 06.03 - SKELETAL RECONSTRUCTION | 06.03.04 - Screws | 06.03.04.03 - Mini (2.01 – 2.7 mm) | LK | LM112 | 109 | LMT Surgical Pty Ltd | Ascension Radial Head Plate Screws | Ascension Radial Head Plate Locking Screws | 2.7mm x 10mm - 40mm | 118625 |  | May 2018 | Group Benefit Change
06 - Specialist Orthopaedic | 06.03 - SKELETAL RECONSTRUCTION | 06.03.03 - Plates | 06.03.03.04 - Small (screw size 2.71mm – 4.49mm)(including blade) ≤ 6 holes |  | LM121 | 150 | LMT Surgical Pty Ltd | 'TriMed Wire Plates | Wire Fixation plate | 3 & 5 hole | 182677 |  | May 2018 | Group Benefit Change
06 - Specialist Orthopaedic | 06.03 - SKELETAL RECONSTRUCTION | 06.03.03 - Plates | 06.03.03.04 - Small (screw size 2.71mm – 4.49mm)(including blade) ≤ 6 holes | LK | LM122 | 305 | LMT Surgical Pty Ltd | TriMed Periarticular Plate | Periarticular Plates | ≤ 6 holes | 182677 |  | May 2018 | Group Benefit Change
06 - Specialist Orthopaedic | 06.03 - SKELETAL RECONSTRUCTION | 06.03.03 - Plates | 06.03.03.05 - Small (screw size 2.71mm – 4.49mm)(including blade) ≥ 7 to ≤ 15 holes | LK | LM123 | 313 | LMT Surgical Pty Ltd | TriMed Periarticular Plate | Periarticular Plates | ≥ 7 to ≤ 15 holes | 182677 |  | May 2018 | Group Benefit Change
06 - Specialist Orthopaedic | 06.03 - SKELETAL RECONSTRUCTION | 06.03.03 - Plates | 06.03.03.06 - Small (screw size 2.71mm – 4.49mm)(including blade) ≥ 16 holes | LK | LM124 | 700 | LMT Surgical Pty Ltd | TriMed Periarticular Plate | Periarticular Plates | ≥ 16 holes | 182677 |  | May 2018 | Group Benefit Change
06 - Specialist Orthopaedic | 06.03 - SKELETAL RECONSTRUCTION | 06.03.03 - Plates | 06.03.03.04 - Small (screw size 2.71mm – 4.49mm)(including blade) ≤ 6 holes | Com, LK | LM125 | 638 | LMT Surgical Pty Ltd | TriMed Sidewinder | Ankle Fixation Plate | ≤ 6 holes | 182677 |  | May 2018 | Group Benefit Change
06 - Specialist Orthopaedic | 06.03 - SKELETAL RECONSTRUCTION | 06.03.03 - Plates | 06.03.03.35 - Periarticular anatomic - Fibula ≤ 6 holes | LK | LM135 | 1196 | LMT Surgical Pty Ltd | TriMed Hook Plate | Hook Plate | ≤ 6 holes | 182677 |  | May 2018 | Group Benefit Change
06 - Specialist Orthopaedic | 06.03 - SKELETAL RECONSTRUCTION | 06.03.03 - Plates | 06.03.03.36 - Periarticular anatomic - Fibula ≥ 7 to ≤ 15 holes | LK | LM136 | 1202 | LMT Surgical Pty Ltd | TriMed Periarticular Ankle Plates | TriMed Periarticular Ankle Plates | ≥ 7 to ≤ 15 holes | 182677 |  | July 2019 | Group Benefit Change
06 - Specialist Orthopaedic | 06.03 - SKELETAL RECONSTRUCTION | 06.03.03 - Plates | 06.03.03.22 - Periarticular anatomic - Radius ≤ 6 holes | VAL | LM140 | 1372 | LMT Surgical Pty Ltd | TriMed Wrist Fixation System | TriMed Volar Bearing Plate | 3 and 5 hole | 182677 |  | May 2018 | Group Benefit Change
06 - Specialist Orthopaedic | 06.03 - SKELETAL RECONSTRUCTION | 06.03.03 - Plates | 06.03.03.23 - Periarticular anatomic - Radius ≥ 7 to ≤ 15 holes | VAL | LM141 | 1239 | LMT Surgical Pty Ltd | TriMed Wrist Fixation System | TriMed Volar Bearing Plate | 7,9 and 11 Hole | 182677 |  | May 2018 | Group Benefit Change
06 - Specialist Orthopaedic | 06.03 - SKELETAL RECONSTRUCTION | 06.03.04 - Screws | 06.03.04.03 - Mini (2.01 – 2.7 mm) |  | LM144 | 64 | LMT Surgical Pty Ltd | TriMed Bone Screw | Non-Locking Cortical Bone Screws | 2.3mm x 7mm - 32mm 2.7mm x 8mm - 28mm | 182677 |  | May 2018 | Group Benefit Change
06 - Specialist Orthopaedic | 06.03 - SKELETAL RECONSTRUCTION | 06.03.04 - Screws | 06.03.04.02 - Small (2.71mm – 4.49mm) | LK | LM145 | 111 | LMT Surgical Pty Ltd | TriMed Bone Screw | Locking Cortical Bone Screw | 3.2mm x 10-40mm | 182677 |  | May 2018 | Group Benefit Change
06 - Specialist Orthopaedic | 06.03 - SKELETAL RECONSTRUCTION | 06.03.04 - Screws | 06.03.04.02 - Small (2.71mm – 4.49mm) |  | LM146 | 54 | LMT Surgical Pty Ltd | TriMed Bone Screws | Non-Locking Cortical Bone Screw | 3.2/3.8/4.0 x 10-60mm | 182677 |  | May 2018 | Group Benefit Change
06 - Specialist Orthopaedic | 06.03 - SKELETAL RECONSTRUCTION | 06.03.04 - Screws | 06.03.04.02 - Small (2.71mm – 4.49mm) | LK | LM147 | 111 | LMT Surgical Pty Ltd | TriMed Bone Screw | Locking Compression Bone Screw | 4mm x 35-60mm | 182677 |  | May 2018 | Group Benefit Change
06 - Specialist Orthopaedic | 06.03 - SKELETAL RECONSTRUCTION | 06.03.03 - Plates | 06.03.03.17 - Periarticular anatomic - Clavicle plate ≥ 7 to ≤ 15 holes | LK | LM184 | 1357 | LMT Surgical Pty Ltd | Trimed Clavicle Fixation Plates | Plates for fixation of fractures of the clavicle | 7-15 holes | 182677 |  | May 2018 | Group Benefit Change
06 - Specialist Orthopaedic | 06.03 - SKELETAL RECONSTRUCTION | 06.03.04 - Screws | 06.03.04.03 - Mini (2.01 – 2.7 mm) | LK | LM185 | 109 | LMT Surgical Pty Ltd | Trimed Locking Cortical Screws | Locking cortical screw | 2.01 to 2.7mm diameter | 182677 |  | March 2019 | Group Benefit Change
06 - Specialist Orthopaedic | 06.03 - SKELETAL RECONSTRUCTION | 06.03.11 - External Fixateurs | 06.03.11.02 - Frame Complete - Monoplanar & Modular Frames | Mini | LM197 | 1551 | LMT Surgical Pty Ltd | MiniFlo Fixator | Finger mini fixator system | Radius: 25 and 30mm | 222613 |  | May 2018 | Group Benefit Change
06 - Specialist Orthopaedic | 06.03 - SKELETAL RECONSTRUCTION | 06.03.11 - External Fixateurs | 06.03.11.14 - Frame Component - Pins |  | LM198 | 134 | LMT Surgical Pty Ltd | MiniFlo pins | Bone pins(screws)for finger mini fixator system | Thread diameter: 1.6,&2.0, 2.5mm | 222614 |  | May 2018 | Group Benefit Change
06 - Specialist Orthopaedic | 06.03 - SKELETAL RECONSTRUCTION | 06.03.03 - Plates | 06.03.03.07 - Mini (screw size ≤2.7mm)(including blade) ≤ 6 holes | Com | LM209 | 753 | LMT Surgical Pty Ltd | Jones Fracture Plate | Fracture Fixation Systems | ≤ 6 holes | 182677 |  | May 2018 | Group Benefit Change
06 - Specialist Orthopaedic | 06.03 - SKELETAL RECONSTRUCTION | 06.03.03 - Plates | 06.03.03.08 - Mini (screw size ≤2.7mm)(including blade) ≥ 7 to ≤ 15 holes | Com | LM210 | 423 | LMT Surgical Pty Ltd | Jones Fracture Plate | Fracture Fixation Systems | ≥ 7 to ≤ 15 holes | 182677 |  | May 2018 | Group Benefit Change
06 - Specialist Orthopaedic | 06.03 - SKELETAL RECONSTRUCTION | 06.03.03 - Plates | 06.03.03.05 - Small (screw size 2.71mm – 4.49mm)(including blade) ≥ 7 to ≤ 15 holes | Com, VAL | LM213 | 897 | LMT Surgical Pty Ltd | Fusion Cup | PEEK curved and round plate | 7, 9, 10, 11 & 12 hole | 229707 |  | May 2018 | Group Benefit Change
07 - Plastic and Reconstructive | 07.01 - CRANIOMAXILLOFACIAL RECONSTRUCTION & FIXATION | 07.01.01 - Mesh - Metal | 07.01.01.08 - 0.5-0.8mm thick, 11-50cm² |  | LM219 | 413 | LMT Surgical Pty Ltd | Bioplate Biomesh System | Titanium cranial biomesh | 36-65 x 52-65mm | 123205 |  | July 2023 | Group Benefit Change, Changed Product Sizes,
06 - Specialist Orthopaedic | 06.03 - SKELETAL RECONSTRUCTION | 06.03.11 - External Fixateurs | 06.03.11.02 - Frame Complete - Monoplanar & Modular Frames | Mini | LM244 | 1551 | LMT Surgical Pty Ltd | Ligamentotaxor | Finger Mini Fixator System | 1 size only | 235592 |  | May 2018 | Group Benefit Change
06 - Specialist Orthopaedic | 06.03 - SKELETAL RECONSTRUCTION | 06.03.04 - Screws | 06.03.04.02 - Small (2.71mm – 4.49mm) | LK | LM252 | 111 | LMT Surgical Pty Ltd | OsteoMed FPS | Bone screws | 3.5/4mm x 10-70mm | 202319 |  | May 2018 | Group Benefit Change
06 - Specialist Orthopaedic | 06.03 - SKELETAL RECONSTRUCTION | 06.03.03 - Plates | 06.03.03.08 - Mini (screw size ≤2.7mm)(including blade) ≥ 7 to ≤ 15 holes | VAL | LM253 | 828 | LMT Surgical Pty Ltd | OsteoMed FPS | Titanium locking footplates | 2mm and 2.7mm | 202319 |  | May 2018 | Group Benefit Change
06 - Specialist Orthopaedic | 06.03 - SKELETAL RECONSTRUCTION | 06.03.03 - Plates | 06.03.03.07 - Mini (screw size ≤2.7mm)(including blade) ≤ 6 holes | VAL | LM254 | 973 | LMT Surgical Pty Ltd | OsteoMed FPS | Titanium locking footplates | 2mm and 2.7mm | 202319 |  | May 2018 | Group Benefit Change
06 - Specialist Orthopaedic | 06.03 - SKELETAL RECONSTRUCTION | 06.03.04 - Screws | 06.03.04.06 - Screw Washers |  | LM255 | 59 | LMT Surgical Pty Ltd | OsteoMed FPS | Screw Washers | 2/2.7/3.5/4.0mm | 202319 |  | May 2018 | Group Benefit Change
06 - Specialist Orthopaedic | 06.03 - SKELETAL RECONSTRUCTION | 06.03.04 - Screws | 06.03.04.04 - Micro (≤ 2.0mm) |  | LM256 | 49 | LMT Surgical Pty Ltd | Osteomed Screws | Bone Screws - threaded/lag | 1.2/1.6/2.0mm x 4-36mm | 202319 |  | May 2018 | Group Benefit Change
06 - Specialist Orthopaedic | 06.03 - SKELETAL RECONSTRUCTION | 06.03.04 - Screws | 06.03.04.04 - Micro (≤ 2.0mm) | LK | LM257 | 106 | LMT Surgical Pty Ltd | OsteoMed HPS | Bone screws - angled locking | 1.6/2mm x 6-36mm | 202230 |  | May 2018 | Group Benefit Change
06 - Specialist Orthopaedic | 06.03 - SKELETAL RECONSTRUCTION | 06.03.03 - Plates | 06.03.03.08 - Mini (screw size ≤2.7mm)(including blade) ≥ 7 to ≤ 15 holes | VAL | LM262 | 828 | LMT Surgical Pty Ltd | Osteomed Plates | Low Profile plates | 1.2/1.6/2.0/2.4mm 4-12 hole; straight, L, T | 202319 |  | May 2018 | Group Benefit Change
06 - Specialist Orthopaedic | 06.03 - SKELETAL RECONSTRUCTION | 06.03.03 - Plates | 06.03.03.08 - Mini (screw size ≤2.7mm)(including blade) ≥ 7 to ≤ 15 holes | Com, VAL | LM263 | 943 | LMT Surgical Pty Ltd | OsteoMed HPS | Low Profile hand plates | 1.2/1.6/2.0/2.4mm 4-12 hole; Complex | 202319 |  | May 2018 | Group Benefit Change
06 - Specialist Orthopaedic | 06.03 - SKELETAL RECONSTRUCTION | 06.03.03 - Plates | 06.03.03.20 - Periarticular anatomic - Humerus ≥ 7 to ≤ 15 holes | VAL | LM275 | 1513 | LMT Surgical Pty Ltd | PANTERA Proximal Humerus Fracture Fixation Plate System - Plates | Proximal Humerus Plate | ≥ 7 to ≤ 15 holes | 182168 |  | May 2018 | Group Benefit Change
06 - Specialist Orthopaedic | 06.03 - SKELETAL RECONSTRUCTION | 06.03.04 - Screws | 06.03.04.02 - Small (2.71mm – 4.49mm) | LK | LM278 | 111 | LMT Surgical Pty Ltd | PANTERA Proximal Humerus Fracture Fixation Plate System - Locking Cortical Screw | Locking Cortical Screw | 3.5mm | 182168 |  | May 2018 | Group Benefit Change
06 - Specialist Orthopaedic | 06.03 - SKELETAL RECONSTRUCTION | 06.03.04 - Screws | 06.03.04.02 - Small (2.71mm – 4.49mm) |  | LM279 | 54 | LMT Surgical Pty Ltd | PANTERA Proximal Humerus Fracture Fixation Plate System - Cortical Screw | Cortical Screw | 3.5mm | 182168 |  | May 2018 | Group Benefit Change
06 - Specialist Orthopaedic | 06.03 - SKELETAL RECONSTRUCTION | 06.03.04 - Screws | 06.03.04.02 - Small (2.71mm – 4.49mm) | LK | LM280 | 111 | LMT Surgical Pty Ltd | PANTERA Proximal Humerus Fracture Fixation Plate System - Post Cap Screw | Post Cap Screw | 2.7 mm | 182168 |  | May 2018 | Group Benefit Change
06 - Specialist Orthopaedic | 06.03 - SKELETAL RECONSTRUCTION | 06.03.04 - Screws | 06.03.04.03 - Mini (2.01 – 2.7 mm) | CN,DT | LM283 | 348 | LMT Surgical Pty Ltd | IBS Screw | Compression Screw | 2.5mm diameter | 266216 |  | May 2018 | Group Benefit Change
06 - Specialist Orthopaedic | 06.03 - SKELETAL RECONSTRUCTION | 06.03.04 - Screws | 06.03.04.03 - Mini (2.01 – 2.7 mm) | CN | LM284 | 167 | LMT Surgical Pty Ltd | Bone Screw | Bone Screw | 2.01-2.7mm diameter | 266217 |  | May 2018 | Group Benefit Change
06 - Specialist Orthopaedic | 06.03 - SKELETAL RECONSTRUCTION | 06.03.04 - Screws | 06.03.04.02 - Small (2.71mm – 4.49mm) | CN | LM286 | 180 | LMT Surgical Pty Ltd | Bone Screw | Bone Screw | 2.71 to 4.49mm diameter | 266217 |  | May 2018 | Group Benefit Change
06 - Specialist Orthopaedic | 06.03 - SKELETAL RECONSTRUCTION | 06.03.04 - Screws | 06.03.04.02 - Small (2.71mm – 4.49mm) | LK | LM290 | 111 | LMT Surgical Pty Ltd | NEOFIT - Screws | NEOFIT screws | 2.7 & 3.0mm | 266216 |  | March 2023 | Group Benefit Change
06 - Specialist Orthopaedic | 06.03 - SKELETAL RECONSTRUCTION | 06.03.03 - Plates | 06.03.03.04 - Small (screw size 2.71mm – 4.49mm)(including blade) ≤ 6 holes | Com, LK | LM291 | 638 | LMT Surgical Pty Ltd | Forearm Locking Plate | Forearm plates | ≤ 6 holes | 182677 |  | May 2018 | Group Benefit Change
06 - Specialist Orthopaedic | 06.03 - SKELETAL RECONSTRUCTION | 06.03.03 - Plates | 06.03.03.38 - Periarticular anatomic - Tibia ≤ 6 holes | VAL | LM305 | 1518 | LMT Surgical Pty Ltd | Extremilock FPS | Ankle Plating System | 3.5mm and 4mm | 202319 |  | May 2018 | Group Benefit Change
06 - Specialist Orthopaedic | 06.03 - SKELETAL RECONSTRUCTION | 06.03.03 - Plates | 06.03.03.42 - Periarticular anatomic - Calcaneal ≥ 7 to ≤ 15 holes | VAL | LM306 | 1373 | LMT Surgical Pty Ltd | Osteomed FPS | Calcaneal Plates | 7 to 15 holes | 202319 |  | May 2018 | Group Benefit Change
06 - Specialist Orthopaedic | 06.03 - SKELETAL RECONSTRUCTION | 06.03.03 - Plates | 06.03.03.36 - Periarticular anatomic - Fibula ≥ 7 to ≤ 15 holes | VAL | LM308 | 1331 | LMT Surgical Pty Ltd | Osteomed FPS | Fibular Fracture Plates | 7 to 15 holes | 202319 |  | May 2018 | Group Benefit Change
06 - Specialist Orthopaedic | 06.03 - SKELETAL RECONSTRUCTION | 06.03.03 - Plates | 06.03.03.05 - Small (screw size 2.71mm – 4.49mm)(including blade) ≥ 7 to ≤ 15 holes | VAL | LM309 | 641 | LMT Surgical Pty Ltd | Osteomed FPS | Tubular Plates | 7 to 15 holes | 202319 |  | May 2018 | Group Benefit Change
06 - Specialist Orthopaedic | 06.03 - SKELETAL RECONSTRUCTION | 06.03.04 - Screws | 06.03.04.02 - Small (2.71mm – 4.49mm) | LK | LM310 | 111 | LMT Surgical Pty Ltd | Skeletal Dynamics Bone Screw Locking | Bone Screw Locking | 3.0m and 3.5mm | 278692 |  | May 2018 | Group Benefit Change
06 - Specialist Orthopaedic | 06.03 - SKELETAL RECONSTRUCTION | 06.03.04 - Screws | 06.03.04.03 - Mini (2.01 – 2.7 mm) | LK | LM313 | 109 | LMT Surgical Pty Ltd | Volar Bearing Plate Screws | Volar Bearing Plate Screws | 2.5mm x 10mm-30mm | 278692 |  | May 2018 | Group Benefit Change
06 - Specialist Orthopaedic | 06.03 - SKELETAL RECONSTRUCTION | 06.03.04 - Screws | 06.03.04.03 - Mini (2.01 – 2.7 mm) | CN,DT | LM314 | 348 | LMT Surgical Pty Ltd | Headless Compression Screws | Compression Screws | 2.5mm | 279795 |  | May 2018 | Group Benefit Change
06 - Specialist Orthopaedic | 06.03 - SKELETAL RECONSTRUCTION | 06.03.04 - Screws | 06.03.04.06 - Screw Washers |  | LM316 | 59 | LMT Surgical Pty Ltd | Skeletal Dynamics Washer | Washer | One size | 278692 |  | May 2018 | Group Benefit Change
06 - Specialist Orthopaedic | 06.03 - SKELETAL RECONSTRUCTION | 06.03.04 - Screws | 06.03.04.02 - Small (2.71mm – 4.49mm) |  | LM317 | 54 | LMT Surgical Pty Ltd | Skeletal Dynamics Bone Screw Non-Locking | Non-Locking Cortical Bone Screws | 3.0mm, 3.5mm | 278692 |  | May 2018 | Group Benefit Change
06 - Specialist Orthopaedic | 06.03 - SKELETAL RECONSTRUCTION | 06.03.04 - Screws | 06.03.04.03 - Mini (2.01 – 2.7 mm) |  | LM319 | 64 | LMT Surgical Pty Ltd | Screws | Non Locking | 2.01 - 2.7mm diameter all lengths | 278692 |  | August 2018 | Group Benefit Change
06 - Specialist Orthopaedic | 06.03 - SKELETAL RECONSTRUCTION | 06.03.04 - Screws | 06.03.04.03 - Mini (2.01 – 2.7 mm) | LK | LM320 | 109 | LMT Surgical Pty Ltd | Screws | Screws, Locking | 2.01 to 2.7mm diameter | 278692 |  | August 2018 | Group Benefit Change
06 - Specialist Orthopaedic | 06.03 - SKELETAL RECONSTRUCTION | 06.03.03 - Plates | 06.03.03.22 - Periarticular anatomic - Radius ≤ 6 holes | VAL | LM321 | 1372 | LMT Surgical Pty Ltd | GEMINUS Volar Distal Radius Plates | Fixation Plate for Distal Radius Fractures | 3 and 4 hole | 278692 |  | May 2018 | Group Benefit Change
06 - Specialist Orthopaedic | 06.03 - SKELETAL RECONSTRUCTION | 06.03.03 - Plates | 06.03.03.23 - Periarticular anatomic - Radius ≥ 7 to ≤ 15 holes | VAL | LM322 | 1239 | LMT Surgical Pty Ltd | GEMINUS Volar Plating System | Plates | 7 hole, Long (207mm) and Short (160mm) | 278692 |  | May 2018 | Group Benefit Change
06 - Specialist Orthopaedic | 06.03 - SKELETAL RECONSTRUCTION | 06.03.05 - Surgical Accessories | 06.03.05.06 - Wire forms (including washers/screws) - all sizes |  | LM323 | 59 | LMT Surgical Pty Ltd | GEMINUS Hook Plate | GEMINUS Hook Plate | One size | 278692 |  | May 2018 | Group Benefit Change
06 - Specialist Orthopaedic | 06.03 - SKELETAL RECONSTRUCTION | 06.03.04 - Screws | 06.03.04.03 - Mini (2.01 – 2.7 mm) | LK | LM324 | 109 | LMT Surgical Pty Ltd | Osteomed Screws | Bone Screws | 2- 2.7m x 6-38mm | 202319 |  | May 2018 | Group Benefit Change
06 - Specialist Orthopaedic | 06.03 - SKELETAL RECONSTRUCTION | 06.03.04 - Screws | 06.03.04.03 - Mini (2.01 – 2.7 mm) |  | LM325 | 64 | LMT Surgical Pty Ltd | Osteomed Screws | Bone Screw standard and threaded/lag. | 2.01-2.7mm x 4-50mm. | 202319 |  | May 2018 | Group Benefit Change
06 - Specialist Orthopaedic | 06.03 - SKELETAL RECONSTRUCTION | 06.03.04 - Screws | 06.03.04.02 - Small (2.71mm – 4.49mm) |  | LM326 | 54 | LMT Surgical Pty Ltd | Extremilock Screws | Screws | 2.7mm - 4.49mm x 8-70mm | 149435 202319 |  | May 2018 | Group Benefit Change
06 - Specialist Orthopaedic | 06.03 - SKELETAL RECONSTRUCTION | 06.03.04 - Screws | 06.03.04.03 - Mini (2.01 – 2.7 mm) | CN,DT | LM327 | 348 | LMT Surgical Pty Ltd | Osteomed Screws | Cannulated Compression Screws | Diameter 2.0mm, 2.4mm and 2.7mm. Length 6mm to 52mm | 202319 |  | May 2018 | Group Benefit Change
06 - Specialist Orthopaedic | 06.03 - SKELETAL RECONSTRUCTION | 06.03.11 - External Fixateurs | 06.03.11.14 - Frame Component - Pins |  | LM334 | 134 | LMT Surgical Pty Ltd | Axis Pin | Axis Pin | 2.5mm x 30mm-70mm | 278692 |  | May 2018 | Group Benefit Change
06 - Specialist Orthopaedic | 06.03 - SKELETAL RECONSTRUCTION | 06.03.11 - External Fixateurs | 06.03.11.02 - Frame Complete - Monoplanar & Modular Frames | Small, CDD | LM336 | 2069 | LMT Surgical Pty Ltd | Osteo-x External Mini Fixator | The Osteo-x® external fixator is a device used for the fixation and distraction of small bones, primarily in the hand. It incorporates four K-wires which are driven into the bone and placed to provide three-dimensional stability. | One Size Only | 278692 |  | May 2018 | Group Benefit Change
06 - Specialist Orthopaedic | 06.03 - SKELETAL RECONSTRUCTION | 06.03.04 - Screws | 06.03.04.02 - Small (2.71mm – 4.49mm) |  | LM340 | 54 | LMT Surgical Pty Ltd | Bone Screws | Plate Fixation Bone Screws | 2.71 to 4.49mm diameter All lengths | 338649 |  | March 2021 | Group Benefit Change
06 - Specialist Orthopaedic | 06.03 - SKELETAL RECONSTRUCTION | 06.03.04 - Screws | 06.03.04.02 - Small (2.71mm – 4.49mm) |  | LM341 | 54 | LMT Surgical Pty Ltd | Bone Screws - Locking | Locking | 2.71mm - 4.49mm diameter All lengths | 266216 |  | May 2018 | Group Benefit Change
06 - Specialist Orthopaedic | 06.03 - SKELETAL RECONSTRUCTION | 06.03.03 - Plates | 06.03.03.07 - Mini (screw size ≤2.7mm)(including blade) ≤ 6 holes | LK | LM342 | 635 | LMT Surgical Pty Ltd | Orthopaedic Fixation Plate | Orthopaedic Fixation Plates | Screw size 2.7mm or less 6 holes or less | 266216 |  | August 2018 | Group Benefit Change
06 - Specialist Orthopaedic | 06.03 - SKELETAL RECONSTRUCTION | 06.03.03 - Plates | 06.03.03.08 - Mini (screw size ≤2.7mm)(including blade) ≥ 7 to ≤ 15 holes | LK | LM343 | 427 | LMT Surgical Pty Ltd | Orthopaedic Fixation Plate | Orthopaedic Fixation Plate | Screw size 2.7mm or less 7 to 15 holes | 266216 |  | August 2018 | Group Benefit Change
06 - Specialist Orthopaedic | 06.03 - SKELETAL RECONSTRUCTION | 06.03.04 - Screws | 06.03.04.03 - Mini (2.01 – 2.7 mm) |  | LM344 | 64 | LMT Surgical Pty Ltd | Orthopaedic Plate Fixation Screw | Orthopaedic Plate Fixation Screw | 2.01 to 2.7mm diameter All lengths | 266216 |  | May 2018 | Group Benefit Change
06 - Specialist Orthopaedic | 06.03 - SKELETAL RECONSTRUCTION | 06.03.04 - Screws | 06.03.04.03 - Mini (2.01 – 2.7 mm) | LK | LM345 | 109 | LMT Surgical Pty Ltd | Orthopaedic Plate Fixation Screw | Orthopaedic Plate Fixation Screw | 2.01 to 2.7 mm diameter all lengths | 266216 |  | May 2018 | Group Benefit Change
06 - Specialist Orthopaedic | 06.03 - SKELETAL RECONSTRUCTION | 06.03.04 - Screws | 06.03.04.06 - Screw Washers |  | LM346 | 59 | LMT Surgical Pty Ltd | Screw Washer | Screw Washer | All sizes | 296619 |  | May 2018 | Group Benefit Change
06 - Specialist Orthopaedic | 06.03 - SKELETAL RECONSTRUCTION | 06.03.04 - Screws | 06.03.04.03 - Mini (2.01 – 2.7 mm) | CN,DT | LM348 | 348 | LMT Surgical Pty Ltd | Orthopaedic Fixation Screw | Fixation Screw | 2.01 to 2.7mm all lengths | 266217 |  | May 2018 | Group Benefit Change
06 - Specialist Orthopaedic | 06.03 - SKELETAL RECONSTRUCTION | 06.03.04 - Screws | 06.03.04.02 - Small (2.71mm – 4.49mm) | LK | LM351 | 111 | LMT Surgical Pty Ltd | Orthopaedic locking Screws | Orthopaedic locking Screws | 2.71 to 4.49 mm diameter, all lengths | 338649 |  | March 2021 | Group Benefit Change
06 - Specialist Orthopaedic | 06.03 - SKELETAL RECONSTRUCTION | 06.03.04 - Screws | 06.03.04.03 - Mini (2.01 – 2.7 mm) | LK | LM353 | 109 | LMT Surgical Pty Ltd | Locking Screws | Locking Screws | 2.7mm diameter, multiple lengths | 266216 |  | August 2018 | Group Benefit Change
06 - Specialist Orthopaedic | 06.03 - SKELETAL RECONSTRUCTION | 06.03.04 - Screws | 06.03.04.03 - Mini (2.01 – 2.7 mm) |  | LM354 | 64 | LMT Surgical Pty Ltd | Non-Locking Screws | Non-Locking Screws | 2.7mm diameter, multiple lengths | 266216 |  | August 2018 | Group Benefit Change
06 - Specialist Orthopaedic | 06.03 - SKELETAL RECONSTRUCTION | 06.03.04 - Screws | 06.03.04.02 - Small (2.71mm – 4.49mm) |  | LM358 | 54 | LMT Surgical Pty Ltd | Hex Screw | Hex plate fixation screw | 2.71 to 4.49mm diameter | 178232 |  | August 2018 | Group Benefit Change
06 - Specialist Orthopaedic | 06.03 - SKELETAL RECONSTRUCTION | 06.03.04 - Screws | 06.03.04.02 - Small (2.71mm – 4.49mm) | LK | LM359 | 111 | LMT Surgical Pty Ltd | Hex Locking Screws | Hex plate fixation locking screws | 2.71 to 4.49mm diameter | 178232 |  | August 2018 | Group Benefit Change
06 - Specialist Orthopaedic | 06.03 - SKELETAL RECONSTRUCTION | 06.03.03 - Plates | 06.03.03.05 - Small (screw size 2.71mm – 4.49mm)(including blade) ≥ 7 to ≤ 15 holes | VAL | LM360 | 641 | LMT Surgical Pty Ltd | MTP Plate | MTP Plate | 7 to 15 holes | 266216 |  | August 2018 | Group Benefit Change
06 - Specialist Orthopaedic | 06.03 - SKELETAL RECONSTRUCTION | 06.03.03 - Plates | 06.03.03.07 - Mini (screw size ≤2.7mm)(including blade) ≤ 6 holes | LK | LM361 | 635 | LMT Surgical Pty Ltd | Jones Fracture Plate | Jones Fracture Plate | 6 holes or less | 266216 |  | August 2018 | Group Benefit Change
06 - Specialist Orthopaedic | 06.03 - SKELETAL RECONSTRUCTION | 06.03.03 - Plates | 06.03.03.23 - Periarticular anatomic - Radius ≥ 7 to ≤ 15 holes | VAL | LM365 | 1239 | LMT Surgical Pty Ltd | Distal Radius Plates | Distal Radius Plates | Multiple Sizes | 266216 |  | March 2019 | Group Benefit Change
06 - Specialist Orthopaedic | 06.03 - SKELETAL RECONSTRUCTION | 06.03.01 - Intramedullary Nails | 06.03.01.07 - Arthrodesis ankle |  | LM369 | 3581 | LMT Surgical Pty Ltd | Ankle Arthrodesis Nail | Ankle Arthrodesis Nail | Multiple sizes to suit patient anatomy | 308941 |  | March 2019 | Group Benefit Change
06 - Specialist Orthopaedic | 06.03 - SKELETAL RECONSTRUCTION | 06.03.03 - Plates | 06.03.03.05 - Small (screw size 2.71mm – 4.49mm)(including blade) ≥ 7 to ≤ 15 holes |  | LM372 | 154 | LMT Surgical Pty Ltd | Tibial Osteotomy Plates | Tibial Osteotomy Plates | Multiple sizes to suit patient anatomy | 266216 |  | July 2019 | Group Benefit Change
06 - Specialist Orthopaedic | 06.03 - SKELETAL RECONSTRUCTION | 06.03.04 - Screws | 06.03.04.01 - Standard ( ≥4.5mm) |  | LM374 | 57 | LMT Surgical Pty Ltd | Plate Screw | Plate Screw | 4.5mm diameter and greater | 266216 |  | July 2019 | Group Benefit Change
06 - Specialist Orthopaedic | 06.03 - SKELETAL RECONSTRUCTION | 06.03.03 - Plates | 06.03.03.37 - Periarticular anatomic - Fibula ≥ 16 holes | LK | LM375 | 996 | LMT Surgical Pty Ltd | Cluster Plates | Cluster Plates | 18 holes | 182677 |  | July 2019 | Group Benefit Change
06 - Specialist Orthopaedic | 06.03 - SKELETAL RECONSTRUCTION | 06.03.03 - Plates | 06.03.03.05 - Small (screw size 2.71mm – 4.49mm)(including blade) ≥ 7 to ≤ 15 holes |  | LM376 | 154 | LMT Surgical Pty Ltd | Fibular Osteotomy Plates | Fibular Osteotomy Plates | Multiple sizes to suit patient anatomy | 266216 |  | July 2019 | Group Benefit Change
06 - Specialist Orthopaedic | 06.03 - SKELETAL RECONSTRUCTION | 06.03.03 - Plates | 06.03.03.05 - Small (screw size 2.71mm – 4.49mm)(including blade) ≥ 7 to ≤ 15 holes |  | LM377 | 154 | LMT Surgical Pty Ltd | Fibular Osteotomy Plates | Fibular Osteotomy Plates | Sizes to suit patient anatomy | 266216 |  | July 2019 | Group Benefit Change
06 - Specialist Orthopaedic | 06.03 - SKELETAL RECONSTRUCTION | 06.03.04 - Screws | 06.03.04.10 - Screw Accessories - Caps |  | LM378 | 97 | LMT Surgical Pty Ltd | Orthopaedic screw cap | Orthopaedic screw cap | All sizes | 266216 |  | July 2019 | Group Benefit Change
06 - Specialist Orthopaedic | 06.03 - SKELETAL RECONSTRUCTION | 06.03.03 - Plates | 06.03.03.05 - Small (screw size 2.71mm – 4.49mm)(including blade) ≥ 7 to ≤ 15 holes |  | LM379 | 154 | LMT Surgical Pty Ltd | Ankle Fusion Plate | Ankle Fusion Plate | Suitable for patient anatomy | 266216 |  | November 2020 | Group Benefit Change
06 - Specialist Orthopaedic | 06.03 - SKELETAL RECONSTRUCTION | 06.03.04 - Screws | 06.03.04.02 - Small (2.71mm – 4.49mm) |  | LM380 | 54 | LMT Surgical Pty Ltd | Screw and Locking Cap | Screw and Locking Cap | 2.71 to 4.49 mm diameter | 266216 |  | November 2020 | Group Benefit Change
06 - Specialist Orthopaedic | 06.03 - SKELETAL RECONSTRUCTION | 06.03.04 - Screws | 06.03.04.01 - Standard ( ≥4.5mm) |  | LM381 | 57 | LMT Surgical Pty Ltd | Screw and Locking Cap | Screw and Locking Cap | 4.5 mm and larger diameter | 266216 |  | November 2020 | Group Benefit Change
06 - Specialist Orthopaedic | 06.03 - SKELETAL RECONSTRUCTION | 06.03.03 - Plates | 06.03.03.24 - Periarticular anatomic - Radius ≥ 16 holes | VAL | LM382 | 1525 | LMT Surgical Pty Ltd | Volar Distal Radius Plates | Fixation Plate for Distal Radius Fractures | 16 holes or more | 278692 |  | November 2019 | Group Benefit Change
06 - Specialist Orthopaedic | 06.03 - SKELETAL RECONSTRUCTION | 06.03.05 - Surgical Accessories | 06.03.05.02 - Pins |  | LM383 | 22 | LMT Surgical Pty Ltd | K-Wire | K-Wire | Multiple sizes to suit patient and surgeon requirements | 317003 |  | November 2019 | Group Benefit Change
06 - Specialist Orthopaedic | 06.03 - SKELETAL RECONSTRUCTION | 06.03.04 - Screws | 06.03.04.03 - Mini (2.01 – 2.7 mm) | CN | LM392 | 167 | LMT Surgical Pty Ltd | Cannulated Screws | Cannulated Screws | 2.01 mm – 2.70 mm diameter | 329613 |  | November 2020 | Group Benefit Change
06 - Specialist Orthopaedic | 06.03 - SKELETAL RECONSTRUCTION | 06.03.04 - Screws | 06.03.04.03 - Mini (2.01 – 2.7 mm) | CN,DT | LM396 | 348 | LMT Surgical Pty Ltd | Headless Compression Screw | Headless Compression Screw | 2.01 – 2.7 mm | 329613 |  | November 2020 | Group Benefit Change
06 - Specialist Orthopaedic | 06.03 - SKELETAL RECONSTRUCTION | 06.03.04 - Screws | 06.03.04.02 - Small (2.71mm – 4.49mm) | CN | LM399 | 180 | LMT Surgical Pty Ltd | Cannulated Screws | Cannulated Screws | 2.71mm – 4.49mm diameter | 329613 |  | November 2020 | Group Benefit Change
13 - Spinal | 13.10 - Fusion Cage | 13.10.02 - Interbody, No Integral Fixation | 13.10.02.01 - Cervical |  | LM400 | 2189 | LMT Surgical Pty Ltd | Zoe Cervical Cage | The ZOE anterior cervical cage is an implant intended for the surgical treatment of the cervical vertebrae. It is designed for stabilisation and arthrodesis between the cervical verterbrae by the anterior approach, to optimize bone fusion from C3 to C7 levels. | Length: 12 - 14mm, Width: 14 - 16mm, Height: 4.5 - 10mm | 195211 |  | November 2020 | Group Benefit Change
13 - Spinal | 13.01 - Bone Screws | 13.01.02 - Pedicle, Polyaxial |  |  | LM401 | 1050 | LMT Surgical Pty Ltd | Fortex Pedicle Screw system - Pedicle Screw | Polyaxial pedicle screw | 4.75, 5.5, 6.5, 7.5, 8.25mm diameter. 30, 35, 40, 45, 50, 55mm lengths | 160750 170220 159605 |  | November 2020 | Group Benefit Change
13 - Spinal | 13.10 - Fusion Cage | 13.10.02 - Interbody, No Integral Fixation | 13.10.02.01 - Cervical |  | LM403 | 2189 | LMT Surgical Pty Ltd | Calix Interbody Spacer | Cervical cage, PEEK | Heights 5-12mm. Lordotic and Convex | 160750 170220 159605 |  | November 2020 | Group Benefit Change
13 - Spinal | 13.02 - Accessories for bone screws and connector components | 13.02.01 - Nut/Set Screw/Locking Screw |  |  | LM405 | 144 | LMT Surgical Pty Ltd | Fortex Pedicle Screw Set Screw | Pedicle Screw Set | 3.1mm height | 160750 170220 159605 |  | November 2020 | Group Benefit Change
13 - Spinal | 13.03 - Connector | 13.03.03 - Transverse (Rod-to-Rod) | 13.03.03.02 - Adjustable |  | LM406 | 1137 | LMT Surgical Pty Ltd | Capless LI Pedicle screw system - X Link cross connector - Variable | Titanium, lowprofile transverse dual articulation crossconnector | Low profile, Multiple sizes, 37-80mm | 159605 170220 160750 |  | November 2020 | Group Benefit Change
13 - Spinal | 13.05 - Plate | 13.05.01 - Integral Fixation | 13.05.01.01 - Cervical | >55mm | LM408 | 1426 | LMT Surgical Pty Ltd | Spider Cervical Plating System - Spider Plate | Titanium, anterior cervical plate system | 56-77mm | 160750 159605 170220 |  | November 2020 | Group Benefit Change
13 - Spinal | 13.06 - Rod | 13.06.01 - Standard |  |  | LM409 | 355 | LMT Surgical Pty Ltd | Capless Li Pedicle screw system - rod | Titanium rod. Straight and pre- bent | Straight and pre- bent, multiple sizes, 40-300mm | 170220 160750 159605 |  | November 2020 | Group Benefit Change
13 - Spinal | 13.01 - Bone Screws | 13.01.02 - Pedicle, Polyaxial |  |  | LM413 | 1050 | LMT Surgical Pty Ltd | Certex Spinal Implant System Screw | Screws | Diameter 3.5mm - 4.5mm Length 10mm – 42mm | 160750 |  | November 2020 | Group Benefit Change
13 - Spinal | 13.02 - Accessories for bone screws and connector components | 13.02.01 - Nut/Set Screw/Locking Screw |  |  | LM414 | 144 | LMT Surgical Pty Ltd | Certex Spinal Implant System Cap | Cap | One Size Only | 160750 |  | November 2020 | Group Benefit Change
13 - Spinal | 13.06 - Rod | 13.06.01 - Standard |  |  | LM416 | 355 | LMT Surgical Pty Ltd | Certex Spinal Implant System Rod | Rod | 3.5mm x 30-500mm | 160750 |  | November 2020 | Group Benefit Change
13 - Spinal | 13.06 - Rod | 13.06.01 - Standard |  | Dual Diameter | LM417 | 446 | LMT Surgical Pty Ltd | Certex Spinal Implant System Transitional Rod | Transitional Rod | 3.5mm - 5.5mm x100mm - 500mm | 160750 |  | November 2020 | Group Benefit Change
13 - Spinal | 13.03 - Connector | 13.03.03 - Transverse (Rod-to-Rod) | 13.03.03.02 - Adjustable |  | LM419 | 1137 | LMT Surgical Pty Ltd | Certex Spinal Implant System Connector Adjustable | Connector Adjustable | 3.5mm x 28-33mm to 42-58mm | 160750 |  | November 2020 | Group Benefit Change
13 - Spinal | 13.05 - Plate | 13.05.02 - No Integral Fixation | 13.05.02.03 - Occipital |  | LM426 | 1803 | LMT Surgical Pty Ltd | Occipital Plate | Occipital Plate | Multiple sizes to suit patient anatomy | 159605 |  | November 2020 | Group Benefit Change
13 - Spinal | 13.06 - Rod | 13.06.03 - Dual Unit | 13.06.03.02 - Occipital |  | LM428 | 1525 | LMT Surgical Pty Ltd | Pre-Bent rods | Pre-Bent rods | 3.5mm diameter rods | 159605 |  | November 2020 | Group Benefit Change
13 - Spinal | 13.01 - Bone Screws | 13.01.02 - Pedicle, Polyaxial |  | Cannulated | LM436 | 1124 | LMT Surgical Pty Ltd | Amendia Savannah-T Pedicle Screw System-Polyaxial Pedicle Screw-Cannulated | Pedicle Screw System-Polyaxial Pedicle Screw-Cannulated, Low, Mid, High Top standard and Grip Quick Threads | dia (5.5-7.5 mm) x length (30-65 mm) | 281992 |  | November 2020 | Group Benefit Change
13 - Spinal | 13.06 - Rod | 13.06.01 - Standard |  |  | LM437 | 355 | LMT Surgical Pty Ltd | Amendia Savannah-T Pedicle Screw System-Rods | Pedicle Screw System-Rods, Straight and curved | dia 5.5 mm x length (30-500 mm) | 281992 |  | November 2020 | Group Benefit Change
13 - Spinal | 13.02 - Accessories for bone screws and connector components | 13.02.01 - Nut/Set Screw/Locking Screw |  |  | LM438 | 144 | LMT Surgical Pty Ltd | Amendia Savannah T Pedicle Screw System-Set Screws | Pedicle Screw System-Set Screws | one size | 281992 |  | November 2020 | Group Benefit Change
13 - Spinal | 13.10 - Fusion Cage | 13.10.02 - Interbody, No Integral Fixation | 13.10.02.02 - ThoracoLumbar / Lumbar | Paired | LM440 | 2346 | LMT Surgical Pty Ltd | Amendia Zeus Fusion Cages-PLIF | Amendia Zeus Fusion Cages-PLIF (paired), PEEK | width (9-13 mm) x length (22-30 mm) x height (7-18 mm) x lordosis (0-8 degrees) | 233730 |  | November 2020 | Group Benefit Change
13 - Spinal | 13.01 - Bone Screws | 13.01.02 - Pedicle, Polyaxial |  |  | LM441 | 1050 | LMT Surgical Pty Ltd | Excella Polyaxial Pedicle Screw | Polyaxial Pedicle Screw | 5.5 to 7.5 mm diameter 35 to 60 mm length | 295225 |  | November 2020 | Group Benefit Change
13 - Spinal | 13.02 - Accessories for bone screws and connector components | 13.02.01 - Nut/Set Screw/Locking Screw |  |  | LM442 | 144 | LMT Surgical Pty Ltd | Excella System Locking Cap | Excella Pedicle Screw System Locking Cap | one size | 295225 |  | November 2020 | Group Benefit Change
13 - Spinal | 13.06 - Rod | 13.06.01 - Standard |  |  | LM443 | 355 | LMT Surgical Pty Ltd | Excella Systems Rods | Pedicle Screw System Rods, Straight and curved | 5.5 & 6mm diameter 35 to 600mm length | 295225 |  | November 2020 | Group Benefit Change
13 - Spinal | 13.01 - Bone Screws | 13.01.02 - Pedicle, Polyaxial |  | Cannulated | LM444 | 1124 | LMT Surgical Pty Ltd | Excella Cannulated Pedicle Screw | Cannulated Pedicle Screw | 4.75 to 8.5mm diameter 25 to 60 mm length | 295225 |  | November 2020 | Group Benefit Change
13 - Spinal | 13.03 - Connector | 13.03.03 - Transverse (Rod-to-Rod) | 13.03.03.02 - Adjustable |  | LM446 | 1137 | LMT Surgical Pty Ltd | Excella System Connectors | Pedicle Screw System Rod Connectors - Transverse adjustable | Fits 5.5 or 6mm rods Various sizes from 39 to 81 mm | 295225 |  | November 2020 | Group Benefit Change
13 - Spinal | 13.01 - Bone Screws | 13.01.01 - Pedicle, Monoaxial |  |  | LM448 | 752 | LMT Surgical Pty Ltd | Excella Uniplanar Pedicle Screw | Excella Pedicle Screw System Uniplanar Pedicle Screw | 4.0 to 6.5mm diameter 25 to 55 long | 295225 |  | November 2020 | Group Benefit Change
13 - Spinal | 13.01 - Bone Screws | 13.01.02 - Pedicle, Polyaxial |  |  | LM460 | 1050 | LMT Surgical Pty Ltd | X90 Pedicle Screw | Capless, Polyaxial pedicle screw | Diameter 4.75 - 8.25mm Length 30 -55mm | 159605 |  | November 2020 | Group Benefit Change
13 - Spinal | 13.01 - Bone Screws | 13.01.03 - Standard |  | Dual Thread | LM461 | 403 | LMT Surgical Pty Ltd | Fixcet Spinal Facet Screw | Spinal facet screw | 30mm - 45mm | 160750 |  | November 2020 | Group Benefit Change
13 - Spinal | 13.01 - Bone Screws | 13.01.03 - Standard |  | Cannulated | LM462 | 174 | LMT Surgical Pty Ltd | Fixcet Spinal Facet Screw | Spinal facet screw | 25mm - 45mm | 160750 |  | November 2020 | Group Benefit Change
06 - Specialist Orthopaedic | 06.03 - SKELETAL RECONSTRUCTION | 06.03.03 - Plates | 06.03.03.07 - Mini (screw size ≤2.7mm)(including blade) ≤ 6 holes | Com, VAL | LM470 | 1120 | LMT Surgical Pty Ltd | TriMed ASET Foot Plating System | Lapidus and Universal Plates | ≤ 6 holes | 182677 |  | July 2021 | Group Benefit Change
06 - Specialist Orthopaedic | 06.03 - SKELETAL RECONSTRUCTION | 06.03.03 - Plates | 06.03.03.05 - Small (screw size 2.71mm – 4.49mm)(including blade) ≥ 7 to ≤ 15 holes | Com, VAL | LM471 | 897 | LMT Surgical Pty Ltd | TriMed ASET Foot Plating System | Lapidus Plate | ≥ 7 Holes | 182677 |  | July 2021 | Group Benefit Change
06 - Specialist Orthopaedic | 06.03 - SKELETAL RECONSTRUCTION | 06.03.03 - Plates | 06.03.03.08 - Mini (screw size ≤2.7mm)(including blade) ≥ 7 to ≤ 15 holes | VAL | LM472 | 828 | LMT Surgical Pty Ltd | TriMed ASET Foot Plating System | MTP Plates | ≥ 7 to ≤ 15 holes | 182677 |  | July 2021 | Group Benefit Change
06 - Specialist Orthopaedic | 06.03 - SKELETAL RECONSTRUCTION | 06.03.03 - Plates | 06.03.03.07 - Mini (screw size ≤2.7mm)(including blade) ≤ 6 holes | VAL | LM473 | 973 | LMT Surgical Pty Ltd | TriMed ASET Foot Plating System | Straight and T Plates | ≤ 6 holes | 182677 |  | July 2021 | Group Benefit Change
06 - Specialist Orthopaedic | 06.03 - SKELETAL RECONSTRUCTION | 06.03.04 - Screws | 06.03.04.03 - Mini (2.01 – 2.7 mm) |  | LM474 | 64 | LMT Surgical Pty Ltd | TriMed ASET Foot Plating System | Cortical Bone Screws (mini) | 2.01 to 2.7mm diameter | 182677 |  | July 2021 | Group Benefit Change
06 - Specialist Orthopaedic | 06.03 - SKELETAL RECONSTRUCTION | 06.03.04 - Screws | 06.03.04.02 - Small (2.71mm – 4.49mm) |  | LM475 | 54 | LMT Surgical Pty Ltd | TriMed ASET Foot Plating System | Non-Locking Cortical Bone Screws (Small) | 2.71mm – 4.49mm | 182677 |  | July 2021 | Group Benefit Change
06 - Specialist Orthopaedic | 06.03 - SKELETAL RECONSTRUCTION | 06.03.04 - Screws | 06.03.04.03 - Mini (2.01 – 2.7 mm) | LK | LM476 | 109 | LMT Surgical Pty Ltd | TriMed ASET Foot Plating System | VA Locking Screw (Mini) | 2.01 – 2.7 mm | 182677 |  | July 2021 | Group Benefit Change
06 - Specialist Orthopaedic | 06.03 - SKELETAL RECONSTRUCTION | 06.03.04 - Screws | 06.03.04.02 - Small (2.71mm – 4.49mm) | LK | LM477 | 111 | LMT Surgical Pty Ltd | TriMed ASET Foot Plating System | VA Locking Screws (small) | 2.71mm – 4.49mm | 182677 |  | July 2021 | Group Benefit Change
06 - Specialist Orthopaedic | 06.03 - SKELETAL RECONSTRUCTION | 06.03.04 - Screws | 06.03.04.04 - Micro (≤ 2.0mm) | LK | LM478 | 106 | LMT Surgical Pty Ltd | Locking Screws | Locking Screws | ≤ 2.0mm | 337193 |  | July 2021 | Group Benefit Change
06 - Specialist Orthopaedic | 06.03 - SKELETAL RECONSTRUCTION | 06.03.03 - Plates | 06.03.03.07 - Mini (screw size ≤2.7mm)(including blade) ≤ 6 holes | VAL | LM479 | 973 | LMT Surgical Pty Ltd | Variable Locking Hand Plates | Variable Locking Hand Plates | 6 holes or less | 337193 |  | July 2021 | Group Benefit Change
06 - Specialist Orthopaedic | 06.03 - SKELETAL RECONSTRUCTION | 06.03.03 - Plates | 06.03.03.08 - Mini (screw size ≤2.7mm)(including blade) ≥ 7 to ≤ 15 holes | VAL | LM480 | 828 | LMT Surgical Pty Ltd | Variable Locking Hand Plates | Variable Locking Hand Plates | 7 to 15 holes | 337193 |  | July 2021 | Group Benefit Change
06 - Specialist Orthopaedic | 06.03 - SKELETAL RECONSTRUCTION | 06.03.03 - Plates | 06.03.03.07 - Mini (screw size ≤2.7mm)(including blade) ≤ 6 holes | Com, VAL | LM481 | 1120 | LMT Surgical Pty Ltd | Complex Variable Locking Hand Plates | Complex Variable Locking Hand Plates | 6 holes or less | 337193 |  | July 2021 | Group Benefit Change
06 - Specialist Orthopaedic | 06.03 - SKELETAL RECONSTRUCTION | 06.03.03 - Plates | 06.03.03.08 - Mini (screw size ≤2.7mm)(including blade) ≥ 7 to ≤ 15 holes | Com, VAL | LM482 | 943 | LMT Surgical Pty Ltd | Complex Variable Locking Hand Plates | Complex Variable Locking Hand Plates | 7 to 15 holes | 337193 |  | July 2021 | Group Benefit Change
06 - Specialist Orthopaedic | 06.03 - SKELETAL RECONSTRUCTION | 06.03.03 - Plates | 06.03.03.09 - Mini (screw size ≤2.7mm)(including blade) ≥ 16 holes | Com, VAL | LM483 | 1274 | LMT Surgical Pty Ltd | Complex Variable Locking Hand Plates | Complex Variable Locking Hand Plates | 16 holes or more | 337193 |  | July 2021 | Group Benefit Change
06 - Specialist Orthopaedic | 06.03 - SKELETAL RECONSTRUCTION | 06.03.03 - Plates | 06.03.03.28 - Periarticular anatomic - Hand-phalangeal | VAL | LM484 | 2278 | LMT Surgical Pty Ltd | Periarticular Hand Plates | Periarticular Hand Plates | Multiple sizes to suit patient anatomy | 337193 |  | July 2021 | Group Benefit Change
13 - Spinal | 13.10 - Fusion Cage | 13.10.02 - Interbody, No Integral Fixation | 13.10.02.01 - Cervical |  | LM501 | 2189 | LMT Surgical Pty Ltd | ACDF Fusion Cage | ACDF Fusion Cage | 6-12mm H x 12, 14, 16mm L x 14, 16, 19mm W | 367230 |  | November 2021 | Group Benefit Change
06 - Specialist Orthopaedic | 06.03 - SKELETAL RECONSTRUCTION | 06.03.04 - Screws | 06.03.04.02 - Small (2.71mm – 4.49mm) |  | LM503 | 54 | LMT Surgical Pty Ltd | Non-Locking Screws (Small) | Non-Locking Screws (Small) | 2.71mm – 4.49mm | 306780 |  | November 2021 | Group Benefit Change
06 - Specialist Orthopaedic | 06.03 - SKELETAL RECONSTRUCTION | 06.03.04 - Screws | 06.03.04.02 - Small (2.71mm – 4.49mm) | LK | LM504 | 111 | LMT Surgical Pty Ltd | Locking Screws (Small) | Locking Screws (Small) | 2.71mm – 4.49mm | 306780 |  | November 2021 | Group Benefit Change
06 - Specialist Orthopaedic | 06.03 - SKELETAL RECONSTRUCTION | 06.03.04 - Screws | 06.03.04.01 - Standard ( ≥4.5mm) |  | LM505 | 57 | LMT Surgical Pty Ltd | Non-Locking Screw (Standard) | Non-Locking Screw (Standard) | ≥4.5mm | 306780 |  | November 2021 | Group Benefit Change
13 - Spinal | 13.02 - Accessories for bone screws and connector components | 13.02.01 - Nut/Set Screw/Locking Screw |  |  | LM509 | 144 | LMT Surgical Pty Ltd | Break off set-screw | Break off set-screw | No size | 366793 |  | November 2021 | Group Benefit Change
13 - Spinal | 13.10 - Fusion Cage | 13.10.02 - Interbody, No Integral Fixation | 13.10.02.02 - ThoracoLumbar / Lumbar | Paired | LM515 | 2346 | LMT Surgical Pty Ltd | PLIF Cage | PLIF Cage - PEEK | 8, 10 or 12W x 8-16H x 22, 25, 28, 30 or 32L, 0° or 5° | 367230 |  | November 2021 | Group Benefit Change
06 - Specialist Orthopaedic | 06.03 - SKELETAL RECONSTRUCTION | 06.03.03 - Plates | 06.03.03.04 - Small (screw size 2.71mm – 4.49mm)(including blade) ≤ 6 holes | VAL | LM516 | 642 | LMT Surgical Pty Ltd | OMNI plating system | MTP, Lapidus, Straight, T Plates | ≤ 6 holes | 306780 |  | March 2022 | Group Benefit Change
06 - Specialist Orthopaedic | 06.03 - SKELETAL RECONSTRUCTION | 06.03.03 - Plates | 06.03.03.05 - Small (screw size 2.71mm – 4.49mm)(including blade) ≥ 7 to ≤ 15 holes | VAL | LM517 | 641 | LMT Surgical Pty Ltd | OMNI Plating System | Straight Plates | ≥ 7 to ≤ 15 holes | 306780 |  | March 2022 | Group Benefit Change
06 - Specialist Orthopaedic | 06.03 - SKELETAL RECONSTRUCTION | 06.03.03 - Plates | 06.03.03.05 - Small (screw size 2.71mm – 4.49mm)(including blade) ≥ 7 to ≤ 15 holes | Com, VAL | LM519 | 897 | LMT Surgical Pty Ltd | OMNI Plating System | Lisfranc Plates | ≥ 7 to ≤ 15 holes | 306780 |  | March 2022 | Group Benefit Change
06 - Specialist Orthopaedic | 06.03 - SKELETAL RECONSTRUCTION | 06.03.04 - Screws | 06.03.04.02 - Small (2.71mm – 4.49mm) |  | LM520 | 54 | LMT Surgical Pty Ltd | OMNI Plating System | Non-Locking Screws | 2.8-3.5mm x 8-60mm | 306780 |  | July 2023 | Group Benefit Change, Changed Product Sizes,
06 - Specialist Orthopaedic | 06.03 - SKELETAL RECONSTRUCTION | 06.03.04 - Screws | 06.03.04.02 - Small (2.71mm – 4.49mm) | LK | LM521 | 111 | LMT Surgical Pty Ltd | OMNI Plating System | Locking Screws | 2.8mm & 3.5mm diameter; 8-30 length | 306780 |  | July 2023 | Group Benefit Change, Changed Product Sizes,
06 - Specialist Orthopaedic | 06.03 - SKELETAL RECONSTRUCTION | 06.03.04 - Screws | 06.03.04.02 - Small (2.71mm – 4.49mm) | CN | LM523 | 180 | LMT Surgical Pty Ltd | OMNI Plating System | Cannulated Screws | 3.5mm diameter; 20-50mm length | 306780 |  | July 2023 | Group Benefit Change, Changed Product Sizes,
06 - Specialist Orthopaedic | 06.03 - SKELETAL RECONSTRUCTION | 06.03.03 - Plates | 06.03.03.26 - Periarticular anatomic - Ulna ≥ 7 to ≤ 15 holes | VAL | LM525 | 1248 | LMT Surgical Pty Ltd | Proximal Ulna Plate | Proximal Ulna Plate | 73 to 151 mm | 278692 |  | March 2022 | Group Benefit Change
01 - Ophthalmic | 01.04 - CAPSULAR TENSION RINGS | 01.04.01 - Simple |  | pl | LN001 | 168 | Lumos Medical Pty Ltd | Inside CTR | Preloaded PMMA capsular tension ring | Type 14 (12.3mm open, 10.0mm compressed), Type 14C (13.0mm open, 11.0mm compressed), Type 14A ( 14.5mm open, 12.0mm compressed), Type 13 ( 12.3mm open, 10.0mm compressed), Type 13A ( 13.0mm open, 11.0mm compressed), Type 13B ( 14.5mm open, 12.0mm compressed), Type 19D (11.6 mm open, 10.0/9.5/9.0/8.5mm compressed), Type 10C ( 12.1mm open, 11.0mm compressed)Type 15A ( 13.0mm open, 11.0mm compressed), Type 15B ( 14.5mm open, 12.0mm compressed). | 235092 |  | May 2018 | Group Benefit Change
01 - Ophthalmic | 01.02 - POSTERIOR CHAMBER INTRAOCULAR LENSES | 01.02.02 - Foldable | 01.02.02.03 - Edge modification | at | LN003 | 240 | Lumos Medical Pty Ltd | ALSAFIT | Single piece aspheric foldable intraocular lens for implantation into the capsular bag. | Diopter power range: 0.0 D to 32.00 D (0.50 D increments). Optic size: 6mm. Overall length: 11.0mm. | 268033 |  | May 2018 | Group Benefit Change
01 - Ophthalmic | 01.02 - POSTERIOR CHAMBER INTRAOCULAR LENSES | 01.02.02 - Foldable | 01.02.02.03 - Edge modification | at, t1, vblf | LN005 | 499 | Lumos Medical Pty Ltd | ALSAFIT TORIC VF | Single piece toric aspheric foldable intraocular lens for implantation into the capsular bag. Violet filter. | Diopter power range: Sphere: From 0.0 D to +32.00 D (0.50 D increments). Cylinder: From +0.50 D to +6.00 D (0.50 D increments). Optic size: 6mm. Overall length: 11.0mm. | 268033 |  | May 2018 | Group Benefit Change
01 - Ophthalmic | 01.02 - POSTERIOR CHAMBER INTRAOCULAR LENSES | 01.02.02 - Foldable | 01.02.02.03 - Edge modification | at | LN008 | 240 | Lumos Medical Pty Ltd | ALSIOL | Single piece aspheric foldable intraocular lens for implantation into the capsular bag. | Diopter power range: 0.0 D to +32.00 D (0.50 D increments). Optic size: 6 mm. Overall length: 11.0 mm. | 277174 |  | August 2018 | Group Benefit Change
01 - Ophthalmic | 01.03 - INTRAOCULAR FLUIDS | 01.03.01 - Viscoelastic |  |  | LN009 | 55 | Lumos Medical Pty Ltd | Viscos HPMC | Hydroxypropylmethylcellulose, viscoelastic solution for intraocular application. Pre-loaded in single-use sterile syringe with single-use injection cannula. | 2 mL | 300480 |  | August 2018 | Group Benefit Change
01 - Ophthalmic | 01.02 - POSTERIOR CHAMBER INTRAOCULAR LENSES | 01.02.02 - Foldable | 01.02.02.03 - Edge modification | at, t1 | LN010 | 514 | Lumos Medical Pty Ltd | I-stream Toric Hydrophilic | One-piece posterior chamber lens with aspherical surface for capsular bag fixation. | Optic diameter: 6mm Total diameter: 11mm Diopter range: +15.0 to +25.0D (standard), 1.0 to 14.5D and 25.5 to 40.0D (made to order) Cylinder range: 0.75 to 6.0D | 307407 |  | August 2018 | Group Benefit Change
01 - Ophthalmic | 01.02 - POSTERIOR CHAMBER INTRAOCULAR LENSES | 01.02.02 - Foldable | 01.02.02.03 - Edge modification | at, pl | LN011 | 238 | Lumos Medical Pty Ltd | I-Stream Pre-Loaded Aspheric Hydrophobic | Single piece, pre-loaded aspheric hydrophobic acrylic IOL | Optic diameter: 6mm Total diameter: 13mm Power range: +9.0 to +32.0D | 307407 |  | August 2018 | Group Benefit Change
01 - Ophthalmic | 01.03 - INTRAOCULAR FLUIDS | 01.03.02 - Non Viscous |  |  | LN012 | 36 | Lumos Medical Pty Ltd | SIDA-BLUE | A sterile solution of trypan blue, a selective tissue-staining agent used in ophthalmic surgery. | 1mL vial or 1mL glass pre-filled syringe (PFS) | 317719 |  | November 2019 | Group Benefit Change
01 - Ophthalmic | 01.02 - POSTERIOR CHAMBER INTRAOCULAR LENSES | 01.02.02 - Foldable | 01.02.02.03 - Edge modification | at | LN013 | 240 | Lumos Medical Pty Ltd | Vision Pro Hydrophobic Acrylic Aspheric Intraocular Lens (RS60A) | Hydrophobic Acrylic Aspheric Posterior Chamber Foldable IOL | Aspheric IOL: +0 to +34 D in 0.5 D increments; Overall diameter 13mm, Optic size 6mm. | 344091 |  | November 2020 | Group Benefit Change
01 - Ophthalmic | 01.02 - POSTERIOR CHAMBER INTRAOCULAR LENSES | 01.02.02 - Foldable | 01.02.02.03 - Edge modification | at, pl | LN014 | 238 | Lumos Medical Pty Ltd | Vision Pro Preloaded Hydrophobic Acrylic Aspheric Intraocular Lens (PRS60A) | Preloaded, Hydrophobic Acrylic Aspheric Posterior Chamber Foldable IOL | Aspheric IOL: +0 to +34 D in 0.5 D increments; Overall diameter 13mm, Optic size 6mm | 357110 |  | July 2021 | Group Benefit Change
11 - Hip | 11.02 - FEMORAL HEADS | 11.02.01 - Conventional Femoral Heads, ≤32mm | 11.02.01.02 - Cobalt Chrome |  | LO022 | 621 | Link Orthopaedics Australia | Link Prosthesis Femoral Head | Prosthesis Head "B" CoCrMo | Short/medium-short/medium/Long/X-long 22mm - 32mm: Length -3.5 to +10.5 | 212089 |  | March 2020 | Group Benefit Change
11 - Hip | 11.01 - FEMORAL COMPONENTS - PRIMARY AND REVISION | 11.01.04 - Uncemented, HA Coated | 11.01.04.01 - Grit Blast |  | LO034 | 3223 | Link Orthopaedics Australia | CFP Hip Stem | Titanium, grit blast, HA | Extra small to Extra Large | 223134 |  | November 2019 | Group Benefit Change
11 - Hip | 11.02 - FEMORAL HEADS | 11.02.06 - Bipolar/Multipolar | 11.02.06.01 - Bipolar |  | LO036 | 654 | Link Orthopaedics Australia | LINK Vario bipolar Cup | Shell with unmodified polyethylene plus locking ring | Inner diameter: 28 - 32mm Outer diameter: 44 - 65mm | 212055 |  | November 2019 | Group Benefit Change
12 - Knee | 12.08 - PATELLAR COMPONENT | 12.08.01 - Cemented, All Polyethylene |  |  | LO042 | 385 | Link Orthopaedics Australia | LINK Knee Patella Component | Patella Component, UHMWPE, cemented | Diameter: 25, 28, 30, 31, 34, 35 and 40mm Height: 7, 8, 9 and 10mm | 223374 231794 |  | May 2018 | Group Benefit Change
11 - Hip | 11.01 - FEMORAL COMPONENTS - PRIMARY AND REVISION | 11.01.04 - Uncemented, HA Coated | 11.01.04.01 - Grit Blast |  | LO111 | 3223 | Link Orthopaedics Australia | Beta-Cone Cementless Hip Prosthesis | Titanium, grit blast, with HA | 9 Stem sizes 1-9 plus additional 9 stems with XL neck length. Total 18 Sizes | 114169 51002 |  | May 2018 | Group Benefit Change
11 - Hip | 11.03 - ACETABULAR COMPONENTS | 11.03.04 - Insert/Liner | 11.03.04.03 - Ceramic |  | LO151 | 1776 | Link Orthopaedics Australia | Link Acetabular Cup System | Ceramic Insert | 32mm -40mm Small, medium, large | 212119 |  | November 2019 | Group Benefit Change
12 - Knee | 12.11 - KNEE ACCESSORIES | 12.11.04 - Connectors for hinged prostheses |  |  | LO163 | 2581 | Link Orthopaedics Australia | Link Modular Knee ProsthesisSystem | Hinge components | Small, Medium, Large | 223279 226253 |  | May 2018 | Group Benefit Change
11 - Hip | 11.01 - FEMORAL COMPONENTS - PRIMARY AND REVISION | 11.01.01 - Cemented | 11.01.01.01 - Unpolished |  | LO181 | 1356 | Link Orthopaedics Australia | Lubinus SPII Hip Prosthesis Stem cemented | anatomical shaped hip prosthesis stem for cemented fixation in the human body. · Minimal bone resection · Uniform cement mantle around the whole stem · Anatomically shaped stem resists rotational forces Modular system allows adjustment to suit anatomical conditions | Stem Length: 130mm - 170mm Throat Length: Short; Medium; XL CCD Angle: 117 degrees; 126 degrees; 135 degrees Shape: Left; Right | 212075 |  | August 2018 | Group Benefit Change
11 - Hip | 11.02 - FEMORAL HEADS | 11.02.02 - Conventional Femoral Heads, >32mm | 11.02.02.05 - Ceramic Mix |  | LO182 | 1793 | Link Orthopaedics Australia | Link Biolox Delta Ceramic Head > 32mm | Biolox Delta Ceramic Head > 32mm | 36mm - 40mm diameter | 212053 |  | July 2019 | Group Benefit Change
11 - Hip | 11.02 - FEMORAL HEADS | 11.02.02 - Conventional Femoral Heads, >32mm | 11.02.02.02 - Cobalt Chrome |  | LO183 | 673 | Link Orthopaedics Australia | Link Prosthesis Femoral Head, >32mm | CoCr Femoral Head, >32mm | 36mm diameter | 212089 |  | July 2019 | Group Benefit Change
11 - Hip | 11.01 - FEMORAL COMPONENTS - PRIMARY AND REVISION | 11.01.01 - Cemented | 11.01.01.01 - Unpolished |  | MA016 | 1356 | Mathys Orthopaedics Pty Ltd | CCA Cemented Femoral Stem | SS, straight, not polished | 7.50mm -17.5mm | 274203 |  | May 2018 | Group Benefit Change
11 - Hip | 11.02 - FEMORAL HEADS | 11.02.01 - Conventional Femoral Heads, ≤32mm | 11.02.01.03 - Alumina |  | MA020 | 1568 | Mathys Orthopaedics Pty Ltd | Mathys Ceramic Femoral Head | Ceramic, Bionit (alumina) | diameter 28-32mm | 210564 |  | May 2018 | Group Benefit Change
11 - Hip | 11.02 - FEMORAL HEADS | 11.02.06 - Bipolar/Multipolar | 11.02.06.01 - Bipolar |  | MA025 | 654 | Mathys Orthopaedics Pty Ltd | Mathys Bipolar Femoral Head | Stainless steel with fixed UHMWPE insert | 28mm Inner diameter, 42-58mm outer diameter | 212427 |  | May 2018 | Group Benefit Change
12 - Knee | 12.08 - PATELLAR COMPONENT | 12.08.01 - Cemented, All Polyethylene |  |  | MA111 | 385 | Mathys Orthopaedics Pty Ltd | Balansys Patella Component | All Polyethylene, UHMWPE, cemented | Dia 25, 28, 31, 34, 37mm | 211143 211442 |  | May 2018 | Group Benefit Change
11 - Hip | 11.01 - FEMORAL COMPONENTS - PRIMARY AND REVISION | 11.01.04 - Uncemented, HA Coated | 11.01.04.01 - Grit Blast |  | MA462 | 3223 | Mathys Orthopaedics Pty Ltd | twinSys Non Cemented Femoral Stem | Titanium, grit blast, fully HA | Various offsets and sizes under 200mm length | 274437 |  | March 2019 | Group Benefit Change
11 - Hip | 11.02 - FEMORAL HEADS | 11.02.01 - Conventional Femoral Heads, ≤32mm | 11.02.01.02 - Cobalt Chrome |  | MA469 | 621 | Mathys Orthopaedics Pty Ltd | Mathys CoCr Femoral Head | Hip Prosthesis Femoral Head CoCrMo ≤32mm | 28 mm & 32mm, (S,M,L,XL,XXL) | 274272 |  | May 2018 | Group Benefit Change
11 - Hip | 11.02 - FEMORAL HEADS | 11.02.02 - Conventional Femoral Heads, >32mm | 11.02.02.05 - Ceramic Mix |  | MA483 | 1793 | Mathys Orthopaedics Pty Ltd | Ceramys Large Ceramic Femoral Head | Ceramic, zirconia alumina combination, large diameters | 36 XL, 36 L, 36 M, 36 S | 236457 |  | May 2018 | Group Benefit Change
11 - Hip | 11.03 - ACETABULAR COMPONENTS | 11.03.04 - Insert/Liner | 11.03.04.06 - Ceramic Mix |  | MA486 | 1806 | Mathys Orthopaedics Pty Ltd | SeleXys Acetabular Ceramys Ceramic Liner | Ceramys ceramic (zirconia & alumina combination) | 28/AA, 28/BB, 28/CC, 28/DD, 32/CC, 32DD, 32/EE, 32/FF,36/EE, 36/FF, 36/GG, 386HH,36/II, 36/JJ, 36/KK, /36/LL | 274136 |  | May 2018 | Group Benefit Change
11 - Hip | 11.03 - ACETABULAR COMPONENTS | 11.03.02 - Shells, Uncemented | 11.03.02.02 - Beaded |  | MA496 | 1852 | Mathys Orthopaedics Pty Ltd | SeleXys Acetabular PC Shell | Uncemented Ti acetabular shell, beaded, non HA | 42mm - 72mm in 2mm increments | 274135 |  | May 2018 | Group Benefit Change
11 - Hip | 11.03 - ACETABULAR COMPONENTS | 11.03.04 - Insert/Liner | 11.03.04.02 - Modified polyethylene |  | MA503 | 930 | Mathys Orthopaedics Pty Ltd | Selexys Acetabular Cup Liner | Insert / Liner, modified polyethylene. Highly crossed link polyethylene, stabilised with Vit E. | Articulation 28, 32, 36mm; Cup size AA to LL (42 to 70mm) | 274134 |  | May 2018 | Group Benefit Change
12 - Knee | 12.03 - TIBIAL TRAY COMPONENT - TOTAL KNEE ARTHROPLASTY | 12.03.02 - Cemented, Alloy |  | Revision | MA509 | 2758 | Mathys Orthopaedics Pty Ltd | Balansys Revision Knee, Tibial Plateau | Revision Tibial Baseplate, modular | 64 to 85 | 209537 |  | May 2018 | Group Benefit Change
11 - Hip | 11.02 - FEMORAL HEADS | 11.02.02 - Conventional Femoral Heads, >32mm | 11.02.02.03 - Alumina |  | MA517 | 1440 | Mathys Orthopaedics Pty Ltd | Bionit Ceramic Femoral Head | Femoral Head, Ceramic | 36 to 54mm | 210564 |  | May 2018 | Group Benefit Change
06 - Specialist Orthopaedic | 06.03 - SKELETAL RECONSTRUCTION | 06.03.04 - Screws | 06.03.04.01 - Standard ( ≥4.5mm) |  | MA539 | 57 | Mathys Orthopaedics Pty Ltd | Affinis Inverse Lag Screw | Metaglene Lag screw | 18x4.5mm to 38 x 4.5 mm | 241996 |  | May 2018 | Group Benefit Change
11 - Hip | 11.01 - FEMORAL COMPONENTS - PRIMARY AND REVISION | 11.01.04 - Uncemented, HA Coated | 11.01.04.04 - Plasma |  | MA541 | 3493 | Mathys Orthopaedics Pty Ltd | optimys Stem | Ti with Ti Plasma spray and CaP coating | XS, 0 to 12, standard and lateral | 287920 |  | March 2022 | Group Benefit Change
11 - Hip | 11.02 - FEMORAL HEADS | 11.02.02 - Conventional Femoral Heads, >32mm | 11.02.02.02 - Cobalt Chrome |  | MA542 | 673 | Mathys Orthopaedics Pty Ltd | Mathys CoCr Femoral Head | CoCr Femoral Head | 36mm, S to XXL | 274272 |  | May 2018 | Group Benefit Change
06 - Specialist Orthopaedic | 06.03 - SKELETAL RECONSTRUCTION | 06.03.04 - Screws | 06.03.04.01 - Standard ( ≥4.5mm) |  | MA553 | 57 | Mathys Orthopaedics Pty Ltd | Affinis Inverse Screw with Locking Cap | Titanium Screw with Locking Cap | Length 15mm to 51mm Diameter 4.5mm | 241996 |  | November 2022 | Group Benefit Change
06 - Specialist Orthopaedic | 06.03 - SKELETAL RECONSTRUCTION | 06.03.04 - Screws | 06.03.04.10 - Screw Accessories - Caps |  | MA554 | 97 | Mathys Orthopaedics Pty Ltd | Affinis Inverse cap | Titanium screw locking cap | one size | 241996 |  | March 2023 | Group Benefit Change
05 - Urogenital | 05.02 - Ureteric Stents | 05.02.01 - Fixed length | 05.02.01.03 - Metal | Therm | MB016 | 3116 | MD Solutions Australasia Pty Ltd | Allium Ureteral Stent | Round Nitinol stent with copolymer covering and supplied premounted on a delivery tool. Intended to be inserted into the lower ureter to allow free flow of urine from the kidney to the bladder. | 8mm x 100mm, 8mm x 120mm, 10mm x 100mm, 10mm x 120mm | 205005 |  | May 2018 | Group Benefit Change
05 - Urogenital | 05.02 - Ureteric Stents | 05.02.01 - Fixed length | 05.02.01.03 - Metal | Therm | MB028 | 3116 | MD Solutions Australasia Pty Ltd | Allium URS Long Ureteral stent | Fully covered, flexible, extra long ureteral stent | 9 mm diameter 200 mm length | 205005 |  | August 2018 | Group Benefit Change
08 - Cardiac | 08.08 - Pacemaker Leads | 08.08.01 - Non-transvenous, Bi-Polar, Steroid |  |  | MC011 | 1010 | Medtronic Australasia Pty Ltd | Capsure EPI steroid eluting bipolar epicardial lead Model 4968 - ventricle | Silicone | 25 - 60cm | 134287 |  | May 2018 | Group Benefit Change
08 - Cardiac | 08.07 - ICD Leads | 08.07.01 - Coronary Sinus |  |  | MC026 | 1418 | Medtronic Australasia Pty Ltd | Medtronic Transvene SVC Lead Model 6937; | Model 6937-35, Model 6937-52, Model 6937-58, Model 6937-110; Silicone; | 35 - 110cm x 660mm | 136182 |  | May 2018 | Group Benefit Change
08 - Cardiac | 08.07 - ICD Leads | 08.07.07 - Epicardial Patches |  |  | MC027 | 1087 | Medtronic Australasia Pty Ltd | Model 6721 Unipolar Epicardial Patch Leads S/M/L | Model 6721S-50, Model 6721M-50, Model 6721L-50; Silicone | 370, 660, 840mm | 136183 |  | May 2018 | Group Benefit Change
08 - Cardiac | 08.08 - Pacemaker Leads | 08.08.02 - Non-transvenous, Uni-Polar, Steroid |  |  | MC053 | 895 | Medtronic Australasia Pty Ltd | Capsure EPI steroid eluting unipolar epicardial lead Model 4965 ventricle | Silicone | 25 - 50cm | 134427 |  | May 2018 | Group Benefit Change
08 - Cardiac | 08.07 - ICD Leads | 08.07.06 - Transvenous/Steroid/Active |  |  | MC208 | 4182 | Medtronic Australasia Pty Ltd | Medtronic Sprint Quattro Secure Lead Model 6947 (MRI SureScan) | Leads, Defibrillator, Implantable, Silicone, polyurethane, platinized tantalum coils, steroid eluting tip, including MRI compatible versions | 58-100cm | 286980 |  | May 2018 | Group Benefit Change
08 - Cardiac | 08.07 - ICD Leads | 08.07.02 - Subcutaneous |  |  | MC251 | 2320 | Medtronic Australasia Pty Ltd | Implantable Subcutaneous Defibrillator Lead Model 6996SQ 41cm, 58cm, 85cm | Silicone and Platinum Alloy | Lengths 41-85cm inclusive | 132315 |  | May 2018 | Group Benefit Change
13 - Spinal | 13.05 - Plate | 13.05.02 - No Integral Fixation | 13.05.02.03 - Occipital |  | MC293 | 1803 | Medtronic Australasia Pty Ltd | Vertex Spinal System | Occipital Plate | 24 - 40 mm length | 169514 |  | May 2018 | Group Benefit Change
08 - Cardiac | 08.08 - Pacemaker Leads | 08.08.09 - Transvenous, Bi-Polar, Active, Steroid, Right Ventricular/Atrial |  | j | MC301 | 1434 | Medtronic Australasia Pty Ltd | SelectSecure Model 3830 and SelectSecure MRI SureScan Model 3830 | Steroid eluting, bipolar, implantable, nonretractable screw-in, atrial/ventricular, catheter delivered, transvenous pacemaker lead. | 49-110 cm | 131307 301080 |  | November 2022 | Group Benefit Change
08 - Cardiac | 08.08 - Pacemaker Leads | 08.08.09 - Transvenous, Bi-Polar, Active, Steroid, Right Ventricular/Atrial |  |  | MC338 | 634 | Medtronic Australasia Pty Ltd | Medtronic Capsurefix Novus Model 5076 Pacing Lead | Silicone; Contents: 1 x lead with anchoring sleeve, stylet & guide, 1 x vein lifter, 2 x fixation tools, extra stylets | 45-85cm | 134286 236828 |  | May 2018 | Group Benefit Change
08 - Cardiac | 08.08 - Pacemaker Leads | 08.08.08 - Transvenous, Bi-Polar, Passive, Steroid, Right Ventricular/Atrial |  |  | MC372 | 624 | Medtronic Australasia Pty Ltd | CapSure Sense MRI SureScan pacemaker leads Models 4074 & 4574 | Bipolar, steroid, passive fixation pacing lead | Model 4074: 52 - 58cm; Model 4574: 45 - 53cm | 134331 134426 |  | May 2018 | Group Benefit Change
13 - Spinal | 13.12 - Vertebral Body Replacement | 13.12.03 - Mesh |  |  | MC378 | 2789 | Medtronic Australasia Pty Ltd | Pyramesh | Titanium Surgical Mesh | 51 - 500mm | 169501 |  | May 2018 | Group Benefit Change
13 - Spinal | 13.12 - Vertebral Body Replacement | 13.12.03 - Mesh |  |  | MC379 | 2789 | Medtronic Australasia Pty Ltd | Pyramesh | Titanium Surgical Mesh | 5 - 50mm | 169501 |  | May 2018 | Group Benefit Change
13 - Spinal | 13.02 - Accessories for bone screws and connector components | 13.02.01 - Nut/Set Screw/Locking Screw |  |  | MC394 | 144 | Medtronic Australasia Pty Ltd | CD Horizon | Set screw | Each in one size | 169514 |  | May 2018 | Group Benefit Change
13 - Spinal | 13.06 - Rod | 13.06.01 - Standard |  |  | MC396 | 355 | Medtronic Australasia Pty Ltd | TSRH Spinal Implant System | 3D - Rod | Length 20-120mm | 169514 |  | May 2018 | Group Benefit Change
13 - Spinal | 13.02 - Accessories for bone screws and connector components | 13.02.01 - Nut/Set Screw/Locking Screw |  |  | MC399 | 144 | Medtronic Australasia Pty Ltd | TSRH Spinal Implant System | 3D - Nut, Eyebolt locknot, locknut 1/2 inch, locking screws, double hex, flush break, universal breakoff | Each in one size | 169514 |  | May 2018 | Group Benefit Change
13 - Spinal | 13.06 - Rod | 13.06.01 - Standard |  |  | MC404 | 355 | Medtronic Australasia Pty Ltd | CD HORIZON Spinal System - Rod | Rod | 20mm - 600mm | 169514 |  | March 2019 | Group Benefit Change
13 - Spinal | 13.03 - Connector | 13.03.01 - In-Line |  |  | MC407 | 655 | Medtronic Australasia Pty Ltd | CD Horizon | Domino | 3.2mm, 3.5mm, 4.5mm, 5,5mm, 6.35mm | 169514 |  | May 2018 | Group Benefit Change
13 - Spinal | 13.03 - Connector | 13.03.01 - In-Line |  |  | MC409 | 655 | Medtronic Australasia Pty Ltd | CD Horizon | Domino & Axial Connector | 4.5mm, 5.5mm and 6.35mm | 169514 |  | May 2018 | Group Benefit Change
13 - Spinal | 13.10 - Fusion Cage | 13.10.02 - Interbody, No Integral Fixation | 13.10.02.01 - Cervical |  | MC413 | 2189 | Medtronic Australasia Pty Ltd | Cornerstone Cage | Sterile and Non-sterile | 4 - 14mm | 126313 |  | May 2018 | Group Benefit Change
13 - Spinal | 13.09 - C-Ring | 13.09.01 - C-Ring |  |  | MC436 | 307 | Medtronic Australasia Pty Ltd | CD-Horizon | C-ring | One size only | 169514 |  | May 2018 | Group Benefit Change
13 - Spinal | 13.06 - Rod | 13.06.01 - Standard |  |  | MC440 | 355 | Medtronic Australasia Pty Ltd | CD Horizon | Eclipse: 4.5mm Rod | 40 - 600mm | 169514 |  | May 2018 | Group Benefit Change
13 - Spinal | 13.01 - Bone Screws | 13.01.03 - Standard |  | Cannulated | MC447 | 174 | Medtronic Australasia Pty Ltd | UCSS | Cortical Screws | 30 - 50mm | 169514 |  | May 2018 | Group Benefit Change
13 - Spinal | 13.01 - Bone Screws | 13.01.03 - Standard |  | Cannulated | MC448 | 174 | Medtronic Australasia Pty Ltd | UCSS | Cortical Lag Screws | 36 - 50mm | 169514 |  | May 2018 | Group Benefit Change
13 - Spinal | 13.12 - Vertebral Body Replacement | 13.12.03 - Mesh |  |  | MC449 | 2789 | Medtronic Australasia Pty Ltd | Pyramesh | Angled | 25 - 150mm | 169501 |  | May 2018 | Group Benefit Change
13 - Spinal | 13.12 - Vertebral Body Replacement | 13.12.03 - Mesh |  |  | MC450 | 2789 | Medtronic Australasia Pty Ltd | Pyramesh | Curved / Round | 20 - 150mm | 169501 |  | May 2018 | Group Benefit Change
13 - Spinal | 13.12 - Vertebral Body Replacement | 13.12.03 - Mesh |  |  | MC451 | 2789 | Medtronic Australasia Pty Ltd | Pyramesh | Ovoid | 8 - 130mm | 169501 |  | May 2018 | Group Benefit Change
13 - Spinal | 13.10 - Fusion Cage | 13.10.02 - Interbody, No Integral Fixation | 13.10.02.02 - ThoracoLumbar / Lumbar | Paired | MC456 | 2346 | Medtronic Australasia Pty Ltd | Interfix | Titanium Cage | 12 x 20mm - 24 x 50mm | 126313 |  | May 2018 | Group Benefit Change
13 - Spinal | 13.10 - Fusion Cage | 13.10.02 - Interbody, No Integral Fixation | 13.10.02.02 - ThoracoLumbar / Lumbar | Paired | MC457 | 2346 | Medtronic Australasia Pty Ltd | LordoTec Cage (LT-Cage) | Titanium, PEEK | 18-28mm | 126313 |  | November 2020 | Group Benefit Change
13 - Spinal | 13.01 - Bone Screws | 13.01.02 - Pedicle, Polyaxial |  | Shank | MC458 | 540 | Medtronic Australasia Pty Ltd | TSRH 3D | Screw | 4.5 -8.5mm diameter | 169514 |  | May 2018 | Group Benefit Change
13 - Spinal | 13.01 - Bone Screws | 13.01.02 - Pedicle, Polyaxial |  | Shank | MC459 | 540 | Medtronic Australasia Pty Ltd | TSRH 3D | Extended Post Screw | 30 - 60mm | 169514 |  | May 2018 | Group Benefit Change
13 - Spinal | 13.01 - Bone Screws | 13.01.03 - Standard |  | Closed | MC462 | 174 | Medtronic Australasia Pty Ltd | Zephir | Cancellous Screw | 13-17mm | 169514 |  | May 2018 | Group Benefit Change
13 - Spinal | 13.02 - Accessories for bone screws and connector components | 13.02.01 - Nut/Set Screw/Locking Screw |  |  | MC504 | 144 | Medtronic Australasia Pty Ltd | CD Horizon | Breakoff Set Screw | 25 - 55mm | 169514 |  | May 2018 | Group Benefit Change
07 - Plastic and Reconstructive | 07.02 - CRANIOMAXILLOFACIAL IMPLANTS | 07.02.05 - Mandible, Maxilla and Temperomandibular Joint (TMJ) | 07.02.05.05 - Plate | Maxilla | MC512 | 1626 | Medtronic Australasia Pty Ltd | TiMesh | Maxillary Prosthesis | One size only | 128523 |  | May 2018 | Group Benefit Change
07 - Plastic and Reconstructive | 07.02 - CRANIOMAXILLOFACIAL IMPLANTS | 07.02.05 - Mandible, Maxilla and Temperomandibular Joint (TMJ) | 07.02.05.01 - Mandible, Full |  | MC513 | 1051 | Medtronic Australasia Pty Ltd | TiMesh | Full Mandible | One size only | 128523 |  | May 2018 | Group Benefit Change
07 - Plastic and Reconstructive | 07.02 - CRANIOMAXILLOFACIAL IMPLANTS | 07.02.05 - Mandible, Maxilla and Temperomandibular Joint (TMJ) | 07.02.05.05 - Plate | Hemimandible | MC515 | 494 | Medtronic Australasia Pty Ltd | TiMesh | Hemimandible, Left/Right | One size only | 128523 |  | May 2018 | Group Benefit Change
07 - Plastic and Reconstructive | 07.02 - CRANIOMAXILLOFACIAL IMPLANTS | 07.02.05 - Mandible, Maxilla and Temperomandibular Joint (TMJ) | 07.02.05.05 - Plate | Symphsis | MC516 | 991 | Medtronic Australasia Pty Ltd | TiMesh | Mandibular Symphysis | One size only | 128523 |  | May 2018 | Group Benefit Change
07 - Plastic and Reconstructive | 07.01 - CRANIOMAXILLOFACIAL RECONSTRUCTION & FIXATION | 07.01.05 - Fracture or Reconstruction Plates | 07.01.05.10 - 1.0-1.99mm thick, 4-7 holes |  | MC517 | 140 | Medtronic Australasia Pty Ltd | TiMesh | Mandibular "J" Plate | One size only | 128523 |  | May 2018 | Group Benefit Change
07 - Plastic and Reconstructive | 07.01 - CRANIOMAXILLOFACIAL RECONSTRUCTION & FIXATION | 07.01.05 - Fracture or Reconstruction Plates | 07.01.05.11 - 1.0-1.99mm thick, 8-15 holes |  | MC522 | 352 | Medtronic Australasia Pty Ltd | TiMesh | Curved Plate: Standard, Rigid, Left, Right | 1mm x 12 holes | 128523 |  | May 2018 | Group Benefit Change
07 - Plastic and Reconstructive | 07.01 - CRANIOMAXILLOFACIAL RECONSTRUCTION & FIXATION | 07.01.01 - Mesh - Metal | 07.01.01.05 - 0.2-0.49mm thick, 51-200cm² |  | MC524 | 1235 | Medtronic Australasia Pty Ltd | TiMesh | Isogrid Panel | One size only | 128523 |  | May 2018 | Group Benefit Change
07 - Plastic and Reconstructive | 07.01 - CRANIOMAXILLOFACIAL RECONSTRUCTION & FIXATION | 07.01.01 - Mesh - Metal | 07.01.01.05 - 0.2-0.49mm thick, 51-200cm² |  | MC525 | 1235 | Medtronic Australasia Pty Ltd | TiMesh | Sugar Mesh Panel / Grid | 11 x 7.5cm | 128523 |  | May 2018 | Group Benefit Change
04 - Neurosurgical | 04.03 - HYDROCEPHALUS DEVICES | 04.03.02 - Unitised shunt assembly, with proximal/distal catheter |  |  | MC529 | 407 | Medtronic Australasia Pty Ltd | Lumboperitoneal Shunt | CSF Lumboperitoneal Catheter System; Lumbar Catheter Kit | 84cm | 140359 |  | July 2023 | Changed Product Name, Product Description
04 - Neurosurgical | 04.03 - HYDROCEPHALUS DEVICES | 04.03.01 - Valves | 04.03.01.02 - Valve, Non-externally adjustable | Reservoir/Priming function | MC530 | 997 | Medtronic Australasia Pty Ltd | Hydrocephalus Shunt | Ventricular/Atrial, CSF Flow Control Shunts, Cont Small Valve | 38cm-90cm | 129681 |  | May 2018 | Group Benefit Change
04 - Neurosurgical | 04.03 - HYDROCEPHALUS DEVICES | 04.03.01 - Valves | 04.03.01.02 - Valve, Non-externally adjustable | Distal catheter, Reservoir/Priming function | MC531 | 1315 | Medtronic Australasia Pty Ltd | Hydrocephalus Shunt | Ventricular/Peritoneal. CSF Flow Control Valves, BioGlide Contoured, Ventriculostomy Kit-E, Neonatal Delta Snap Shunt | 12mm-90cm | 129681 |  | May 2018 | Group Benefit Change
13 - Spinal | 13.12 - Vertebral Body Replacement | 13.12.04 - Mesh, End Plate |  |  | MC539 | 1069 | Medtronic Australasia Pty Ltd | Pyramesh | End ring/cap | 10 - 25mm | 169501 |  | May 2018 | Group Benefit Change
13 - Spinal | 13.03 - Connector | 13.03.01 - In-Line |  |  | MC542 | 655 | Medtronic Australasia Pty Ltd | Vertex Spinal System | Connector | Length 10 - 13mm; diameter 3.2 - 6.35mm | 169514 |  | May 2018 | Group Benefit Change
13 - Spinal | 13.07 - Plate-Rod | 13.07.01 - Plate Rod |  |  | MC543 | 2116 | Medtronic Australasia Pty Ltd | Vertex Spinal System | Plate/rod | 80 - 240mm | 169514 |  | May 2018 | Group Benefit Change
13 - Spinal | 13.01 - Bone Screws | 13.01.02 - Pedicle, Polyaxial |  |  | MC545 | 1050 | Medtronic Australasia Pty Ltd | Vertex Spinal System | Screws | Diameter 3.5 - 4.5mm Length 6 - 52mm | 169514 |  | May 2018 | Group Benefit Change
13 - Spinal | 13.02 - Accessories for bone screws and connector components | 13.02.01 - Nut/Set Screw/Locking Screw |  |  | MC546 | 144 | Medtronic Australasia Pty Ltd | Vertex Spinal System | Set screw | One size only | 169514 |  | May 2018 | Group Benefit Change
13 - Spinal | 13.10 - Fusion Cage | 13.10.02 - Interbody, No Integral Fixation | 13.10.02.02 - ThoracoLumbar / Lumbar | Paired | MC577 | 2346 | Medtronic Australasia Pty Ltd | R90 Spacer | Spinal Implant (Peek) | Height 7 - 16mm Lordosis 6 - 18 degrees | 126313 |  | May 2018 | Group Benefit Change
13 - Spinal | 13.01 - Bone Screws | 13.01.02 - Pedicle, Polyaxial |  | Cannulated | MC586 | 1124 | Medtronic Australasia Pty Ltd | CD Horizon Sextant Percutaneous Cannulated Multi Axial Screw | Cannulated titanium percutaneous multi axial screw | Dia 3.5 to 9.5mm, Length 15 to 65mm | 169514 |  | May 2018 | Group Benefit Change
13 - Spinal | 13.06 - Rod | 13.06.01 - Standard |  |  | MC587 | 355 | Medtronic Australasia Pty Ltd | CD Horizon Spinal System | Percutaneous Rod | 20mm to 600mm | 169514 |  | May 2018 | Group Benefit Change
13 - Spinal | 13.03 - Connector | 13.03.03 - Transverse (Rod-to-Rod) | 13.03.03.02 - Adjustable |  | MC590 | 1137 | Medtronic Australasia Pty Ltd | Vertex Reconstruction System | Crosslink/Bar | Extra small to large | 169514 |  | May 2018 | Group Benefit Change
13 - Spinal | 13.02 - Accessories for bone screws and connector components | 13.02.01 - Nut/Set Screw/Locking Screw |  |  | MC609 | 144 | Medtronic Australasia Pty Ltd | CD Horizon Spinal System | Percutaneous Set Screw | 4.5 to 6.35mm dia | 169514 |  | May 2018 | Group Benefit Change
13 - Spinal | 13.02 - Accessories for bone screws and connector components | 13.02.01 - Nut/Set Screw/Locking Screw |  |  | MC615 | 144 | Medtronic Australasia Pty Ltd | Vantage | Vantage Plates and Screws; Lock Nut | One Size Only | 169514 |  | May 2018 | Group Benefit Change
13 - Spinal | 13.12 - Vertebral Body Replacement | 13.12.02 - Stackable Cage |  |  | MC632 | 3609 | Medtronic Australasia Pty Ltd | Verte-Stack | XS Centre Piece. Stackable Corpectomy Device. | Height 5-50mm | 169501 |  | May 2018 | Group Benefit Change
13 - Spinal | 13.01 - Bone Screws | 13.01.01 - Pedicle, Monoaxial |  | Complex | MC636 | 876 | Medtronic Australasia Pty Ltd | CD Horizon | Eclipse Dual Head Screws | 20-60mm | 169514 |  | May 2018 | Group Benefit Change
04 - Neurosurgical | 04.03 - HYDROCEPHALUS DEVICES | 04.03.03 - Catheter |  | Distal, Coating | MC638 | 205 | Medtronic Australasia Pty Ltd | Peritoneal Catheter PSM range with Bioglide | Translucent silicone elastomer with Barium impregnated stripe. Catheter surface bonded with Hydrogel. | 60-90cm | 130410 |  | May 2018 | Group Benefit Change
04 - Neurosurgical | 04.03 - HYDROCEPHALUS DEVICES | 04.03.01 - Valves | 04.03.01.02 - Valve, Non-externally adjustable | Antisyphon function, Coating, Reservoir/Priming function | MC647 | 1310 | Medtronic Australasia Pty Ltd | Delta Valve with Bioglide PSM range | CSF Flow Valve. Polypropylene and acetal plastic base. Silicone elastomer dome. Surface of valve bonded with hydrogel (Bioglide surface modification). | 36-40mm x 9-20mm (0.5-2.0) | 129681 |  | May 2018 | Group Benefit Change
04 - Neurosurgical | 04.03 - HYDROCEPHALUS DEVICES | 04.03.01 - Valves | 04.03.01.02 - Valve, Non-externally adjustable | Antisyphon function, Coating, Distal catheter, Proximal catheter, Reservoir/Priming function | MC648 | 1571 | Medtronic Australasia Pty Ltd | Delta Valve Unitised with Bioglide PSM range | CSF Flow Valves. Polypropylene and acetal plastic base. Silicone elastomer dome. Unitised system includes the valve, integral ventricular and peritoneal catheter (all components connected). Surface of valve bonded with hydrogel (Bioglide surface modificat | 8-13.5cm x 90-120cm (0.5-2.0) | 129681 |  | May 2018 | Group Benefit Change
04 - Neurosurgical | 04.03 - HYDROCEPHALUS DEVICES | 04.03.01 - Valves | 04.03.01.02 - Valve, Non-externally adjustable | Antisyphon function, Coating, Distal catheter, Reservoir/Priming function | MC651 | 1456 | Medtronic Australasia Pty Ltd | Delta Valve Assembly with Bioglide PSM range | CSF Flow Valves. Polypropylene and acetal plastic base. Silicone elastomer dome. Assembly system includes the valve, integral peritoneal catheter, female luer adapter and prefill tubing. Surface of the valve bonded with hydrogel (Bioglide surface modifica | 90-120cm (0.5, 1.0, 1.5, 2.0) | 134740 |  | May 2018 | Group Benefit Change
13 - Spinal | 13.02 - Accessories for bone screws and connector components | 13.02.01 - Nut/Set Screw/Locking Screw |  |  | MC667 | 144 | Medtronic Australasia Pty Ltd | SiLo | Set Screw | One Size only | 169514 |  | May 2018 | Group Benefit Change
13 - Spinal | 13.02 - Accessories for bone screws and connector components | 13.02.01 - Nut/Set Screw/Locking Screw |  |  | MC674 | 144 | Medtronic Australasia Pty Ltd | CD HORIZON Spinal System - Set Screw | Set Screw | 3.5mm - 6.35mm | 169514 |  | July 2023 | Group Benefit Change, Changed
13 - Spinal | 13.01 - Bone Screws | 13.01.02 - Pedicle, Polyaxial |  |  | MC675 | 1050 | Medtronic Australasia Pty Ltd | CD Horizon | Legacy Screw | Diameter 3.5 - 10.5mm | 169514 |  | May 2018 | Group Benefit Change
08 - Cardiac | 08.05 - Dual Chamber Pacemakers | 08.05.04 - DDDR with continuous threshold monitoring in atrium + ventricle with ability to adapt pacing outputs accordingly, & with four or more advanced features |  |  | MC726 | 6596 | Medtronic Australasia Pty Ltd | Adapta Pacemaker | DR Pacemaker Models ADDR01, ADDRS1, ADDRL1, ADDR06, ADDR03 | 11.1-14.2cc 23.6g-31.3g | 125076 125077 125084 125085 |  | May 2018 | Group Benefit Change
08 - Cardiac | 08.04 - Single Chamber Pacemakers | 08.04.03 - SSIR with small/compact size, multi-programmability & longevity, & four or more advanced features |  |  | MC728 | 3794 | Medtronic Australasia Pty Ltd | Adapta Pacemaker | SR Pacemaker Models ADSR01, ADSR06, ADSR03 | 9.7 - 11.0cc 21.5 - 22.5g | 125081 125082 125083 |  | May 2018 | Group Benefit Change
13 - Spinal | 13.01 - Bone Screws | 13.01.02 - Pedicle, Polyaxial |  | Cannulated | MC736 | 1124 | Medtronic Australasia Pty Ltd | Vertex Max Cannulated Screw | Posterior cannulated cervical screw | Diameter 3.5 - 4.5mm Length 20 - 60mm | 169514 |  | May 2018 | Group Benefit Change
04 - Neurosurgical | 04.02 - DURA DEFECT REPAIR | 04.02.03 - Repair, Graft, Large (>50 to 100cm²) |  | Biological | MC753 | 944 | Medtronic Australasia Pty Ltd | Durepair | Dura Substitute, Collagen | 3" x 3" | 134482 |  | May 2018 | Group Benefit Change
04 - Neurosurgical | 04.02 - DURA DEFECT REPAIR | 04.02.04 - Repair, Graft, Extra Large (>100cm²) |  | Biological | MC754 | 1593 | Medtronic Australasia Pty Ltd | Durepair | Dura Substitute, Collagen | 4" x 5" | 134482 |  | May 2018 | Group Benefit Change
08 - Cardiac | 08.08 - Pacemaker Leads | 08.08.11 - Transvenous, Multi-Polar, Passive, Steroid, Left Ventricular |  |  | MC811 | 3088 | Medtronic Australasia Pty Ltd | Attain Ability 4196 LV Lead/ Attain Ability SureScan 4196 MRI LV Lead | Over the wire dual electrode left ventricular lead | 78, 88, and 103 cm | 284518 |  | May 2018 | Group Benefit Change
13 - Spinal | 13.12 - Vertebral Body Replacement | 13.12.04 - Mesh, End Plate |  |  | MC821 | 1069 | Medtronic Australasia Pty Ltd | T2 | End Cap | 13-31 mm, 0, 4, 8, 15 degree lordosis | 169501 |  | May 2018 | Group Benefit Change
13 - Spinal | 13.01 - Bone Screws | 13.01.02 - Pedicle, Polyaxial |  |  | MC822 | 1050 | Medtronic Australasia Pty Ltd | CD Horizon | Legacy Multiaxial Iliac Screw | Dia 5.5 to 10.5mm | 169514 |  | May 2018 | Group Benefit Change
13 - Spinal | 13.01 - Bone Screws | 13.01.01 - Pedicle, Monoaxial |  | Closed | MC823 | 752 | Medtronic Australasia Pty Ltd | CD Horizon | Legacy Fixed Iliac Screw | 5.5mm to 8.5mm Diameter | 169514 |  | May 2018 | Group Benefit Change
08 - Cardiac | 08.10 - Pacemaker/ICD Extenders | 08.10.01 - Pacemaker/ICD Adaptors |  |  | MC831 | 280 | Medtronic Australasia Pty Ltd | Medtronic Lead Extender Kits | Lead extenders | 10 - 50cm | 129420 137315 |  | March 2021 | Group Benefit Change
08 - Cardiac | 08.08 - Pacemaker Leads | 08.08.09 - Transvenous, Bi-Polar, Active, Steroid, Right Ventricular/Atrial |  |  | MC833 | 634 | Medtronic Australasia Pty Ltd | CapSureFix Novus Model 4076 Pacing Lead (MRI SureScan) | Active fixation pacemaker lead, including MRI compatible models | 35 - 85cm | 286952 |  | May 2018 | Group Benefit Change
08 - Cardiac | 08.07 - ICD Leads | 08.07.06 - Transvenous/Steroid/Active |  |  | MC834 | 4182 | Medtronic Australasia Pty Ltd | Sprint Quattro Secure S (MRI SureScan) | Model 6935, Active Fixation Single Coil Defibrillation Lead, including MRI models | 52 - 100cm | 286979 |  | May 2018 | Group Benefit Change
13 - Spinal | 13.05 - Plate | 13.05.01 - Integral Fixation | 13.05.01.01 - Cervical | >55mm | MC858 | 1426 | Medtronic Australasia Pty Ltd | Atlantis Anterior Cervical Plate | Anterior Cervical Plate | 57.5mm - 110mm | 169514 |  | May 2018 | Group Benefit Change
13 - Spinal | 13.05 - Plate | 13.05.01 - Integral Fixation | 13.05.01.01 - Cervical | >55mm | MC859 | 1426 | Medtronic Australasia Pty Ltd | Venture Anterior Cervical Plate | Single or multi level plate, titanium alloy and Nitinol | 57.5mm - 150mm | 169514 |  | May 2018 | Group Benefit Change
07 - Plastic and Reconstructive | 07.01 - CRANIOMAXILLOFACIAL RECONSTRUCTION & FIXATION | 07.01.05 - Fracture or Reconstruction Plates | 07.01.05.05 - 0.5-0.99mm thick, <4 holes | Burr | MC867 | 118 | Medtronic Australasia Pty Ltd | TiMesh Rigid Fixation Bone Grafting and Plating System | Titanium, Plate | Ohata Tristar 8.4 10mm, < 4 hole | 128523 |  | May 2018 | Group Benefit Change
07 - Plastic and Reconstructive | 07.01 - CRANIOMAXILLOFACIAL RECONSTRUCTION & FIXATION | 07.01.05 - Fracture or Reconstruction Plates | 07.01.05.05 - 0.5-0.99mm thick, <4 holes |  | MC872 | 80 | Medtronic Australasia Pty Ltd | TiMesh Rigid Fixation Bone Grafting and Plating System | Titanium, Straight Plate | < 4 holes | 128523 |  | May 2018 | Group Benefit Change
07 - Plastic and Reconstructive | 07.01 - CRANIOMAXILLOFACIAL RECONSTRUCTION & FIXATION | 07.01.01 - Mesh - Metal | 07.01.01.05 - 0.2-0.49mm thick, 51-200cm² |  | MC887 | 1235 | Medtronic Australasia Pty Ltd | TiMesh | Titanium Mesh Panel | 51 to 100 cm2 area | 128523 |  | May 2018 | Group Benefit Change
07 - Plastic and Reconstructive | 07.01 - CRANIOMAXILLOFACIAL RECONSTRUCTION & FIXATION | 07.01.01 - Mesh - Metal | 07.01.01.04 - 0.2-0.49mm thick, 11-50cm² |  | MC889 | 601 | Medtronic Australasia Pty Ltd | TiMesh | Square-rectangular Gridmesh Panel | 11 to 25 cm2 area | 128523 |  | May 2018 | Group Benefit Change
07 - Plastic and Reconstructive | 07.01 - CRANIOMAXILLOFACIAL RECONSTRUCTION & FIXATION | 07.01.01 - Mesh - Metal | 07.01.01.05 - 0.2-0.49mm thick, 51-200cm² |  | MC890 | 1235 | Medtronic Australasia Pty Ltd | TiMesh | Square-rectangular Gridmesh Panel | 51 to 100 cm2 area | 128523 |  | May 2018 | Group Benefit Change
07 - Plastic and Reconstructive | 07.01 - CRANIOMAXILLOFACIAL RECONSTRUCTION & FIXATION | 07.01.05 - Fracture or Reconstruction Plates | 07.01.05.05 - 0.5-0.99mm thick, <4 holes |  | MC908 | 80 | Medtronic Australasia Pty Ltd | Timesh | Rigid Straight Plates | < 4 holes | 128523 |  | May 2018 | Group Benefit Change
07 - Plastic and Reconstructive | 07.01 - CRANIOMAXILLOFACIAL RECONSTRUCTION & FIXATION | 07.01.01 - Mesh - Metal | 07.01.01.04 - 0.2-0.49mm thick, 11-50cm² |  | MC914 | 601 | Medtronic Australasia Pty Ltd | TiMesh Titanium Rigid Fixation Bone Grafting and Plating System | FlexMesh 1.5mm System. Composition: Titanium | 26 to 50 cm2 area; 0.3mm thick | 128523 |  | May 2018 | Group Benefit Change
07 - Plastic and Reconstructive | 07.01 - CRANIOMAXILLOFACIAL RECONSTRUCTION & FIXATION | 07.01.01 - Mesh - Metal | 07.01.01.08 - 0.5-0.8mm thick, 11-50cm² |  | MC915 | 413 | Medtronic Australasia Pty Ltd | TiMesh Titanium Rigid Fixation Bone Grafting and Plating System | FlexMesh 1.5mm System. Composition: Titanium | 26 to 50 cm2 area; 0.6mm thick | 128523 |  | May 2018 | Group Benefit Change
08 - Cardiac | 08.05 - Dual Chamber Pacemakers | 08.05.04 - DDDR with continuous threshold monitoring in atrium + ventricle with ability to adapt pacing outputs accordingly, & with four or more advanced features |  | g | MC933 | 7268 | Medtronic Australasia Pty Ltd | Advisa DR MRI SureScan | Model A3DR01 Digital dual chamber pacemaker with SureScan Technology (OAE-DDDR) MR Conditional with MVP Mode, Complete Capture Management Diagnostic (ACM, RVCM), AT/AF Suite Diagnostics and Therapies, OptiVol Fluid Status Monitoring, and Therapy Guide Fea | 13cc, 22g | 164513 |  | March 2020 | Group Benefit Change
13 - Spinal | 13.01 - Bone Screws | 13.01.01 - Pedicle, Monoaxial |  |  | MC967 | 752 | Medtronic Australasia Pty Ltd | CD HORIZON Spinal System - Fixed Angle Screw | CD HORIZON SOLERA Fixed Angle Screw | Diameter: 4.0mm - 10.5mm Length: 15mm - 110mm | 169514 |  | May 2018 | Group Benefit Change
13 - Spinal | 13.01 - Bone Screws | 13.01.02 - Pedicle, Polyaxial |  | Cannulated | MC968 | 1124 | Medtronic Australasia Pty Ltd | CD HORIZON Spinal System - Cannulated Multi-Axial Screw | CD HORIZON Cannulated Multi-Axial Screw | Diameter: 4.5mm - 12.5mm Length: 15mm - 140mm | 169514 |  | July 2023 | Group Benefit Change, Changed Product Sizes,
13 - Spinal | 13.01 - Bone Screws | 13.01.02 - Pedicle, Polyaxial |  |  | MC969 | 1050 | Medtronic Australasia Pty Ltd | CD HORIZON Spinal System - Multi-Axial Screw | CD HORIZON SOLERA Multi-Axial Screw, HA coated Multi-Axial Screw | Diameter: 4.0mm - 10.5mm | 169514 |  | August 2018 | Group Benefit Change
13 - Spinal | 13.10 - Fusion Cage | 13.10.02 - Interbody, No Integral Fixation | 13.10.02.02 - ThoracoLumbar / Lumbar | Paired | MC976 | 2346 | Medtronic Australasia Pty Ltd | Capstone Cage | PLIF Vertebral Body Spacer | Length: 22mm - 26mm | 126313 |  | March 2019 | Group Benefit Change
09 - Cardiothoracic | 09.01 - Mechanical Valves | 09.01.01 - Bi-Leaflet, rotatable |  |  | MC980 | 5062 | Medtronic Australasia Pty Ltd | Open Pivot Heart Valve (Model 500FA) Open Pivot Heart Valve (Model 500DM) | Pyrolythic Carbon, Double Velour Polyester, Titanium | 16-33mm | 127419 127478 |  | May 2018 | Group Benefit Change
05 - Urogenital | 05.09 - Nephrostomy Catheters | 05.09.01 - Nephrostomy Catheters |  |  | ME216 | 96 | Getz Healthcare Pty Ltd | NEPHRO-CATH Nephrostomy Drainage Catheter | Nephrostomy Drainage Catheter | Diameters: 8fr to 14fr sizes; Lengths 27cm through to 29cm | 98030 |  | May 2018 | Group Benefit Change
04 - Neurosurgical | 04.08 - NEURO INTERVENTION | 04.08.02 - Coils |  |  | ME226 | 1118 | Getz Healthcare Pty Ltd | Optima Coil System | Implantable embolization Coil comprised of platinum-tungsten alloy attached to a proximal stainless steel hypo-tube and distal body coil delivery pusher with a radiopaque distal positioning marker and a proximal fluorosafe marker. | Various sizes as attached. | 302253 |  | August 2018 | Group Benefit Change
04 - Neurosurgical | 04.08 - NEURO INTERVENTION | 04.08.03 - Assist Devices | 04.08.03.02 - Coil detachment device |  | ME227 | 236 | Getz Healthcare Pty Ltd | Optima XCEL Detachment Controller | The EXCEL Detachment Controller is used to detach the Pusher from the Coil after the coil is deployed, it is compatible with all Optima Coil configurations and is used to detach all coils needed for a single patient. | one size | 312282 |  | March 2021 | Group Benefit Change
05 - Urogenital | 05.02 - Ureteric Stents | 05.02.01 - Fixed length | 05.02.01.01 - Polyurethane |  | MH010 | 104 | Applied Medical Australia Pty Ltd | Silhouette Ureteral Stent | The Silhouette Ureteric Stent is manufactured with a soft material that provides superior comfort. It has superior column strength through a coil-reinforced body providing effortless placement. The tight coils prevent migration. The smaller outside dia | Multiple French Sizes & Lengths | 116728 |  | May 2018 | Group Benefit Change
05 - Urogenital | 05.02 - Ureteric Stents | 05.02.01 - Fixed length | 05.02.01.02 - Other synthetic | P | MH013 | 219 | Applied Medical Australia Pty Ltd | Paediatric Silhouette System Set | Coil reinforced body. SL-6 hydrophilic coating. UroWire 0.035" 3-in-1 guidewire with kink resistant nitinol core. Design divided into 3 sections: silver section (front end) floppy SL - 6 hydrophilic coating; Blue section (mid) super stiff PTFE (not hydrophilicaly coated); and Green section (back) flexible | 4F, 8 - 12cm | 116727 116728 |  | May 2018 | Group Benefit Change
08 - Cardiac | 08.08 - Pacemaker Leads | 08.08.11 - Transvenous, Multi-Polar, Passive, Steroid, Left Ventricular |  |  | MI013 | 3088 | Medtronic Australasia Pty Ltd | Attain Ability Plus 4296/ Attain Ability Plus SureScan MRI 4296 | Over the wire electrode left ventricular lead | 78cm, 88cm | 284542 |  | May 2018 | Group Benefit Change
08 - Cardiac | 08.08 - Pacemaker Leads | 08.08.11 - Transvenous, Multi-Polar, Passive, Steroid, Left Ventricular |  |  | MI014 | 3088 | Medtronic Australasia Pty Ltd | Attain Ability Straight 4396/ Attain Ability Straight 4396 SureScan MRI | Over the wire dual left ventricular lead | 78cm, 88cm | 284541 |  | March 2021 | Group Benefit Change
08 - Cardiac | 08.07 - ICD Leads | 08.07.06 - Transvenous/Steroid/Active |  | e | MI033 | 4182 | Medtronic Australasia Pty Ltd | Sprint Quattro Secure 6947M Lead | Active fixation, true bipolar, dual coil defibrillation leads with silicone backfill and DF-4 connector | 45-110cm | 191092 191093 236884 |  | May 2018 | Group Benefit Change
13 - Spinal | 13.01 - Bone Screws | 13.01.02 - Pedicle, Polyaxial |  | Cannulated | MI036 | 1124 | Medtronic Australasia Pty Ltd | CD HORIZON Fenestrated Screw | Fenestrated multi-axial screw | Diameter:4.5 - 10.5mm, Length: 30 - 80mm | 187126 |  | May 2018 | Group Benefit Change
08 - Cardiac | 08.09 - Pacemaker/ICD Adaptors | 08.09.01 - Pacemaker/ICD Adaptors |  |  | MI045 | 264 | Medtronic Australasia Pty Ltd | Adaptor Kits | Lead adaptors | 10-50cm | 129420 137315 |  | March 2021 | Group Benefit Change
13 - Spinal | 13.10 - Fusion Cage | 13.10.02 - Interbody, No Integral Fixation | 13.10.02.02 - ThoracoLumbar / Lumbar | Paired | MI063 | 2346 | Medtronic Australasia Pty Ltd | Capstone Control | PLIF Vertebral Body Spacer | Length: 22-26mm | 126313 |  | May 2018 | Group Benefit Change
13 - Spinal | 13.10 - Fusion Cage | 13.10.02 - Interbody, No Integral Fixation | 13.10.02.02 - ThoracoLumbar / Lumbar | Paired | MI066 | 2346 | Medtronic Australasia Pty Ltd | Fuse Spinal system | PLIF Vertebral Body Spacer | Length: 24.5mm | 200709 |  | May 2018 | Group Benefit Change
04 - Neurosurgical | 04.04 - DEEP BRAIN STIMULATION (DBS) | 04.04.04 - Microtargetting Electrodes |  |  | MI073 | 1184 | Medtronic Australasia Pty Ltd | Medtronic MicroTargeting Electrodes | Microelectrodes used for intra-operative recording of neuronal activity for DBS | Various | 133619 |  | March 2020 | Group Benefit Change
02 - Ear, Nose & Throat | 02.01 - EAR | 02.01.05 - Ossicle/Middle Ear Prosthesis | 02.01.05.04 - Total Ossicle Replacement (three) |  | MI075 | 344 | Medtronic Australasia Pty Ltd | Middle Ear Prostheses | Total Ossicular Reconstruction Implants | 0.6-0.8mm x 3.0-4.0mm x 7.0-8.0mm | 125831 |  | May 2018 | Group Benefit Change
02 - Ear, Nose & Throat | 02.01 - EAR | 02.01.05 - Ossicle/Middle Ear Prosthesis | 02.01.05.03 - Partial Ossicle Replacement (one or two) |  | MI076 | 250 | Medtronic Australasia Pty Ltd | Middle Ear Prostheses | Partial Ossicular Reconstruction Implant - malleus + incus | 0.6-2.5 x 2.2-8.8 x 3.5 -10mm | 125831 |  | May 2018 | Group Benefit Change
07 - Plastic and Reconstructive | 07.01 - CRANIOMAXILLOFACIAL RECONSTRUCTION & FIXATION | 07.01.01 - Mesh - Metal | 07.01.01.10 - 0.5-0.8mm thick, >200cm² |  | MI083 | 2072 | Medtronic Australasia Pty Ltd | TiMesh Titanium rigid Fixation Bone Grafting and Plating System | FlexMesh 1.5mm - 2.2mm system. Composition: Titanium | 148 - 154mm x 148 - 154mm, 0.6mm | 128523 |  | May 2018 | Group Benefit Change
07 - Plastic and Reconstructive | 07.01 - CRANIOMAXILLOFACIAL RECONSTRUCTION & FIXATION | 07.01.01 - Mesh - Metal | 07.01.01.05 - 0.2-0.49mm thick, 51-200cm² |  | MI084 | 1235 | Medtronic Australasia Pty Ltd | TiMesh Rigid Fixation Bone Grafting and Plating System | FlexMesh 1.0 - 1.5mm system. Composition: Titanium | 51 to 100cm² area, 0.3mm thickness | 128523 |  | May 2018 | Group Benefit Change
08 - Cardiac | 08.07 - ICD Leads | 08.07.06 - Transvenous/Steroid/Active |  | e | MI108 | 4182 | Medtronic Australasia Pty Ltd | Sprint Quattro Secure S DF4 | Dexamethasone acetate and dexamethasone sodium phosphate steroid-eluting, tripolar, screw-in, ventricular lead with RV defibrillation coil electrode | 49 - 97 cm | 212486 236885 |  | May 2018 | Group Benefit Change
08 - Cardiac | 08.03 - ICDs with CRT | 08.03.02 - Features of 8.3.1 plus auto test sensing parameters, auto capture threshold test, lead impedance test, wireless remote analysis |  | a,d,e | MI109 | 32265 | Medtronic Australasia Pty Ltd | VIVA QUAD XT CRT-D IS4/DF4 | ICD with CRT. PhysioCurve Design, AdaptivCRT Algorithm, CardioSync Optimisation, VextorExpress, LV Automated Test, Optimised Battery Chemistry, Smart Shock Technology 2.0, Optivol 2.0 Fluid Status Monitoring, Complete Capture Management and Atrial Therapies. IS4 DF4 | 35cm³ 81g | 392333 |  | July 2023 | Group Benefit Change, Changed
08 - Cardiac | 08.01 - Single Chamber ICDs | 08.01.02 - Features of 8.1.1 plus auto test sensing parameters, auto capture threshold test, lead impedance test, wireless remote analysis |  | a, d | MI112 | 25966 | Medtronic Australasia Pty Ltd | Evera XT VR DF1/ Evera MRI XT VR SureScan DF1 | Single Chamber Implantable Cardioverter Defibrillator with PhysionCurve Design, Optimised Battery Chemistry, SmartShock Technology 2.0, Optivol 2.0 Fluid Status Monitoring, Complete Capture Management. DF1 | 33cm³ 77g | 392334 393381 |  | July 2023 | Group Benefit Change, Changed
08 - Cardiac | 08.01 - Single Chamber ICDs | 08.01.02 - Features of 8.1.1 plus auto test sensing parameters, auto capture threshold test, lead impedance test, wireless remote analysis |  | a, d | MI114 | 25966 | Medtronic Australasia Pty Ltd | Evera MRI S VR SureScan DF1 | Single Chamber Implantable Cardioverter Defibrillator with PhysioCurve Design, Optimised Battery Chemistry, Smart Shock Technology 2.0, DF1 | 33cm³ 77g | 393538 |  | July 2023 | Group Benefit Change, Changed Product Name,
08 - Cardiac | 08.02 - Dual Chamber ICDs | 08.02.02 - Features of 8.2.1 plus auto test sensing parameters, auto capture threshold test, lead impedance test, wireless remote analysis |  | a,c,d | MI116 | 28193 | Medtronic Australasia Pty Ltd | Evera MRI XT DR SureScan IS1/DF1 | Dual Chamber Implantable Cardioverter Defibrillator with PhysioCurve Design, Optimised Battery Chemistry, Smart Shock Technology 2.0, Optivol 2.0 Fluid Status Monitoring, Complete Capture Management and Atrial Therapies. DF1 | 33cm³ 77g | 393537 |  | July 2023 | Group Benefit Change, Changed Product Name, Product Sizes,
08 - Cardiac | 08.02 - Dual Chamber ICDs | 08.02.02 - Features of 8.2.1 plus auto test sensing parameters, auto capture threshold test, lead impedance test, wireless remote analysis |  | a,c,d | MI118 | 28193 | Medtronic Australasia Pty Ltd | Evera MRI S DR SureScan IS1/DF1 | Dual Chamber Implantable Cardioverter Defibrillator with PhysioCurve Design, Optimised Battery Chemistry, Smart Shock Technology 2.0, DF1 | 33cm³ 77g | 393536 |  | July 2023 | Group Benefit Change, Changed Product Name, Product Sizes,
09 - Cardiothoracic | 09.01 - Mechanical Valves | 09.01.01 - Bi-Leaflet, rotatable |  |  | MI124 | 5062 | Medtronic Australasia Pty Ltd | Open Pivot Heart Valve AP360 - Mitral | Supra-annular mechanical valve; Pyrolythic Carbon, Double Velour Polyester, Titanium | Mitral: 16, 18, 20, 22, 24, 26, 28 and 30 mm | 219161 |  | May 2018 | Group Benefit Change
09 - Cardiothoracic | 09.01 - Mechanical Valves | 09.01.01 - Bi-Leaflet, rotatable |  |  | MI125 | 5062 | Medtronic Australasia Pty Ltd | Open Pivot Heart Valve AP360 - Aortic | Supra-annular mechanical valve; Pyrolythic Carbon, Double Velour Polyester, Titanium | Aortic: 16, 18, 20, 22, 24, 26 and 28 mm | 219162 |  | May 2018 | Group Benefit Change
08 - Cardiac | 08.08 - Pacemaker Leads | 08.08.11 - Transvenous, Multi-Polar, Passive, Steroid, Left Ventricular |  |  | MI129 | 3088 | Medtronic Australasia Pty Ltd | Attain Performa Leads/ Attain Performa SureScan MRI Leads | LV lead family with four electrodes and an IS4 connector for LV pacing w/premium and standard IS4 CRT-D devices. The Attain Perfoma™ Lead provides LV pacing options to avoid the following: phrenic nerve stimulation, high pacing thresholds, and ischemic tissue (including MRI versions) | 78, 88cm | 284516 284517 284519 |  | May 2018 | Group Benefit Change
08 - Cardiac | 08.14 - Implantable Cardiac Event Recorders | 08.14.01 - Implantable Cardiac Event Recorders |  |  | MI141 | 2886 | Medtronic Australasia Pty Ltd | Reveal LINQ | Insertable Cardiac Monitor | 44.8 mm x 7.2 mm x 4.0 mm,1.2 cm3 | 391831 |  | July 2023 | Changed Product Sizes, Sub Category, Group, Suffix, Part C
06 - Specialist Orthopaedic | 06.03 - SKELETAL RECONSTRUCTION | 06.03.05 - Surgical Accessories | 06.03.05.05 - Cables - with >1 locking device |  | MI147 | 416 | Medtronic Australasia Pty Ltd | Atlas Cable System | Double w/2 crimps | One size only | 264077 |  | March 2020 | Group Benefit Change
13 - Spinal | 13.01 - Bone Screws | 13.01.03 - Standard |  | Dual Thread | MI153 | 403 | Medtronic Australasia Pty Ltd | ZEVO Anterior Cervical Plate System | Dual thread, self-drilling/self-tapping screw | Diameter: 3.5mm - 4.5mm; Length 10mm - 24mm | 169514 |  | March 2022 | Group Benefit Change
13 - Spinal | 13.10 - Fusion Cage | 13.10.02 - Interbody, No Integral Fixation | 13.10.02.01 - Cervical |  | MI156 | 2189 | Medtronic Australasia Pty Ltd | Divergence Anterior Cervical Fusion Mini-plate System | Divergence Anterior cervical fusion Mini-plate cage | Height 5-11mm | 126313 |  | May 2018 | Group Benefit Change
08 - Cardiac | 08.04 - Single Chamber Pacemakers | 08.04.03 - SSIR with small/compact size, multi-programmability & longevity, & four or more advanced features |  |  | MI161 | 3794 | Medtronic Australasia Pty Ltd | Advisa SR MRI SureScan pacemaker A3SR01 | Single chamber pacemaker with SureScan MRI Technology | 11.9cm3 21g | 392335 |  | July 2023 | Group Benefit Change, Changed
13 - Spinal | 13.05 - Plate | 13.05.01 - Integral Fixation | 13.05.01.01 - Cervical | >55mm | MI162 | 1426 | Medtronic Australasia Pty Ltd | ZEVO Anterior Cervical Plate System | Anterior Cervical Plate | 57 - 108mm | 169514 |  | March 2020 | Group Benefit Change
13 - Spinal | 13.06 - Rod | 13.06.01 - Standard |  | Dual Diameter | MI168 | 446 | Medtronic Australasia Pty Ltd | CD HORIZON SOLERA Spinal System | Apex and Tapered Rods | 4.75mm to 6.3mm diameter | 169514 |  | May 2018 | Group Benefit Change
13 - Spinal | 13.01 - Bone Screws | 13.01.03 - Standard |  | Dual Thread | MI170 | 403 | Medtronic Australasia Pty Ltd | Divergence-L Anterior/Oblique Lumbar Fusion System | Self-drilling and Self-tapping Screws | 20-40 mm | 169514 |  | May 2018 | Group Benefit Change
13 - Spinal | 13.05 - Plate | 13.05.02 - No Integral Fixation | 13.05.02.05 - Laminoplasty Plate |  | MI174 | 661 | Medtronic Australasia Pty Ltd | Centerpiece | TiMesh LP | Various | 169514 |  | May 2018 | Group Benefit Change
13 - Spinal | 13.01 - Bone Screws | 13.01.03 - Standard |  | Dual Thread | MI176 | 403 | Medtronic Australasia Pty Ltd | Divergence Anterior Cervical Fusion Mini-Plate System | Divergence Miniplate Screw - Dual thread self drilling/self tapping screw | 4.0mm x 9-24mm | 169514 |  | May 2018 | Group Benefit Change
13 - Spinal | 13.01 - Bone Screws | 13.01.03 - Standard |  | Dual Thread | MI177 | 403 | Medtronic Australasia Pty Ltd | Divergence Anterior Cervical Fusion Mini-Plate System | Divergence Miniplate Screw - Dual thread self drilling/self tapping screw | 3.5mm x 9-24mm | 169514 |  | May 2018 | Group Benefit Change
13 - Spinal | 13.01 - Bone Screws | 13.01.03 - Standard |  | Dual Thread | MI178 | 403 | Medtronic Australasia Pty Ltd | Divergence Anterior Cervical Fusion Standalone System | Divergence anterior cervical fusion system Standalone screw | 4.0mm x 9 -17mm | 169514 |  | May 2018 | Group Benefit Change
13 - Spinal | 13.01 - Bone Screws | 13.01.03 - Standard |  | Dual Thread | MI179 | 403 | Medtronic Australasia Pty Ltd | Divergence Anterior Cervical Fusion Standalone System | Divergence anterior cervical fusion system Standalone screw | 3.5mm x 9 -17mm | 169514 |  | May 2018 | Group Benefit Change
13 - Spinal | 13.01 - Bone Screws | 13.01.03 - Standard |  | Dual Thread | MI188 | 403 | Medtronic Australasia Pty Ltd | PIVOX Oblique Lateral Spinal System | Bone Screw | Length: 20-50mm | 169514 |  | November 2020 | Group Benefit Change
08 - Cardiac | 08.12 - Coronary Stents | 08.12.01 - Drug Eluting | 08.12.01.01 - General Purpose |  | MI189 | 1400 | Medtronic Australasia Pty Ltd | Resolute Onyx Zotarolimus-Eluting Coronary Stent System | coronary stent system; drug eluting | diameter: 2mm to 5mm | 263413 |  | August 2018 | Group Benefit Change
08 - Cardiac | 08.03 - ICDs with CRT | 08.03.02 - Features of 8.3.1 plus auto test sensing parameters, auto capture threshold test, lead impedance test, wireless remote analysis |  | a,d,e | MI200 | 32265 | Medtronic Australasia Pty Ltd | Claria Quad MRI CRT-D | Digital implantable cardioverter defibrillator with cardiac resynchronisation therapy and SureScan™ Technology | 35cm3 81g | 393252 |  | July 2023 | Group Benefit Change, Changed
08 - Cardiac | 08.08 - Pacemaker Leads | 08.08.11 - Transvenous, Multi-Polar, Passive, Steroid, Left Ventricular |  |  | MI201 | 3088 | Medtronic Australasia Pty Ltd | Attain stability lead | Steroid eluting, active fixation, dual electrode, transvenous, guide wire delivered, cardiac vein pacing lead with an IS-1 connector | 88cm | 279781 |  | March 2020 | Group Benefit Change
08 - Cardiac | 08.03 - ICDs with CRT | 08.03.02 - Features of 8.3.1 plus auto test sensing parameters, auto capture threshold test, lead impedance test, wireless remote analysis |  | a,c,d,e | MI205 | 32265 | Medtronic Australasia Pty Ltd | Amplia MRI CRT-D | ICD with CRT. MRI compatible, PhysioCurve Design, CardioSync Optimisation, VectorExpress, V Automated Test, Optimised Battery Chemistry, Smart Shock Technology 2.0. Complete Capture management. DF4. | 35cm3 80g | 393375 |  | July 2023 | Group Benefit Change, Changed
08 - Cardiac | 08.03 - ICDs with CRT | 08.03.02 - Features of 8.3.1 plus auto test sensing parameters, auto capture threshold test, lead impedance test, wireless remote analysis |  | a,d,e | MI206 | 32265 | Medtronic Australasia Pty Ltd | Amplia MRI Quad CRT-D | ICD with CRT. MRI compatible, PhysioCurve Design, CardioSync Optimisation, VectorExpress, V Automated Test, Optimised Battery Chemistry, Smart Shock Technology 2.0. Complete Capture management. Quad DF4. | 35cm3 81g | 393374 |  | July 2023 | Group Benefit Change, Changed
08 - Cardiac | 08.03 - ICDs with CRT | 08.03.02 - Features of 8.3.1 plus auto test sensing parameters, auto capture threshold test, lead impedance test, wireless remote analysis |  | a,d,e | MI210 | 32265 | Medtronic Australasia Pty Ltd | Claria MRI CRT-D | Digital implantable cardioverter defibrillator with cardiac resynchronisation therapy and SureScan™ Technology | 35cm3 80g | 393376 |  | July 2023 | Group Benefit Change, Changed
08 - Cardiac | 08.05 - Dual Chamber Pacemakers | 08.05.04 - DDDR with continuous threshold monitoring in atrium + ventricle with ability to adapt pacing outputs accordingly, & with four or more advanced features |  |  | MI222 | 6596 | Medtronic Australasia Pty Ltd | Attesta DR MRI SureScan pacemaker | MRI safe, dual chamber rate responsive pacemaker (DDDR) | 12.1cm3 23.6g | 393093 |  | July 2023 | Group Benefit Change, Changed
08 - Cardiac | 08.04 - Single Chamber Pacemakers | 08.04.03 - SSIR with small/compact size, multi-programmability & longevity, & four or more advanced features |  |  | MI223 | 3794 | Medtronic Australasia Pty Ltd | Azure S SR MRI SureScan | MR Conditional single chamber pacemaker with SureScan™ technology and Bluetooth® wireless telemetry (OOE-VVIR) | 12.25cm3 22.5g | 392531 |  | July 2023 | Group Benefit Change, Changed
08 - Cardiac | 08.05 - Dual Chamber Pacemakers | 08.05.04 - DDDR with continuous threshold monitoring in atrium + ventricle with ability to adapt pacing outputs accordingly, & with four or more advanced features |  |  | MI226 | 6596 | Medtronic Australasia Pty Ltd | Attesta L DR MRI SureScan pacemaker | MRI, dual chamber rate responsible pacemaker (DDDR) | 13.1cm3 31.3g | 393095 |  | July 2023 | Group Benefit Change, Changed
08 - Cardiac | 08.04 - Single Chamber Pacemakers | 08.04.03 - SSIR with small/compact size, multi-programmability & longevity, & four or more advanced features |  |  | MI228 | 3794 | Medtronic Australasia Pty Ltd | Attesta SR MRI SureScan pacemaker | MRI, single chamber rate responsive pacemaker (AAIR/VVIR, AAI/VVI) | 9.7cm3 21.5g | 393094 |  | July 2023 | Group Benefit Change, Changed
08 - Cardiac | 08.03 - ICDs with CRT | 08.03.02 - Features of 8.3.1 plus auto test sensing parameters, auto capture threshold test, lead impedance test, wireless remote analysis |  | a,d | MI230 | 31811 | Medtronic Australasia Pty Ltd | Claria MRI Quad CRT-D SureScan | Digital implantable cardioverter defibrillator with cardiac resynchronization therapy and SureScan™ Technology (DDE-DDDR), DF1 | 36 cm3 82 g | 393379 |  | July 2023 | Group Benefit Change, Changed
08 - Cardiac | 08.03 - ICDs with CRT | 08.03.02 - Features of 8.3.1 plus auto test sensing parameters, auto capture threshold test, lead impedance test, wireless remote analysis |  | a,c,d | MI232 | 31811 | Medtronic Australasia Pty Ltd | Claria MRI CRT-D SureScan | Digital implantable cardioverter defibrillator with cardiac resynchronisation therapy and SureScanTM technology | 35cm3 80g | 393378 |  | July 2023 | Group Benefit Change, Changed Product Sizes,
08 - Cardiac | 08.05 - Dual Chamber Pacemakers | 08.05.04 - DDDR with continuous threshold monitoring in atrium + ventricle with ability to adapt pacing outputs accordingly, & with four or more advanced features |  |  | MI233 | 6596 | Medtronic Australasia Pty Ltd | Attesta S DR MRI SureScan pacemaker | MRI, dual chamber rate responsive pacemaker (DDDR) | 11.1cm3 23.6g | 393096 |  | July 2023 | Group Benefit Change, Changed
08 - Cardiac | 08.03 - ICDs with CRT | 08.03.02 - Features of 8.3.1 plus auto test sensing parameters, auto capture threshold test, lead impedance test, wireless remote analysis |  | a,c,d | MI235 | 31811 | Medtronic Australasia Pty Ltd | Amplia MRI CRT-D SureScan IS1/DF1 | Digital implantable cardioverter defibrillator with cardiac resynchronization therapy and SureScan™ Technology (DDE-DDDR), DF1 | 35cm3 80g | 393377 |  | July 2023 | Group Benefit Change, Changed
08 - Cardiac | 08.05 - Dual Chamber Pacemakers | 08.05.04 - DDDR with continuous threshold monitoring in atrium + ventricle with ability to adapt pacing outputs accordingly, & with four or more advanced features |  | g | MI237 | 7268 | Medtronic Australasia Pty Ltd | Azure XT DR MRI SureScan | MR Conditional dual chamber pacemaker with SureScan™ technology and Bluetooth® wireless telemetry | 12.75 cm3 22.5g | 292009 |  | May 2018 | Group Benefit Change
04 - Neurosurgical | 04.08 - NEURO INTERVENTION | 04.08.02 - Coils |  |  | MI240 | 1118 | Medtronic Australasia Pty Ltd | Axium Prime Detachable Coil - Extra Soft | Platinum alloy embolization coil attached to a composite implant delivery pusher with a radiopaque positioning marker and hand-held Instant Detacher, which when activated, mechanically detaches the coil from the delivery pusher tip. | 3D Shape: diameter 1 to 3.5 mm; length 2 to 10 cm; Volume 1.34 to 6.70 mm3 Helical Shape: diameter 1 to 3 mm; length 1 to 10 cm; Volume 0.67 to 6.70 mm3 | 287418 |  | May 2018 | Group Benefit Change
08 - Cardiac | 08.05 - Dual Chamber Pacemakers | 08.05.04 - DDDR with continuous threshold monitoring in atrium + ventricle with ability to adapt pacing outputs accordingly, & with four or more advanced features |  | g | MI243 | 7268 | Medtronic Australasia Pty Ltd | Azure S DR MRI SureScan | MR Conditional dual chamber pacemaker with SureScan™ technology and Bluetooth® wireless telemetry (OOE-DDDR) | 12.75cm3 22.5g | 392520 |  | July 2023 | Group Benefit Change, Changed
08 - Cardiac | 08.04 - Single Chamber Pacemakers | 08.04.03 - SSIR with small/compact size, multi-programmability & longevity, & four or more advanced features |  |  | MI246 | 3794 | Medtronic Australasia Pty Ltd | Azure XT SR MRI SureScan | MR Conditional single chamber pacemaker with SureScan™ technology and Bluetooth® wireless telemetry (OOE-VVIR) | 12.25cm3 22.5g | 392521 |  | July 2023 | Group Benefit Change, Changed
13 - Spinal | 13.06 - Rod | 13.06.01 - Standard |  |  | MI248 | 355 | Medtronic Australasia Pty Ltd | Vertex Spinal System | Rods | 20-600mm | 169514 |  | May 2018 | Group Benefit Change
08 - Cardiac | 08.02 - Dual Chamber ICDs | 08.02.02 - Features of 8.2.1 plus auto test sensing parameters, auto capture threshold test, lead impedance test, wireless remote analysis |  | a,c,d,e | MI251 | 28669 | Medtronic Australasia Pty Ltd | Evera MRI XT DR ICD | Dual chamber implantable cardioverter defibrillator with SureScan MRI Technology | 34cm3 78g | 393519 |  | July 2023 | Group Benefit Change, Changed
08 - Cardiac | 08.02 - Dual Chamber ICDs | 08.02.02 - Features of 8.2.1 plus auto test sensing parameters, auto capture threshold test, lead impedance test, wireless remote analysis |  | a,c,d,e | MI252 | 28669 | Medtronic Australasia Pty Ltd | Evera MRI S DR ICD | Dual chamber implantable cardioverter defibrillator with SureScan MRI Technology | 34cm3 78g | 392893 |  | July 2023 | Group Benefit Change, Changed
08 - Cardiac | 08.01 - Single Chamber ICDs | 08.01.02 - Features of 8.1.1 plus auto test sensing parameters, auto capture threshold test, lead impedance test, wireless remote analysis |  | a, d, e | MI253 | 26435 | Medtronic Australasia Pty Ltd | VISIA AF XT MRI ICD | Single Chamber, MRI compatible, Implantable Cardioverter Defibrillator with AF detection and diagnosis, PhysioCurve Design, Optimised Battery Chemistry, Smart Shock Technology 2.0, Optivol 2.0 Fluid Status Monitoring, Complete Capture Management. DF4 | 33cm³ 77g | 393250 |  | July 2023 | Group Benefit Change, Changed
08 - Cardiac | 08.01 - Single Chamber ICDs | 08.01.02 - Features of 8.1.1 plus auto test sensing parameters, auto capture threshold test, lead impedance test, wireless remote analysis |  | a, d, e | MI254 | 26435 | Medtronic Australasia Pty Ltd | VISIA AF S MRI ICD | Single Chamber, MRI compatible, Implantable Cardioverter Defibrillator with AF detection and diagnosis, PhysioCurve Design, Optimised Battery Chemistry, Smart Shock Technology 2.0, Optivol 2.0 Fluid Status Monitoring, Complete Capture Management. DF4 | 33cm³ 77g | 393251 |  | July 2023 | Group Benefit Change, Changed
08 - Cardiac | 08.01 - Single Chamber ICDs | 08.01.02 - Features of 8.1.1 plus auto test sensing parameters, auto capture threshold test, lead impedance test, wireless remote analysis |  | a, d | MI255 | 25966 | Medtronic Australasia Pty Ltd | VISIA AF XT ICDs/ VISIA AF MRI XT SureScan ICDs | Digital single chamber implantable cardioverter defibrillator. PhysioCurve™ Design, SmartShock™ Technology, OptiVol™ 2.0 Fluid Status Monitoring, Complete Capture Management™ Diagnostic (RVCM), AF Diagnostics including SureScan/ MRI models | 33cm³ 77g | 393270 |  | July 2023 | Group Benefit Change, Changed
08 - Cardiac | 08.01 - Single Chamber ICDs | 08.01.02 - Features of 8.1.1 plus auto test sensing parameters, auto capture threshold test, lead impedance test, wireless remote analysis |  | a, d | MI256 | 25966 | Medtronic Australasia Pty Ltd | VISIA AF S ICDs/ VISIA AF MRI S SureScan ICDs | Digital single chamber implantable cardioverter defibrillator. PhysioCurve™ Design, SmartShock™ Technology, OptiVol™ 2.0 Fluid Status Monitoring, Complete Capture Management™ Diagnostic (RVCM), AF Diagnostics including SureScan/ MRI models | 33cm³ 77g | 393380 |  | July 2023 | Group Benefit Change, Changed
08 - Cardiac | 08.01 - Single Chamber ICDs | 08.01.02 - Features of 8.1.1 plus auto test sensing parameters, auto capture threshold test, lead impedance test, wireless remote analysis |  | a, d, e | MI257 | 26435 | Medtronic Australasia Pty Ltd | Evera MRI XT VR ICD | Single chamber implantable cardioverter defibrillators with SureScan MRI Technology | 33cm³ 77g | 393520 |  | July 2023 | Group Benefit Change, Changed
08 - Cardiac | 08.01 - Single Chamber ICDs | 08.01.02 - Features of 8.1.1 plus auto test sensing parameters, auto capture threshold test, lead impedance test, wireless remote analysis |  | a, d, e | MI258 | 26435 | Medtronic Australasia Pty Ltd | Evera MRI S VR ICD | Single chamber implantable cardioverter defibrillators with SureScan MRI Technology | 33cm3 77g | 392914 |  | July 2023 | Group Benefit Change, Changed
13 - Spinal | 13.01 - Bone Screws | 13.01.02 - Pedicle, Polyaxial |  |  | MI260 | 1050 | Medtronic Australasia Pty Ltd | Infinity Spinal System | Multi-Axial Screws | Diameter 3.0 - 5.5mm | 169514 |  | May 2018 | Group Benefit Change
13 - Spinal | 13.02 - Accessories for bone screws and connector components | 13.02.01 - Nut/Set Screw/Locking Screw |  |  | MI262 | 144 | Medtronic Australasia Pty Ltd | Infinity Spinal System | Set screw | Standard, flat | 169514 |  | November 2021 | Group Benefit Change
13 - Spinal | 13.03 - Connector | 13.03.01 - In-Line |  |  | MI264 | 655 | Medtronic Australasia Pty Ltd | Infinity Spinal System | In-line connector - Axial Domino | Enables connection from 3.2 - 6.0mm | 169514 |  | May 2018 | Group Benefit Change
13 - Spinal | 13.03 - Connector | 13.03.03 - Transverse (Rod-to-Rod) | 13.03.03.02 - Adjustable |  | MI266 | 1137 | Medtronic Australasia Pty Ltd | Infinity Spinal System | Crosslink Connector | Small, medium, large | 169514 |  | May 2018 | Group Benefit Change
13 - Spinal | 13.05 - Plate | 13.05.02 - No Integral Fixation | 13.05.02.03 - Occipital |  | MI268 | 1803 | Medtronic Australasia Pty Ltd | Infinity Spinal System | Occipital Plate | Small, standard | 169514 |  | May 2018 | Group Benefit Change
13 - Spinal | 13.06 - Rod | 13.06.01 - Standard |  |  | MI269 | 355 | Medtronic Australasia Pty Ltd | Infinity Spinal System | Pre - curved rod | Length 25 - 200mm | 169514 |  | May 2018 | Group Benefit Change
13 - Spinal | 13.06 - Rod | 13.06.01 - Standard |  |  | MI270 | 355 | Medtronic Australasia Pty Ltd | Infinity Spinal System | Straight Rod | Length 120 - 600 mm | 169514 |  | May 2018 | Group Benefit Change
13 - Spinal | 13.06 - Rod | 13.06.03 - Dual Unit | 13.06.03.02 - Occipital |  | MI271 | 1525 | Medtronic Australasia Pty Ltd | Infinity Spinal System | Occipital Hinged Rod | Length 100 - 200mm | 169514 |  | May 2018 | Group Benefit Change
08 - Cardiac | 08.08 - Pacemaker Leads | 08.08.11 - Transvenous, Multi-Polar, Passive, Steroid, Left Ventricular |  |  | MI283 | 3088 | Medtronic Australasia Pty Ltd | Attain Stability Quad MRI SureScan | Steroid-eluting, quadripolar electrode, transvenous, over-the-wire, cardiac vein pacing lead with active fixation | 88 cm | 307331 |  | August 2018 | Group Benefit Change
13 - Spinal | 13.03 - Connector | 13.03.03 - Transverse (Rod-to-Rod) | 13.03.03.02 - Adjustable |  | MI291 | 1137 | Medtronic Australasia Pty Ltd | CD Horizon | Crosslink Plates - Adjustable | 10 to 200mm | 169514 |  | August 2018 | Group Benefit Change
13 - Spinal | 13.12 - Vertebral Body Replacement | 13.12.01 - Telescoping Cage | 13.12.01.03 - End Plate |  | MI299 | 965 | Medtronic Australasia Pty Ltd | T2 Stratosphere Expandable Corpectomy System | End Cap | 13-30mm | 169501 |  | March 2019 | Group Benefit Change
13 - Spinal | 13.10 - Fusion Cage | 13.10.02 - Interbody, No Integral Fixation | 13.10.02.02 - ThoracoLumbar / Lumbar | Paired | MI322 | 2346 | Medtronic Australasia Pty Ltd | Endoskeleton TO Interbody Fusion Device | Titanium lumbar posterior interbody fusion cage, sterile or non-sterile, also with NanoLock™ surface technology, sterile | (22-31mm) x (8-16mm); 0-4 degrees | 285244 |  | March 2020 | Group Benefit Change
13 - Spinal | 13.10 - Fusion Cage | 13.10.02 - Interbody, No Integral Fixation | 13.10.02.01 - Cervical |  | MI328 | 2189 | Medtronic Australasia Pty Ltd | Endoskeleton TC | Titanium coated anterior interbody fusion device for the lumbar spine, sterile or non-sterile, nanoLock (TM) surface technology | 12-16 x 14-18mm | 315580 285244 |  | March 2020 | Group Benefit Change
13 - Spinal | 13.10 - Fusion Cage | 13.10.02 - Interbody, No Integral Fixation | 13.10.02.02 - ThoracoLumbar / Lumbar | Paired | MI329 | 2346 | Medtronic Australasia Pty Ltd | Elevate Spinal System | Expandable Lumbar Fusion Device - Paired | Height: 7-16mm Width: 10mm Length: 23mm | 126313 |  | July 2020 | Group Benefit Change
13 - Spinal | 13.10 - Fusion Cage | 13.10.02 - Interbody, No Integral Fixation | 13.10.02.01 - Cervical |  | MI332 | 2189 | Medtronic Australasia Pty Ltd | Cornerstone Cage Ti-Coated | Cervical interbody cage with titanium coating | 14-18mm x Depth: 11-16mm x Height: 4-9mm | 126313 |  | July 2020 | Group Benefit Change
08 - Cardiac | 08.07 - ICD Leads | 08.07.05 - Transvenous/Steroid/Passive |  | e | MI369 | 3998 | Medtronic Australasia Pty Ltd | Medtronic Sprint Quattro 6946M Lead | Passive fixation, tined, steroid eluting, quadripolar, dual coil defibrillation leads with silicone backfill and DF-4 connector, including MRI compatible models | 55-62 cm | 341671 |  | November 2020 | Group Benefit Change
08 - Cardiac | 08.03 - ICDs with CRT | 08.03.02 - Features of 8.3.1 plus auto test sensing parameters, auto capture threshold test, lead impedance test, wireless remote analysis |  | a,c,d,e | MI370 | 32265 | Medtronic Australasia Pty Ltd | Cobalt™ XT HF Quad CRT-D MRI SureScan™ | Implantable Cardioverter Defibrillator with Cardiac Resynchronisation therapy with PhysioCurve Design, MRI compatible, SmartShock 2.0+ Technology, OptiVol 2.0 Fluid Status Monitoring, CardioSync Optimisation Test, VectorExpress LV Automated Test, Complete Capture Management, BlueSync technology, Quad DF4 | 35.5 cm3, 83 g | 341549 |  | November 2020 | Group Benefit Change
08 - Cardiac | 08.03 - ICDs with CRT | 08.03.02 - Features of 8.3.1 plus auto test sensing parameters, auto capture threshold test, lead impedance test, wireless remote analysis |  | a,c,d,e | MI371 | 32265 | Medtronic Australasia Pty Ltd | Cobalt™ XT HF CRT-D MRI SureScan™ | Implantable Cardioverter Defibrillator with Cardiac Resynchronisation therapy with PhysioCurve Design, MRI compatible, SmartShock 2.0+ Technology, OptiVol 2.0 Fluid Status Monitoring, CardioSync Optimisation Test, Complete Capture Management, BlueSync technology, DF4 | 35 cm3, 83 g | 341548 |  | November 2020 | Group Benefit Change
08 - Cardiac | 08.03 - ICDs with CRT | 08.03.02 - Features of 8.3.1 plus auto test sensing parameters, auto capture threshold test, lead impedance test, wireless remote analysis |  | a,c,d | MI372 | 31811 | Medtronic Australasia Pty Ltd | Cobalt™ XT HF Quad CRT-D MRI SureScan™ | Implantable Cardioverter Defibrillator with Cardiac Resynchronisation therapy, MRI compatible, SmartShock 2.0+ Technology, OptiVol 2.0 Fluid Status Monitoring, CardioSync Optimisation Test, VectorExpress LV Automated Test, Complete Capture Management, BlueSync technology, DF1 | 36.3 cm3, 83 g | 341549 |  | November 2020 | Group Benefit Change
08 - Cardiac | 08.03 - ICDs with CRT | 08.03.02 - Features of 8.3.1 plus auto test sensing parameters, auto capture threshold test, lead impedance test, wireless remote analysis |  | a,c,d,e | MI373 | 32265 | Medtronic Australasia Pty Ltd | Cobalt™ HF CRT-D MRI SureScan™ | Implantable Cardioverter Defibrillator with Cardiac Resynchronisation therapy with PhysioCurve Design, MRI compatible, SmartShock 2.0 Technology, OptiVol 2.0 Fluid Status Monitoring, CardioSync Optimisation Test, Complete Capture Management, BlueSync technology, DF4 | 35 cm3, 82.1g | 392273 |  | July 2023 | Group Benefit Change, Changed Product Sizes,
08 - Cardiac | 08.03 - ICDs with CRT | 08.03.02 - Features of 8.3.1 plus auto test sensing parameters, auto capture threshold test, lead impedance test, wireless remote analysis |  | a,c,d,e | MI374 | 32265 | Medtronic Australasia Pty Ltd | Crome™ HF Quad CRT-D MRI SureScan™ | Implantable Cardioverter Defibrillator with Cardiac Resynchronisation therapy with PhysioCurve Design, MRI compatible, SmartShock 2.0 Technology, OptiVol 2.0 Fluid Status Monitoring, CardioSync Optimisation Test, VectorExpress LV Automated Test, Complete Capture Management, BlueSync technology, Quad DF4 | 35.5 cm3, 83 g | 392239 |  | July 2023 | Group Benefit Change, Changed
08 - Cardiac | 08.03 - ICDs with CRT | 08.03.02 - Features of 8.3.1 plus auto test sensing parameters, auto capture threshold test, lead impedance test, wireless remote analysis |  | a,c,d,e | MI375 | 32265 | Medtronic Australasia Pty Ltd | Crome™ HF CRT-D MRI SureScan™ | Implantable Cardioverter Defibrillator with Cardiac Resynchronisation therapy with PhysioCurve Design, MRI compatible, SmartShock 2.0 Technology, OptiVol 2.0 Fluid Status Monitoring, CardioSync Optimisation Test, Complete Capture Management, BlueSync technology, DF4 | 35 cm3, 82.1 g | 392274 |  | July 2023 | Group Benefit Change, Changed Product Sizes,
08 - Cardiac | 08.03 - ICDs with CRT | 08.03.02 - Features of 8.3.1 plus auto test sensing parameters, auto capture threshold test, lead impedance test, wireless remote analysis |  | a,c,d | MI376 | 31811 | Medtronic Australasia Pty Ltd | Cobalt™ HF Quad CRT-D MRI SureScan™ | Implantable Cardioverter Defibrillator with Cardiac Resynchronisation therapy, MRI compatible, SmartShock 2.0 Technology, OptiVol 2.0 Fluid Status Monitoring, CardioSync Optimisation Test, VectorExpress LV Automated Test, Complete Capture Management, BlueSync technology, DF1 | 36.3 cm3, 83 g | 392420 |  | July 2023 | Group Benefit Change, Changed
08 - Cardiac | 08.03 - ICDs with CRT | 08.03.02 - Features of 8.3.1 plus auto test sensing parameters, auto capture threshold test, lead impedance test, wireless remote analysis |  | a,c,d | MI377 | 31811 | Medtronic Australasia Pty Ltd | Cobalt™ HF CRT-D MRI SureScan™ | Implantable Cardioverter Defibrillator with Cardiac Resynchronisation therapy, MRI compatible, SmartShock 2.0 Technology, OptiVol 2.0 Fluid Status Monitoring, CardioSync Optimisation Test, Complete Capture Management, BlueSync technology, DF1 | 35 cm3, 83 g | 392417 |  | July 2023 | Group Benefit Change, Changed
08 - Cardiac | 08.03 - ICDs with CRT | 08.03.02 - Features of 8.3.1 plus auto test sensing parameters, auto capture threshold test, lead impedance test, wireless remote analysis |  | a,c,d | MI378 | 31811 | Medtronic Australasia Pty Ltd | Crome™ HF CRT-D MRI SureScan™ | Implantable Cardioverter Defibrillator with Cardiac Resynchronisation therapy, MRI compatible, SmartShock 2.0 Technology, OptiVol 2.0 Fluid Status Monitoring, CardioSync Optimisation Test, Complete Capture Management, BlueSync technology, DF1 | 35 cm3, 82 g | 392418 |  | July 2023 | Group Benefit Change, Changed Product Sizes,
08 - Cardiac | 08.02 - Dual Chamber ICDs | 08.02.02 - Features of 8.2.1 plus auto test sensing parameters, auto capture threshold test, lead impedance test, wireless remote analysis |  | a,c,d,e | MI379 | 28669 | Medtronic Australasia Pty Ltd | Cobalt™ XT DR ICD MRI SureScan™ | Dual Chamber Implantable Cardioverter Defibrillator with PhysioCurve Design, MRI compatible, Optimised Battery Chemistry, SmartShock 2.0+ Technology, Optivol 2.0 Fluid Status Monitoring, Complete Capture Management, BlueSync technology, DF4 | 33.7 cm3, 80 g | 339481 |  | November 2020 | Group Benefit Change
08 - Cardiac | 08.02 - Dual Chamber ICDs | 08.02.02 - Features of 8.2.1 plus auto test sensing parameters, auto capture threshold test, lead impedance test, wireless remote analysis |  | a,c,d,e | MI380 | 28669 | Medtronic Australasia Pty Ltd | Cobalt™ DR ICD MRI SureScan™ | Dual Chamber Implantable Cardioverter Defibrillator with PhysioCurve Design, MRI compatible, Optimised Battery Chemistry, SmartShock 2.0 Technology, Complete Capture Management, BlueSync technology, DF4 | 33.7 cm3, 80 g | 392261 |  | July 2023 | Group Benefit Change, Changed
08 - Cardiac | 08.02 - Dual Chamber ICDs | 08.02.02 - Features of 8.2.1 plus auto test sensing parameters, auto capture threshold test, lead impedance test, wireless remote analysis |  | a,c,d,e | MI381 | 28669 | Medtronic Australasia Pty Ltd | Crome™ DR ICD MRI SureScan™ | Dual Chamber Implantable Cardioverter Defibrillator with PhysioCurve Design, MRI compatible, Optimised Battery Chemistry, SmartShock 2.0 Technology, Complete Capture Management, BlueSync technology, DF4 | 33.7 cm3, 80 g | 392262 |  | July 2023 | Group Benefit Change, Changed
08 - Cardiac | 08.02 - Dual Chamber ICDs | 08.02.02 - Features of 8.2.1 plus auto test sensing parameters, auto capture threshold test, lead impedance test, wireless remote analysis |  | a,c,d | MI382 | 28193 | Medtronic Australasia Pty Ltd | Cobalt™ DR ICD MRI SureScan™ | Dual Chamber Implantable Cardioverter Defibrillator with PhysioCurve Design, MRI compatible, Optimised Battery Chemistry, SmartShock 2.0 Technology, Complete Capture Management, BlueSync technology, DF1 | 33.1 cm3, 79 g | 392252 |  | July 2023 | Group Benefit Change, Changed
08 - Cardiac | 08.02 - Dual Chamber ICDs | 08.02.02 - Features of 8.2.1 plus auto test sensing parameters, auto capture threshold test, lead impedance test, wireless remote analysis |  | a,c,d | MI383 | 28193 | Medtronic Australasia Pty Ltd | Crome™ DR ICD MRI SureScan™ | Dual Chamber Implantable Cardioverter Defibrillator with PhysioCurve Design, MRI compatible, Optimised Battery Chemistry, SmartShock 2.0 Technology, Complete Capture Management, BlueSync technology, DF1 | 33.1 cm3, 79 g | 392253 |  | July 2023 | Group Benefit Change, Changed
08 - Cardiac | 08.01 - Single Chamber ICDs | 08.01.02 - Features of 8.1.1 plus auto test sensing parameters, auto capture threshold test, lead impedance test, wireless remote analysis |  | a, d, e | MI384 | 26435 | Medtronic Australasia Pty Ltd | Crome™ VR ICD MRI SureScan™ | Single Chamber Implantable Cardioverter Defibrillator with PhysionCurve Design, MRI compatible, Optimised Battery Chemistry, SmartShock 2.0 Technology, Complete Capture Management, BlueSync technology, DF4 | 32.8 cm3, 79 g | 392265 |  | July 2023 | Group Benefit Change, Changed
08 - Cardiac | 08.01 - Single Chamber ICDs | 08.01.02 - Features of 8.1.1 plus auto test sensing parameters, auto capture threshold test, lead impedance test, wireless remote analysis |  | a, d | MI385 | 25966 | Medtronic Australasia Pty Ltd | Crome™ VR ICD MRI SureScan™ | Single Chamber Implantable Cardioverter Defibrillator with PhysionCurve Design, MRI compatible, Optimised Battery Chemistry, SmartShock 2.0 Technology, Complete Capture Management, BlueSync technology, DF1 | 33.2 cm3, 79 g | 392256 |  | July 2023 | Group Benefit Change, Changed
08 - Cardiac | 08.01 - Single Chamber ICDs | 08.01.02 - Features of 8.1.1 plus auto test sensing parameters, auto capture threshold test, lead impedance test, wireless remote analysis |  | a, d | MI386 | 25966 | Medtronic Australasia Pty Ltd | Cobalt™ VR ICD MRI SureScan™ | Single Chamber Implantable Cardioverter Defibrillator with PhysionCurve Design, MRI compatible, Optimised Battery Chemistry, SmartShock 2.0 Technology, Complete Capture Management, BlueSync technology, DF1 | 33.2 cm3, 79 g | 392255 |  | July 2023 | Group Benefit Change, Changed
08 - Cardiac | 08.01 - Single Chamber ICDs | 08.01.02 - Features of 8.1.1 plus auto test sensing parameters, auto capture threshold test, lead impedance test, wireless remote analysis |  | a, d, e | MI388 | 26435 | Medtronic Australasia Pty Ltd | Cobalt™ VR ICD MRI SureScan™ | Single Chamber Implantable Cardioverter Defibrillator with PhysionCurve Design, MRI compatible, Optimised Battery Chemistry, SmartShock 2.0 Technology, Complete Capture Management, BlueSync technology, DF4 | 32.8 cm3, 79 g | 392259 |  | July 2023 | Group Benefit Change, Changed
08 - Cardiac | 08.03 - ICDs with CRT | 08.03.02 - Features of 8.3.1 plus auto test sensing parameters, auto capture threshold test, lead impedance test, wireless remote analysis |  | a,c,d,e | MI389 | 32265 | Medtronic Australasia Pty Ltd | Cobalt™ HF Quad CRT-D MRI SureScan™ | Implantable Cardioverter Defibrillator with Cardiac Resynchronisation therapy with PhysioCurve Design, MRI compatible, SmartShock 2.0 Technology, OptiVol 2.0 Fluid Status Monitoring, CardioSync Optimisation Test, VectorExpress LV Automated Test, Complete Capture Management, BlueSync technology, Quad DF4 | 35.5 cm3, 83 g | 392242 |  | July 2023 | Group Benefit Change, Changed
08 - Cardiac | 08.03 - ICDs with CRT | 08.03.02 - Features of 8.3.1 plus auto test sensing parameters, auto capture threshold test, lead impedance test, wireless remote analysis |  | a,c,d | MI390 | 31811 | Medtronic Australasia Pty Ltd | Cobalt™ XT HF CRT-D MRI SureScan™ | Implantable Cardioverter Defibrillator with Cardiac Resynchronisation therapy, MRI compatible, SmartShock 2.0+ Technology, OptiVol 2.0 Fluid Status Monitoring, CardioSync Optimisation Test, Complete Capture Management, BlueSync technology, DF1 | 35 cm3, 83 g | 341548 |  | November 2020 | Group Benefit Change
08 - Cardiac | 08.03 - ICDs with CRT | 08.03.02 - Features of 8.3.1 plus auto test sensing parameters, auto capture threshold test, lead impedance test, wireless remote analysis |  | a,c,d | MI391 | 31811 | Medtronic Australasia Pty Ltd | Crome™ HF Quad CRT-D MRI SureScan™ | Implantable Cardioverter Defibrillator with Cardiac Resynchronisation therapy, MRI compatible, SmartShock 2.0 Technology, OptiVol 2.0 Fluid Status Monitoring, CardioSync Optimisation Test, VectorExpress LV Automated Test, Complete Capture Management, BlueSync technology, DF1 | 36.3 cm3, 83 g | 392421 |  | July 2023 | Group Benefit Change, Changed
08 - Cardiac | 08.02 - Dual Chamber ICDs | 08.02.02 - Features of 8.2.1 plus auto test sensing parameters, auto capture threshold test, lead impedance test, wireless remote analysis |  | a,c,d | MI392 | 28193 | Medtronic Australasia Pty Ltd | Cobalt™ XT DR ICD MRI SureScan™ | Dual Chamber Implantable Cardioverter Defibrillator with PhysioCurve Design, MRI compatible, Optimised Battery Chemistry, SmartShock 2.0+ Technology, Optivol 2.0 Fluid Status Monitoring, Complete Capture Management, BlueSync technology, DF1 | 33.1 cm3, 79 g | 339481 |  | November 2020 | Group Benefit Change
08 - Cardiac | 08.01 - Single Chamber ICDs | 08.01.02 - Features of 8.1.1 plus auto test sensing parameters, auto capture threshold test, lead impedance test, wireless remote analysis |  | a, d, e | MI393 | 26435 | Medtronic Australasia Pty Ltd | Cobalt™ XT VR ICD MRI SureScan™ | Single Chamber Implantable Cardioverter Defibrillator with PhysionCurve Design, MRI compatible, Optimised Battery Chemistry, SmartShock 2.0+ Technology, Optivol 2.0 Fluid Status Monitoring, Complete Capture Management, BlueSync technology, DF4 | 32.8 cm3, 79 g | 392264 |  | July 2023 | Group Benefit Change, Changed
08 - Cardiac | 08.01 - Single Chamber ICDs | 08.01.02 - Features of 8.1.1 plus auto test sensing parameters, auto capture threshold test, lead impedance test, wireless remote analysis |  | a, d | MI394 | 25966 | Medtronic Australasia Pty Ltd | Cobalt™ XT VR ICD MRI SureScan™ | Single Chamber Implantable Cardioverter Defibrillator with PhysionCurve Design, MRI compatible, Optimised Battery Chemistry, SmartShock 2.0+ Technology, Optivol 2.0 Fluid Status Monitoring, Complete Capture Management, BlueSync technology, DF1 | 33.2 cm3, 79 g | 392254 |  | July 2023 | Group Benefit Change, Changed
13 - Spinal | 13.01 - Bone Screws | 13.01.02 - Pedicle, Polyaxial |  | Cannulated | MI395 | 1124 | Medtronic Australasia Pty Ltd | CD HORIZON Voyager Fenestrated Screws | Fenestrated multi-axial screw | Diameter:4.5mm-10.5mm, Length: 30mm-80mm | 187126 |  | November 2020 | Group Benefit Change
13 - Spinal | 13.10 - Fusion Cage | 13.10.02 - Interbody, No Integral Fixation | 13.10.02.02 - ThoracoLumbar / Lumbar | Paired | MI396 | 2346 | Medtronic Australasia Pty Ltd | Adaptix Cage | PLIF Vertebral Body Spacer | Length: 24-28 mm | 126313 |  | November 2020 | Group Benefit Change
08 - Cardiac | 08.18 - Cardiac Ablation | 08.18.01 - Radio frequency (RF) Ablation | 08.18.01.01 - Irrigated Cardiac Ablation Catheter | Medtronic | MI397 | 3700 | Medtronic Australasia Pty Ltd | DiamondTemp Ablation Catheter | An irrigated, multi-electrode, temperature-controlled, radio-frequency catheter for mapping, pacing and cardiac ablation | 7.5F | 391792 391793 |  | July 2023 | Changed Part C
08 - Cardiac | 08.02 - Dual Chamber ICDs | 08.02.02 - Features of 8.2.1 plus auto test sensing parameters, auto capture threshold test, lead impedance test, wireless remote analysis |  | a,c,d,e Remote Monitoring Service | MI402 | 30119 | Medtronic Australasia Pty Ltd | Cobalt™ XT DR ICD MRI SureScan™ with BlueSync mobile remote monitoring | Dual Chamber Implantable Cardioverter Defibrillator with PhysioCurve Design, MRI compatible, Optimised Battery Chemistry, SmartShock 2.0+ Technology, Optivol 2.0 Fluid Status Monitoring, Complete Capture Management, BlueSync technology, DF4 with BlueSync mobile remote monitoring | 33.7 cm3, 80 g | 339487 | The benefit includes a component for remote monitoring services provided via a remote monitoring system or a smart device application. A separate benefit cannot be claimed in respect of a remote monitoring system listed on Part C of the Schedule. | March 2021 | Group Benefit Change
08 - Cardiac | 08.02 - Dual Chamber ICDs | 08.02.02 - Features of 8.2.1 plus auto test sensing parameters, auto capture threshold test, lead impedance test, wireless remote analysis |  | a,c,d,e Remote Monitoring Service | MI403 | 30119 | Medtronic Australasia Pty Ltd | Cobalt™ DR ICD MRI SureScan™ with BlueSync mobile remote monitoring | Dual Chamber Implantable Cardioverter Defibrillator with PhysioCurve Design, MRI compatible, Optimised Battery Chemistry, SmartShock 2.0 Technology, Complete Capture Management, BlueSync technology, DF4 with BlueSync mobile remote monitoring | 33.7 cm3, 80 g | 392261 | The benefit includes a component for remote monitoring services provided via a remote monitoring system or a smart device application. A separate benefit cannot be claimed in respect of a remote monitoring system listed on Part C of the Schedule. | July 2023 | Group Benefit Change, Changed
08 - Cardiac | 08.02 - Dual Chamber ICDs | 08.02.02 - Features of 8.2.1 plus auto test sensing parameters, auto capture threshold test, lead impedance test, wireless remote analysis |  | a,c,d,e Remote Monitoring Service | MI404 | 30119 | Medtronic Australasia Pty Ltd | Crome™ DR ICD MRI SureScan™ with BlueSync mobile remote monitoring | Dual Chamber Implantable Cardioverter Defibrillator with PhysioCurve Design, MRI compatible, Optimised Battery Chemistry, SmartShock 2.0 Technology, Complete Capture Management, BlueSync technology, DF4 with BlueSync mobile remote monitoring | 33.7 cm3, 80 g | 392262 | The benefit includes a component for remote monitoring services provided via a remote monitoring system or a smart device application. A separate benefit cannot be claimed in respect of a remote monitoring system listed on Part C of the Schedule. | July 2023 | Group Benefit Change, Changed
08 - Cardiac | 08.02 - Dual Chamber ICDs | 08.02.02 - Features of 8.2.1 plus auto test sensing parameters, auto capture threshold test, lead impedance test, wireless remote analysis |  | a,c,d Remote Monitoring Service | MI405 | 29643 | Medtronic Australasia Pty Ltd | Cobalt™ XT DR ICD MRI SureScan™ with BlueSync mobile remote monitoring | Dual Chamber Implantable Cardioverter Defibrillator with PhysioCurve Design, MRI compatible, Optimised Battery Chemistry, SmartShock 2.0+ Technology, Optivol 2.0 Fluid Status Monitoring, Complete Capture Management, BlueSync technology, DF1 with BlueSync mobile remote monitoring | 33.1 cm3, 79 g | 339481 | The benefit includes a component for remote monitoring services provided via a remote monitoring system or a smart device application. A separate benefit cannot be claimed in respect of a remote monitoring system listed on Part C of the Schedule. | March 2021 | Group Benefit Change
08 - Cardiac | 08.02 - Dual Chamber ICDs | 08.02.02 - Features of 8.2.1 plus auto test sensing parameters, auto capture threshold test, lead impedance test, wireless remote analysis |  | a,c,d Remote Monitoring Service | MI406 | 29643 | Medtronic Australasia Pty Ltd | Cobalt™ DR ICD MRI SureScan™ with BlueSync mobile remote monitoring | Dual Chamber Implantable Cardioverter Defibrillator with PhysioCurve Design, MRI compatible, Optimised Battery Chemistry, SmartShock 2.0 Technology, Complete Capture Management, BlueSync technology, DF1 with BlueSync mobile remote monitoring | 33.1 cm3, 79 g | 392252 | The benefit includes a component for remote monitoring services provided via a remote monitoring system or a smart device application. A separate benefit cannot be claimed in respect of a remote monitoring system listed on Part C of the Schedule. | July 2023 | Group Benefit Change, Changed
08 - Cardiac | 08.01 - Single Chamber ICDs | 08.01.02 - Features of 8.1.1 plus auto test sensing parameters, auto capture threshold test, lead impedance test, wireless remote analysis |  | a,d,e Remote Monitoring Service | MI407 | 27885 | Medtronic Australasia Pty Ltd | Cobalt™ XT VR ICD MRI SureScan™ with BlueSync mobile remote monitoring | Single Chamber Implantable Cardioverter Defibrillator with PhysionCurve Design, MRI compatible, Optimised Battery Chemistry, SmartShock 2.0+ Technology, Optivol 2.0 Fluid Status Monitoring, Complete Capture Management, BlueSync technology, DF4 | 32.8 cm3, 79 g | 392264 | The benefit includes a component for remote monitoring services provided via a remote monitoring system or a smart device application. A separate benefit cannot be claimed in respect of a remote monitoring system listed on Part C of the Schedule. | July 2023 | Group Benefit Change, Changed
08 - Cardiac | 08.01 - Single Chamber ICDs | 08.01.02 - Features of 8.1.1 plus auto test sensing parameters, auto capture threshold test, lead impedance test, wireless remote analysis |  | a,d,e Remote Monitoring Service | MI408 | 27885 | Medtronic Australasia Pty Ltd | Cobalt™ VR ICD MRI SureScan™ with BlueSync mobile remote monitoring | Single Chamber Implantable Cardioverter Defibrillator with PhysionCurve Design, MRI compatible, Optimised Battery Chemistry, SmartShock 2.0 Technology, Complete Capture Management, BlueSync technology, DF4 with BlueSync mobile remote monitoring | 32.8 cm3, 79 g | 392259 | The benefit includes a component for remote monitoring services provided via a remote monitoring system or a smart device application. A separate benefit cannot be claimed in respect of a remote monitoring system listed on Part C of the Schedule. | July 2023 | Group Benefit Change, Changed
08 - Cardiac | 08.01 - Single Chamber ICDs | 08.01.02 - Features of 8.1.1 plus auto test sensing parameters, auto capture threshold test, lead impedance test, wireless remote analysis |  | a,d,e Remote Monitoring Service | MI409 | 27885 | Medtronic Australasia Pty Ltd | Crome™ VR ICD MRI SureScan™ with BlueSync mobile remote monitoring | Single Chamber Implantable Cardioverter Defibrillator with PhysionCurve Design, MRI compatible, Optimised Battery Chemistry, SmartShock 2.0 Technology, Complete Capture Management, BlueSync technology, DF4 with BlueSync mobile remote monitoring | 32.8 cm3, 79 g | 392265 | The benefit includes a component for remote monitoring services provided via a remote monitoring system or a smart device application. A separate benefit cannot be claimed in respect of a remote monitoring system listed on Part C of the Schedule. | July 2023 | Group Benefit Change, Changed
08 - Cardiac | 08.01 - Single Chamber ICDs | 08.01.02 - Features of 8.1.1 plus auto test sensing parameters, auto capture threshold test, lead impedance test, wireless remote analysis |  | a,d Remote Monitoring Service | MI410 | 27416 | Medtronic Australasia Pty Ltd | Cobalt™ XT VR ICD MRI SureScan™ with BlueSync mobile remote monitoring | Single Chamber Implantable Cardioverter Defibrillator with PhysionCurve Design, MRI compatible, Optimised Battery Chemistry, SmartShock 2.0+ Technology, Optivol 2.0 Fluid Status Monitoring, Complete Capture Management, BlueSync technology, DF1 with BlueSync mobile remote monitoring | 33.2 cm3, 79 g | 392254 | The benefit includes a component for remote monitoring services provided via a remote monitoring system or a smart device application. A separate benefit cannot be claimed in respect of a remote monitoring system listed on Part C of the Schedule. | July 2023 | Group Benefit Change, Changed
08 - Cardiac | 08.01 - Single Chamber ICDs | 08.01.02 - Features of 8.1.1 plus auto test sensing parameters, auto capture threshold test, lead impedance test, wireless remote analysis |  | a,d Remote Monitoring Service | MI411 | 27416 | Medtronic Australasia Pty Ltd | Cobalt™ VR ICD MRI SureScan™ with BlueSync mobile remote monitoring | Single Chamber Implantable Cardioverter Defibrillator with PhysionCurve Design, MRI compatible, Optimised Battery Chemistry, SmartShock 2.0 Technology, Complete Capture Management, BlueSync technology, DF1 with BlueSync mobile remote monitoring | 33.2 cm3, 79 g | 392255 | The benefit includes a component for remote monitoring services provided via a remote monitoring system or a smart device application. A separate benefit cannot be claimed in respect of a remote monitoring system listed on Part C of the Schedule. | July 2023 | Group Benefit Change, Changed
08 - Cardiac | 08.01 - Single Chamber ICDs | 08.01.02 - Features of 8.1.1 plus auto test sensing parameters, auto capture threshold test, lead impedance test, wireless remote analysis |  | a,d Remote Monitoring Service | MI412 | 27416 | Medtronic Australasia Pty Ltd | Crome™ VR ICD MRI SureScan™ with BlueSync mobile remote monitoring | Single Chamber Implantable Cardioverter Defibrillator with PhysionCurve Design, MRI compatible, Optimised Battery Chemistry, SmartShock 2.0 Technology, Complete Capture Management, BlueSync technology, DF1 with BlueSync mobile remote monitoring | 33.2 cm3, 79 g | 392256 | The benefit includes a component for remote monitoring services provided via a remote monitoring system or a smart device application. A separate benefit cannot be claimed in respect of a remote monitoring system listed on Part C of the Schedule. | July 2023 | Group Benefit Change, Changed
08 - Cardiac | 08.02 - Dual Chamber ICDs | 08.02.02 - Features of 8.2.1 plus auto test sensing parameters, auto capture threshold test, lead impedance test, wireless remote analysis |  | a,c,d Remote Monitoring Service | MI413 | 29643 | Medtronic Australasia Pty Ltd | Crome™ DR ICD MRI SureScan™ with BlueSync mobile remote monitoring | Dual Chamber Implantable Cardioverter Defibrillator with PhysioCurve Design, MRI compatible, Optimised Battery Chemistry, SmartShock 2.0 Technology, Complete Capture Management, BlueSync technology, DF1 with BlueSync mobile remote monitoring | 33.1 cm3, 79 g | 392253 | The benefit includes a component for remote monitoring services provided via a remote monitoring system or a smart device application. A separate benefit cannot be claimed in respect of a remote monitoring system listed on Part C of the Schedule. | July 2023 | Group Benefit Change, Changed
10 - Vascular | 10.01 - Vascular Stents | 10.01.01 - Bare Metal Stents | 10.01.01.02 - Self Expandable, <150mm |  | MI414 | 1299 | Medtronic Australasia Pty Ltd | Abre venous stent system | The Abre stent system consists of a stent and stent delivery system designed specifically for implantation in the peripheral venous system. The system consists of a flexible self expanding stent made of a nickel-titanium alloy (nitinol) provided in multiple lengths and diameters and an over-the wire stent delivery system. | Length: 40mm-120mm. Diameter: 10mm-20mm | 315001 |  | March 2021 | Group Benefit Change
10 - Vascular | 10.01 - Vascular Stents | 10.01.01 - Bare Metal Stents | 10.01.01.03 - Self Expandable, ≥150mm |  | MI415 | 1708 | Medtronic Australasia Pty Ltd | Abre venous stent system | The Abre stent system consists of a stent and stent delivery system designed specifically for implantation in the peripheral venous system. The system consists of a flexible self expanding stent made of a nickel-titanium alloy (nitinol) provided in multiple lengths and diameters and an over-the wire stent delivery system. | Length: 150mm. Diameter: 10mm-20mm | 315001 |  | March 2021 | Group Benefit Change
08 - Cardiac | 08.03 - ICDs with CRT | 08.03.02 - Features of 8.3.1 plus auto test sensing parameters, auto capture threshold test, lead impedance test, wireless remote analysis |  | a,c,d Remote Monitoring Service | MI416 | 33261 | Medtronic Australasia Pty Ltd | Cobalt™ HF Quad CRT-D MRI SureScan™ with BlueSync mobile remote monitoring | Implantable Cardioverter Defibrillator with Cardiac Resynchronisation therapy, MRI compatible, SmartShock 2.0 Technology, OptiVol 2.0 Fluid Status Monitoring, CardioSync Optimisation Test, VectorExpress LV Automated Test, Complete Capture Management, BlueSync technology, DF1 with BlueSync mobile remote monitoring | 36.3 cm3, 83 g | 392420 | The benefit includes a component for remote monitoring services provided via a remote monitoring system or a smart device application. A separate benefit cannot be claimed in respect of a remote monitoring system listed on Part C of the Schedule. | July 2023 | Group Benefit Change, Changed
08 - Cardiac | 08.03 - ICDs with CRT | 08.03.02 - Features of 8.3.1 plus auto test sensing parameters, auto capture threshold test, lead impedance test, wireless remote analysis |  | a,c,d Remote Monitoring Service | MI417 | 33261 | Medtronic Australasia Pty Ltd | Cobalt™ HF CRT-D MRI SureScan™ with BlueSync mobile remote monitoring | Implantable Cardioverter Defibrillator with Cardiac Resynchronisation therapy, MRI compatible, SmartShock 2.0 Technology, OptiVol 2.0 Fluid Status Monitoring, CardioSync Optimisation Test, Complete Capture Management, BlueSync technology, DF1 with BlueSync mobile remote monitoring | 35 cm3, 82 g | 392417 | The benefit includes a component for remote monitoring services provided via a remote monitoring system or a smart device application. A separate benefit cannot be claimed in respect of a remote monitoring system listed on Part C of the Schedule. | July 2023 | Group Benefit Change, Changed Product Sizes,
08 - Cardiac | 08.03 - ICDs with CRT | 08.03.02 - Features of 8.3.1 plus auto test sensing parameters, auto capture threshold test, lead impedance test, wireless remote analysis |  | a,c,d Remote Monitoring Service | MI418 | 33261 | Medtronic Australasia Pty Ltd | Crome™ HF Quad CRT-D MRI SureScan™ with BlueSync mobile remote monitoring | Implantable Cardioverter Defibrillator with Cardiac Resynchronisation therapy, MRI compatible, SmartShock 2.0 Technology, OptiVol 2.0 Fluid Status Monitoring, CardioSync Optimisation Test, VectorExpress LV Automated Test, Complete Capture Management, BlueSync technology, DF1 with BlueSync mobile remote monitoring | 36.3 cm3, 83 g | 392421 | The benefit includes a component for remote monitoring services provided via a remote monitoring system or a smart device application. A separate benefit cannot be claimed in respect of a remote monitoring system listed on Part C of the Schedule. | July 2023 | Group Benefit Change, Changed
08 - Cardiac | 08.03 - ICDs with CRT | 08.03.02 - Features of 8.3.1 plus auto test sensing parameters, auto capture threshold test, lead impedance test, wireless remote analysis |  | a,c,d Remote Monitoring Service | MI419 | 33261 | Medtronic Australasia Pty Ltd | Crome™ HF CRT-D MRI SureScan™ with BlueSync mobile remote monitoring | Implantable Cardioverter Defibrillator with Cardiac Resynchronisation therapy, MRI compatible, SmartShock 2.0 Technology, OptiVol 2.0 Fluid Status Monitoring, CardioSync Optimisation Test, Complete Capture Management, BlueSync technology, DF1 with BlueSync mobile remote monitoring | 35 cm3, 82 g | 392418 | The benefit includes a component for remote monitoring services provided via a remote monitoring system or a smart device application. A separate benefit cannot be claimed in respect of a remote monitoring system listed on Part C of the Schedule. | July 2023 | Group Benefit Change, Changed Product Sizes,
08 - Cardiac | 08.03 - ICDs with CRT | 08.03.02 - Features of 8.3.1 plus auto test sensing parameters, auto capture threshold test, lead impedance test, wireless remote analysis |  | a,c,d,e Remote Monitoring Service | MI420 | 33715 | Medtronic Australasia Pty Ltd | Cobalt™ XT HF Quad CRT-D MRI SureScan™ with BlueSync mobile remote monitoring | Implantable Cardioverter Defibrillator with Cardiac Resynchronisation therapy with PhysioCurve Design, MRI compatible, SmartShock 2.0+ Technology, OptiVol 2.0 Fluid Status Monitoring, CardioSync Optimisation Test, VectorExpress LV Automated Test, Complete Capture Management, BlueSync technology, Quad DF4 with BlueSync mobile remote monitoring | 35.5 cm3, 83 g | 341549 | The benefit includes a component for remote monitoring services provided via a remote monitoring system or a smart device application. A separate benefit cannot be claimed in respect of a remote monitoring system listed on Part C of the Schedule. | July 2021 | Group Benefit Change
08 - Cardiac | 08.03 - ICDs with CRT | 08.03.02 - Features of 8.3.1 plus auto test sensing parameters, auto capture threshold test, lead impedance test, wireless remote analysis |  | a,c,d,e Remote Monitoring Service | MI421 | 33715 | Medtronic Australasia Pty Ltd | Cobalt™ XT HF CRT-D MRI SureScan™ with BlueSync mobile remote monitoring | Implantable Cardioverter Defibrillator with Cardiac Resynchronisation therapy with PhysioCurve Design, MRI compatible, SmartShock 2.0+ Technology, OptiVol 2.0 Fluid Status Monitoring, CardioSync Optimisation Test, Complete Capture Management, BlueSync technology, DF4 with BlueSync mobile remote monitoring | 35 cm3, 83 g | 341556 | The benefit includes a component for remote monitoring services provided via a remote monitoring system or a smart device application. A separate benefit cannot be claimed in respect of a remote monitoring system listed on Part C of the Schedule. | March 2021 | Group Benefit Change
08 - Cardiac | 08.03 - ICDs with CRT | 08.03.02 - Features of 8.3.1 plus auto test sensing parameters, auto capture threshold test, lead impedance test, wireless remote analysis |  | a,c,d,e Remote Monitoring Service | MI422 | 33715 | Medtronic Australasia Pty Ltd | Crome™ HF Quad CRT-D MRI SureScan™ with BlueSync mobile remote monitoring | Implantable Cardioverter Defibrillator with Cardiac Resynchronisation therapy with PhysioCurve Design, MRI compatible, SmartShock 2.0 Technology, OptiVol 2.0 Fluid Status Monitoring, CardioSync Optimisation Test, VectorExpress LV Automated Test, Complete Capture Management, BlueSync technology, Quad DF4 with BlueSync mobile remote monitoring | 35.5 cm3, 83 g | 392239 | The benefit includes a component for remote monitoring services provided via a remote monitoring system or a smart device application. A separate benefit cannot be claimed in respect of a remote monitoring system listed on Part C of the Schedule. | July 2023 | Group Benefit Change, Changed
08 - Cardiac | 08.03 - ICDs with CRT | 08.03.02 - Features of 8.3.1 plus auto test sensing parameters, auto capture threshold test, lead impedance test, wireless remote analysis |  | a,c,d,e Remote Monitoring Service | MI423 | 33715 | Medtronic Australasia Pty Ltd | Crome™ HF CRT-D MRI SureScan™ with BlueSync mobile remote monitoring | Implantable Cardioverter Defibrillator with Cardiac Resynchronisation therapy with PhysioCurve Design, MRI compatible, SmartShock 2.0 Technology, OptiVol 2.0 Fluid Status Monitoring, CardioSync Optimisation Test, Complete Capture Management, BlueSync technology, DF4 with BlueSync mobile remote monitoring | 35 cm3, 82.1 g | 392274 | The benefit includes a component for remote monitoring services provided via a remote monitoring system or a smart device application. A separate benefit cannot be claimed in respect of a remote monitoring system listed on Part C of the Schedule. | July 2023 | Group Benefit Change, Changed Product Sizes,
08 - Cardiac | 08.03 - ICDs with CRT | 08.03.02 - Features of 8.3.1 plus auto test sensing parameters, auto capture threshold test, lead impedance test, wireless remote analysis |  | a,c,d Remote Monitoring Service | MI424 | 33261 | Medtronic Australasia Pty Ltd | Cobalt™ XT HF Quad CRT-D MRI SureScan™ with BlueSync mobile remote monitoring | Implantable Cardioverter Defibrillator with Cardiac Resynchronisation therapy, MRI compatible, SmartShock 2.0+ Technology, OptiVol 2.0 Fluid Status Monitoring, CardioSync Optimisation Test, VectorExpress LV Automated Test, Complete Capture Management, BlueSync technology, DF1 with BlueSync mobile remote monitoring | 36.3 cm3, 83 g | 341553 | The benefit includes a component for remote monitoring services provided via a remote monitoring system or a smart device application. A separate benefit cannot be claimed in respect of a remote monitoring system listed on Part C of the Schedule. | March 2021 | Group Benefit Change
08 - Cardiac | 08.03 - ICDs with CRT | 08.03.02 - Features of 8.3.1 plus auto test sensing parameters, auto capture threshold test, lead impedance test, wireless remote analysis |  | a,c,d Remote Monitoring Service | MI425 | 33261 | Medtronic Australasia Pty Ltd | Cobalt™ XT HF CRT-D MRI SureScan™ with BlueSync mobile remote monitoring | Implantable Cardioverter Defibrillator with Cardiac Resynchronisation therapy, MRI compatible, SmartShock 2.0+ Technology, OptiVol 2.0 Fluid Status Monitoring, CardioSync Optimisation Test, Complete Capture Management, BlueSync technology, DF1 with BlueSync mobile remote monitoring | 35 cm3, 83 g | 341548 | The benefit includes a component for remote monitoring services provided via a remote monitoring system or a smart device application. A separate benefit cannot be claimed in respect of a remote monitoring system listed on Part C of the Schedule. | March 2021 | Group Benefit Change
08 - Cardiac | 08.03 - ICDs with CRT | 08.03.02 - Features of 8.3.1 plus auto test sensing parameters, auto capture threshold test, lead impedance test, wireless remote analysis |  | a,c,d,e Remote Monitoring Service | MI426 | 33715 | Medtronic Australasia Pty Ltd | Cobalt™ HF Quad CRT-D MRI SureScan™ with BlueSync mobile remote monitoring | Implantable Cardioverter Defibrillator with Cardiac Resynchronisation therapy with PhysioCurve Design, MRI compatible, SmartShock 2.0 Technology, OptiVol 2.0 Fluid Status Monitoring, CardioSync Optimisation Test, VectorExpress LV Automated Test, Complete Capture Management, BlueSync technology, Quad DF4 with BlueSync mobile remote monitoring | 35.5 cm3, 83 g | 392242 | The benefit includes a component for remote monitoring services provided via a remote monitoring system or a smart device application. A separate benefit cannot be claimed in respect of a remote monitoring system listed on Part C of the Schedule. | July 2023 | Group Benefit Change, Changed
08 - Cardiac | 08.03 - ICDs with CRT | 08.03.02 - Features of 8.3.1 plus auto test sensing parameters, auto capture threshold test, lead impedance test, wireless remote analysis |  | a,c,d,e Remote Monitoring Service | MI427 | 33715 | Medtronic Australasia Pty Ltd | Cobalt™ HF CRT-D MRI SureScan™ with BlueSync mobile remote monitoring | Implantable Cardioverter Defibrillator with Cardiac Resynchronisation therapy with PhysioCurve Design, MRI compatible, SmartShock 2.0 Technology, OptiVol 2.0 Fluid Status Monitoring, CardioSync Optimisation Test, Complete Capture Management, BlueSync technology, DF4 with BlueSync mobile remote monitoring | 35 cm3, 82.1 g | 392273 | The benefit includes a component for remote monitoring services provided via a remote monitoring system or a smart device application. A separate benefit cannot be claimed in respect of a remote monitoring system listed on Part C of the Schedule. | July 2023 | Group Benefit Change, Changed Product Sizes,
08 - Cardiac | 08.14 - Implantable Cardiac Event Recorders | 08.14.01 - Implantable Cardiac Event Recorders |  | i | MI438 | 2886 | Medtronic Australasia Pty Ltd | Reveal LINQ II™ | Insertable Cardiac Monitor | 45.1 mm x 8mm x 4.2mm, 1.4cc | 391830 |  | July 2023 | Changed Part C
08 - Cardiac | 08.06 - CRT Pacemakers | 08.06.02 - Features of 8.6.1 plus continuous threshold monitoring in atrium & ventricle with ability to adapt pacing outputs accordingly |  | g, Remote Monitoring Service | MI442 | 10454 | Medtronic Australasia Pty Ltd | Serena MRI SureScan CRT-P with BlueSync mobile remote monitoring | MR Conditional pacemaker with cardiac resynchronisation therapy, SureScan™ technology, and Bluetooth® wireless telemetry (OAE-DDDR) with BlueSync mobile remote monitoring | 20cm3 30g | 393517 | The benefit includes a component for remote monitoring services provided via a remote monitoring system or a smart device application. A separate benefit cannot be claimed in respect of a remote monitoring system listed on Part C of the Schedule. | July 2023 | Changed Product Sizes
08 - Cardiac | 08.04 - Single Chamber Pacemakers | 08.04.03 - SSIR with small/compact size, multi-programmability & longevity, & four or more advanced features |  | Remote Monitoring Service | MI446 | 5244 | Medtronic Australasia Pty Ltd | Azure XT SR MRI SureScan with BlueSync mobile remote monitoring | MR Conditional single chamber pacemaker with SureScan™ technology and Bluetooth® wireless telemetry (OOE-VVIR) with BlueSync mobile remote monitoring | 12.25cm3 22.5g | 392521 | The benefit includes a component for remote monitoring services provided via a remote monitoring system or a smart device application. A separate benefit cannot be claimed in respect of a remote monitoring system listed on Part C of the Schedule. | July 2023 | Group Benefit Change, Changed
08 - Cardiac | 08.04 - Single Chamber Pacemakers | 08.04.03 - SSIR with small/compact size, multi-programmability & longevity, & four or more advanced features |  | Remote Monitoring Service | MI447 | 5244 | Medtronic Australasia Pty Ltd | Azure S SR MRI SureScanTM with BlueSync mobile remote monitoring | MR Conditional single chamber pacemaker with SureScan™ technology and Bluetooth® wireless telemetry (OOE-VVIR) with BlueSync mobile remote monitoring | 12.25cm3 22.5g | 392531 | The benefit includes a component for remote monitoring services provided via a remote monitoring system or a smart device application. A separate benefit cannot be claimed in respect of a remote monitoring system listed on Part C of the Schedule. | July 2023 | Group Benefit Change, Changed
08 - Cardiac | 08.05 - Dual Chamber Pacemakers | 08.05.04 - DDDR with continuous threshold monitoring in atrium + ventricle with ability to adapt pacing outputs accordingly, & with four or more advanced features |  | g, Remote Monitoring Service | MI448 | 8718 | Medtronic Australasia Pty Ltd | Azure XT DR MRI SureScan with BlueSync mobile remote monitoring | MR Conditional dual chamber pacemaker with SureScan™ technology and Bluetooth® wireless telemetry with BlueSync mobile remote monitoring | 12.75 cm3 22.5g | 292009 | The benefit includes a component for remote monitoring services provided via a remote monitoring system or a smart device application. A separate benefit cannot be claimed in respect of a remote monitoring system listed on Part C of the Schedule. | July 2021 | Group Benefit Change
08 - Cardiac | 08.05 - Dual Chamber Pacemakers | 08.05.04 - DDDR with continuous threshold monitoring in atrium + ventricle with ability to adapt pacing outputs accordingly, & with four or more advanced features |  | g, Remote Monitoring Service | MI449 | 8718 | Medtronic Australasia Pty Ltd | Azure S DR MRI SureScan with BlueSync mobile remote monitoring | MR Conditional dual chamber pacemaker with SureScan™ technology and Bluetooth® wireless telemetry (OOE-DDDR) with BlueSync mobile remote monitoring | 12.75 cm3 22.5g | 392520 | The benefit includes a component for remote monitoring services provided via a remote monitoring system or a smart device application. A separate benefit cannot be claimed in respect of a remote monitoring system listed on Part C of the Schedule. | July 2023 | Group Benefit Change, Changed
10 - Vascular | 10.08 - Occlusion Devices | 10.08.02 - Coil, Peripheral | 10.08.02.01 - ≤200mm length | P, repositionable (Platinum, repositionable) | MI453 | 868 | Medtronic Australasia Pty Ltd | Concerto Versa Detachable Coil | Platinum-tungsten embolization coil (enlaced with nylon fibers) attached to a composite delivery pusher, and a hand-held Instant Detacher. | Diameters 3–32 mm, Length 5-65 cm. | 337400 |  | November 2021 | Group Benefit Change
13 - Spinal | 13.02 - Accessories for bone screws and connector components | 13.02.01 - Nut/Set Screw/Locking Screw |  |  | MI459 | 144 | Medtronic Australasia Pty Ltd | PASS Polyaxial Spine System | Breakaway Nut, Break off set screw, Revision Post and Nut Set Screw | One size | 295277 |  | November 2022 | Group Benefit Change
13 - Spinal | 13.06 - Rod | 13.06.01 - Standard |  |  | MI460 | 355 | Medtronic Australasia Pty Ltd | PASS Pedical Spine System Rod | PASS Pedical Spine System Rod | 5.5 & 6.0 mm diameter Multiple lengths | 295277 |  | November 2022 | Group Benefit Change
13 - Spinal | 13.03 - Connector | 13.03.01 - In-Line |  |  | MI461 | 655 | Medtronic Australasia Pty Ltd | PASS Pedicle Spine System Connectors | PASS Pedicle Spine System Connectors | 5.5 & 6.0 mm rods | 295277 |  | November 2021 | Group Benefit Change
13 - Spinal | 13.01 - Bone Screws | 13.01.02 - Pedicle, Polyaxial |  | Cannulated | MI465 | 1124 | Medtronic Australasia Pty Ltd | Cannulated Polyaxial Pedicle Screws | Cannulated Polyaxial Pedicle Screws | 4.5 to 9.5mm diameter all lengths | 295277 |  | November 2021 | Group Benefit Change
13 - Spinal | 13.01 - Bone Screws | 13.01.02 - Pedicle, Polyaxial |  |  | MI466 | 1050 | Medtronic Australasia Pty Ltd | Non-Cannulated Polyaxial Pedicle Screws | Non-Cannulated Polyaxial Pedicle Screws | 4.5mm to 9.5mm diameter | 295277 |  | November 2021 | Group Benefit Change
13 - Spinal | 13.01 - Bone Screws | 13.01.02 - Pedicle, Polyaxial |  | Cannulated | MI467 | 1124 | Medtronic Australasia Pty Ltd | Cannulated Polyaxial Pedicle Screw | Cannulated Polyaxial Pedicle Screw | All sizes | 295277 |  | November 2021 | Group Benefit Change
13 - Spinal | 13.02 - Accessories for bone screws and connector components | 13.02.01 - Nut/Set Screw/Locking Screw |  |  | MI468 | 144 | Medtronic Australasia Pty Ltd | Locking Nut | Locking Nut | All sizes | 295277 |  | November 2021 | Group Benefit Change
13 - Spinal | 13.06 - Rod | 13.06.01 - Standard |  |  | MI470 | 355 | Medtronic Australasia Pty Ltd | Straight rods | Straight rods | All sizes | 295277 |  | November 2021 | Group Benefit Change
13 - Spinal | 13.06 - Rod | 13.06.01 - Standard |  | Dual Diameter | MI471 | 446 | Medtronic Australasia Pty Ltd | Dual diameter rod | Dual diameter rod | All sizes | 295277 |  | November 2021 | Group Benefit Change
13 - Spinal | 13.01 - Bone Screws | 13.01.02 - Pedicle, Polyaxial |  | Shank | MI472 | 540 | Medtronic Australasia Pty Ltd | Polyaxial Pedicle Screws | Polyaxial Pedicle Screws | All sizes | 295277 |  | November 2021 | Group Benefit Change
13 - Spinal | 13.03 - Connector | 13.03.03 - Transverse (Rod-to-Rod) | 13.03.03.02 - Adjustable |  | MI475 | 1137 | Medtronic Australasia Pty Ltd | Adjustable Crosslinks | Adjustable Crosslinks | All sizes | 295277 |  | November 2021 | Group Benefit Change
13 - Spinal | 13.05 - Plate | 13.05.02 - No Integral Fixation | 13.05.02.03 - Occipital |  | MI476 | 1803 | Medtronic Australasia Pty Ltd | Occipital plates | Occipital plates | All sizes | 295277 |  | November 2021 | Group Benefit Change
13 - Spinal | 13.01 - Bone Screws | 13.01.03 - Standard |  | Dual Thread | MI481 | 403 | Medtronic Australasia Pty Ltd | Fusion Cage Screws | Fusion Cage Screws | Multiple sizes to suit patient anatomy | 295284 |  | November 2021 | Group Benefit Change
13 - Spinal | 13.01 - Bone Screws | 13.01.03 - Standard |  | Closed | MI483 | 174 | Medtronic Australasia Pty Ltd | PASS Spinal System Screw | PASS Spinal System Closed Iliac Screw | all sizes | 295277 |  | November 2021 | Group Benefit Change
13 - Spinal | 13.02 - Accessories for bone screws and connector components | 13.02.02 - Collar/Sleeve |  |  | MI484 | 184 | Medtronic Australasia Pty Ltd | PASS Pedicle Spine System Connector | PASS Pedicle Spine System offset connector | 5.5 & 6.0mm rod | 295277 |  | November 2021 | Group Benefit Change
13 - Spinal | 13.01 - Bone Screws | 13.01.02 - Pedicle, Polyaxial |  | Shank | MI503 | 540 | Medtronic Australasia Pty Ltd | PASS Polyaxial Spinal System - Pedicle Screws | Polyaxial Pedicle Screws | 4.5 to 7.5mm diameter | 295277 |  | March 2023 | Group Benefit Change
12 - Knee | 12.08 - PATELLAR COMPONENT | 12.08.01 - Cemented, All Polyethylene |  |  | MJ014 | 385 | MatOrtho Australia Pty Ltd | MRK (Medial Rotation Knee) Total Knee System Patellar Component | All Poly Patellar, UHMWPE, 1 central peg, This is a uncemented poly button | 20-30mm | 117770 192372 |  | May 2018 | Group Benefit Change
12 - Knee | 12.08 - PATELLAR COMPONENT | 12.08.01 - Cemented, All Polyethylene |  |  | MJ015 | 385 | MatOrtho Australia Pty Ltd | Saiph Knee System Patella Component | Polyethylene Patella Component | Diameter 23mm - 42mm | 209578 |  | May 2018 | Group Benefit Change
13 - Spinal | 13.06 - Rod | 13.06.01 - Standard |  |  | MN113 | 355 | Johnson & Johnson Medical Pty Ltd | Mountaineer Spine System | OC Adjustable Rod | 3.5mm | 145010 |  | May 2018 | Group Benefit Change
04 - Neurosurgical | 04.08 - NEURO INTERVENTION | 04.08.02 - Coils |  |  | MN137 | 1118 | Johnson & Johnson Medical Pty Ltd | Ultipaq Microcoil System | Platinum Coil | 2 to 4mm loop diameter | 201672 |  | May 2018 | Group Benefit Change
04 - Neurosurgical | 04.08 - NEURO INTERVENTION | 04.08.02 - Coils |  |  | MN139 | 1118 | Johnson & Johnson Medical Pty Ltd | Helipaq Microcoil System | Platinum Coil | 2 to 20mm coil diameter | 201605 201607 |  | May 2018 | Group Benefit Change
04 - Neurosurgical | 04.08 - NEURO INTERVENTION | 04.08.02 - Coils |  |  | MN140 | 1118 | Johnson & Johnson Medical Pty Ltd | Micrusframe | Stretch Resistant Coil | 2 to 18mm loop diameter | 201612 201635 |  | November 2019 | Group Benefit Change
04 - Neurosurgical | 04.08 - NEURO INTERVENTION | 04.08.02 - Coils |  |  | MN142 | 1118 | Johnson & Johnson Medical Pty Ltd | Helipaq Microcoil System | Cerecyte coils | 2 to 20mm loop diameter | 202314 |  | May 2018 | Group Benefit Change
04 - Neurosurgical | 04.08 - NEURO INTERVENTION | 04.08.02 - Coils |  |  | MN143 | 1118 | Johnson & Johnson Medical Pty Ltd | Ultipaq Microcoil System | Cerecyte coils | 2 to 4mm loop diameter | 201674 |  | May 2018 | Group Benefit Change
04 - Neurosurgical | 04.08 - NEURO INTERVENTION | 04.08.02 - Coils |  |  | MN144 | 1118 | Johnson & Johnson Medical Pty Ltd | Micrusphere Microcoil System | Cerecyte coils | 2 to 18mm loop diameter | 201606 |  | May 2018 | Group Benefit Change
04 - Neurosurgical | 04.08 - NEURO INTERVENTION | 04.08.02 - Coils |  |  | MN145 | 1118 | Johnson & Johnson Medical Pty Ltd | Presidio Microcoil System | Cerecyte coils | 4 to 20mm loop diameter | 201922 |  | May 2018 | Group Benefit Change
04 - Neurosurgical | 04.08 - NEURO INTERVENTION | 04.08.02 - Coils |  |  | MN146 | 1118 | Johnson & Johnson Medical Pty Ltd | Cashmere Microcoil System | Platinum and Cerecyte coils | 2 to 12mm loop diameter | 201636 |  | May 2018 | Group Benefit Change
04 - Neurosurgical | 04.08 - NEURO INTERVENTION | 04.08.02 - Coils |  |  | MN165 | 1118 | Johnson & Johnson Medical Pty Ltd | Delta Coiling Systems | Stretch Resistant Coiling | 1.5 to 24mm diameter | 201609 201610 203283 |  | November 2019 | Group Benefit Change
04 - Neurosurgical | 04.08 - NEURO INTERVENTION | 04.08.03 - Assist Devices | 04.08.03.02 - Coil detachment device |  | MN168 | 236 | Johnson & Johnson Medical Pty Ltd | EnPOWER Detachment Control System | Sterile Field Coil Detachment Control | Single unit | 132921 |  | May 2018 | Group Benefit Change
13 - Spinal | 13.06 - Rod | 13.06.01 - Standard |  |  | MN169 | 355 | Johnson & Johnson Medical Pty Ltd | VIPER Spinal System | Spinal Rods | 30-480mm | 97391 |  | May 2018 | Group Benefit Change
06 - Specialist Orthopaedic | 06.02 - UPPER LIMB | 06.02.04 - Shoulder - Humeral | 06.02.04.14 - Humeral cup |  | MN170 | 774 | Johnson & Johnson Medical Pty Ltd | Delta Shoulder System | Humeral cup: Standard PE, High Mobility PE, Lateral, Retentive, | 36 to 42 | 212806 212807 217395 221374 |  | July 2023 | Changed Product Description
07 - Plastic and Reconstructive | 07.01 - CRANIOMAXILLOFACIAL RECONSTRUCTION & FIXATION | 07.01.05 - Fracture or Reconstruction Plates | 07.01.05.02 - <0.5mm thick, 4-7 holes | Burr | MN196 | 161 | Johnson & Johnson Medical Pty Ltd | Matrix Plate | Burr Hole Plates | 12 to 24mm | 157706 |  | May 2018 | Group Benefit Change
13 - Spinal | 13.01 - Bone Screws | 13.01.02 - Pedicle, Polyaxial |  | Cannulated | MN198 | 1124 | Johnson & Johnson Medical Pty Ltd | Viper Spine System | Polyaxial, uniplanar cannulated screws | 4.35 to 10mm diameter | 145290 178040 |  | May 2018 | Group Benefit Change
06 - Specialist Orthopaedic | 06.03 - SKELETAL RECONSTRUCTION | 06.03.04 - Screws | 06.03.04.02 - Small (2.71mm – 4.49mm) | CN,LK | MN199 | 202 | Johnson & Johnson Medical Pty Ltd | Bristow-Latarjet Instability Shoulder Set - Screw | Cannulated Locking Screw | 2.71mm – 4.49mm | 136374 |  | May 2018 | Group Benefit Change
06 - Specialist Orthopaedic | 06.03 - SKELETAL RECONSTRUCTION | 06.03.03 - Plates | 06.03.03.24 - Periarticular anatomic - Radius ≥ 16 holes | VAL | MN201 | 1525 | Johnson & Johnson Medical Pty Ltd | AO/ASIF Plates | Anatomical Radial Plates | ≥ 16 Holes | 157069 |  | May 2018 | Group Benefit Change
12 - Knee | 12.03 - TIBIAL TRAY COMPONENT - TOTAL KNEE ARTHROPLASTY | 12.03.02 - Cemented, Alloy |  | Revision | MN207 | 2758 | Johnson & Johnson Medical Pty Ltd | Attune Knee System | Revision fixed bearing tibial tray. | 1 to 10 | 289595 |  | May 2018 | Group Benefit Change
06 - Specialist Orthopaedic | 06.03 - SKELETAL RECONSTRUCTION | 06.03.03 - Plates | 06.03.03.05 - Small (screw size 2.71mm – 4.49mm)(including blade) ≥ 7 to ≤ 15 holes | VAL | MN210 | 641 | Johnson & Johnson Medical Pty Ltd | AO/ASIF Plates | Variable Angle Locking Plate | 7-15 Holes | 157069 |  | May 2018 | Group Benefit Change
13 - Spinal | 13.10 - Fusion Cage | 13.10.02 - Interbody, No Integral Fixation | 13.10.02.02 - ThoracoLumbar / Lumbar | Paired | MN236 | 2346 | Johnson & Johnson Medical Pty Ltd | OPAL | Interbody Fusion Cage | 10-15mm, 9-10 x 24mm | 231840 |  | March 2019 | Group Benefit Change
13 - Spinal | 13.10 - Fusion Cage | 13.10.02 - Interbody, No Integral Fixation | 13.10.02.02 - ThoracoLumbar / Lumbar | Paired | MN248 | 2346 | Johnson & Johnson Medical Pty Ltd | CONDUIT EIT PLIF Cage | Lumbar Cage with Titanium | 7-16mm Heights | 319880 |  | November 2020 | Group Benefit Change
13 - Spinal | 13.10 - Fusion Cage | 13.10.02 - Interbody, No Integral Fixation | 13.10.02.01 - Cervical |  | MN250 | 2189 | Johnson & Johnson Medical Pty Ltd | CONDUIT EIT Cervical Cage | Cervical Cage with Titanium | 4-10mm heights | 319880 |  | November 2020 | Group Benefit Change
13 - Spinal | 13.10 - Fusion Cage | 13.10.02 - Interbody, No Integral Fixation | 13.10.02.01 - Cervical |  | MN252 | 2189 | Johnson & Johnson Medical Pty Ltd | CONDUIT EIT SMART ACDF | Cellular Titanium Cage with Graft Hole | 4-12mm height | 319880 |  | November 2020 | Group Benefit Change
13 - Spinal | 13.10 - Fusion Cage | 13.10.02 - Interbody, No Integral Fixation | 13.10.02.02 - ThoracoLumbar / Lumbar | Paired | MN253 | 2346 | Johnson & Johnson Medical Pty Ltd | CONDUIT EIT SMART PLIF | Cellular Titanium Cage with Graft Hole | 8-16mm | 319880 |  | November 2020 | Group Benefit Change
11 - Hip | 11.01 - FEMORAL COMPONENTS - PRIMARY AND REVISION | 11.01.04 - Uncemented, HA Coated | 11.01.04.01 - Grit Blast |  | MN256 | 3223 | Johnson & Johnson Medical Pty Ltd | Corail Femoral Stem | Titanium, grit blast, full HA coating | Size 11 to 14; Offset Low, Standard; Angle (In degrees) 125-135 | 306751 |  | November 2022 | Group Benefit Change
13 - Spinal | 13.03 - Connector | 13.03.03 - Transverse (Rod-to-Rod) | 13.03.03.02 - Adjustable |  | MN259 | 1137 | Johnson & Johnson Medical Pty Ltd | SYMPHONY OCT System | Rod to rod cross connectors | 20-64mm | 178040 |  | March 2021 | Group Benefit Change
13 - Spinal | 13.02 - Accessories for bone screws and connector components | 13.02.02 - Collar/Sleeve |  |  | MN260 | 184 | Johnson & Johnson Medical Pty Ltd | SYMPHONY OCT System | Cross connector head adapter | One size | 178040 |  | July 2020 | Group Benefit Change
13 - Spinal | 13.01 - Bone Screws | 13.01.02 - Pedicle, Polyaxial |  |  | MN263 | 1050 | Johnson & Johnson Medical Pty Ltd | SYMPHONY OCT System | Polyaxial screws | 3.0-5.5mm diameter | 178040 |  | November 2021 | Group Benefit Change
13 - Spinal | 13.06 - Rod | 13.06.01 - Standard |  | Dual Diameter | MN264 | 446 | Johnson & Johnson Medical Pty Ltd | SYMPHONY OCT System | Dual diameter rods | 3.5-6.35mm diameter | 178040 |  | July 2020 | Group Benefit Change
13 - Spinal | 13.03 - Connector | 13.03.01 - In-Line |  |  | MN265 | 655 | Johnson & Johnson Medical Pty Ltd | SYMPHONY OCT System | Axial and parallel connectors | 3.5-6.35mm | 178040 |  | March 2021 | Group Benefit Change
13 - Spinal | 13.02 - Accessories for bone screws and connector components | 13.02.01 - Nut/Set Screw/Locking Screw |  |  | MN267 | 144 | Johnson & Johnson Medical Pty Ltd | SYMPHONY OCT System | Set screws and locking nut | One size | 178040 |  | July 2020 | Group Benefit Change
13 - Spinal | 13.06 - Rod | 13.06.01 - Standard |  |  | MN268 | 355 | Johnson & Johnson Medical Pty Ltd | SYMPHONY OCT System | Straight, hinged, and pre-lordosed rods | 3.5-4.0mm diameter | 178040 |  | July 2020 | Group Benefit Change
11 - Hip | 11.01 - FEMORAL COMPONENTS - PRIMARY AND REVISION | 11.01.04 - Uncemented, HA Coated | 11.01.04.02 - Beaded |  | MN275 | 3198 | Johnson & Johnson Medical Pty Ltd | ACTIS Femoral Stem | Collared, proximal beaded with HA | Size 0-12 | 346130 |  | March 2021 | Group Benefit Change
06 - Specialist Orthopaedic | 06.03 - SKELETAL RECONSTRUCTION | 06.03.04 - Screws | 06.03.04.05 - Dynamic |  | MN279 | 169 | Johnson & Johnson Medical Pty Ltd | Femoral Neck System, Antirotation Screw | Orthopaedic bone screw, sterile | 75 to 130 mm length | 157068 |  | March 2021 | Group Benefit Change
06 - Specialist Orthopaedic | 06.03 - SKELETAL RECONSTRUCTION | 06.03.03 - Plates | 06.03.03.16 - Periarticular anatomic - Clavicle plate ≤ 6 holes | LK | MN294 | 1217 | Johnson & Johnson Medical Pty Ltd | AO/ASIF Plates | LCP Clavicle Hook Plate | ≤ 6 holes | 157069 |  | July 2021 | Group Benefit Change
06 - Specialist Orthopaedic | 06.03 - SKELETAL RECONSTRUCTION | 06.03.03 - Plates | 06.03.03.17 - Periarticular anatomic - Clavicle plate ≥ 7 to ≤ 15 holes | LK | MN295 | 1357 | Johnson & Johnson Medical Pty Ltd | AO/ASIF Plates | LCP Clavicle Hook Plates | ≥7 to ≤ 15 holes | 157069 |  | July 2021 | Group Benefit Change
06 - Specialist Orthopaedic | 06.03 - SKELETAL RECONSTRUCTION | 06.03.03 - Plates | 06.03.03.05 - Small (screw size 2.71mm – 4.49mm)(including blade) ≥ 7 to ≤ 15 holes | VAL | MN296 | 641 | Johnson & Johnson Medical Pty Ltd | AO/ASIF Plates | VA-LCP Anterior Clavicle Plates | ≥ 7 to ≤ 15 holes | 157069 |  | July 2021 | Group Benefit Change
06 - Specialist Orthopaedic | 06.03 - SKELETAL RECONSTRUCTION | 06.03.03 - Plates | 06.03.03.04 - Small (screw size 2.71mm – 4.49mm)(including blade) ≤ 6 holes | VAL | MN297 | 642 | Johnson & Johnson Medical Pty Ltd | AO/ASIF Plates | 3.5 mm LCP Medial Anterior Clavicle Plate | ≤ 6 holes | 157069 |  | July 2021 | Group Benefit Change
06 - Specialist Orthopaedic | 06.03 - SKELETAL RECONSTRUCTION | 06.03.03 - Plates | 06.03.03.05 - Small (screw size 2.71mm – 4.49mm)(including blade) ≥ 7 to ≤ 15 holes | VAL | MN298 | 641 | Johnson & Johnson Medical Pty Ltd | AO/ASIF Plates | 3.5 mm LCP Medial Anterior Clavicle Plate | ≥ 7 to ≤ 15 holes | 157069 |  | July 2021 | Group Benefit Change
06 - Specialist Orthopaedic | 06.03 - SKELETAL RECONSTRUCTION | 06.03.01 - Intramedullary Nails | 06.03.01.03 - Femoral, Distal |  | MN299 | 996 | Johnson & Johnson Medical Pty Ltd | AO/ASIF Intramedullary Nails | Retrograde Femoral Nail | 9-15mm / 160-420mm Length | 161140 |  | July 2021 | Group Benefit Change
06 - Specialist Orthopaedic | 06.03 - SKELETAL RECONSTRUCTION | 06.03.03 - Plates | 06.03.03.08 - Mini (screw size ≤2.7mm)(including blade) ≥ 7 to ≤ 15 holes | VAL | MN306 | 828 | Johnson & Johnson Medical Pty Ltd | AO/ASIF Plate | VA Locking Patella Plating System, Stainless Steel, Titanium | 13 holes | 157069 |  | March 2023 | Group Benefit Change
06 - Specialist Orthopaedic | 06.03 - SKELETAL RECONSTRUCTION | 06.03.03 - Plates | 06.03.03.17 - Periarticular anatomic - Clavicle plate ≥ 7 to ≤ 15 holes | VAL | MN308 | 1480 | Johnson & Johnson Medical Pty Ltd | AO/ASIF Plates | VA-LCP Clavicle Plates, Lateral & Medial | ≥ 7 to ≤ 15 holes | 157069 286609 |  | July 2021 | Group Benefit Change
06 - Specialist Orthopaedic | 06.03 - SKELETAL RECONSTRUCTION | 06.03.03 - Plates | 06.03.03.08 - Mini (screw size ≤2.7mm)(including blade) ≥ 7 to ≤ 15 holes | VAL | MN309 | 828 | Johnson & Johnson Medical Pty Ltd | AO/ASIF Plates | VA-LCP Clavicle Plates, Shaft | ≥ 7 to ≤ 15 holes | 157069 286609 |  | July 2021 | Group Benefit Change
12 - Knee | 12.11 - KNEE ACCESSORIES | 12.11.04 - Connectors for hinged prostheses |  |  | MN322 | 2581 | Johnson & Johnson Medical Pty Ltd | Attune Knee System | ATTUNE Revision LPS Insert | XX-Small, X-Small, Small and Medium; 12-32 mm | 375180 |  | November 2021 | Group Benefit Change
06 - Specialist Orthopaedic | 06.03 - SKELETAL RECONSTRUCTION | 06.03.03 - Plates | 06.03.03.16 - Periarticular anatomic - Clavicle plate ≤ 6 holes | VAL | MN323 | 1353 | Johnson & Johnson Medical Pty Ltd | AO/ASIF Plates | VA-LCP Clavicle Plate 2.7 System - Button Hook Plate | ≤ 6 holes, 9-, 12- and 15-mm hook depth | 157069 |  | November 2021 | Group Benefit Change
13 - Spinal | 13.01 - Bone Screws | 13.01.02 - Pedicle, Polyaxial |  | Cannulated | MN324 | 1124 | Johnson & Johnson Medical Pty Ltd | SYMPHONY OCT System | Polyaxial cannulated screws | 3.5-5.5mm diameter | 178040 |  | November 2021 | Group Benefit Change
06 - Specialist Orthopaedic | 06.03 - SKELETAL RECONSTRUCTION | 06.03.05 - Surgical Accessories | 06.03.05.12 - Chest Wall Reconstruction Plates |  | MN326 | 1170 | Johnson & Johnson Medical Pty Ltd | MatrixRIB Fixation System | Pre-Contoured Plates; Straight Plates; Universal Plates | 7 - 30 holes | 157069 |  | November 2021 | Group Benefit Change
06 - Specialist Orthopaedic | 06.03 - SKELETAL RECONSTRUCTION | 06.03.03 - Plates | 06.03.03.17 - Periarticular anatomic - Clavicle plate ≥ 7 to ≤ 15 holes | VAL | MN327 | 1480 | Johnson & Johnson Medical Pty Ltd | AO/ASIF Plates | VA-LCP Clavicle Plate 2.7 System - Short and Long Hook Plates | 9, 11 holes; 9-, 12- and 15-mm hook depths | 157069 |  | November 2021 | Group Benefit Change
06 - Specialist Orthopaedic | 06.03 - SKELETAL RECONSTRUCTION | 06.03.03 - Plates | 06.03.03.05 - Small (screw size 2.71mm – 4.49mm)(including blade) ≥ 7 to ≤ 15 holes | LK | MN335 | 313 | Johnson & Johnson Medical Pty Ltd | AO/ASIF Plates | Locking Specialty Plates, LCP Clavicle, MatrixRIB, Titanium | 7-15 Holes | 157069 |  | March 2022 | Group Benefit Change
06 - Specialist Orthopaedic | 06.03 - SKELETAL RECONSTRUCTION | 06.03.03 - Plates | 06.03.03.08 - Mini (screw size ≤2.7mm)(including blade) ≥ 7 to ≤ 15 holes | VAL | MN336 | 828 | Johnson & Johnson Medical Pty Ltd | AO/ASIF Plate | VA Locking Patella Plate Titanium | 13 holes | 157069 |  | March 2022 | Group Benefit Change
06 - Specialist Orthopaedic | 06.03 - SKELETAL RECONSTRUCTION | 06.03.03 - Plates | 06.03.03.34 - Periarticular anatomic - Femur ≥ 16 holes | VAL | MN338 | 2024 | Johnson & Johnson Medical Pty Ltd | AO/ASIF Plates | Anatomic Locking Femur Plates Titanium | ≥16 Holes | 157069 |  | March 2022 | Group Benefit Change
11 - Hip | 11.03 - ACETABULAR COMPONENTS | 11.03.03 - Shells, Uncemented, HA | 11.03.03.04 - Plasma |  | MN347 | 2080 | Johnson & Johnson Medical Pty Ltd | BI-MENTUM Dual Mobility System | Press-Fit cementless metal acetabular dual mobility cup, designed to be used with a polyethylene liner. | 43mm to 69mm diameter in 2mm increments | 363113 |  | July 2022 | Group Benefit Change
11 - Hip | 11.03 - ACETABULAR COMPONENTS | 11.03.04 - Insert/Liner | 11.03.04.02 - Modified polyethylene |  | MN348 | 930 | Johnson & Johnson Medical Pty Ltd | BI-MENTUM Dual Mobility System | Polyethylene liner | 22.2mm heads: 41 - 69mm diameter in 2mm increments, 28mm heads: 47 - 69mm diameter in 2mm increments | 363212 |  | July 2022 | Group Benefit Change
11 - Hip | 11.03 - ACETABULAR COMPONENTS | 11.03.03 - Shells, Uncemented, HA | 11.03.03.04 - Plasma |  | MN351 | 2080 | Johnson & Johnson Medical Pty Ltd | BI-MENTUM Dual Mobility System | Plus and Revision cementless metal acetabular dual mobility cups designed to be used with a polyethylene liner. | 41mm - 69mm diameter in 2mm increments | 363132 363151 |  | July 2022 | Group Benefit Change
06 - Specialist Orthopaedic | 06.03 - SKELETAL RECONSTRUCTION | 06.03.04 - Screws | 06.03.04.06 - Screw Washers |  | MN352 | 59 | Johnson & Johnson Medical Pty Ltd | Bristow-Latarjet Instability Shoulder Set - Top Hat Screw | Cannulated titanium top hat screw | One size only | 136374 |  | July 2022 | Group Benefit Change
06 - Specialist Orthopaedic | 06.03 - SKELETAL RECONSTRUCTION | 06.03.04 - Screws | 06.03.04.06 - Screw Washers |  | MO158 | 59 | Medical & Optical Instruments Australia Pty Ltd | Polarus Humeral Fixation System | Polarus Washer | 3.8mm | 169180 |  | July 2019 | Group Benefit Change
06 - Specialist Orthopaedic | 06.03 - SKELETAL RECONSTRUCTION | 06.03.01 - Intramedullary Nails | 06.03.01.09 - Radial/Ulnar |  | MO159 | 1382 | Medical & Optical Instruments Australia Pty Ltd | Polarus Humeral Rod System | Polarus Ulna Rod Titanium | 210 to 270mm length | 99822 |  | May 2018 | Group Benefit Change
06 - Specialist Orthopaedic | 06.03 - SKELETAL RECONSTRUCTION | 06.03.01 - Intramedullary Nails | 06.03.01.09 - Radial/Ulnar |  | MO161 | 1382 | Medical & Optical Instruments Australia Pty Ltd | Polarus Humeral Rod System | Polarus Radius Rod Titanium | 190 to 230mm length | 99822 |  | May 2018 | Group Benefit Change
06 - Specialist Orthopaedic | 06.03 - SKELETAL RECONSTRUCTION | 06.03.05 - Surgical Accessories | 06.03.05.02 - Pins |  | MO177 | 22 | Medical & Optical Instruments Australia Pty Ltd | Acumed Wires and Pins | Wire Kirschner Stainless Steel | 0.70mm to 2.4mm diameter, 4 to 9.25in (10 to 24cm) length | 99820 |  | March 2020 | Group Benefit Change
06 - Specialist Orthopaedic | 06.03 - SKELETAL RECONSTRUCTION | 06.03.03 - Plates | 06.03.03.07 - Mini (screw size ≤2.7mm)(including blade) ≤ 6 holes |  | MO202 | 469 | Medical & Optical Instruments Australia Pty Ltd | Acumed Bone Plate | MCP Fusion Plate - Titanium | 4 Hole | 99824 |  | May 2018 | Group Benefit Change
06 - Specialist Orthopaedic | 06.03 - SKELETAL RECONSTRUCTION | 06.03.05 - Surgical Accessories | 06.03.05.02 - Pins | TH | MO209 | 22 | Medical & Optical Instruments Australia Pty Ltd | Acumed Congruent Plate System | Threaded K-Wire - Titanium | WT-1606STT: Length 15cm x Diameter 0.62"; WT-0906STT: Length 15cm x Diameter 0.35"; WS-2408STT length 20.32cm x Diameter 0.24cm | 99820 |  | May 2018 | Group Benefit Change
06 - Specialist Orthopaedic | 06.03 - SKELETAL RECONSTRUCTION | 06.03.01 - Intramedullary Nails | 06.03.01.04 - Tibial/Fibular |  | MO280 | 1033 | Medical & Optical Instruments Australia Pty Ltd | Acumed Fibula Rod System | Intramedullary Nail, fibula lower limb specific | 3.00mm & 3.6mm diameter left and right specific rods with lengths of 110mm, 145mm, 180mm | 99822 |  | May 2018 | Group Benefit Change
06 - Specialist Orthopaedic | 06.03 - SKELETAL RECONSTRUCTION | 06.03.04 - Screws | 06.03.04.03 - Mini (2.01 – 2.7 mm) | LK | MO320 | 109 | Medical & Optical Instruments Australia Pty Ltd | Acumed Hexalobe Locking Screws | Acumed Hexalobe Locking Screws | 2.7mm diameter, 8-65mm length | 99823 |  | May 2018 | Group Benefit Change
06 - Specialist Orthopaedic | 06.03 - SKELETAL RECONSTRUCTION | 06.03.04 - Screws | 06.03.04.02 - Small (2.71mm – 4.49mm) |  | MO321 | 54 | Medical & Optical Instruments Australia Pty Ltd | Acumed Hexalobe Non Locking Screws | Acumed Hexalobe Non Locking Screws | 3.0mm,3.5mm and 4.0mm diameter, 8-65mm length | 99823 |  | May 2018 | Group Benefit Change
06 - Specialist Orthopaedic | 06.03 - SKELETAL RECONSTRUCTION | 06.03.04 - Screws | 06.03.04.02 - Small (2.71mm – 4.49mm) | LK | MO322 | 111 | Medical & Optical Instruments Australia Pty Ltd | Acumed Hexalobe Locking Screws | Acumed Hexalobe Locking Screws | Small (2.71mm-4.49mm) | 99823 |  | May 2018 | Group Benefit Change
06 - Specialist Orthopaedic | 06.03 - SKELETAL RECONSTRUCTION | 06.03.04 - Screws | 06.03.04.03 - Mini (2.01 – 2.7 mm) |  | MO323 | 64 | Medical & Optical Instruments Australia Pty Ltd | Acumed Hexalobe Non Locking Screws | Acumed Hexalobe Non Locking Screws | 2.7mm diameter,8-65mm length | 99823 |  | May 2018 | Group Benefit Change
06 - Specialist Orthopaedic | 06.03 - SKELETAL RECONSTRUCTION | 06.03.03 - Plates | 06.03.03.26 - Periarticular anatomic - Ulna ≥ 7 to ≤ 15 holes | VAL | MO350 | 1248 | Medical & Optical Instruments Australia Pty Ltd | Acumed Tap Loc Elbow plates | Variable angle locking plate system | ≥7 to ≤15 holes Olecranon | 99824 |  | May 2018 | Group Benefit Change
06 - Specialist Orthopaedic | 06.03 - SKELETAL RECONSTRUCTION | 06.03.03 - Plates | 06.03.03.19 - Periarticular anatomic - Humerus ≤ 6 holes | VAL | MO352 | 1492 | Medical & Optical Instruments Australia Pty Ltd | Acumed Tap Loc Elbow plates | Variable angle locking plate system | ≤6 holes lateral | 99824 |  | May 2018 | Group Benefit Change
06 - Specialist Orthopaedic | 06.03 - SKELETAL RECONSTRUCTION | 06.03.03 - Plates | 06.03.03.20 - Periarticular anatomic - Humerus ≥ 7 to ≤ 15 holes | VAL | MO353 | 1513 | Medical & Optical Instruments Australia Pty Ltd | Acumed Tap Loc Elbow plates | Variable angle locking plate system | ≥7 to ≤15 holes medial lateral | 199824 |  | May 2018 | Group Benefit Change
06 - Specialist Orthopaedic | 06.03 - SKELETAL RECONSTRUCTION | 06.03.04 - Screws | 06.03.04.03 - Mini (2.01 – 2.7 mm) | CN,DT | MO356 | 348 | Medical & Optical Instruments Australia Pty Ltd | Acutrak 2 | Headless compression screw | 2.5mm | 99823 |  | May 2018 | Group Benefit Change
06 - Specialist Orthopaedic | 06.03 - SKELETAL RECONSTRUCTION | 06.03.03 - Plates | 06.03.03.25 - Periarticular anatomic - Ulna ≤ 6 holes | LK | MO361 | 870 | Medical & Optical Instruments Australia Pty Ltd | Anatomic Midshaft Forearm Plates | Internal Fixation Plate Anatomic Forearm, Ulna | ≤6 holes | 99824 |  | May 2018 | Group Benefit Change
06 - Specialist Orthopaedic | 06.03 - SKELETAL RECONSTRUCTION | 06.03.03 - Plates | 06.03.03.24 - Periarticular anatomic - Radius ≥ 16 holes | LK | MO364 | 1243 | Medical & Optical Instruments Australia Pty Ltd | Acumed Acu-Loc Radius Plating system | Volar, Dorsal, Distal Ulna, Standard, Long, Extra long, wide, narrow, left, right, extra-articular plates | ≥16 holes | 99824 |  | May 2018 | Group Benefit Change
06 - Specialist Orthopaedic | 06.03 - SKELETAL RECONSTRUCTION | 06.03.04 - Screws | 06.03.04.04 - Micro (≤ 2.0mm) | Breakoff, DT | MO367 | 405 | Medical & Optical Instruments Australia Pty Ltd | Acumed Fixation Screw | Acutrak Compression Screw Titanium | ≤2mm | 99823 |  | May 2018 | Group Benefit Change
06 - Specialist Orthopaedic | 06.03 - SKELETAL RECONSTRUCTION | 06.03.04 - Screws | 06.03.04.03 - Mini (2.01 – 2.7 mm) | LK | MO369 | 109 | Medical & Optical Instruments Australia Pty Ltd | Acumed Tap-Loc | Tap screws, Tap-Loc Screws | 2.7mm 36mm-60mm length | 99823 |  | May 2018 | Group Benefit Change
06 - Specialist Orthopaedic | 06.03 - SKELETAL RECONSTRUCTION | 06.03.04 - Screws | 06.03.04.02 - Small (2.71mm – 4.49mm) | LK | MO370 | 111 | Medical & Optical Instruments Australia Pty Ltd | Acumed Tap-Loc | Tap screws, Tap-Loc Screws | 3.6mm -60 mm Length | 99823 |  | May 2018 | Group Benefit Change
06 - Specialist Orthopaedic | 06.03 - SKELETAL RECONSTRUCTION | 06.03.03 - Plates | 06.03.03.16 - Periarticular anatomic - Clavicle plate ≤ 6 holes | LK | MO371 | 1217 | Medical & Optical Instruments Australia Pty Ltd | Acumed Locking Scapula Plate System | Locking Bone Plate, Scapula | ≤6 hole | 99824 |  | May 2018 | Group Benefit Change
06 - Specialist Orthopaedic | 06.03 - SKELETAL RECONSTRUCTION | 06.03.03 - Plates | 06.03.03.17 - Periarticular anatomic - Clavicle plate ≥ 7 to ≤ 15 holes | LK | MO372 | 1357 | Medical & Optical Instruments Australia Pty Ltd | Acumed Locking Scapula plate System | Locking Bone Plate, Scapula | ≥7 to ≤15 holes | 99824 |  | May 2018 | Group Benefit Change
06 - Specialist Orthopaedic | 06.03 - SKELETAL RECONSTRUCTION | 06.03.04 - Screws | 06.03.04.03 - Mini (2.01 – 2.7 mm) |  | MO375 | 64 | Medical & Optical Instruments Australia Pty Ltd | Acu-Loc Distal Radius Plate System | Threaded, non-threaded,locking, non-locking screw peg, titanium | 2.3 mm | 99823 |  | May 2018 | Group Benefit Change
06 - Specialist Orthopaedic | 06.03 - SKELETAL RECONSTRUCTION | 06.03.04 - Screws | 06.03.04.03 - Mini (2.01 – 2.7 mm) | LK | MO376 | 109 | Medical & Optical Instruments Australia Pty Ltd | Acu-Loc Distal Radius Plate System | Locking screws | 2.01-2.7mm | 99823 |  | May 2018 | Group Benefit Change
06 - Specialist Orthopaedic | 06.03 - SKELETAL RECONSTRUCTION | 06.03.04 - Screws | 06.03.04.02 - Small (2.71mm – 4.49mm) | LK | MO377 | 111 | Medical & Optical Instruments Australia Pty Ltd | Acu-Loc Distal Radius Plate System | Cortical Screw | 3.5mm | 99823 |  | May 2018 | Group Benefit Change
06 - Specialist Orthopaedic | 06.03 - SKELETAL RECONSTRUCTION | 06.03.04 - Screws | 06.03.04.02 - Small (2.71mm – 4.49mm) |  | MO378 | 54 | Medical & Optical Instruments Australia Pty Ltd | Acu-Loc Distal Radius Plate System | Cortical Screw Locking | 3.5mm | 99823 |  | May 2018 | Group Benefit Change
06 - Specialist Orthopaedic | 06.03 - SKELETAL RECONSTRUCTION | 06.03.03 - Plates | 06.03.03.16 - Periarticular anatomic - Clavicle plate ≤ 6 holes | LK | MO384 | 1217 | Medical & Optical Instruments Australia Pty Ltd | Acumed Locking Clavical Plating System | Locking Clavicle Plates Mid Shaft Anterior and Distal | ≥ 6 holes | 99824 |  | May 2018 | Group Benefit Change
06 - Specialist Orthopaedic | 06.03 - SKELETAL RECONSTRUCTION | 06.03.03 - Plates | 06.03.03.17 - Periarticular anatomic - Clavicle plate ≥ 7 to ≤ 15 holes | LK | MO385 | 1357 | Medical & Optical Instruments Australia Pty Ltd | Acumed Locking Clavical Plating System | Locking Clavicle Plates Mid Shaft, Anterior and Distal | ≥7 to ≤15 holes | 99824 |  | May 2018 | Group Benefit Change
06 - Specialist Orthopaedic | 06.03 - SKELETAL RECONSTRUCTION | 06.03.04 - Screws | 06.03.04.03 - Mini (2.01 – 2.7 mm) | LK | MO394 | 109 | Medical & Optical Instruments Australia Pty Ltd | RibLoc rib fracture plating system screws | RibLoc Screws | Mini 2.01-2.7mm | 158694 |  | May 2018 | Group Benefit Change
06 - Specialist Orthopaedic | 06.03 - SKELETAL RECONSTRUCTION | 06.03.03 - Plates | 06.03.03.07 - Mini (screw size ≤2.7mm)(including blade) ≤ 6 holes | Com, LK | MO395 | 1062 | Medical & Optical Instruments Australia Pty Ltd | RibLoc Rib fracture plating System | RibLoc Plate | 46mmL X 8-14mm W | 158695 |  | May 2018 | Group Benefit Change
06 - Specialist Orthopaedic | 06.03 - SKELETAL RECONSTRUCTION | 06.03.03 - Plates | 06.03.03.23 - Periarticular anatomic - Radius ≥ 7 to ≤ 15 holes | VAL | MO407 | 1239 | Medical & Optical Instruments Australia Pty Ltd | Acu-Loc Distal Radius Plating System | Volar, Dorsal, Distal Ulna, Standard, Long, Extra long, wide, narrow, left, right, extra articular plates | ≥ 7 to ≤ 15 | 99824 |  | May 2018 | Group Benefit Change
06 - Specialist Orthopaedic | 06.03 - SKELETAL RECONSTRUCTION | 06.03.04 - Screws | 06.03.04.01 - Standard ( ≥4.5mm) |  | MO413 | 57 | Medical & Optical Instruments Australia Pty Ltd | Acumed Screws | Screws | >4.5mm | 99823 |  | May 2018 | Group Benefit Change
06 - Specialist Orthopaedic | 06.03 - SKELETAL RECONSTRUCTION | 06.03.04 - Screws | 06.03.04.02 - Small (2.71mm – 4.49mm) | LK | MO415 | 111 | Medical & Optical Instruments Australia Pty Ltd | Acumed Screws | Screws | 2.71mm - 4.49mm | 99823 |  | May 2018 | Group Benefit Change
06 - Specialist Orthopaedic | 06.03 - SKELETAL RECONSTRUCTION | 06.03.04 - Screws | 06.03.04.04 - Micro (≤ 2.0mm) | LK | MO420 | 106 | Medical & Optical Instruments Australia Pty Ltd | ACUMED Hexalobe 1.5mm Multiscrews | ACUMED Hexalobe 1.5mm locking Multiscrew | 1.5mm in diameter, 5mm to 20mm in length | 99823 |  | May 2018 | Group Benefit Change
06 - Specialist Orthopaedic | 06.03 - SKELETAL RECONSTRUCTION | 06.03.04 - Screws | 06.03.04.03 - Mini (2.01 – 2.7 mm) | LK | MO421 | 109 | Medical & Optical Instruments Australia Pty Ltd | ACUMED Hexalobe 2.3mm Multiscrews | ACUMED Hexalobe 2.3 Multiscrew | 2.3mm in diameter, 5mm to 20mm in length | 99823 |  | May 2018 | Group Benefit Change
06 - Specialist Orthopaedic | 06.03 - SKELETAL RECONSTRUCTION | 06.03.04 - Screws | 06.03.04.04 - Micro (≤ 2.0mm) |  | MO422 | 49 | Medical & Optical Instruments Australia Pty Ltd | ACUMED Hexalobe 1.5mm Lag Screws | ACUMED Hexalobe 1.5mm Lag Screw | 1.5mm in diameter, 5mm to 20mm in length | 99823 |  | May 2018 | Group Benefit Change
06 - Specialist Orthopaedic | 06.03 - SKELETAL RECONSTRUCTION | 06.03.04 - Screws | 06.03.04.03 - Mini (2.01 – 2.7 mm) |  | MO423 | 64 | Medical & Optical Instruments Australia Pty Ltd | ACUMED Hexalobe 2.3mm Lag screw | ACUMED Hexalobe 2.3mm Lag screw | 2.3mm in diameter, 5mm to 20mm in length | 99823 |  | May 2018 | Group Benefit Change
06 - Specialist Orthopaedic | 06.03 - SKELETAL RECONSTRUCTION | 06.03.04 - Screws | 06.03.04.02 - Small (2.71mm – 4.49mm) | LK | MO426 | 111 | Medical & Optical Instruments Australia Pty Ltd | ACUMED Hexalobe Low Profile 4.3mm screws | ACUMED Hexalobe low profile 4.3mm locking screws, Titanium, fully threaded | 4.3mm in diameter, 18mm to 64mm in length | 99823 |  | May 2018 | Group Benefit Change
06 - Specialist Orthopaedic | 06.03 - SKELETAL RECONSTRUCTION | 06.03.03 - Plates | 06.03.03.08 - Mini (screw size ≤2.7mm)(including blade) ≥ 7 to ≤ 15 holes | Com, LK | MO428 | 619 | Medical & Optical Instruments Australia Pty Ltd | ACUMED Total Wrist Fusion Plating System | Total Wrist Fusion System | Plates available in 9 and 10 hole configurations | 99824 |  | May 2018 | Group Benefit Change
06 - Specialist Orthopaedic | 06.03 - SKELETAL RECONSTRUCTION | 06.03.03 - Plates | 06.03.03.08 - Mini (screw size ≤2.7mm)(including blade) ≥ 7 to ≤ 15 holes | VAL | MO430 | 828 | Medical & Optical Instruments Australia Pty Ltd | ACUMED Hand Fracture System, plates | Hand plating System, including plates and screws | Plates available in 7 to 12 hole configurations | 99824 |  | May 2018 | Group Benefit Change
06 - Specialist Orthopaedic | 06.03 - SKELETAL RECONSTRUCTION | 06.03.11 - External Fixateurs | 06.03.11.02 - Frame Complete - Monoplanar & Modular Frames | Mini | MO431 | 1551 | Medical & Optical Instruments Australia Pty Ltd | ACUMED Small Bone External Fixation System | Designed for Metacarpal and Phalangeal bones | mini | 101930 |  | May 2018 | Group Benefit Change
06 - Specialist Orthopaedic | 06.03 - SKELETAL RECONSTRUCTION | 06.03.03 - Plates | 06.03.03.08 - Mini (screw size ≤2.7mm)(including blade) ≥ 7 to ≤ 15 holes | Com, VAL | MO432 | 943 | Medical & Optical Instruments Australia Pty Ltd | ACUMED Hand Fracture System | 0.8mm Offset Plate | 0.8mm | 99824 |  | May 2018 | Group Benefit Change
06 - Specialist Orthopaedic | 06.03 - SKELETAL RECONSTRUCTION | 06.03.03 - Plates | 06.03.03.07 - Mini (screw size ≤2.7mm)(including blade) ≤ 6 holes | Com, VAL | MO433 | 1120 | Medical & Optical Instruments Australia Pty Ltd | ACUMED Hand Fracture System | 0.8mm Avulsion Hook Plate | 0.8mm | 99824 |  | May 2018 | Group Benefit Change
06 - Specialist Orthopaedic | 06.03 - SKELETAL RECONSTRUCTION | 06.03.03 - Plates | 06.03.03.08 - Mini (screw size ≤2.7mm)(including blade) ≥ 7 to ≤ 15 holes | Com, VAL | MO434 | 943 | Medical & Optical Instruments Australia Pty Ltd | ACUMED Hand Fracture System | 1.3mm Rolando Fracture Hook Plate | 1.3mm | 99824 |  | May 2018 | Group Benefit Change
06 - Specialist Orthopaedic | 06.03 - SKELETAL RECONSTRUCTION | 06.03.04 - Screws | 06.03.04.03 - Mini (2.01 – 2.7 mm) | LK | MO435 | 109 | Medical & Optical Instruments Australia Pty Ltd | RibLoc Dual Locking Screw | Locking Screws | 2.7mm diameter,6mm to 14mm length | 158694 |  | May 2018 | Group Benefit Change
06 - Specialist Orthopaedic | 06.03 - SKELETAL RECONSTRUCTION | 06.03.03 - Plates | 06.03.03.07 - Mini (screw size ≤2.7mm)(including blade) ≤ 6 holes | VAL | MO436 | 973 | Medical & Optical Instruments Australia Pty Ltd | Acumed Hand Fracture System | Straight Plates Variable Angle Locking | 6 hole | 99824 |  | May 2018 | Group Benefit Change
06 - Specialist Orthopaedic | 06.03 - SKELETAL RECONSTRUCTION | 06.03.04 - Screws | 06.03.04.03 - Mini (2.01 – 2.7 mm) | CN,LK | MO437 | 198 | Medical & Optical Instruments Australia Pty Ltd | Acu-Loc Distal Radius Plating System | Frag-Loc Cannulated Compression Screw with Compression Sleeve | Standard 16mm to 24mm,Long 20mm to 28mm | 99823 |  | May 2018 | Group Benefit Change
06 - Specialist Orthopaedic | 06.03 - SKELETAL RECONSTRUCTION | 06.03.05 - Surgical Accessories | 06.03.05.12 - Chest Wall Reconstruction Plates |  | MO438 | 1170 | Medical & Optical Instruments Australia Pty Ltd | RibLoc U+ Chest Wall Plate | RibLoc U+ Chest Wall Plate | 4 Hole | 158695 |  | July 2019 | Group Benefit Change
06 - Specialist Orthopaedic | 06.03 - SKELETAL RECONSTRUCTION | 06.03.05 - Surgical Accessories | 06.03.05.12 - Chest Wall Reconstruction Plates |  | MO439 | 1170 | Medical & Optical Instruments Australia Pty Ltd | RibLOc U+ Chest Wall Plate | RibLoc U+ Chest Wall Plate | 16 Hole, 22 Hole | 158695 |  | July 2019 | Group Benefit Change
06 - Specialist Orthopaedic | 06.03 - SKELETAL RECONSTRUCTION | 06.03.05 - Surgical Accessories | 06.03.05.12 - Chest Wall Reconstruction Plates |  | MO440 | 1170 | Medical & Optical Instruments Australia Pty Ltd | RibLoc U+ Chest Wall Plate | RibLoc U+ Chest Wall Plate | 8 Hole,12 Hole | 158695 |  | July 2019 | Group Benefit Change
06 - Specialist Orthopaedic | 06.03 - SKELETAL RECONSTRUCTION | 06.03.03 - Plates | 06.03.03.38 - Periarticular anatomic - Tibia ≤ 6 holes | VAL | MO442 | 1518 | Medical & Optical Instruments Australia Pty Ltd | Acumed Ankle 3 Plating System | Periarticular Anatomic variable angle locking tibial plates | 2 to 6 Holes | 99824 |  | March 2019 | Group Benefit Change
06 - Specialist Orthopaedic | 06.03 - SKELETAL RECONSTRUCTION | 06.03.03 - Plates | 06.03.03.36 - Periarticular anatomic - Fibula ≥ 7 to ≤ 15 holes | VAL | MO443 | 1331 | Medical & Optical Instruments Australia Pty Ltd | Acumed Ankle 3 Plating System | Periarticular variable angle locking plate fibula | 7-15 holes, left and right | 99824 |  | March 2019 | Group Benefit Change
06 - Specialist Orthopaedic | 06.03 - SKELETAL RECONSTRUCTION | 06.03.03 - Plates | 06.03.03.05 - Small (screw size 2.71mm – 4.49mm)(including blade) ≥ 7 to ≤ 15 holes |  | MO445 | 154 | Medical & Optical Instruments Australia Pty Ltd | Acumed Small Fragment Plates | One Third Tubular Plates | 7 to 15 Holes | 99824 |  | July 2019 | Group Benefit Change
06 - Specialist Orthopaedic | 06.03 - SKELETAL RECONSTRUCTION | 06.03.03 - Plates | 06.03.03.04 - Small (screw size 2.71mm – 4.49mm)(including blade) ≤ 6 holes |  | MO446 | 150 | Medical & Optical Instruments Australia Pty Ltd | Acumed Small Fragment Plates | One Third Tubular Plates | 3 to 6 Holes | 99824 |  | July 2019 | Group Benefit Change
06 - Specialist Orthopaedic | 06.03 - SKELETAL RECONSTRUCTION | 06.03.03 - Plates | 06.03.03.07 - Mini (screw size ≤2.7mm)(including blade) ≤ 6 holes | VAL | MO447 | 973 | Medical & Optical Instruments Australia Pty Ltd | Acumed Small Fragment Plates | 2.7mm Fragment Plates | 6 Hole | 99824 |  | July 2019 | Group Benefit Change
06 - Specialist Orthopaedic | 06.03 - SKELETAL RECONSTRUCTION | 06.03.03 - Plates | 06.03.03.08 - Mini (screw size ≤2.7mm)(including blade) ≥ 7 to ≤ 15 holes | VAL | MO448 | 828 | Medical & Optical Instruments Australia Pty Ltd | Acumed Small Fragment Plates | 2.7mm Fragment Plates | 7 to 15 Holes | 99824 |  | July 2019 | Group Benefit Change
06 - Specialist Orthopaedic | 06.03 - SKELETAL RECONSTRUCTION | 06.03.03 - Plates | 06.03.03.37 - Periarticular anatomic - Fibula ≥ 16 holes | VAL | MO449 | 1230 | Medical & Optical Instruments Australia Pty Ltd | Acumed Ankle 3 Plating System | Periarticular variable angle locking plate fibula | 16-18 holes | 99824 |  | March 2020 | Group Benefit Change
06 - Specialist Orthopaedic | 06.03 - SKELETAL RECONSTRUCTION | 06.03.04 - Screws | 06.03.04.02 - Small (2.71mm – 4.49mm) | CN | MO450 | 180 | Medical & Optical Instruments Australia Pty Ltd | Cannulated Screw New Information - Acumed Cannulated Screws | 4.0mm Cannulated Screw | 4.0mm | 99823 |  | March 2020 | Group Benefit Change
11 - Hip | 11.01 - FEMORAL COMPONENTS - PRIMARY AND REVISION | 11.01.04 - Uncemented, HA Coated | 11.01.04.01 - Grit Blast |  | MU003 | 3223 | Medacta Australia Pty Ltd | Quadra Hip Femoral Stem | Titanium, grit blast, fully HA, | Std 0 to 10 Std (shortneck) 00 to 10 Lat 1 to 7 Lat (shortneck) 1 to 7 | 204336 |  | May 2018 | Group Benefit Change
11 - Hip | 11.02 - FEMORAL HEADS | 11.02.01 - Conventional Femoral Heads, ≤32mm | 11.02.01.02 - Cobalt Chrome |  | MU005 | 621 | Medacta Australia Pty Ltd | Quadra Hip Femoral Head | CoCr | Dia 22mm (S to M) Dia 28mm (S to XXL) Dia 32mm (S to XXL) | 210392 |  | November 2022 | Group Benefit Change
11 - Hip | 11.03 - ACETABULAR COMPONENTS | 11.03.03 - Shells, Uncemented, HA | 11.03.03.04 - Plasma |  | MU008 | 2080 | Medacta Australia Pty Ltd | Versafitcup Acetabular Shell | Titanium, plasma spray, with HA, variable holes | 40 to 64 | 215939 209003 215938 |  | November 2022 | Group Benefit Change
11 - Hip | 11.03 - ACETABULAR COMPONENTS | 11.03.04 - Insert/Liner | 11.03.04.06 - Ceramic Mix |  | MU013 | 1806 | Medacta Australia Pty Ltd | Delta Ceramic Liners | Ceramic, Delta | 28mm (A to G), 32mm (C to G), 36mm (E to G), 40mm (F to G) | 140177 205457 |  | May 2018 | Group Benefit Change
11 - Hip | 11.03 - ACETABULAR COMPONENTS | 11.03.04 - Insert/Liner | 11.03.04.02 - Modified polyethylene |  | MU019 | 930 | Medacta Australia Pty Ltd | Medacta Highly Crosslinked UHMWPE Liner | Highly Crosslinked UHMWPE | Internal diameter 22, 28,32,36, 40 mm neutral & hooded, 4mm offset, face changing 10 degrees | 209250 |  | July 2021 | Group Benefit Change
11 - Hip | 11.02 - FEMORAL HEADS | 11.02.06 - Bipolar/Multipolar | 11.02.06.01 - Bipolar |  | MU021 | 654 | Medacta Australia Pty Ltd | Medacta Bipolar Head | Stainless Steel, with UHMWPE insert | Ball head diameter 22.2mm, sizes: from 39 to 52mm. Ball head diameter 28mm, sizes: from 42 to 60mm. | 217252 |  | May 2018 | Group Benefit Change
11 - Hip | 11.03 - ACETABULAR COMPONENTS | 11.03.03 - Shells, Uncemented, HA | 11.03.03.04 - Plasma |  | MU022 | 2080 | Medacta Australia Pty Ltd | Versafitcup Dual Mobility Acetabular Shell | Stainless steel, with titanium plasma coating and HA, and polished inner surface for dual articulation | from diameter 46mm to 64mm in 2mm increments | 208323 |  | November 2022 | Group Benefit Change
12 - Knee | 12.03 - TIBIAL TRAY COMPONENT - TOTAL KNEE ARTHROPLASTY | 12.03.02 - Cemented, Alloy |  | Revision | MU030 | 2758 | Medacta Australia Pty Ltd | Evolis Knee System Tibial baseplate | Tibial baseplate, cemented, titanium for fixed insert | 1 - 6 | 204203 |  | November 2022 | Group Benefit Change
12 - Knee | 12.08 - PATELLAR COMPONENT | 12.08.01 - Cemented, All Polyethylene |  |  | MU031 | 385 | Medacta Australia Pty Ltd | Evolis Knee System Patella Component | All poly patella, cemented, UHMWPE | 20, 24,28, 30, 33, 36, 39mm diam | 204598 205561 |  | November 2022 | Group Benefit Change
12 - Knee | 12.08 - PATELLAR COMPONENT | 12.08.01 - Cemented, All Polyethylene |  |  | MU061 | 385 | Medacta Australia Pty Ltd | GMK Inset Patella | Inset cemented polyethylene patella | sizes 1-2; 3-4; 5-6 (20/24/28/32mm diameter) | 210970 |  | November 2022 | Group Benefit Change
12 - Knee | 12.08 - PATELLAR COMPONENT | 12.08.01 - Cemented, All Polyethylene |  |  | MU072 | 385 | Medacta Australia Pty Ltd | GMK Resurfacing Patella | resurfacing three pegged cemented polyethylene patella | sizes 1, 2, 3, 4 | 222424 |  | July 2023 | Group Benefit Change, Changed Product Sizes,
12 - Knee | 12.03 - TIBIAL TRAY COMPONENT - TOTAL KNEE ARTHROPLASTY | 12.03.07 - Uncemented, Alloy, for Mobile Insert | 12.03.07.01 - HA Coating |  | MU076 | 2519 | Medacta Australia Pty Ltd | GMK Uncemented mobile Tibia Tray | Asymmetric uncemented mobile tibia with titanium porous coating by an hydroxyapatite coating | 1 to 6, left and right | 210967 |  | November 2022 | Group Benefit Change
11 - Hip | 11.02 - FEMORAL HEADS | 11.02.02 - Conventional Femoral Heads, >32mm | 11.02.02.05 - Ceramic Mix |  | MU095 | 1793 | Medacta Australia Pty Ltd | Biolox Delta Ceramic Ball heads | Ceramic femoral heads, BIOLOX® Delta Ai2 O3 -ZrO2 | Ball Head 12/14 Ø 36 Sizes: S, M, L and XL Ball Head 12/14 Ø 40 Sizes: S, M, L and XL Ball Head 12/14 Ø 44 Sizes: S, M, L and XL | 205465 |  | May 2018 | Group Benefit Change
11 - Hip | 11.02 - FEMORAL HEADS | 11.02.02 - Conventional Femoral Heads, >32mm | 11.02.02.02 - Cobalt Chrome |  | MU097 | 673 | Medacta Australia Pty Ltd | Femoral Head | CoCr Femoral Ball Head 12/14 | Ø 36mm & Ø 40mm: both of sizes S-M-L-XL-XXL | 210392 |  | May 2018 | Group Benefit Change
13 - Spinal | 13.10 - Fusion Cage | 13.10.02 - Interbody, No Integral Fixation | 13.10.02.01 - Cervical |  | MU102 | 2189 | Medacta Australia Pty Ltd | Mecta-C | Cervical Interbody Fusion Device made with PEEK | Width: 12,14,and 15mm. Length: 14,16 and 18 mm. Height: from 4 to 9 mm. Flat Dome Shaped versions | 191090 |  | May 2018 | Group Benefit Change
13 - Spinal | 13.10 - Fusion Cage | 13.10.02 - Interbody, No Integral Fixation | 13.10.02.02 - ThoracoLumbar / Lumbar | Paired | MU104 | 2346 | Medacta Australia Pty Ltd | Mectalif Posterior | Posterior Interbody Fusion Device PEEK and TiPEEK | Width: 9 and 11mm. Length: 19, 22 and 25 mm. Height: from 7 to 15 mm | 180172 |  | March 2023 | Group Benefit Change
13 - Spinal | 13.01 - Bone Screws | 13.01.02 - Pedicle, Polyaxial |  | Cannulated | MU106 | 1124 | Medacta Australia Pty Ltd | M.U.S.T Polyaxial Pedicle Screws Cannulated | Polyaxial Cannulated Screws | 4.5-10mm; Length 25 -100mm | 196964 |  | July 2021 | Group Benefit Change
13 - Spinal | 13.02 - Accessories for bone screws and connector components | 13.02.01 - Nut/Set Screw/Locking Screw |  |  | MU107 | 144 | Medacta Australia Pty Ltd | M.U.S.T. Set Screw | Set Screw | One Size | 196964 |  | July 2021 | Group Benefit Change
13 - Spinal | 13.06 - Rod | 13.06.01 - Standard |  |  | MU108 | 355 | Medacta Australia Pty Ltd | M.U.S.T. Rods | Straight, Pre-Bent and Pre-Contoured Rods | 5.5; length 35 - 600mm | 196964 |  | March 2021 | Group Benefit Change
13 - Spinal | 13.01 - Bone Screws | 13.01.02 - Pedicle, Polyaxial |  |  | MU109 | 1050 | Medacta Australia Pty Ltd | M.U.S.T. Polyaxial Pedicle Screws | Polyaxial Screws | 4.0 -10mm; length 20 -100mm | 196964 |  | July 2021 | Group Benefit Change
11 - Hip | 11.02 - FEMORAL HEADS | 11.02.02 - Conventional Femoral Heads, >32mm | 11.02.02.05 - Ceramic Mix |  | MU118 | 1793 | Medacta Australia Pty Ltd | Mectacer Biolox Option Ceramic Heads (>32) | Biolox Option Ceramic Femoral Heads | 36mm, 40mm, 44mm, 48mm | 206684 |  | March 2021 | Group Benefit Change
13 - Spinal | 13.03 - Connector | 13.03.03 - Transverse (Rod-to-Rod) | 13.03.03.02 - Adjustable |  | MU124 | 1137 | Medacta Australia Pty Ltd | M.U.S.T LINK - Cross Connector | Cross Connector | 19-100mm | 222457 |  | July 2020 | Group Benefit Change
13 - Spinal | 13.01 - Bone Screws | 13.01.01 - Pedicle, Monoaxial |  |  | MU126 | 752 | Medacta Australia Pty Ltd | M.U.S.T Monoaxial Pedicle Screws | Monoaxial Screws | 4.5 - 8mm; Length 25-90 mm. | 196964 |  | May 2018 | Group Benefit Change
11 - Hip | 11.01 - FEMORAL COMPONENTS - PRIMARY AND REVISION | 11.01.04 - Uncemented, HA Coated | 11.01.04.01 - Grit Blast |  | MU128 | 3223 | Medacta Australia Pty Ltd | AMIStem H Femoral Stem | Titanium, grit blast, HA coated | STD 00 to 9; LAT 0 to 8 | 218795 287484 |  | May 2018 | Group Benefit Change
12 - Knee | 12.03 - TIBIAL TRAY COMPONENT - TOTAL KNEE ARTHROPLASTY | 12.03.02 - Cemented, Alloy |  | Revision | MU138 | 2758 | Medacta Australia Pty Ltd | GMK Revision Cemented fixed Tibia Tray | Asymmetric polished cemented fixed tibial component | 1 to 6, left to right | 210966 |  | May 2018 | Group Benefit Change
13 - Spinal | 13.01 - Bone Screws | 13.01.02 - Pedicle, Polyaxial |  | Cannulated | MU147 | 1124 | Medacta Australia Pty Ltd | M.U.S.T. Fenestrated Polyaxial Cannulated Pedicle Screw | Fenestrated Polyaxial Cannulated Pedicle Screw | Diameter 4.5-10mm, Length 25-100mm | 196964 |  | March 2021 | Group Benefit Change
13 - Spinal | 13.01 - Bone Screws | 13.01.02 - Pedicle, Polyaxial |  |  | MU148 | 1050 | Medacta Australia Pty Ltd | M.U.S.T. Fenestrated Polyaxial Pedicle Screw | Fenestrated Polyaxial Pedicle Screw | Diameter 5-10mm, Length 30-90mm | 196964 |  | May 2018 | Group Benefit Change
13 - Spinal | 13.03 - Connector | 13.03.01 - In-Line |  |  | MU149 | 655 | Medacta Australia Pty Ltd | M.U.S.T. Connectors | Domino & In-line Connectors | 5.5 mm and 6.35 mm | 222457 |  | May 2018 | Group Benefit Change
13 - Spinal | 13.01 - Bone Screws | 13.01.02 - Pedicle, Polyaxial |  |  | MU153 | 1050 | Medacta Australia Pty Ltd | MUST MINI Polyaxial Screws | Polyaxial Screw | Diameter from 3.5 to 6 Length from 10 to 50 mm | 291175 |  | March 2023 | Group Benefit Change
13 - Spinal | 13.01 - Bone Screws | 13.01.02 - Pedicle, Polyaxial |  | Cannulated | MU154 | 1124 | Medacta Australia Pty Ltd | MUST MINI Cannulated Polyaxial Screw | Cannulated Polyaxial Screw | Diameter: 4 - 6 Length: 10 - 50 mm | 291175 |  | March 2023 | Group Benefit Change
13 - Spinal | 13.06 - Rod | 13.06.01 - Standard |  |  | MU155 | 355 | Medacta Australia Pty Ltd | MUST MINI Rod | Rod | Diameter 3.5 Lenght 30 - 350 mm | 291175 |  | March 2021 | Group Benefit Change
13 - Spinal | 13.06 - Rod | 13.06.01 - Standard |  | Dual Diameter | MU156 | 446 | Medacta Australia Pty Ltd | MUST MINI Transition Rod | Transition Rod | Diameter 3.5 / 5.5 & 3.5 / 4.0 Lenght 120 ÷ 600 mm | 291175 |  | August 2018 | Group Benefit Change
13 - Spinal | 13.03 - Connector | 13.03.01 - In-Line |  |  | MU158 | 655 | Medacta Australia Pty Ltd | MUST MINI Rod To Rod Connector | Rod To Rod Connector | 3.5-5.5 | 291175 |  | March 2021 | Group Benefit Change
13 - Spinal | 13.02 - Accessories for bone screws and connector components | 13.02.01 - Nut/Set Screw/Locking Screw |  |  | MU162 | 144 | Medacta Australia Pty Ltd | MUST MINI Screws | Set Screw / Locking Screw | Varius | 291175 |  | March 2021 | Group Benefit Change
13 - Spinal | 13.05 - Plate | 13.05.02 - No Integral Fixation | 13.05.02.03 - Occipital |  | MU166 | 1803 | Medacta Australia Pty Ltd | MUST Mini Occipital Plate | Occipital Plate | Small to Large. X, Y and T Shape. | 291175 |  | August 2018 | Group Benefit Change
11 - Hip | 11.01 - FEMORAL COMPONENTS - PRIMARY AND REVISION | 11.01.03 - Uncemented | 11.01.03.04 - Plasma |  | MU182 | 3247 | Medacta Australia Pty Ltd | Masterloc Stems - Ti | Cementless Femoral Stem - Ti Coated | 1 to 12 - Std 1 to 14 - Lat 4 to 14 - Lat Plus | 286794 |  | November 2021 | Group Benefit Change
06 - Specialist Orthopaedic | 06.03 - SKELETAL RECONSTRUCTION | 06.03.04 - Screws | 06.03.04.02 - Small (2.71mm – 4.49mm) |  | MU185 | 54 | Medacta Australia Pty Ltd | PAO Cortical Screw Ø3.5 | Peri-Acetabular Osteotomy Cortical Screw | Ø3.5 L 20-140 mm | 219907 |  | March 2022 | Group Benefit Change
06 - Specialist Orthopaedic | 06.03 - SKELETAL RECONSTRUCTION | 06.03.04 - Screws | 06.03.04.01 - Standard ( ≥4.5mm) |  | MU186 | 57 | Medacta Australia Pty Ltd | PAO Cortical Screw Ø4.5 | Peri-Acetabular Osteotomy Cortical Screw | Ø4.5 L 50-140 mm | 219907 |  | March 2022 | Group Benefit Change
11 - Hip | 11.01 - FEMORAL COMPONENTS - PRIMARY AND REVISION | 11.01.04 - Uncemented, HA Coated | 11.01.04.04 - Plasma |  | MU188 | 3493 | Medacta Australia Pty Ltd | Masterloc Stems - Ti + HA | Cementless Femoral Stem - Ti + HA Coated | 1 to 12 - Std 1 to 14 - Lat. 4 to 14 - Lat Plus | 286795 |  | March 2023 | Group Benefit Change
07 - Plastic and Reconstructive | 07.02 - CRANIOMAXILLOFACIAL IMPLANTS | 07.02.05 - Mandible, Maxilla and Temperomandibular Joint (TMJ) | 07.02.05.07 - Surgical Guide | Biomodelled | MV007 | 1725 | More Group Pty Ltd | MGuide | 3D printed surgical template | Custom-made, patient specific so size will vary | 348196 |  | July 2021 | Group Benefit Change
07 - Plastic and Reconstructive | 07.01 - CRANIOMAXILLOFACIAL RECONSTRUCTION & FIXATION | 07.01.04 - Non-mesh | 07.01.04.01 - Resorbable |  | MV020 | 251 | More Group Pty Ltd | BVital Form RCM | Resorbable Collagen Dental Membrane | (15-30)mm x (20-40)mm sheet | 376528 |  | March 2022 | Group Benefit Change
06 - Specialist Orthopaedic | 06.03 - SKELETAL RECONSTRUCTION | 06.03.05 - Surgical Accessories | 06.03.05.12 - Chest Wall Reconstruction Plates |  | MZ019 | 1170 | Medigroup Australia | Strasbourg Costal Osteosynthesis System (StraCos/StraTos) | Titanium 3D Rib Clip, 6, 9 & 13 Segments, Standard width and XL | 6 segments (46 mm) 9 segments (70 mm) 13 segments XL (25.5 mm width) | 235762 |  | May 2018 | Group Benefit Change
06 - Specialist Orthopaedic | 06.03 - SKELETAL RECONSTRUCTION | 06.03.05 - Surgical Accessories | 06.03.05.12 - Chest Wall Reconstruction Plates | Modified | MZ020 | 1371 | Medigroup Australia | Strasbourg Costal Osteosynthesis System (StraCos/StraTos) - Titanium 3D Rib Clips, Bar Mounting | Titanium 3D Rib Clip, Bar Mounting, Straight and Angled 22.5 & 45 degrees, Standard & XL | Two widths: Standard (19mm) & XL (27.5mm) Three Angles: 0 (Straight), 22.5 & 45 degrees | 235762 |  | May 2018 | Group Benefit Change
06 - Specialist Orthopaedic | 06.03 - SKELETAL RECONSTRUCTION | 06.03.05 - Surgical Accessories | 06.03.05.13 - Chest Wall Reconstruction Plate Accessories |  | MZ021 | 1190 | Medigroup Australia | Strasbourg Costal Osteosynthesis System (StraCos/StraTos) - Titanium Connecting Bar, (partially & completely serrated) | Titanium Connecting Bar for Straight and Angled 3D Rip Clips partially serrated completely serrated | Three Sizes of Partially Serrated : 150, 190 & 230mm; Two sizes of Completely Serrated: 190 & 230mm. | 235762 |  | May 2018 | Group Benefit Change
07 - Plastic and Reconstructive | 07.01 - CRANIOMAXILLOFACIAL RECONSTRUCTION & FIXATION | 07.01.08 - Non-mesh, non-resorbable | 07.01.08.01 - <6cm2 |  | NJ010 | 161 | Neoss Australia Pty Ltd | Neoss Ti Reinforced Membrane - S I, Neoss Ti Reinforced Membrane - M I, Neoss Non- Reinforced Membra | Neoss Ti Reinforced membrane NeoGen is an implantable temporary non-resorbable device (membrane) for use as a spacer creation barrier in the treatment of local defects in the oral cavity in conjunction with tissue regeneration or augmentation. Neoss membranes are intended to be submerged and clinically implanted more than 30 days with an expected duration of implantation up of 6 months. | 28.7mm x 18mm, 0.3mm thick (Reinforced S I) 30.4mm x 19.4mm, 0.3 thick (Reinforced M I) 29mm x 14mm, 0.3mm thick (Non-reinforced) | 235233 |  | May 2018 | Group Benefit Change
07 - Plastic and Reconstructive | 07.01 - CRANIOMAXILLOFACIAL RECONSTRUCTION & FIXATION | 07.01.08 - Non-mesh, non-resorbable | 07.01.08.02 - >6cm2 - <8cm2 |  | NJ011 | 218 | Neoss Australia Pty Ltd | Neoss Ti Reinforced Membrane - L I, Neoss Ti Reinforced Membrane - M | Neoss Ti Reinforced membrane NeoGen is an implantable temporary non-resorbable device (membrane) for use as a spacer creation barrier in the treatment of local defects in the oral cavity in conjunction with tissue regeneration or augmentation. Neoss membranes are intended to be submerged and clinically implanted more than 30 days with an expected duration of implantation up of 6 months. | 35.9mm x 21.2mm, 0.3mm thick (L I) 32.2mm x 22mm, 0.3mm thick (M) | 235233 |  | May 2018 | Group Benefit Change
07 - Plastic and Reconstructive | 07.01 - CRANIOMAXILLOFACIAL RECONSTRUCTION & FIXATION | 07.01.08 - Non-mesh, non-resorbable | 07.01.08.03 - >8cm2 |  | NJ012 | 288 | Neoss Australia Pty Ltd | Neoss Non-Reinforced Membrane, Neoss Ti Reinforced Membrane - L, XL | Neoss Ti Reinforced membrane NeoGen is an implantable temporary non-resorbable device (membrane) for use as a spacer creation barrier in the treatment of local defects in the oral cavity in conjunction with tissue regeneration or augmentation. Neoss membranes are intended to be submerged and clinically implanted more than 30 days with an expected duration of implantation up of 6 months. | 34mm x 25mm, 0.3mm thick and 46mm x 32mm, 0.3mm thick | 235233 |  | November 2022 | Group Benefit Change
07 - Plastic and Reconstructive | 07.01 - CRANIOMAXILLOFACIAL RECONSTRUCTION & FIXATION | 07.01.04 - Non-mesh | 07.01.04.01 - Resorbable |  | NJ013 | 251 | Neoss Australia Pty Ltd | NeoGen Collagen membrane | NeoGen Collagen Flex is a bioresorbable, implantable collagen material that is intended for use in oral surgical procedures as a resorbable membrane material for use in simultaneous use of guided bine regeneration (GBR) - membrane and implants; augmentation around implants placed in immediate extraction sockets; augmentation around implants placed in delayed extraction sockets; localized ridge augmentation for later implantation; alveolar ridge reconstruction for prosthetic treatment; filling of bone defects after root resection, cystectomy or removal of retained teeth; guided bone regeneration in dehiscence defects and guided tissue regeneration procedures in periodontal defects | Small 20mm x15mm Medium 30mm x 20mm Large 40mm x 30mm | 372711 |  | November 2022 | Group Benefit Change
07 - Plastic and Reconstructive | 07.01 - CRANIOMAXILLOFACIAL RECONSTRUCTION & FIXATION | 07.01.04 - Non-mesh | 07.01.04.01 - Resorbable |  | NR015 | 251 | Nobel Biocare Australia Pty Ltd | creos xenoprotect | creos xenoprotect is a resorbable dental membrane. A resorbable collagen membrane is used for guided bone regeneration (GBR) and guided tissue regeneration (GTR) procedures. It's composed of a network of interwoven, highly purified porcine collagen and elastin fibers, providing the membrane with high mechanical strength. | 15 x 20mm 25 x 30mm 30 x 40mm | 297240 |  | November 2019 | Group Benefit Change
13 - Spinal | 13.10 - Fusion Cage | 13.10.02 - Interbody, No Integral Fixation | 13.10.02.01 - Cervical |  | NV010 | 2189 | Nuvasive Australia and NZ Pty Ltd | CoRoent | Cervical Cage | small | 132498 |  | May 2018 | Group Benefit Change
13 - Spinal | 13.10 - Fusion Cage | 13.10.02 - Interbody, No Integral Fixation | 13.10.02.02 - ThoracoLumbar / Lumbar | Paired | NV011 | 2346 | Nuvasive Australia and NZ Pty Ltd | CoRoent | PLIF cage - PEEK or Titanium | Width 8-12mm x Length 20-40mm x Height 6-14mm x Lordosis 0-15° | 132498 |  | May 2018 | Group Benefit Change
13 - Spinal | 13.12 - Vertebral Body Replacement | 13.12.03 - Mesh |  |  | NV017 | 2789 | Nuvasive Australia and NZ Pty Ltd | Titanium Mesh | Oval/Flat/Long/Round | 20mm + Diameter, 30mm - 90mm Length | 132467 |  | May 2018 | Group Benefit Change
13 - Spinal | 13.03 - Connector | 13.03.01 - In-Line |  |  | NV021 | 655 | Nuvasive Australia and NZ Pty Ltd | VuePoint inline connector | In-line connector | 3.5mm x (3.5/4.5/6.5)mm | 209198 |  | May 2018 | Group Benefit Change
13 - Spinal | 13.02 - Accessories for bone screws and connector components | 13.02.01 - Nut/Set Screw/Locking Screw |  |  | NV022 | 144 | Nuvasive Australia and NZ Pty Ltd | VuePoint screw (inner set) | Screw | Tulip & Laminar Hook; Offset & Occipital Connector; Parallel Rod Connector; Inline Rod Connector; Cross Connector | 209198 |  | May 2018 | Group Benefit Change
13 - Spinal | 13.01 - Bone Screws | 13.01.02 - Pedicle, Polyaxial |  |  | NV024 | 1050 | Nuvasive Australia and NZ Pty Ltd | VuePoint screw (multi axial) | Screw (mulit-axial) | 3.5 - 5.5mm diameter, 10-40mm length | 209198 |  | March 2020 | Group Benefit Change
13 - Spinal | 13.06 - Rod | 13.06.01 - Standard |  |  | NV025 | 355 | Nuvasive Australia and NZ Pty Ltd | VuePoint rod | Rod | 60mm x 3.5mm, 120mm x 3.5mm, 240mm x 3.5mm | 209198 |  | May 2018 | Group Benefit Change
13 - Spinal | 13.06 - Rod | 13.06.01 - Standard |  | Dual Diameter | NV026 | 446 | Nuvasive Australia and NZ Pty Ltd | VuePoint rod (transition) | Transition Rod | 3.5mm to 5.5mm | 209198 |  | May 2018 | Group Benefit Change
13 - Spinal | 13.05 - Plate | 13.05.02 - No Integral Fixation | 13.05.02.03 - Occipital |  | NV027 | 1803 | Nuvasive Australia and NZ Pty Ltd | VuePoint Keel Plate (occipital) | Plate (occipital) | 35/40/45mm | 209198 |  | May 2018 | Group Benefit Change
13 - Spinal | 13.06 - Rod | 13.06.01 - Standard |  |  | NV028 | 355 | Nuvasive Australia and NZ Pty Ltd | VuePoint rod (pre-bent) | Pre-bent rod | 80-240mm | 209198 |  | May 2018 | Group Benefit Change
13 - Spinal | 13.02 - Accessories for bone screws and connector components | 13.02.01 - Nut/Set Screw/Locking Screw |  |  | NV032 | 144 | Nuvasive Australia and NZ Pty Ltd | Traverse Lock Nut | The Traverse system, of which the Traverse lock nut is a component, is indicated for use as an adjunct to fusion via a lateral or anterolateral surgical approach, above the bifurcation of the great vessels, in the treatment of thoracic and thoracolumbar | One Size | 132467 |  | May 2018 | Group Benefit Change
13 - Spinal | 13.03 - Connector | 13.03.03 - Transverse (Rod-to-Rod) | 13.03.03.02 - Adjustable |  | NV047 | 1137 | Nuvasive Australia and NZ Pty Ltd | Armada | Arch, adjustable transverse connector | 20-70mm | 132466 |  | May 2018 | Group Benefit Change
13 - Spinal | 13.05 - Plate | 13.05.02 - No Integral Fixation | 13.05.02.05 - Laminoplasty Plate |  | NV054 | 661 | Nuvasive Australia and NZ Pty Ltd | Leverage LFS (Traditional Plate) | Laminoplasty plate | 8/9.5/11/12.5mm | 132466 |  | May 2018 | Group Benefit Change
13 - Spinal | 13.01 - Bone Screws | 13.01.01 - Pedicle, Monoaxial |  |  | NV056 | 752 | Nuvasive Australia and NZ Pty Ltd | Armada (Fixed Screw) | Fixed screw | 4.0/4.5/5.0/5.5/6.5/7.5 x 25-55mm | 132466 |  | May 2018 | Group Benefit Change
13 - Spinal | 13.01 - Bone Screws | 13.01.02 - Pedicle, Polyaxial |  |  | NV057 | 1050 | Nuvasive Australia and NZ Pty Ltd | Armada (Reduction Screw) | Reduction Screw | 4.5-8.5mm x 20-120mm | 132466 |  | May 2018 | Group Benefit Change
13 - Spinal | 13.06 - Rod | 13.06.01 - Standard |  |  | NV060 | 355 | Nuvasive Australia and NZ Pty Ltd | Armada (Rod) | Rod | 5.5mm x (25/30/35/40/45/50/55/60/65/70/75/80/85/90/100/120) 300/500mm | 132466 |  | May 2018 | Group Benefit Change
13 - Spinal | 13.02 - Accessories for bone screws and connector components | 13.02.01 - Nut/Set Screw/Locking Screw |  |  | NV061 | 144 | Nuvasive Australia and NZ Pty Ltd | Armada (Lock Screw) | Lock screw | One Size | 132466 |  | May 2018 | Group Benefit Change
13 - Spinal | 13.03 - Connector | 13.03.01 - In-Line |  |  | NV066 | 655 | Nuvasive Australia and NZ Pty Ltd | Armada | In-line connector | 3.5/5.5/6.35 x 5.5mm | 132466 |  | May 2018 | Group Benefit Change
13 - Spinal | 13.01 - Bone Screws | 13.01.02 - Pedicle, Polyaxial |  |  | NV067 | 1050 | Nuvasive Australia and NZ Pty Ltd | Armada (Polyaxial Screws) | Polyaxial screw | Polyaxial Screw 4.5-10.0mm x 25-120mm lliac Screw 6.5/7.5/8.5/9.5mm (60/70/80/90/100mm) Provisional locking screw size ranges from 4.0mmx25-45mm, 4.5mmx25-45mm, 5.0mmx25-50mm, 5.5mmx25-55mm, 6.5mmx30-55mm Uniplanar Screw 5.0/5.5/6.5mm x 25/30/35/40/45/5 | 132466 |  | May 2018 | Group Benefit Change
13 - Spinal | 13.05 - Plate | 13.05.01 - Integral Fixation | 13.05.01.01 - Cervical | >55mm | NV069 | 1426 | Nuvasive Australia and NZ Pty Ltd | Helix-Revolution (plate 56-110mm) | Anterior Cervical Plate | 56-110mm | 133466 |  | May 2018 | Group Benefit Change
13 - Spinal | 13.02 - Accessories for bone screws and connector components | 13.02.01 - Nut/Set Screw/Locking Screw |  |  | NV077 | 144 | Nuvasive Australia and NZ Pty Ltd | X-CORE (Lock Screw) | Lock screw | Small and Large | 132498 |  | May 2018 | Group Benefit Change
13 - Spinal | 13.12 - Vertebral Body Replacement | 13.12.01 - Telescoping Cage | 13.12.01.03 - End Plate |  | NV079 | 965 | Nuvasive Australia and NZ Pty Ltd | X-CORE (End Cap) | End plate | Round 12-30mm x -8° to 16°; Rectangular 12-22mm x 15-60mm x -8° to 16° | 132498 |  | May 2018 | Group Benefit Change
13 - Spinal | 13.01 - Bone Screws | 13.01.02 - Pedicle, Polyaxial |  | Shank | NV084 | 540 | Nuvasive Australia and NZ Pty Ltd | Precept (Screw Shank) | Screw shank | 4.8-8.5mm x (25-50mm) | 132466 |  | May 2018 | Group Benefit Change
13 - Spinal | 13.02 - Accessories for bone screws and connector components | 13.02.01 - Nut/Set Screw/Locking Screw |  |  | NV085 | 144 | Nuvasive Australia and NZ Pty Ltd | Precept (Lock Screw) | Lock Screw | one size | 132466 |  | May 2018 | Group Benefit Change
13 - Spinal | 13.01 - Bone Screws | 13.01.02 - Pedicle, Polyaxial |  | Cannulated | NV087 | 1124 | Nuvasive Australia and NZ Pty Ltd | Precept (Polyaxial Screw) | Polyaxial Screw | 4.5 x 25-45mm, 5.5-8.5 x 30-100mm | 132466 |  | May 2018 | Group Benefit Change
13 - Spinal | 13.06 - Rod | 13.06.01 - Standard |  |  | NV088 | 355 | Nuvasive Australia and NZ Pty Ltd | Precept (Rod) | Rod | 15-600mm | 132466 |  | May 2018 | Group Benefit Change
13 - Spinal | 13.01 - Bone Screws | 13.01.02 - Pedicle, Polyaxial |  | Cannulated | NV089 | 1124 | Nuvasive Australia and NZ Pty Ltd | Armada (Fenestrated Screw) | Fenestrated Screw | 5.5 - 8.5 x 30-65mm | 132466 |  | May 2018 | Group Benefit Change
13 - Spinal | 13.05 - Plate | 13.05.01 - Integral Fixation | 13.05.01.01 - Cervical | >55mm | NV092 | 1426 | Nuvasive Australia and NZ Pty Ltd | Helix-T (Plate 56 - 110mm) | Anterior cervical plate | 56-110mm | 132466 |  | May 2018 | Group Benefit Change
13 - Spinal | 13.01 - Bone Screws | 13.01.03 - Standard |  | Closed | NV099 | 174 | Nuvasive Australia and NZ Pty Ltd | Archon Plate (Bone Screw) | The Archon system, of which the bone screw is a component, is intended for anterior screw fixation of the cervical spine. These implants have been designed to provide stabilisation as an adjunct to cervical fusion. | 4/4.5 x 10-23mm | 132466 |  | May 2018 | Group Benefit Change
13 - Spinal | 13.06 - Rod | 13.06.03 - Dual Unit | 13.06.03.02 - Occipital |  | NV101 | 1525 | Nuvasive Australia and NZ Pty Ltd | Vuepoint (Hinged Rod) | The VuePoint OCT System is intended to promote fusion of the cervical spine and occipito-thoracic junction (Occiput-T3), and is indicated for; 1: Degenerative disc disease (as defined by back pain of discogenic origin with degeneration of the disc confimred by patient history and radiographic studies), 2: Degenerative spondylolisthesis with objective evidence of neurologic impairment, 3: Fractur/Dislocation, 4: Spinal Stenosis, 5: Atlantaxial fracture with instability, 6; Occipitocervical dislocation, 7: Spinal tumor and/or 8: revision of previous cervical spine surgery | one size only | 132466 |  | May 2018 | Group Benefit Change
13 - Spinal | 13.05 - Plate | 13.05.01 - Integral Fixation | 13.05.01.01 - Cervical | >55mm | NV109 | 1426 | Nuvasive Australia and NZ Pty Ltd | Archon (Plate 56-110mm) | Anterior Cervical Plate | 56-110mm | 209196 |  | May 2018 | Group Benefit Change
13 - Spinal | 13.01 - Bone Screws | 13.01.01 - Pedicle, Monoaxial |  |  | NV112 | 752 | Nuvasive Australia and NZ Pty Ltd | Reline (Monoaxial Screw) | Fixed Screw | 4.0mm-12.5mm in diameter; 15-120mm in length | 209199 |  | May 2018 | Group Benefit Change
13 - Spinal | 13.02 - Accessories for bone screws and connector components | 13.02.01 - Nut/Set Screw/Locking Screw |  |  | NV113 | 144 | Nuvasive Australia and NZ Pty Ltd | Reline (Lock Screw) | Lock Screw | Open or Closed | 209199 |  | May 2018 | Group Benefit Change
13 - Spinal | 13.01 - Bone Screws | 13.01.02 - Pedicle, Polyaxial |  |  | NV115 | 1050 | Nuvasive Australia and NZ Pty Ltd | Reline (Polyaxial Screw) | Polyaxial Screw | 4.0-12.5mm diameter, 15-120mm length | 209199 |  | May 2018 | Group Benefit Change
13 - Spinal | 13.06 - Rod | 13.06.01 - Standard |  |  | NV116 | 355 | Nuvasive Australia and NZ Pty Ltd | Reline (Rod) | Rod | 4.5-6mm diameter, and 15-600mm length, Ti and CoCr | 209199 |  | May 2018 | Group Benefit Change
13 - Spinal | 13.01 - Bone Screws | 13.01.02 - Pedicle, Polyaxial |  |  | NV117 | 1050 | Nuvasive Australia and NZ Pty Ltd | Reline (Reduction Screw) | Reduction Screw | 4.0-12.5mm in diameter; 15-120mm in length | 209199 |  | May 2018 | Group Benefit Change
13 - Spinal | 13.03 - Connector | 13.03.03 - Transverse (Rod-to-Rod) | 13.03.03.02 - Adjustable |  | NV118 | 1137 | Nuvasive Australia and NZ Pty Ltd | Reline (Adjustable Cross Connector) | Adjustable Cross Connector | 20-100mm length; to fit 4.5-6mm rod diameter | 209199 |  | May 2018 | Group Benefit Change
13 - Spinal | 13.01 - Bone Screws | 13.01.02 - Pedicle, Polyaxial |  |  | NV119 | 1050 | Nuvasive Australia and NZ Pty Ltd | Precept (MP Polyaxial Screw) | Polyaxial Screw | 4.5-7.5mm diameter; 25-60mm length | 209199 |  | May 2018 | Group Benefit Change
13 - Spinal | 13.01 - Bone Screws | 13.01.02 - Pedicle, Polyaxial |  | Shank | NV120 | 540 | Nuvasive Australia and NZ Pty Ltd | Precept (MP Screw Shank) | Screw Shank | 4.5-7.5mm diameter; 25-60mm length | 209199 |  | May 2018 | Group Benefit Change
13 - Spinal | 13.01 - Bone Screws | 13.01.01 - Pedicle, Monoaxial |  |  | NV121 | 752 | Nuvasive Australia and NZ Pty Ltd | Precept (Fixed Screw) | Fixed Screw | 4.5-12.5mm diameter; 25-120mm length | 209199 |  | May 2018 | Group Benefit Change
13 - Spinal | 13.01 - Bone Screws | 13.01.02 - Pedicle, Polyaxial |  | Cannulated | NV122 | 1124 | Nuvasive Australia and NZ Pty Ltd | Precept (Reduction Screw) | Reduction Screw | 4.5-7.5mm diameter; 25-60mm length | 209199 |  | May 2018 | Group Benefit Change
13 - Spinal | 13.01 - Bone Screws | 13.01.02 - Pedicle, Polyaxial |  | Cannulated | NV123 | 1124 | Nuvasive Australia and NZ Pty Ltd | Precept (Fenestrated Screw) | Fenestrated Screw | 4.5-12.5mm diameter; 25-120mm length | 209199 |  | May 2018 | Group Benefit Change
13 - Spinal | 13.01 - Bone Screws | 13.01.02 - Pedicle, Polyaxial |  | Cannulated | NV133 | 1124 | Nuvasive Australia and NZ Pty Ltd | Reline System (cannulated polyaxial screw) | Cannulated Polyaxial Screw | 4.5-12.5 mm diameter, 25-120mm length | 209199 |  | November 2020 | Group Benefit Change
13 - Spinal | 13.01 - Bone Screws | 13.01.02 - Pedicle, Polyaxial |  | Cannulated | NV134 | 1124 | Nuvasive Australia and NZ Pty Ltd | Reline System (cannulated polyaxial reduction screw) | Cannulated Polyaxial Reduction Screw | 4.5-12.5mm diameter, 25-120mm length | 209199 |  | November 2020 | Group Benefit Change
13 - Spinal | 13.03 - Connector | 13.03.01 - In-Line |  |  | NV135 | 655 | Nuvasive Australia and NZ Pty Ltd | Reline (Rod to Rod Connector) | Rod-to-Rod Connector | To fit 4.5 - 6.5 mm rod diameter | 209199 |  | May 2018 | Group Benefit Change
13 - Spinal | 13.06 - Rod | 13.06.01 - Standard |  |  | NV136 | 355 | Nuvasive Australia and NZ Pty Ltd | Reline System (Tapered Rod) | Tapered Rod | 5.0- 6.0mm diameter, and 300-500mm length, Ti and CoCr | 209199 |  | May 2018 | Group Benefit Change
13 - Spinal | 13.01 - Bone Screws | 13.01.02 - Pedicle, Polyaxial |  | Shank | NV139 | 540 | Nuvasive Australia and NZ Pty Ltd | Reline (Mod Shank) Cannulated | Screw Shank | 4.5-12.5mm x 25-120mm | 209199 |  | November 2020 | Group Benefit Change
13 - Spinal | 13.01 - Bone Screws | 13.01.02 - Pedicle, Polyaxial |  | Shank | NV142 | 540 | Nuvasive Australia and NZ Pty Ltd | Reline (Mod Shank) | Screw Shank | 4.0-10.5mm x 25-90mm | 209199 |  | May 2018 | Group Benefit Change
13 - Spinal | 13.12 - Vertebral Body Replacement | 13.12.02 - Stackable Cage |  |  | NV145 | 3609 | Nuvasive Australia and NZ Pty Ltd | Monolith Corpectomy System | Vertebral Body Replacement System | Diameter 12-14mm | 209197 |  | May 2018 | Group Benefit Change
13 - Spinal | 13.01 - Bone Screws | 13.01.02 - Pedicle, Polyaxial |  | Cannulated | NV146 | 1124 | Nuvasive Australia and NZ Pty Ltd | Reline (Fenestrated screw) | Pedicle Screw | 4.5-12.5mm diameter; 25-120mm length | 209199 |  | August 2018 | Group Benefit Change
13 - Spinal | 13.01 - Bone Screws | 13.01.02 - Pedicle, Polyaxial |  | Cannulated | NV148 | 1124 | Nuvasive Australia and NZ Pty Ltd | Reline (Cannulated Fenestrated screw) | Pedicle Screw | 4.5-12.5mm diameter; 25-120mm length | 209199 |  | August 2018 | Group Benefit Change
13 - Spinal | 13.10 - Fusion Cage | 13.10.02 - Interbody, No Integral Fixation | 13.10.02.01 - Cervical |  | NV156 | 2189 | Nuvasive Australia and NZ Pty Ltd | Modulus Cervical Interbody System | Anterior Cervical Cage | 5-16mm x 15-19mm x 12-16mm | 132498 |  | August 2018 | Group Benefit Change
13 - Spinal | 13.10 - Fusion Cage | 13.10.02 - Interbody, No Integral Fixation | 13.10.02.01 - Cervical |  | NV158 | 2189 | Nuvasive Australia and NZ Pty Ltd | Cohere Cervical Interbody Fusion Device | Spinal intervertebral fusion device manufactured from polyetheretherketone (PEEK) | 12-14mm X 14-16mm X 6-10mm | 132498 |  | July 2019 | Group Benefit Change
13 - Spinal | 13.03 - Connector | 13.03.01 - In-Line |  |  | NV160 | 655 | Nuvasive Australia and NZ Pty Ltd | VersaTie Clamp | Inline connector | 5.0-6.0mm | 209199 |  | November 2019 | Group Benefit Change
07 - Plastic and Reconstructive | 07.01 - CRANIOMAXILLOFACIAL RECONSTRUCTION & FIXATION | 07.01.04 - Non-mesh | 07.01.04.01 - Resorbable |  | NW005 | 251 | Biomet 3i Australia Pty Ltd | OsseoGuard Resorbable Collagen Membrane | Dental Resorbable Collagen Membrane | 15mm x 20mm, 20mm x 30mm, 30mm x 40mm | 154041 |  | May 2018 | Group Benefit Change
07 - Plastic and Reconstructive | 07.01 - CRANIOMAXILLOFACIAL RECONSTRUCTION & FIXATION | 07.01.04 - Non-mesh | 07.01.04.01 - Resorbable |  | NW009 | 251 | Biomet 3i Australia Pty Ltd | Biomend & Biomend Extend Collagen Membrane | Absorbable Collagen membrane | 15mm x 20mm 20mm x 30mm 30mm x 40mm | 159199 159200 |  | May 2018 | Group Benefit Change
13 - Spinal | 13.01 - Bone Screws | 13.01.01 - Pedicle, Monoaxial |  |  | NW013 | 752 | Biomet 3i Australia Pty Ltd | Vitality Spine System - Monoaxial Pedicle Screws | Monoaxial pedicle Screws Titanium | Diameter = 4.0mm-7.5mm Length= 20mm-55mm | 287242 |  | July 2022 | Group Benefit Change
13 - Spinal | 13.01 - Bone Screws | 13.01.02 - Pedicle, Polyaxial |  |  | NW014 | 1050 | Biomet 3i Australia Pty Ltd | Virage Pedicle Polyaxial Screws | Pedicle polyaxial screws | 3.5mm-5.0mm x 10-45mm | 111775 |  | July 2022 | Group Benefit Change
13 - Spinal | 13.01 - Bone Screws | 13.01.02 - Pedicle, Polyaxial |  |  | NW015 | 1050 | Biomet 3i Australia Pty Ltd | Vitality Spine System - Polyaxial Pedicle Screws | Polyaxial Pedicle Screws Titanium | Diameter = 4.0mm-10.5mm Length= 20mm-120mm | 287242 |  | July 2022 | Group Benefit Change
13 - Spinal | 13.02 - Accessories for bone screws and connector components | 13.02.01 - Nut/Set Screw/Locking Screw |  |  | NW017 | 144 | Biomet 3i Australia Pty Ltd | Virage Closure Top | Closure Top and dome nut | One Size | 111775 |  | July 2022 | Group Benefit Change
13 - Spinal | 13.02 - Accessories for bone screws and connector components | 13.02.01 - Nut/Set Screw/Locking Screw |  |  | NW018 | 144 | Biomet 3i Australia Pty Ltd | Vitality Spine System - Set Screw | SET SCREW | One size only | 287242 |  | July 2022 | Group Benefit Change
13 - Spinal | 13.03 - Connector | 13.03.01 - In-Line |  |  | NW020 | 655 | Biomet 3i Australia Pty Ltd | Virage Closed Rod Connector | Closed Rod Connector | 3.5 to 5.5mm | 111775 |  | July 2022 | Group Benefit Change
13 - Spinal | 13.03 - Connector | 13.03.01 - In-Line |  |  | NW021 | 655 | Biomet 3i Australia Pty Ltd | Vitality Spine system - Rod Connectors | Tandem rod connectors | 5.5/6.0mm & 3.5mm | 287242 |  | July 2022 | Group Benefit Change
13 - Spinal | 13.03 - Connector | 13.03.03 - Transverse (Rod-to-Rod) | 13.03.03.02 - Adjustable |  | NW027 | 1137 | Biomet 3i Australia Pty Ltd | Virage Head to Head Transverse Connector | Transverse Connector Adjustable | XS, S, M, L, XL | 111775 |  | July 2022 | Group Benefit Change
13 - Spinal | 13.03 - Connector | 13.03.03 - Transverse (Rod-to-Rod) | 13.03.03.02 - Adjustable |  | NW028 | 1137 | Biomet 3i Australia Pty Ltd | Vitality Spine System - Multi-Span Cross Connector | Adjustable length cross connector, titanium | 33-36mm Wide X 5.5mm - 70-90mm Wide X 6.0mm | 287242 |  | July 2022 | Group Benefit Change
13 - Spinal | 13.05 - Plate | 13.05.01 - Integral Fixation | 13.05.01.01 - Cervical | >55mm | NW030 | 1426 | Biomet 3i Australia Pty Ltd | MaxAn Anterior Cervical Plating System | Titanium plate for anterior cervical spine | >55mm | 287243 |  | July 2022 | Group Benefit Change
13 - Spinal | 13.05 - Plate | 13.05.02 - No Integral Fixation | 13.05.02.03 - Occipital |  | NW032 | 1803 | Biomet 3i Australia Pty Ltd | Virage Occiptial Plates | Modular adjustable occipital plates | small, medium, large | 111775 |  | July 2022 | Group Benefit Change
13 - Spinal | 13.06 - Rod | 13.06.01 - Standard |  | Dual Diameter | NW033 | 446 | Biomet 3i Australia Pty Ltd | Virage Rods | Virage Dual Diameter Rods | 3.5/5.5mm x 450mm | 111775 |  | July 2022 | Group Benefit Change
13 - Spinal | 13.06 - Rod | 13.06.01 - Standard |  |  | NW034 | 355 | Biomet 3i Australia Pty Ltd | Vitality Spine System - Rods | Straight and contoured rods titanium and CoCR | 5.5 x 25mm - 5.5 x 510mm & 6 x 25mm - 6 x 510mm | 287242 |  | July 2022 | Group Benefit Change
13 - Spinal | 13.06 - Rod | 13.06.01 - Standard |  |  | NW035 | 355 | Biomet 3i Australia Pty Ltd | Virage Rods | Virage Rods | 3.5mm x 25-400mm | 111775 |  | July 2022 | Group Benefit Change
13 - Spinal | 13.06 - Rod | 13.06.03 - Dual Unit | 13.06.03.02 - Occipital |  | NW036 | 1525 | Biomet 3i Australia Pty Ltd | Virage Occipital Rod | Occipital Hinged Rod | One size | 111775 |  | July 2022 | Group Benefit Change
13 - Spinal | 13.10 - Fusion Cage | 13.10.02 - Interbody, No Integral Fixation | 13.10.02.02 - ThoracoLumbar / Lumbar | Paired | NW046 | 2346 | Biomet 3i Australia Pty Ltd | Zyston Straight Interbody Spacer | Posterior Lumbar Interbody Spacer, PEEK | (7mm x 20mm) to (18mm x 30mm), Convex, Lordotic | 287188 |  | July 2022 | Group Benefit Change
07 - Plastic and Reconstructive | 07.02 - CRANIOMAXILLOFACIAL IMPLANTS | 07.02.05 - Mandible, Maxilla and Temperomandibular Joint (TMJ) | 07.02.05.07 - Surgical Guide | Biomodelled | OG001 | 1725 | Maxoniq | OMX Solutions patient Optimized Guide system | CT Based Patient Specific Surgical Guide | The device is patient specific so size will vary | 276176 |  | May 2018 | Group Benefit Change
07 - Plastic and Reconstructive | 07.02 - CRANIOMAXILLOFACIAL IMPLANTS | 07.02.05 - Mandible, Maxilla and Temperomandibular Joint (TMJ) | 07.02.05.05 - Plate |  | OG002 | 5198 | Maxoniq | OMX Solutions Melbourne TMJ Mandibular Ramus | Custom 3D printed mandible component constructed of titanium alloy | The device is custom made so the size will vary. | 276176 |  | May 2018 | Group Benefit Change
07 - Plastic and Reconstructive | 07.02 - CRANIOMAXILLOFACIAL IMPLANTS | 07.02.05 - Mandible, Maxilla and Temperomandibular Joint (TMJ) | 07.02.05.02 - Fossa Replacement |  | OG003 | 4484 | Maxoniq | OMX Solutions Melbourne TMJ Glenoid Fossa Component | Universal glenoid fossa component constructed of UHMWP | The device is custom made so the size will vary. | 276176 |  | May 2018 | Group Benefit Change
07 - Plastic and Reconstructive | 07.02 - CRANIOMAXILLOFACIAL IMPLANTS | 07.02.09 - Anatomical Biomodel |  |  | OG004 | 1768 | Maxoniq | The OMX Solutions Biomodel | CT Based Patient Specific Anatomical Biomodel | The device is patient specific so size will vary | 276753 |  | May 2018 | Group Benefit Change
07 - Plastic and Reconstructive | 07.02 - CRANIOMAXILLOFACIAL IMPLANTS | 07.02.05 - Mandible, Maxilla and Temperomandibular Joint (TMJ) | 07.02.05.05 - Plate | Biomodelled | OG005 | 3218 | Maxoniq | Custom Plate | A titanium plate designed to be attached to bone fragments with screws to bridge the fracture gap and shield the fracture site from stress as the bone heals. The device is used for fixation of maxillofacial, mandibular fractures and reconstructions. | Customised to patients | 330150 |  | July 2020 | Group Benefit Change
12 - Knee | 12.03 - TIBIAL TRAY COMPONENT - TOTAL KNEE ARTHROPLASTY | 12.03.02 - Cemented, Alloy |  | Revision | OH417 | 2758 | Orthotech Pty Ltd | Trekking Knee System - TCK Tibial Component Revision | Revision Tibial Component | Size: T1-T5 Width (mm) Depth: 42 - 57 Width (mm) 64 - 86 | 287508 |  | May 2018 | Group Benefit Change
12 - Knee | 12.03 - TIBIAL TRAY COMPONENT - TOTAL KNEE ARTHROPLASTY | 12.03.07 - Uncemented, Alloy, for Mobile Insert | 12.03.07.01 - HA Coating |  | OH421 | 2519 | Orthotech Pty Ltd | Trekking Knee System, Mobile Bearing Tibial Component | Mobile Bearing Tibial Component | Size: T1 - T5 Width (mm) Depth: 42-57 Width (mm): 64 - 86 | 287518 |  | May 2018 | Group Benefit Change
12 - Knee | 12.08 - PATELLAR COMPONENT | 12.08.01 - Cemented, All Polyethylene |  |  | OH423 | 385 | Orthotech Pty Ltd | Trekking Knee System, Patella Component | Patella Component | Size: 1, 2, 3 Diam (mm): 30, 35, 40 | 287502 |  | May 2018 | Group Benefit Change
11 - Hip | 11.02 - FEMORAL HEADS | 11.02.01 - Conventional Femoral Heads, ≤32mm | 11.02.01.03 - Alumina |  | OH433 | 1568 | Orthotech Pty Ltd | Samo acetabular cup ceramic head | Ceramic femoral head | S, M, L, and XL | 165470 |  | May 2018 | Group Benefit Change
11 - Hip | 11.02 - FEMORAL HEADS | 11.02.01 - Conventional Femoral Heads, ≤32mm | 11.02.01.02 - Cobalt Chrome |  | OH434 | 621 | Orthotech Pty Ltd | Samo acetabular cup femoral head | CoCr femoral head | S, M, L and XL | 165470 |  | May 2018 | Group Benefit Change
11 - Hip | 11.03 - ACETABULAR COMPONENTS | 11.03.03 - Shells, Uncemented, HA | 11.03.03.04 - Plasma |  | OH436 | 2080 | Orthotech Pty Ltd | Samo Acetabular Cup | Acetabular cup | 40 - 70 | 165470 |  | May 2018 | Group Benefit Change
11 - Hip | 11.03 - ACETABULAR COMPONENTS | 11.03.04 - Insert/Liner | 11.03.04.03 - Ceramic |  | OH437 | 1776 | Orthotech Pty Ltd | Samo acetabular cup ceramic insert | Ceramic insert | 28 - 40 | 165470 |  | May 2018 | Group Benefit Change
06 - Specialist Orthopaedic | 06.03 - SKELETAL RECONSTRUCTION | 06.03.04 - Screws | 06.03.04.03 - Mini (2.01 – 2.7 mm) | CN,DT | OH475 | 348 | Orthotech Pty Ltd | DynafitSystem | Self-compressive screws | 2.6mm x 10-40mm | 216161 216162 |  | May 2018 | Group Benefit Change
06 - Specialist Orthopaedic | 06.03 - SKELETAL RECONSTRUCTION | 06.03.04 - Screws | 06.03.04.06 - Screw Washers |  | OH489 | 59 | Orthotech Pty Ltd | DynafitSystem | washer | 8-10mm | 221403 |  | May 2018 | Group Benefit Change
06 - Specialist Orthopaedic | 06.03 - SKELETAL RECONSTRUCTION | 06.03.04 - Screws | 06.03.04.04 - Micro (≤ 2.0mm) | DT | OH544 | 202 | Orthotech Pty Ltd | Dynafit System | Compressive Screw | 2.0mm x 10-14mm | 216161 216162 |  | May 2018 | Group Benefit Change
06 - Specialist Orthopaedic | 06.03 - SKELETAL RECONSTRUCTION | 06.03.04 - Screws | 06.03.04.04 - Micro (≤ 2.0mm) | Breakoff, DT | OH545 | 405 | Orthotech Pty Ltd | Dynafit System | Snap Off, Compressive Screws | 2.0mm x 10-14mm | 216161 216162 |  | May 2018 | Group Benefit Change
13 - Spinal | 13.02 - Accessories for bone screws and connector components | 13.02.01 - Nut/Set Screw/Locking Screw |  |  | OH574 | 144 | Orthotech Pty Ltd | Samson - Expandable Vertebral Body Replacement - End Plate Screw | End Plate Screw | One Size | 316057 |  | March 2020 | Group Benefit Change
13 - Spinal | 13.12 - Vertebral Body Replacement | 13.12.01 - Telescoping Cage | 13.12.01.03 - End Plate |  | OH575 | 965 | Orthotech Pty Ltd | SAMSON - Expandable Vertebral Body Replacement - End Plates | End Plates | L: 20mm W: 25-55mm A: 0-8 | 316057 |  | March 2020 | Group Benefit Change
13 - Spinal | 13.01 - Bone Screws | 13.01.02 - Pedicle, Polyaxial |  | Cannulated | OH578 | 1124 | Orthotech Pty Ltd | Venus Spinal Fixation Systems - Pedicle Screws - Poly Cannulated | Polyaxial Pedicle Screws - Cannulated | D 4.0-8.5mm L 25-100mm | 316187 |  | March 2020 | Group Benefit Change
13 - Spinal | 13.01 - Bone Screws | 13.01.02 - Pedicle, Polyaxial |  |  | OH579 | 1050 | Orthotech Pty Ltd | Venus Spinal Fixation Systems - Pedicle Screws - Poly Non Cannulated | Venus - Pedicle Screws - Polyaxial Non Cannulated | D 4.0-8.5mm L20-120mm | 316187 |  | November 2019 | Group Benefit Change
13 - Spinal | 13.01 - Bone Screws | 13.01.01 - Pedicle, Monoaxial |  |  | OH580 | 752 | Orthotech Pty Ltd | Venus Spinal Fixation System - Pedicle Screws - Mono | Venus - Monoaxial Pedicle Screws | D 4.0-7.2mm L 25-70mm | 316187 |  | March 2020 | Group Benefit Change
13 - Spinal | 13.02 - Accessories for bone screws and connector components | 13.02.01 - Nut/Set Screw/Locking Screw |  |  | OH581 | 144 | Orthotech Pty Ltd | Venus Spinal Fixation System - Nut/Set Screw/Locking Screw | Venus - Nut/Set Screw/Locking Screw | Various Sizes | 316187 |  | March 2020 | Group Benefit Change
13 - Spinal | 13.06 - Rod | 13.06.01 - Standard |  |  | OH582 | 355 | Orthotech Pty Ltd | Venus Spinal Fixation System - Rods | Venus - Rods | D 4.0 - 5.5mm L 40-480mm | 316187 |  | March 2020 | Group Benefit Change
13 - Spinal | 13.03 - Connector | 13.03.01 - In-Line |  |  | OH585 | 655 | Orthotech Pty Ltd | Venus Spinal System - In-line/Domino Connectors | Venus Spinal System - In-line/Domino Connectors | 4.5 / 5.5mm | 316187 |  | March 2020 | Group Benefit Change
13 - Spinal | 13.10 - Fusion Cage | 13.10.02 - Interbody, No Integral Fixation | 13.10.02.01 - Cervical |  | OH611 | 2189 | Orthotech Pty Ltd | HumanTech - Anterior Cervical Interbody Fusion Cages | Tristan - Anterior Cervical Interbody Fusion Cage | L 12-19mm W: 14-16mm H: 4-10mm A:0-10 | 316185 316186 |  | March 2020 | Group Benefit Change
13 - Spinal | 13.10 - Fusion Cage | 13.10.02 - Interbody, No Integral Fixation | 13.10.02.02 - ThoracoLumbar / Lumbar | Paired | OH613 | 2346 | Orthotech Pty Ltd | HumanTech - Adonis Spinal Fusion Cage System - PLIF | Adonis Spinal Fusion Cage System - PLIF | L 24-32mm W: 9mm H: 7-15mm | 316185 316186 |  | March 2020 | Group Benefit Change
13 - Spinal | 13.12 - Vertebral Body Replacement | 13.12.03 - Mesh |  |  | OH657 | 2789 | Orthotech Pty Ltd | HTS Leander Cervical Vertebral Body Replacement | Titanium alloy implant base bodies available in different heights for different defect heights | Diameter 11.5mm; Height 16mm - 55mm | 372782 |  | March 2022 | Group Benefit Change
13 - Spinal | 13.12 - Vertebral Body Replacement | 13.12.04 - Mesh, End Plate |  |  | OH658 | 1069 | Orthotech Pty Ltd | HTS Leander VBR Endplates | Titanium alloy Endplates available in different widths and angles for adaption to different vertebral body structures | Length 12-14mm; Width 14-16mm; Angle 2.5, 5, 7.5 degrees | 372782 |  | March 2022 | Group Benefit Change
02 - Ear, Nose & Throat | 02.01 - EAR | 02.01.02 - Speech Processors | 02.01.02.01 - Initial |  | OI036 | 7648 | Audmet Australia Pty Ltd trading as Oticon Medical | Neuro 2 Sound Processor | The behind the ear Neuro 2 sound processor performs with the Neuro Zti cochlear implants. It consists of two microphones allowing for 3 automatic adaptive directionality modes, voice tracker and wind noise reduction features. Its benefits include: smaller and more cosmetically appealing design and rechargeable batteries. The processor is placed on the auricle of the either one of the patient's ears and an external antenna transmits the acoustic signal processed by the processor, by means of electromagnetic induction, to the internal component implanted beneath the skin and secured onto the mastoid. | One size | 316140 |  | July 2019 | Group Benefit Change
07 - Plastic and Reconstructive | 07.01 - CRANIOMAXILLOFACIAL RECONSTRUCTION & FIXATION | 07.01.04 - Non-mesh | 07.01.04.01 - Resorbable |  | OK007 | 251 | MY BIOLOGICS PTY LTD | Neomem FLEXPLUS | Resorbable Collagen Membrane | 15 x 20mm, 20 x 30mm, 30 x 40mm | 317977 |  | March 2020 | Group Benefit Change
02 - Ear, Nose & Throat | 02.01 - EAR | 02.01.05 - Ossicle/Middle Ear Prosthesis | 02.01.05.04 - Total Ossicle Replacement (three) |  | OL073 | 344 | Olympus Australia | Dornhoffer Prostheses | Hydroxyapetite head/HAPEX shaft PORP and TORP | 0.8mm Shaft Dia TORP, 1.3mm Shaft Diameter PORP | 123372 |  | May 2018 | Group Benefit Change
05 - Urogenital | 05.02 - Ureteric Stents | 05.02.02 - Multi-length | 05.02.02.02 - Other synthetic |  | OL076 | 162 | Olympus Australia | Ureteral Stents | Single J Ureteric Stent, silicone | 7 - 8.5 F x 90cm | 130442 136671 |  | May 2018 | Group Benefit Change
05 - Urogenital | 05.02 - Ureteric Stents | 05.02.02 - Multi-length | 05.02.02.02 - Other synthetic |  | OL077 | 162 | Olympus Australia | Ureteral Stents | Double J Ureteric stent, silicone | 6-8.5 F, 12 - 30 cm | 130442 |  | May 2018 | Group Benefit Change
05 - Urogenital | 05.02 - Ureteric Stents | 05.02.01 - Fixed length | 05.02.01.02 - Other synthetic |  | OL078 | 161 | Olympus Australia | Ureteral Stents | Diversion Stent, silicone | 7 - 8.5 F x 90cm | 130442 136671 |  | May 2018 | Group Benefit Change
05 - Urogenital | 05.02 - Ureteric Stents | 05.02.02 - Multi-length | 05.02.02.02 - Other synthetic |  | OL080 | 162 | Olympus Australia | Ureteral Stents | Tecoflex polymer, hydrophilic coating/PTFE coating | 4.5F-8.5F x length 8 - 32cm | 130442 |  | May 2018 | Group Benefit Change
02 - Ear, Nose & Throat | 02.01 - EAR | 02.01.05 - Ossicle/Middle Ear Prosthesis | 02.01.05.03 - Partial Ossicle Replacement (one or two) |  | OL088 | 250 | Olympus Australia | Ossicular Prosthesis - PORP | Shea Micron Monolithic | Various sizes | 123372 |  | August 2018 | Group Benefit Change
02 - Ear, Nose & Throat | 02.01 - EAR | 02.01.05 - Ossicle/Middle Ear Prosthesis | 02.01.05.01 - Stapes |  | OL091 | 94 | Olympus Australia | Stapes | Causse Pistons, Cawthorne Pistons, Fisch-Type Pistons, Fluoroplastic Pistons, McGee Pistons, Richards Platinum Fluoroplastic Pistons, Schuknecht Pistons, Schuknecht Malleus Attached Pistons SMart Pistons, SMart 360 Pistons SMart Malleus | Diameter: 0.3mm to 0.8mm Functional Length: 3.5mm to 6.5mm | 123372 |  | July 2023 | Changed Product Description, Product Sizes
02 - Ear, Nose & Throat | 02.01 - EAR | 02.01.05 - Ossicle/Middle Ear Prosthesis | 02.01.05.04 - Total Ossicle Replacement (three) |  | OL092 | 344 | Olympus Australia | Ossicular Prosthesis - PORP/TORP | Black Spanner Strut Black Oval-Top PORP/Universal/TORP Micron Adjustable Titanium PORP/TORP Causse Modified TORP Fisch-Type TORP Shea TORP Sheehy Modified TORP Sheey TORP (Improved), Micron All Titanium Monolithic TOPR/PORP | Shaft diameter from 0.6mm to 4mm Length from 1.5m to 10.9mm | 123372 |  | July 2023 | Group Benefit Change, Changed Product Name, Product Description, Product Sizes,
02 - Ear, Nose & Throat | 02.01 - EAR | 02.01.05 - Ossicle/Middle Ear Prosthesis | 02.01.05.03 - Partial Ossicle Replacement (one or two) |  | OL093 | 250 | Olympus Australia | Ossicular Prosthesis - Incus/Stapes | a) Applebaum Incudostapedial Joint b) Goldenberg Incus c) Wehrs Incus (Single & Double Notch) d) Wehrs II Incus-Stapes (Single Notch) e) Kartush Incus-Stapes Strut f) Goldenberg Incus-Stapes g)Applebaum Incus Replacement System | a) small - large b) one size only c) short, average, medium d) short, average, medium, long e) short, medium, long f) one size only | 123372 |  | July 2023 | Group Benefit Change, Changed Product Description, Product Sizes, , Sub Group
02 - Ear, Nose & Throat | 02.01 - EAR | 02.01.05 - Ossicle/Middle Ear Prosthesis | 02.01.05.03 - Partial Ossicle Replacement (one or two) |  | OL094 | 250 | Olympus Australia | Ossicular Prosthesis - PORP | Drum-to-Stapes Goldenberg Malleable Modified Off-Centered Sheehy Modified | Various | 123372 |  | July 2023 | Group Benefit Change, Changed Product Description,
10 - Vascular | 10.08 - Occlusion Devices | 10.08.03 - Polymer | 10.08.03.03 - 2ml |  | OW011 | 347 | MERIT MEDICAL AUSTRALIA PTY LTD | Embospheres | - | 2ml per implant | 144426 |  | March 2021 | Group Benefit Change
06 - Specialist Orthopaedic | 06.03 - SKELETAL RECONSTRUCTION | 06.03.03 - Plates | 06.03.03.19 - Periarticular anatomic - Humerus ≤ 6 holes | LK | OX001 | 1208 | MERIL AUSTRALIA PTY LTD | ARMAR LPS Humerus Plates | TiCP humeral locking plates | 3-6 holes | 286842 |  | May 2018 | Group Benefit Change
06 - Specialist Orthopaedic | 06.03 - SKELETAL RECONSTRUCTION | 06.03.03 - Plates | 06.03.03.19 - Periarticular anatomic - Humerus ≤ 6 holes |  | OX003 | 974 | MERIL AUSTRALIA PTY LTD | ARMAR Distal Humerus Plates | TiCP anatomic humeral locking plates | 3-6 holes and left and right | 286842 |  | May 2018 | Group Benefit Change
06 - Specialist Orthopaedic | 06.03 - SKELETAL RECONSTRUCTION | 06.03.03 - Plates | 06.03.03.04 - Small (screw size 2.71mm – 4.49mm)(including blade) ≤ 6 holes | LK | OX006 | 305 | MERIL AUSTRALIA PTY LTD | ARMAR LPS Reconstruction Plates | 3.5 mm Reconstruction plates | 2-6 holes | 286842 |  | May 2018 | Group Benefit Change
06 - Specialist Orthopaedic | 06.03 - SKELETAL RECONSTRUCTION | 06.03.03 - Plates | 06.03.03.05 - Small (screw size 2.71mm – 4.49mm)(including blade) ≥ 7 to ≤ 15 holes | LK | OX007 | 313 | MERIL AUSTRALIA PTY LTD | ARMAR LPS Reconstruction Plates | 3.5 mm reconstruction plates | 7-15 holes | 286842 |  | May 2018 | Group Benefit Change
06 - Specialist Orthopaedic | 06.03 - SKELETAL RECONSTRUCTION | 06.03.03 - Plates | 06.03.03.06 - Small (screw size 2.71mm – 4.49mm)(including blade) ≥ 16 holes | LK | OX008 | 700 | MERIL AUSTRALIA PTY LTD | ARMAR LPS Reconstruction Plates | 3.5 mm reconstruction locking plates | 16-22 holes | 286842 |  | May 2018 | Group Benefit Change
06 - Specialist Orthopaedic | 06.03 - SKELETAL RECONSTRUCTION | 06.03.03 - Plates | 06.03.03.04 - Small (screw size 2.71mm – 4.49mm)(including blade) ≤ 6 holes | LK | OX009 | 305 | MERIL AUSTRALIA PTY LTD | ARMAR LPS Cloverleaf Plate | 3.5 mm cloverleaf reconstruction plate | MT-PT1303088 MT-PT1304104 MT-PT1305120 MT-PT1306136 | 286842 |  | May 2018 | Group Benefit Change
06 - Specialist Orthopaedic | 06.03 - SKELETAL RECONSTRUCTION | 06.03.04 - Screws | 06.03.04.02 - Small (2.71mm – 4.49mm) |  | OX010 | 54 | MERIL AUSTRALIA PTY LTD | MBOSS 3.5 mm Cortex Screw | 3.5 mm Cortex Screw, Self Tapping | Diameter: 3.5mm Length: 10-150mm | 286843 |  | May 2018 | Group Benefit Change
06 - Specialist Orthopaedic | 06.03 - SKELETAL RECONSTRUCTION | 06.03.04 - Screws | 06.03.04.02 - Small (2.71mm – 4.49mm) | LK | OX011 | 111 | MERIL AUSTRALIA PTY LTD | MBOSS 3.5mm Locking Screw | 3.5mm Locking Screw, Self Tapping | Diameter: 3.5mm Length: 10-95mm | 286843 |  | May 2018 | Group Benefit Change
06 - Specialist Orthopaedic | 06.03 - SKELETAL RECONSTRUCTION | 06.03.04 - Screws | 06.03.04.02 - Small (2.71mm – 4.49mm) |  | OX012 | 54 | MERIL AUSTRALIA PTY LTD | MBOSS 4.0 mm Cancellous Screw | 4.0 mm Cancellous screw with short or long thread | Diameter: 4mm Length: 10-100mm | 286843 |  | May 2018 | Group Benefit Change
06 - Specialist Orthopaedic | 06.03 - SKELETAL RECONSTRUCTION | 06.03.03 - Plates | 06.03.03.01 - Standard (screw size ≥4.5mm)(including blade) ≤ 6 holes | LK | OX014 | 445 | MERIL AUSTRALIA PTY LTD | ARMAR 4.5mm Meril Locking Plate System ≤ 6 holes | TiCP locking plates | 2-6 Holes 44-120mm Length | 286842 |  | May 2018 | Group Benefit Change
06 - Specialist Orthopaedic | 06.03 - SKELETAL RECONSTRUCTION | 06.03.03 - Plates | 06.03.03.02 - Standard (screw size ≥4.5mm)(including blade) ≥ 7 to ≤ 15 holes | LK | OX015 | 615 | MERIL AUSTRALIA PTY LTD | ARMAR 4.5mm Meril Locking Plate System ≥ 7 to ≤ 15 holes | TiCP humeral locking plates | 7-15 Holes 118-283mm Length | 286842 |  | May 2018 | Group Benefit Change
06 - Specialist Orthopaedic | 06.03 - SKELETAL RECONSTRUCTION | 06.03.03 - Plates | 06.03.03.03 - Standard (screw size ≥4.5mm)(including blade) ≥ 16 holes | LK | OX016 | 816 | MERIL AUSTRALIA PTY LTD | ARMAR 4.5mm Meril Locking Plate System ≥ 16 holes | TiCP locking plates | 16-26 Holes 262-481mm Length | 286842 |  | May 2018 | Group Benefit Change
06 - Specialist Orthopaedic | 06.03 - SKELETAL RECONSTRUCTION | 06.03.04 - Screws | 06.03.04.01 - Standard ( ≥4.5mm) |  | OX017 | 57 | MERIL AUSTRALIA PTY LTD | ARMAR Meril Locking Plate System Self Tapping Cortex Screws | TiCP and Stainless Steel Self Tapping Cortex Screws | 4.5mm Diameter 14-145mm Length | 286843 |  | May 2018 | Group Benefit Change
06 - Specialist Orthopaedic | 06.03 - SKELETAL RECONSTRUCTION | 06.03.04 - Screws | 06.03.04.01 - Standard ( ≥4.5mm) |  | OX019 | 57 | MERIL AUSTRALIA PTY LTD | ARMAR Meril Locking Plate System Cancellous Screw | TiCP and Stainless Steel Cancellous Bone Screws | 6.5mm Diameter 20-150mm Length | 286843 |  | May 2018 | Group Benefit Change
06 - Specialist Orthopaedic | 06.03 - SKELETAL RECONSTRUCTION | 06.03.03 - Plates | 06.03.03.25 - Periarticular anatomic - Ulna ≤ 6 holes | LK | OX020 | 870 | MERIL AUSTRALIA PTY LTD | ARMAR 3.5 LPS Olecranon Plates | 3.5 mm anatomical olecranon locking plates | 2- 6 holes | 286842 |  | May 2018 | Group Benefit Change
06 - Specialist Orthopaedic | 06.03 - SKELETAL RECONSTRUCTION | 06.03.03 - Plates | 06.03.03.16 - Periarticular anatomic - Clavicle plate ≤ 6 holes | LK | OX022 | 1217 | MERIL AUSTRALIA PTY LTD | ARMAR LPS Clavicle Hook Plates | 3.5 mm anatomical clavicle hook locking plate | 4-6 holes | 286842 |  | May 2018 | Group Benefit Change
06 - Specialist Orthopaedic | 06.03 - SKELETAL RECONSTRUCTION | 06.03.03 - Plates | 06.03.03.16 - Periarticular anatomic - Clavicle plate ≤ 6 holes | LK | OX023 | 1217 | MERIL AUSTRALIA PTY LTD | ARMAR Superior Anterior Clavicle Plates | Superior Anterior Clavicle anatomical plates | 3-6 holes | 286842 |  | May 2018 | Group Benefit Change
06 - Specialist Orthopaedic | 06.03 - SKELETAL RECONSTRUCTION | 06.03.03 - Plates | 06.03.03.17 - Periarticular anatomic - Clavicle plate ≥ 7 to ≤ 15 holes | LK | OX024 | 1357 | MERIL AUSTRALIA PTY LTD | ARMAR LPS Clavicle Hook Plates | 3.5mm anatomical clavicle hook plates | 7 holes | 286842 |  | May 2018 | Group Benefit Change
06 - Specialist Orthopaedic | 06.03 - SKELETAL RECONSTRUCTION | 06.03.03 - Plates | 06.03.03.17 - Periarticular anatomic - Clavicle plate ≥ 7 to ≤ 15 holes | LK | OX025 | 1357 | MERIL AUSTRALIA PTY LTD | ARMAR Superior Anterior Clavicle Plate | 3.5mm anatomical clavicle plate | 7-8 holes | 286842 |  | May 2018 | Group Benefit Change
06 - Specialist Orthopaedic | 06.03 - SKELETAL RECONSTRUCTION | 06.03.04 - Screws | 06.03.04.03 - Mini (2.01 – 2.7 mm) | LK | OX028 | 109 | MERIL AUSTRALIA PTY LTD | ARMAR 2.4 Locking Distal Radial Plate System - Self Tapping Locking Screws | TAN Self Tapping Locking Screws | 2.4-2.7mm Diameter 6-60mm Length | 286843 |  | May 2018 | Group Benefit Change
06 - Specialist Orthopaedic | 06.03 - SKELETAL RECONSTRUCTION | 06.03.04 - Screws | 06.03.04.03 - Mini (2.01 – 2.7 mm) |  | OX029 | 64 | MERIL AUSTRALIA PTY LTD | ARMAR 2.4 Locking Distal Radial Plate System - Cortex and Compression Screws | TAN Cortex and Compression Screws | 2.4-2.7mm Diameter 6-60mm Length | 286843 |  | May 2018 | Group Benefit Change
06 - Specialist Orthopaedic | 06.03 - SKELETAL RECONSTRUCTION | 06.03.03 - Plates | 06.03.03.24 - Periarticular anatomic - Radius ≥ 16 holes | LK | OX030 | 1243 | MERIL AUSTRALIA PTY LTD | ARMAR 2.4 Locking Distal Radial Plate System - ≥ 16 holes | TiCP Distal Radial Locking Plate | 16 Holes 140mm Length | 286842 |  | May 2018 | Group Benefit Change
06 - Specialist Orthopaedic | 06.03 - SKELETAL RECONSTRUCTION | 06.03.03 - Plates | 06.03.03.40 - Periarticular anatomic - Tibia ≥ 16 holes | LK | OX044 | 1338 | MERIL AUSTRALIA PTY LTD | ARMAR 3.5 LPS Tibial Plates | 3.5mm tibial anatomical plates | 16-21 holes | 286842 |  | August 2018 | Group Benefit Change
06 - Specialist Orthopaedic | 06.03 - SKELETAL RECONSTRUCTION | 06.03.03 - Plates | 06.03.03.32 - Periarticular anatomic - Femur ≤ 6 holes | LK | OX045 | 1200 | MERIL AUSTRALIA PTY LTD | ARMAR 4.5mm Meril Locking Plate System - Distal Femur Plate 5 Holes | TAN Distal Femur Locking Plates | 5 Holes 156mm Length Left and Right Variants | 286842 |  | August 2018 | Group Benefit Change
06 - Specialist Orthopaedic | 06.03 - SKELETAL RECONSTRUCTION | 06.03.03 - Plates | 06.03.03.33 - Periarticular anatomic - Femur ≥ 7 to ≤ 15 holes | LK | OX046 | 1215 | MERIL AUSTRALIA PTY LTD | ARMAR 4.5mm Meril Locking Plate System - Distal Femur Plate ≥ 7 to ≤ 15 holes LK | TAN Distal Femur Locking Plates | 7-13 Holes 196-316 mm Length Left and Right variants | 286842 |  | August 2018 | Group Benefit Change
13 - Spinal | 13.10 - Fusion Cage | 13.10.02 - Interbody, No Integral Fixation | 13.10.02.01 - Cervical |  | PB001 | 2189 | Australian Pacific Medical Pty Ltd | Anterior Cervical PEEK Cage | Interbody fusion cage | Height: 5 -10 mm in 1 mm increments Foot Print 13 x 16 mm / 13 x 19 mm / 12.5 x 15 mm / 11 mm x 14 mm | 215887 |  | July 2022 | Group Benefit Change
13 - Spinal | 13.10 - Fusion Cage | 13.10.02 - Interbody, No Integral Fixation | 13.10.02.02 - ThoracoLumbar / Lumbar | Paired | PB002 | 2346 | Australian Pacific Medical Pty Ltd | Thoracic-lumbar PEEK cage | Interbody fusion cage | Height: 6 - 15mm | 215887 |  | May 2018 | Group Benefit Change
13 - Spinal | 13.06 - Rod | 13.06.01 - Standard |  |  | PB007 | 355 | Australian Pacific Medical Pty Ltd | DPS Spine System - Rod | Rods for posterior pedicle screw fixation system. | Diameter 5/5.5/6mm; Length 40-500mm | 214788 |  | May 2018 | Group Benefit Change
13 - Spinal | 13.01 - Bone Screws | 13.01.01 - Pedicle, Monoaxial |  |  | PB008 | 752 | Australian Pacific Medical Pty Ltd | DPS Spine System - Monoaxial Pedicle Screw | Mono-axial pedicle screws | Diameter 4/5/6/7mm; Length 25 - 55mm. | 214788 |  | May 2018 | Group Benefit Change
13 - Spinal | 13.01 - Bone Screws | 13.01.02 - Pedicle, Polyaxial |  |  | PB009 | 1050 | Australian Pacific Medical Pty Ltd | DPS Spine System - Polyaxial Pedicle Screw | Polyaxial pedicle screws | Diameter 4/5/6/7mm; Length 25 - 55mm Wide Angle 5.5/6.0/6.5/7.0/7.5/8.0 mm; Length 25 - 135 mm | 214788 |  | July 2021 | Group Benefit Change
13 - Spinal | 13.03 - Connector | 13.03.03 - Transverse (Rod-to-Rod) | 13.03.03.02 - Adjustable |  | PB012 | 1137 | Australian Pacific Medical Pty Ltd | DPS Spine System - Transconnector Adjustable | Adjustable transconnector for spinal fixation system. | Diameter 5.5/6.0mm; Adjustable lengths: 34-39mm, 38-49mm, 48-68mm. | 214788 |  | May 2018 | Group Benefit Change
13 - Spinal | 13.05 - Plate | 13.05.01 - Integral Fixation | 13.05.01.01 - Cervical | >55mm | PB016 | 1426 | Australian Pacific Medical Pty Ltd | Anterior Cervical Plate System | Anterior cervical plate. Various size plates, Titanium | >55mm | 214788 |  | May 2018 | Group Benefit Change
06 - Specialist Orthopaedic | 06.03 - SKELETAL RECONSTRUCTION | 06.03.04 - Screws | 06.03.04.03 - Mini (2.01 – 2.7 mm) | LK | PB020 | 109 | Australian Pacific Medical Pty Ltd | Calcaneal Locking Plate MIPO System - Locking Screw | Locking Screws | Mini (2.01mm-2.7mm) | 223188 |  | May 2018 | Group Benefit Change
06 - Specialist Orthopaedic | 06.03 - SKELETAL RECONSTRUCTION | 06.03.04 - Screws | 06.03.04.02 - Small (2.71mm – 4.49mm) |  | PB021 | 54 | Australian Pacific Medical Pty Ltd | Calcaneal Locking Plate MIPO System - Cortex, Cancellous and Non Locking Screw | Cortex, Cancellous, Non locking Screws | 2.71mm - 4.49mm | 223188 |  | May 2018 | Group Benefit Change
06 - Specialist Orthopaedic | 06.03 - SKELETAL RECONSTRUCTION | 06.03.04 - Screws | 06.03.04.02 - Small (2.71mm – 4.49mm) | LK | PB022 | 111 | Australian Pacific Medical Pty Ltd | Calcaneal Locking Plate MIPO System - Locking Screw | Locking Screws | 2.71mm - 4.49mm | 223188 |  | May 2018 | Group Benefit Change
06 - Specialist Orthopaedic | 06.03 - SKELETAL RECONSTRUCTION | 06.03.03 - Plates | 06.03.03.07 - Mini (screw size ≤2.7mm)(including blade) ≤ 6 holes | Com, VAL | PB023 | 1120 | Australian Pacific Medical Pty Ltd | Mallet Finger Plate | Finger Plates | 1 & 2 Holes | 229660 |  | May 2018 | Group Benefit Change
06 - Specialist Orthopaedic | 06.03 - SKELETAL RECONSTRUCTION | 06.03.03 - Plates | 06.03.03.07 - Mini (screw size ≤2.7mm)(including blade) ≤ 6 holes | LK | PB026 | 635 | Australian Pacific Medical Pty Ltd | Plates ≤ 6 holes | Plates ≤ 6 holes | ≤ 6 holes | 261562 |  | August 2018 | Group Benefit Change
06 - Specialist Orthopaedic | 06.03 - SKELETAL RECONSTRUCTION | 06.03.03 - Plates | 06.03.03.08 - Mini (screw size ≤2.7mm)(including blade) ≥ 7 to ≤ 15 holes | Com, LK | PB027 | 619 | Australian Pacific Medical Pty Ltd | Mini Locking System - Locking Plates ≥ 7 to ≤ 15 holes | Foot & hand plates - steel - titanium multiple hole | 2-2.7 mm, ≥ 7 to ≤ 15 holes | 261562 |  | May 2018 | Group Benefit Change
06 - Specialist Orthopaedic | 06.03 - SKELETAL RECONSTRUCTION | 06.03.03 - Plates | 06.03.03.07 - Mini (screw size ≤2.7mm)(including blade) ≤ 6 holes | LK | PB028 | 635 | Australian Pacific Medical Pty Ltd | Mini Locking System - Condylar Locking Plates ≤ 6 holes | Condylar Locking Plates | ≤ 6 holes | 261562 |  | May 2018 | Group Benefit Change
06 - Specialist Orthopaedic | 06.03 - SKELETAL RECONSTRUCTION | 06.03.03 - Plates | 06.03.03.07 - Mini (screw size ≤2.7mm)(including blade) ≤ 6 holes |  | PB029 | 469 | Australian Pacific Medical Pty Ltd | Mini Locking System - Condylar Plates ≤ 6 holes | Condylar Plates | ≤ 6 holes | 261562 |  | May 2018 | Group Benefit Change
06 - Specialist Orthopaedic | 06.03 - SKELETAL RECONSTRUCTION | 06.03.03 - Plates | 06.03.03.08 - Mini (screw size ≤2.7mm)(including blade) ≥ 7 to ≤ 15 holes |  | PB030 | 362 | Australian Pacific Medical Pty Ltd | Mini Locking System - Condylar Plates ≥ 7 to ≤ 15 holes | Condylar Plates | ≥ 7 to ≤ 15 holes | 261562 |  | May 2018 | Group Benefit Change
06 - Specialist Orthopaedic | 06.03 - SKELETAL RECONSTRUCTION | 06.03.03 - Plates | 06.03.03.08 - Mini (screw size ≤2.7mm)(including blade) ≥ 7 to ≤ 15 holes |  | PB031 | 362 | Australian Pacific Medical Pty Ltd | Mini Locking System - Non Locking Plates | Non Locking Plate | screw size ≤ 2.7mm, ≥ 7 to ≤ 15 holes | 261562 |  | May 2018 | Group Benefit Change
06 - Specialist Orthopaedic | 06.03 - SKELETAL RECONSTRUCTION | 06.03.04 - Screws | 06.03.04.04 - Micro (≤ 2.0mm) |  | PB032 | 49 | Australian Pacific Medical Pty Ltd | Mini Locking System - Cortex Screw | Cortex Screws | ≤ 2.0mm | 223188 |  | May 2018 | Group Benefit Change
06 - Specialist Orthopaedic | 06.03 - SKELETAL RECONSTRUCTION | 06.03.04 - Screws | 06.03.04.03 - Mini (2.01 – 2.7 mm) |  | PB033 | 64 | Australian Pacific Medical Pty Ltd | Mini Locking System - Cortex Screw, Stardrive, Self-tapping | Cortex Screws, Stardrive, Self-tapping | 6.-30mm | 223188 |  | May 2018 | Group Benefit Change
06 - Specialist Orthopaedic | 06.03 - SKELETAL RECONSTRUCTION | 06.03.04 - Screws | 06.03.04.04 - Micro (≤ 2.0mm) | LK | PB034 | 106 | Australian Pacific Medical Pty Ltd | Mini Locking System - Locking Screw, Stardrive, Self Tapping | Locking Screws | 1.5mm & 2mm | 223188 |  | May 2018 | Group Benefit Change
13 - Spinal | 13.02 - Accessories for bone screws and connector components | 13.02.01 - Nut/Set Screw/Locking Screw |  |  | PB038 | 144 | Australian Pacific Medical Pty Ltd | DPS Spine System Single Locking Nut | Locking nut for pedicle screw. | One size | 214788 |  | May 2018 | Group Benefit Change
06 - Specialist Orthopaedic | 06.03 - SKELETAL RECONSTRUCTION | 06.03.04 - Screws | 06.03.04.02 - Small (2.71mm – 4.49mm) | CN | PB040 | 180 | Australian Pacific Medical Pty Ltd | Cannulated Screws 4mm | Cannulated 4mm | 4mm | 223188 |  | May 2018 | Group Benefit Change
06 - Specialist Orthopaedic | 06.03 - SKELETAL RECONSTRUCTION | 06.03.04 - Screws | 06.03.04.06 - Screw Washers |  | PB041 | 59 | Australian Pacific Medical Pty Ltd | Washers | Washers | Thickness 1- 5.5mm Width 7 - 13mm | 223188 |  | May 2018 | Group Benefit Change
06 - Specialist Orthopaedic | 06.03 - SKELETAL RECONSTRUCTION | 06.03.04 - Screws | 06.03.04.03 - Mini (2.01 – 2.7 mm) | CN,DT | PB042 | 348 | Australian Pacific Medical Pty Ltd | Compression Screws | Headless Compression Screws | 2.4mm | 223188 |  | May 2018 | Group Benefit Change
13 - Spinal | 13.05 - Plate | 13.05.02 - No Integral Fixation | 13.05.02.05 - Laminoplasty Plate |  | PB046 | 661 | Australian Pacific Medical Pty Ltd | Laminoplasty Mini Plate | Laminoplasty Plate | 10/12/14mm | 214788 |  | May 2018 | Group Benefit Change
13 - Spinal | 13.12 - Vertebral Body Replacement | 13.12.03 - Mesh |  |  | PB054 | 2789 | Australian Pacific Medical Pty Ltd | Titanium Spinal Mesh | Mesh, Round | 18 - 90 mm | 215887 |  | July 2019 | Group Benefit Change
13 - Spinal | 13.12 - Vertebral Body Replacement | 13.12.04 - Mesh, End Plate |  |  | PB055 | 1069 | Australian Pacific Medical Pty Ltd | Titanium Spinal Mesh | End rings | 10 - 24 mm | 215887 |  | July 2019 | Group Benefit Change
06 - Specialist Orthopaedic | 06.03 - SKELETAL RECONSTRUCTION | 06.03.03 - Plates | 06.03.03.07 - Mini (screw size ≤2.7mm)(including blade) ≤ 6 holes | VAL | PB056 | 973 | Australian Pacific Medical Pty Ltd | Marathon VA System | Variable Angle Bone Plates | <6 Holes | 261562 |  | July 2019 | Group Benefit Change
06 - Specialist Orthopaedic | 06.03 - SKELETAL RECONSTRUCTION | 06.03.03 - Plates | 06.03.03.23 - Periarticular anatomic - Radius ≥ 7 to ≤ 15 holes | VAL | PB057 | 1239 | Australian Pacific Medical Pty Ltd | Distal Radius Plate | Distal Radius Plating System | 7 - 15 holes | 261562 |  | July 2019 | Group Benefit Change
06 - Specialist Orthopaedic | 06.03 - SKELETAL RECONSTRUCTION | 06.03.03 - Plates | 06.03.03.08 - Mini (screw size ≤2.7mm)(including blade) ≥ 7 to ≤ 15 holes | VAL | PB058 | 828 | Australian Pacific Medical Pty Ltd | Marathon VA System | Variable Angle Bone plates | >7 - <15 holes | 261562 |  | July 2019 | Group Benefit Change
13 - Spinal | 13.01 - Bone Screws | 13.01.02 - Pedicle, Polyaxial |  | Cannulated | PB060 | 1124 | Australian Pacific Medical Pty Ltd | TINA Minimally Invasive Spine System | Polyaxial Cannulated Screw | All sizes | 214788 |  | November 2019 | Group Benefit Change
06 - Specialist Orthopaedic | 06.03 - SKELETAL RECONSTRUCTION | 06.03.01 - Intramedullary Nails | 06.03.01.14 - Calcaneal |  | PB064 | 1120 | Australian Pacific Medical Pty Ltd | C Nail | Intramedullary Nail | 60mm - 100mm | 229660 |  | March 2020 | Group Benefit Change
06 - Specialist Orthopaedic | 06.03 - SKELETAL RECONSTRUCTION | 06.03.05 - Surgical Accessories | 06.03.05.02 - Pins |  | PB069 | 22 | Australian Pacific Medical Pty Ltd | BFix Bone Pins | Bone Pins | 0.6mm - 5.0mm | 322423 |  | March 2020 | Group Benefit Change
06 - Specialist Orthopaedic | 06.03 - SKELETAL RECONSTRUCTION | 06.03.01 - Intramedullary Nails | 06.03.01.07 - Arthrodesis ankle |  | PB074 | 3581 | Australian Pacific Medical Pty Ltd | Ankle Arthrodesis Nail | Ankle Arthrodesis Nail | 10mm - 12mm diameter | 229660 |  | March 2022 | Group Benefit Change
06 - Specialist Orthopaedic | 06.03 - SKELETAL RECONSTRUCTION | 06.03.03 - Plates | 06.03.03.05 - Small (screw size 2.71mm – 4.49mm)(including blade) ≥ 7 to ≤ 15 holes | VAL | PB076 | 641 | Australian Pacific Medical Pty Ltd | Marathon variable angle Fibula Plate | Marathon variable angle Fibula Plate | 1 - 6 holes | 261562 |  | March 2022 | Group Benefit Change
06 - Specialist Orthopaedic | 06.03 - SKELETAL RECONSTRUCTION | 06.03.03 - Plates | 06.03.03.05 - Small (screw size 2.71mm – 4.49mm)(including blade) ≥ 7 to ≤ 15 holes | VAL | PB077 | 641 | Australian Pacific Medical Pty Ltd | Marathon variable angle Fibula plates | Marathon variable angle Fibula plates | 7 - 15 holes | 261562 |  | March 2022 | Group Benefit Change
06 - Specialist Orthopaedic | 06.03 - SKELETAL RECONSTRUCTION | 06.03.01 - Intramedullary Nails | 06.03.01.04 - Tibial/Fibular |  | PB078 | 1033 | Australian Pacific Medical Pty Ltd | Mini Nailing System | Mini Nailing System | Diameter 3mm - 4mm, Length 130mm - 230mm | 229660 |  | July 2022 | Group Benefit Change
06 - Specialist Orthopaedic | 06.03 - SKELETAL RECONSTRUCTION | 06.03.03 - Plates | 06.03.03.42 - Periarticular anatomic - Calcaneal ≥ 7 to ≤ 15 holes | VAL | PB080 | 1373 | Australian Pacific Medical Pty Ltd | Marathon VAL Calcaneal Plate | Variable Angle Calcaneal Plates | 7 - 15 Holes | 261562 |  | November 2022 | Group Benefit Change
13 - Spinal | 13.10 - Fusion Cage | 13.10.02 - Interbody, No Integral Fixation | 13.10.02.01 - Cervical |  | PC001 | 2189 | Precision Surgical Pty Ltd | WeTop Cervical Cage | PEEK Cervical Cage | 12x12mm, 12x16mm, 14x18mm, 16x18mm, 16x20mm 18x20mm - all available in height ranges 4.5mm to 14mm | 221267 |  | May 2018 | Group Benefit Change
13 - Spinal | 13.01 - Bone Screws | 13.01.03 - Standard |  | Dual Thread | PC006 | 403 | Precision Surgical Pty Ltd | Alias Cage Screw | Alias Cage - Screw | 12-17mm | 268797 |  | May 2018 | Group Benefit Change
13 - Spinal | 13.01 - Bone Screws | 13.01.03 - Standard |  | Dual Thread | PC008 | 403 | Precision Surgical Pty Ltd | Advantage Dual Thread Screw | Dual thread ALIF cage screw | Diameter 5.5 and 6mm | 246581 |  | November 2019 | Group Benefit Change
13 - Spinal | 13.01 - Bone Screws | 13.01.03 - Standard |  | Dual Thread | PC011 | 403 | Precision Surgical Pty Ltd | XM Plate Screws | Dual thread screws for XM Plate | Diameter 5.5 & 6.0mm, 20-32mm | 203838 |  | November 2019 | Group Benefit Change
13 - Spinal | 13.01 - Bone Screws | 13.01.03 - Standard |  | Closed | PC012 | 174 | Precision Surgical Pty Ltd | Redmond Lumbar Cage System - Locking screw, closed | Titanium screw | Diameter: 5.5mm; Length: 15, 20, 25, 30, 35mm | 211536 |  | November 2019 | Group Benefit Change
13 - Spinal | 13.02 - Accessories for bone screws and connector components | 13.02.01 - Nut/Set Screw/Locking Screw |  |  | PC016 | 144 | Precision Surgical Pty Ltd | Redmond Lumbar Cage System - Locking Cap | Titanium locking cap | Diameter: 3mm; Length: 4mm or 6mm | 211536 |  | November 2019 | Group Benefit Change
11 - Hip | 11.02 - FEMORAL HEADS | 11.02.01 - Conventional Femoral Heads, ≤32mm | 11.02.01.02 - Cobalt Chrome |  | PF005 | 621 | Perios Pty Ltd | ESOP HA | Femoral Head CoCr | 22.2 -32mm | 141169 |  | May 2018 | Group Benefit Change
11 - Hip | 11.02 - FEMORAL HEADS | 11.02.01 - Conventional Femoral Heads, ≤32mm | 11.02.01.03 - Alumina |  | PF006 | 1568 | Perios Pty Ltd | ESOP HA | Femoral Head Alumina Ceramic | 28 and 32mm Diameter | 141169 |  | May 2018 | Group Benefit Change
11 - Hip | 11.03 - ACETABULAR COMPONENTS | 11.03.04 - Insert/Liner | 11.03.04.03 - Ceramic | Sandwich | PF009 | 1776 | Perios Pty Ltd | Atlas Acetabular Cup System | liner - ceramic and poly 'Titanium & HA | Atlas Alumina Insert Dia 28mmort | 141168 |  | May 2018 | Group Benefit Change
11 - Hip | 11.01 - FEMORAL COMPONENTS - PRIMARY AND REVISION | 11.01.04 - Uncemented, HA Coated | 11.01.04.04 - Plasma |  | PF018 | 3493 | Perios Pty Ltd | Hip and Go | Femoral Stem Component | Size 1-10, standard and lateralized | 141168 |  | May 2018 | Group Benefit Change
06 - Specialist Orthopaedic | 06.03 - SKELETAL RECONSTRUCTION | 06.03.01 - Intramedullary Nails | 06.03.01.07 - Arthrodesis ankle |  | PF019 | 3581 | Perios Pty Ltd | Tylos | Ankle arthrodesis nail for Tibial Talo Calcaneal fusion | 10 - 12mm diameter | 274577 |  | May 2018 | Group Benefit Change
06 - Specialist Orthopaedic | 06.03 - SKELETAL RECONSTRUCTION | 06.03.01 - Intramedullary Nails | 06.03.01.07 - Arthrodesis ankle |  | PF022 | 3581 | Perios Pty Ltd | Calcanail | Subtalar fusion and fracture nail | 10-12mm Diameter, 45-85mm length | 274577 |  | May 2018 | Group Benefit Change
07 - Plastic and Reconstructive | 07.01 - CRANIOMAXILLOFACIAL RECONSTRUCTION & FIXATION | 07.01.05 - Fracture or Reconstruction Plates | 07.01.05.18 - ≥3mm thick, 4-7 holes | Complex | PF027 | 1310 | Perios Pty Ltd | ClawLink | A patented complex sternal fixation system for thoracotomy | 18-50mm | 308885 |  | July 2023 | Group Benefit Change, Changed Product Name, Product Sizes,
06 - Specialist Orthopaedic | 06.03 - SKELETAL RECONSTRUCTION | 06.03.03 - Plates | 06.03.03.01 - Standard (screw size ≥4.5mm)(including blade) ≤ 6 holes | LK | PJ001 | 445 | PurePlay Orthopaedics | Flexit System, Flexit HTO Opening Wedge Tibial Plate | Anatomic Locking Tibial Plates | 51mm,63mm,2.8mm thick 4-6 holes | 206422 |  | May 2018 | Group Benefit Change
06 - Specialist Orthopaedic | 06.03 - SKELETAL RECONSTRUCTION | 06.03.03 - Plates | 06.03.03.02 - Standard (screw size ≥4.5mm)(including blade) ≥ 7 to ≤ 15 holes | LK | PJ002 | 615 | PurePlay Orthopaedics | FlexiSystem, Flexit HTO Opening wedge Tibial Plate | Anatomic Locking Tibial Plates | 80mm, 7-15 holes | 206422 |  | May 2018 | Group Benefit Change
06 - Specialist Orthopaedic | 06.03 - SKELETAL RECONSTRUCTION | 06.03.03 - Plates | 06.03.03.33 - Periarticular anatomic - Femur ≥ 7 to ≤ 15 holes | LK | PJ023 | 1215 | PurePlay Orthopaedics | Femoral Closing Wedge Osteotomy | Symmetric plate, with locking screw technology for femoral distal closing wedge Osteotomy. | 87.5mm x 27.5mm | 276245 |  | May 2018 | Group Benefit Change
04 - Neurosurgical | 04.08 - NEURO INTERVENTION | 04.08.02 - Coils |  |  | PN003 | 1118 | Penumbra Neuro Australia Pty Ltd | Penumbra Coil System / Penumbra Complex Standard Coil 400 | Frame configuration coil, three-dimensional complex shape, stiffest coil within the system, first coil to be placed, frames area of embolisation and holds subsequent coils within this zone. | Diameters: 3-24mm Lengths: 6-57cm | 182354 |  | May 2018 | Group Benefit Change
04 - Neurosurgical | 04.08 - NEURO INTERVENTION | 04.08.02 - Coils |  |  | PN004 | 1118 | Penumbra Neuro Australia Pty Ltd | Penumbra Coil System / Penumbra Complex Soft Coil 400 | Fill configuration coil is used to fill empty space within the frame coil. The stiffness allows for a traumatic interaction with the aneurysm wall and primary packing of the occlusion site (aneurysm). | Diameters: 3-24mm Lengths: 6-57cm | 182354 |  | May 2018 | Group Benefit Change
04 - Neurosurgical | 04.08 - NEURO INTERVENTION | 04.08.02 - Coils |  |  | PN005 | 1118 | Penumbra Neuro Australia Pty Ltd | Penumbra Coil System / Penumbra J Soft Coil 400 | Finish Coil Implant (J Soft) fills small empty pockets remaining within the occlusion site. The J shaped tip and stiffness allows the coils to manoeuvre and fill the remaining pockets after use of the primary Fill Coils. | Lengths: 1-15cm | 182354 |  | May 2018 | Group Benefit Change
04 - Neurosurgical | 04.08 - NEURO INTERVENTION | 04.08.02 - Coils |  |  | PN006 | 1118 | Penumbra Neuro Australia Pty Ltd | Penumbra Coil System / Penumbra Curve Extra Soft 400 | The Soft Finish Coil Implant (Curve Extra Soft) is used for final packing of the aneurysm. The serpentine shape and the lowest stiffness allow the coils to manoeuvre and fill any remaining pockets after use of the other coil types. | Diameters: 2-4mm Lengths: 1-20cm | 182354 |  | May 2018 | Group Benefit Change
04 - Neurosurgical | 04.08 - NEURO INTERVENTION | 04.08.03 - Assist Devices | 04.08.03.02 - Coil detachment device |  | PN008 | 236 | Penumbra Neuro Australia Pty Ltd | Penumbra Coil System / Penumbra Coil Detachment Handle | A single detachment handle which is compatible with all Penumbra Coil configurations and can be used to detach all coils needed for a single patient. | One size only | 193558 |  | May 2018 | Group Benefit Change
04 - Neurosurgical | 04.08 - NEURO INTERVENTION | 04.08.02 - Coils |  |  | PN009 | 1118 | Penumbra Neuro Australia Pty Ltd | Penumbra Complex Extra Soft Coil 400 | The Soft Finish Coil Implants (Complex Extra Soft) are used for final packing of the aneurysm. The coil combines the shape of the complex standard coil, with the lowest stiffness of the Curve Extra Soft coil. The Soft Finish Coil Implants are available in varying diameters and lengths to accommodate physician need. | Secondary diameters: 2-4mm; Lengths: 2-10mm | 182354 |  | May 2018 | Group Benefit Change
10 - Vascular | 10.08 - Occlusion Devices | 10.08.02 - Coil, Peripheral | 10.08.02.01 - ≤200mm length | P, repositionable (Platinum, repositionable) | PN012 | 868 | Penumbra Neuro Australia Pty Ltd | Penumbra Ruby Coil System | The Ruby Coil System is comprised of a platinum embolisation coil attached to a composite pusher with a radiopaque positioning marker. The coil is transferred onto the microcatheter and the coil should be advanced under fluoroscopic guidance. The detachment handle is attached and advanced over the proximal end of the delivery pusher and then the coil is detached by using the retraction button on the handle into the preferred site. | Diameter.mm. - Length .cm. 3 x 5 3 x 12 3 x 20 4 x 10 4 x 15 4 x 20 4 x 30 4 x 35 5 x 12 5 x 20 5 x 30 6 x 12 6 x 20 6 x 30 7 x 25 7 x40 8 x 25 8 x 40 9 x 30 10 x 35 12 x 40 12 x 60 14 x 40 14 x 60 16 x 60 18 x 57 20 x 60 24 x 57 28 x 60 32 x 60 36 x 60 40 x 60 2 x 1 2 x 2 2 x 4 3 x 5 3 x 15 4 x 6 4 x 15 6 x 20 6 x 30 8 x 35 8 x 60 10 x 35 12 x 40 16 x 50 20 x 60 | 227196 |  | November 2021 | Group Benefit Change
04 - Neurosurgical | 04.08 - NEURO INTERVENTION | 04.08.02 - Coils |  |  | PN014 | 1118 | Penumbra Neuro Australia Pty Ltd | Penumbra Smart Coil | The Penumbra Smart Coil System is comprised of the The Penumbra Smart Coil, a platinum embolization coil attached to a composite delivery pusher with a radiopaque positioning marker and the Penumbra Smart Coil Detachment Handle. | Standard: Diameter 3-18mm, Length 3-60cm; Soft: Diameter 1-14mm, Length 2-45cm; Extra Soft: Diameter 1-6mm, Length 1-20cm; Helical Extra Soft: Diameter 1-6mm, Length 1-20cm. | 242752 |  | May 2018 | Group Benefit Change
10 - Vascular | 10.08 - Occlusion Devices | 10.08.06 - Delivery Device For Occlusion Media | 10.08.06.02 - Detachment Controller |  | PN017 | 228 | Penumbra Neuro Australia Pty Ltd | Penumbra Ruby Coil System, Detachment Handle | The Ruby Coil System is comprised of a platinum embolisation coil attached to a composite pusher with a radiopaque positioning marker and a Detachment Handle. The coil is transferred onto the microcatheter and the coil should be advanced under fluoroscopic guidance. The detachment handle is attached and advanced over the proximal end of the delivery pusher and then the coil is detached by using the retraction button on the handle into the preferred site. | N/A | 220462 |  | May 2018 | Group Benefit Change
10 - Vascular | 10.08 - Occlusion Devices | 10.08.04 - Complex Occlusion Devices, including detachable balloon, sphere or umbrella |  |  | PN020 | 1373 | Penumbra Neuro Australia Pty Ltd | POD Packing Coil | POD Packing coil is a soft shapeless coil up to 60cm in length designed to pack very densely behind POD to occlude arteries and veins throughout the peripheral vasculature. | 15cm, 30cm, 45cm, 60cm lengths | 235149 |  | March 2019 | Group Benefit Change
10 - Vascular | 10.08 - Occlusion Devices | 10.08.06 - Delivery Device For Occlusion Media | 10.08.06.02 - Detachment Controller |  | PN021 | 228 | Penumbra Neuro Australia Pty Ltd | POD Detachmnet Handle | The POD Detachment handle is a plastic handle used to mechanically detach the POD Implant. Sterile Single use patient device | N/A | 233485 |  | March 2019 | Group Benefit Change
10 - Vascular | 10.08 - Occlusion Devices | 10.08.04 - Complex Occlusion Devices, including detachable balloon, sphere or umbrella |  |  | PN024 | 1373 | Penumbra Neuro Australia Pty Ltd | Penumbra POD Occlusion Device | The Peripheral Occlusion Device (POD) is compromised of a specifically designed platinum enbolisation coil with varied diameter and is attache to a composite pusher with a radiopaque positioning marker. The distal Anchor segment has a larger diameter to secure the coil in a straight or fast flowing vessel. The proximal segment has a softer and smaller diameter to ensure occlusion and stasis of the vessel. The device is transferred into the microcatheter and advanced under fluoroscopic guidance. The device may be fully deployed prior to detachment. the detachment handle is attached and advanced over the proximal ned of the delivery pusher and the the device is detached by using the retraction button on the handle for accurate placement | 20cm Length - 3mm diameter 30cm Length - 3.25 - 4mm diameter 30cm Length - 4-5mm diameter 50cm Length - 5-6mm diameter 60cm Length - 6-8mm diameter 60cm Length - 8-10mm diameter 60cm Length - 10-12mm diameter 60cm Length - 12-14mm diameter | 235149 |  | July 2022 | Group Benefit Change
10 - Vascular | 10.08 - Occlusion Devices | 10.08.04 - Complex Occlusion Devices, including detachable balloon, sphere or umbrella |  |  | PN025 | 1373 | Penumbra Neuro Australia Pty Ltd | Penumbra POD Packing Coil | Platinum coil designed in a WAVE shape to behave like a liquid to compliment the Plug effect of the POD and pack densely, reducing reliance on thrombus formation. This packing coil does not have the traditional 3D shape formation of other coils so only has a measurement of length | 5cm length 15cm length 30cm length 45cm length 60cm length | 235149 |  | July 2022 | Group Benefit Change
05 - Urogenital | 05.02 - Ureteric Stents | 05.02.01 - Fixed length | 05.02.01.02 - Other synthetic | SP | PY001 | 210 | Pyramed Pty Limited | Optimed Ureteral Stents | Soft-Polyurethane. Ureteral. Paediatric Ureteral. Renal Transplantation. Urinary Diversion. | Ureteral - Diameter: 4.5Fr-8Fr Length: 22cm-36cm Paediatric Ureteral - Diameter: 3Fr-4Fr Length: 10cm-16cm Renal Transplantation - Diameter: 6Fr-8Fr Length:8cm-18cm Urinary Diversion - Diameter: 4.5Fr-9Fr Length: 70cm | 171564 |  | May 2018 | Group Benefit Change
05 - Urogenital | 05.02 - Ureteric Stents | 05.02.01 - Fixed length | 05.02.01.01 - Polyurethane |  | PY011 | 104 | Pyramed Pty Limited | Optimed Opti-J Stents | Dual Use directional Double J stent and delivery system. Can also be used as urinary diversion stent. | 4.5Fr to 8Fr Length: 22cm to 36cm | 171564 |  | May 2018 | Group Benefit Change
10 - Vascular | 10.01 - Vascular Stents | 10.01.01 - Bare Metal Stents | 10.01.01.03 - Self Expandable, ≥150mm |  | PY016 | 1708 | Pyramed Pty Limited | Optimed Iliac Sinus Stent - extra long | Sinus-wave nitinol stent - extra long | Diameter: 3mm to 8 mm Length: 150mm to 200mm | 178915 |  | May 2018 | Group Benefit Change
10 - Vascular | 10.01 - Vascular Stents | 10.01.01 - Bare Metal Stents | 10.01.01.02 - Self Expandable, <150mm | a,c,d,e | PY029 | 2437 | Pyramed Pty Limited | Sinus-XL Stent ≥25mm Ø | Self-expanding Nitinol stent | Diameter: 25mm to 36mm Length: 30 to 100mm | 187326 |  | March 2019 | Group Benefit Change
05 - Urogenital | 05.02 - Ureteric Stents | 05.02.01 - Fixed length | 05.02.01.03 - Metal | Therm | PY030 | 3116 | Pyramed Pty Limited | Taewoong ePTFE covered dual nitinol ureteral/urethral stent | Taewoong ePTFE covered dual nitinol ureteral/urethral stent | Diameter: 6mm to 16mm Length: 4cm to 20cm | 130532 220258 |  | May 2018 | Group Benefit Change
10 - Vascular | 10.01 - Vascular Stents | 10.01.01 - Bare Metal Stents | 10.01.01.02 - Self Expandable, <150mm |  | PY031 | 1299 | Pyramed Pty Limited | Optimed Sinus Stents | Sinus-wave nitinol stent | Diameter: 3mm to 14mm Length: 20mm to 130mm | 178915 |  | November 2019 | Group Benefit Change
10 - Vascular | 10.01 - Vascular Stents | 10.01.01 - Bare Metal Stents | 10.01.01.02 - Self Expandable, <150mm |  | PY036 | 1299 | Pyramed Pty Limited | Sinus-Venous and Sinus-Obliquus Stents | Sinus-Venous and Sinus-Obliquus Stents used for treating venous insufficiency, occlusion and stenosis | Diameter: 10, 12, 14, 16, 18mm Length: 60, 80, 100, 120mm | 201852 |  | March 2019 | Group Benefit Change
10 - Vascular | 10.01 - Vascular Stents | 10.01.01 - Bare Metal Stents | 10.01.01.03 - Self Expandable, ≥150mm |  | PY037 | 1708 | Pyramed Pty Limited | Sinus-Venous and Sinus-Obliquus Stents | Sinus-Venous and Sinus-Obliquus Stents used for treating venous insufficiency, occlusion and stenosis | Diameter: 10, 12, 14, 16, 18mm Length: 150mm | 201852 |  | March 2019 | Group Benefit Change
10 - Vascular | 10.02 - Stent Grafts | 10.02.10 - Tube, Peripheral, Balloon Expandable | 10.02.10.01 - ≤12mm diameter |  | PY039 | 3338 | Pyramed Pty Limited | BeGraft Peripheral Stent Graft System | Balloon Expandable "One layer" Biocompatible CoCr Alloy and Micro-porous ePTFE Peripheral Vascular Stent | Diameter: 5mm to 12mm Length: 18mm to 58mm | 280061 |  | August 2018 | Group Benefit Change
10 - Vascular | 10.01 - Vascular Stents | 10.01.01 - Bare Metal Stents | 10.01.01.03 - Self Expandable, ≥150mm |  | PY041 | 1708 | Pyramed Pty Limited | sinus-XL Flex Stent | Flexible Nitinol Stent with diameters up to 24mm | Diameter: 14mm to 24mm Length: >150mm | 281019 |  | March 2019 | Group Benefit Change
10 - Vascular | 10.01 - Vascular Stents | 10.01.01 - Bare Metal Stents | 10.01.01.02 - Self Expandable, <150mm |  | PY042 | 1299 | Pyramed Pty Limited | sinus-XL Flex Stent | Self expanding Nitinol Stents | Diameter: 14mm to 24mm Length: 30mm to <150mm | 281019 |  | March 2019 | Group Benefit Change
10 - Vascular | 10.01 - Vascular Stents | 10.01.01 - Bare Metal Stents | 10.01.01.02 - Self Expandable, <150mm |  | PY043 | 1299 | Pyramed Pty Limited | sinus-XL Stent | Self expanding Nitinol Stents | Diameter: 14mm to 24mm Length: 30mm to <150mm | 187326 |  | March 2019 | Group Benefit Change
10 - Vascular | 10.01 - Vascular Stents | 10.01.01 - Bare Metal Stents | 10.01.01.02 - Self Expandable, <150mm |  | PY044 | 1299 | Pyramed Pty Limited | sinus-XL 6F Stents | Self expanding Nitinol Stents | Diameter: 14mm to 24mm Length: 30mm to <150mm | 281020 |  | May 2018 | Group Benefit Change
10 - Vascular | 10.08 - Occlusion Devices | 10.08.02 - Coil, Peripheral | 10.08.02.01 - ≤200mm length | P, repositionable (Platinum, repositionable) | PY051 | 868 | Pyramed Pty Limited | Prestige Plus Detachable Coil | Implantable embolization Coil comprised of platinum-tungsten alloy attached to a proximal stainless steel hypo-tube and distal body coil delivery pusher with a radiopaque distal positioning marker and a proximal fluorosafe marker. | Diameter 2mm-24mm Length 2cm-65cm | 377475 |  | March 2022 | Group Benefit Change
10 - Vascular | 10.08 - Occlusion Devices | 10.08.06 - Delivery Device For Occlusion Media | 10.08.06.02 - Detachment Controller |  | PY052 | 228 | Pyramed Pty Limited | Ultra, Prestige Plus Coil Detachment Controller | Handheld battery powered coil detachment controller | One Size only | 376881 |  | March 2022 | Group Benefit Change
13 - Spinal | 13.01 - Bone Screws | 13.01.01 - Pedicle, Monoaxial |  |  | PZ012 | 752 | Prism Surgical Designs Pty Ltd | Centaur Monoaxial Screw | Monoaxial screw | Diameter 4mm-10mm, lengths 20mm-110mm | 217033 |  | May 2018 | Group Benefit Change
13 - Spinal | 13.01 - Bone Screws | 13.01.02 - Pedicle, Polyaxial |  |  | PZ013 | 1050 | Prism Surgical Designs Pty Ltd | Centaur Screw System | Polyaxial Screw | 4mm-13mm | 217033 |  | May 2018 | Group Benefit Change
13 - Spinal | 13.01 - Bone Screws | 13.01.03 - Standard |  | Dual Thread | PZ016 | 403 | Prism Surgical Designs Pty Ltd | Aurora Spine System | Bone screw | 20mm - 36mm | 217032 |  | May 2018 | Group Benefit Change
13 - Spinal | 13.10 - Fusion Cage | 13.10.02 - Interbody, No Integral Fixation | 13.10.02.01 - Cervical |  | PZ017 | 2189 | Prism Surgical Designs Pty Ltd | VerteLoc Spine System | Cervical Cage | extra small - extra large | 217031 |  | May 2018 | Group Benefit Change
13 - Spinal | 13.12 - Vertebral Body Replacement | 13.12.02 - Stackable Cage |  |  | PZ021 | 3609 | Prism Surgical Designs Pty Ltd | VerteLoc Spine System | Locking Screw | 20mm - 150mm | 217033 |  | May 2018 | Group Benefit Change
13 - Spinal | 13.12 - Vertebral Body Replacement | 13.12.02 - Stackable Cage |  |  | PZ022 | 3609 | Prism Surgical Designs Pty Ltd | VerteLoc Spine System | Stackable Cage | Extra Small- Extra large | 217031 |  | May 2018 | Group Benefit Change
13 - Spinal | 13.12 - Vertebral Body Replacement | 13.12.02 - Stackable Cage |  |  | PZ023 | 3609 | Prism Surgical Designs Pty Ltd | VerteLoc Spine System | Locking Nut | one size only | 217033 |  | May 2018 | Group Benefit Change
13 - Spinal | 13.02 - Accessories for bone screws and connector components | 13.02.01 - Nut/Set Screw/Locking Screw |  |  | PZ024 | 144 | Prism Surgical Designs Pty Ltd | Centaur Set Screw, Centaur Screw System | Set Screw | Small, Standard and Large | 217033 |  | May 2018 | Group Benefit Change
13 - Spinal | 13.03 - Connector | 13.03.01 - In-Line |  |  | PZ025 | 655 | Prism Surgical Designs Pty Ltd | Centaur Screw System | In Line Connectors | 5.5/6.35mm | 217033 |  | May 2018 | Group Benefit Change
13 - Spinal | 13.03 - Connector | 13.03.03 - Transverse (Rod-to-Rod) | 13.03.03.02 - Adjustable |  | PZ027 | 1137 | Prism Surgical Designs Pty Ltd | Centaur Cross Connector, Centaur Screw System | Cross Connector - rod to rod - Adjustable | 10mm - 90mm | 217033 |  | May 2018 | Group Benefit Change
13 - Spinal | 13.05 - Plate | 13.05.01 - Integral Fixation | 13.05.01.01 - Cervical | >55mm | PZ031 | 1426 | Prism Surgical Designs Pty Ltd | Aquila Plate System | Anterior Cervical Plate | 2, 3 and 4 level cervical plates (55m - 109mm length) | 217032 |  | May 2018 | Group Benefit Change
13 - Spinal | 13.06 - Rod | 13.06.01 - Standard |  |  | PZ033 | 355 | Prism Surgical Designs Pty Ltd | Centaur Rod | Standard | 30-480mm | 217033 |  | May 2018 | Group Benefit Change
13 - Spinal | 13.01 - Bone Screws | 13.01.03 - Standard |  | Dual Thread | PZ043 | 403 | Prism Surgical Designs Pty Ltd | Australis Spine System | Bone Screw | 15mm-45mm | 217033 |  | May 2018 | Group Benefit Change
13 - Spinal | 13.01 - Bone Screws | 13.01.03 - Standard |  | Dual Thread | PZ047 | 403 | Prism Surgical Designs Pty Ltd | Borealis Spine System | Bone Screw | 10-20mm | 217033 |  | May 2018 | Group Benefit Change
13 - Spinal | 13.01 - Bone Screws | 13.01.02 - Pedicle, Polyaxial |  | Cannulated | PZ049 | 1124 | Prism Surgical Designs Pty Ltd | Centaur Screw System | Cannulated Polyaxial Screw | 4mm - 10mm | 217033 |  | May 2018 | Group Benefit Change
13 - Spinal | 13.06 - Rod | 13.06.01 - Standard |  |  | PZ050 | 355 | Prism Surgical Designs Pty Ltd | Centaur Screw System | Percutaneous Rods | 30mm-480mm | 217033 |  | May 2018 | Group Benefit Change
13 - Spinal | 13.01 - Bone Screws | 13.01.03 - Standard |  | Dual Thread | PZ053 | 403 | Prism Surgical Designs Pty Ltd | Aquila Plate System | Bone Screw | 10mm-20mm | 217032 |  | May 2018 | Group Benefit Change
13 - Spinal | 13.01 - Bone Screws | 13.01.02 - Pedicle, Polyaxial |  |  | PZ054 | 1050 | Prism Surgical Designs Pty Ltd | Centaur Screw System | Polyaxial Screw HA Coated | 4mm - 10mm | 217033 |  | May 2018 | Group Benefit Change
13 - Spinal | 13.01 - Bone Screws | 13.01.03 - Standard |  | Dual Thread | PZ058 | 403 | Prism Surgical Designs Pty Ltd | Aurora Spinal System | Dual thread screw | 5.5-6.0mm diameter x 24-28mm length | 335884 |  | March 2023 | Group Benefit Change
11 - Hip | 11.02 - FEMORAL HEADS | 11.02.02 - Conventional Femoral Heads, >32mm | 11.02.02.05 - Ceramic Mix |  | QG002 | 1793 | ORTHOCENTRIC PTY LTD | Biolox Delta Head | Zirconia toughened alumina femoral head | Ø36mm, 12/14 & 16/18 tapers, Short - Extra Long Offsets | 326800 |  | July 2020 | Group Benefit Change
11 - Hip | 11.03 - ACETABULAR COMPONENTS | 11.03.04 - Insert/Liner | 11.03.04.06 - Ceramic Mix |  | QG010 | 1806 | ORTHOCENTRIC PTY LTD | Acetabular Liner Ceramic | Ceramic Acetabular Liner | 28/35G, 32/39G, 32/44G, 36/44G, 32/48G, 36/48G, 32/52G, 36/52G | 326320 |  | July 2020 | Group Benefit Change
02 - Ear, Nose & Throat | 02.01 - EAR | 02.01.05 - Ossicle/Middle Ear Prosthesis | 02.01.05.03 - Partial Ossicle Replacement (one or two) |  | RC010 | 250 | CoreMed Pty Ltd | Stapes Prosheses | For reconstruction of the sound conduction chain between middle ear and inner ear through replacement of the stapes. The body of the implant consists of a columella (which in some product versions can be shortened) and a flat band. The columella is inserted in the opened Vestibulum auris through the trepanated stapes foot-plate. The flat band is placed around the long process of the incus. The implants are available in various versions and materials: • Titanium: Columella and flat band made of titanium; • Platinum/PTFE: Columella made of polytetrafluoroethylene (PTFE), flat band made of platinum (Pt); • Nitinol/PTFE: Columella made of polytetrafluoroethylene (PTFE), flat band made of nitinol. | Stapes Prostheses Nitinol/PTFE, 1 piece, sterile, Wire diam: 0.2 mm, PTFE shaft diam: 0.4 & 0.6 mm, Incus diam. small standard, large; length 5.25, 5.50, 5.75, 7.00 (shortenable) Stapes Prostheses Platinum/PTFE, 1 piece, sterile; piston diam. 0.4 & 0.6 mm; length 5.25, 5.50, 5.75, 7.00 (shortenable), 10.00 (shortenable) Stapes Prostheses Titanium, 1 piece, sterile; piston diam. 0.4 & 0.6 mm; length 5.25, 5.50, 5.75, 8.00 (shortenable) | 290802 |  | August 2018 | Group Benefit Change
02 - Ear, Nose & Throat | 02.01 - EAR | 02.01.05 - Ossicle/Middle Ear Prosthesis | 02.01.05.04 - Total Ossicle Replacement (three) |  | RC011 | 344 | CoreMed Pty Ltd | TORP - Total Ossicular Replacement Prosthesis | Total implant made of titanium, for reconstructing a destroyed middle-air ossicular chain (chain of sound transmission) between the footplate of the stirrup bone and the plane of the eardrum. The implants are available in fixed length and adjustable versions for shortening. The implant can be subdivided into three areas: 1.) the implant shoe; 2.) the implant shaft; 3.) the perforated implant plate. The implant plate can be arranged centrically (round) towards the implant shaft or eccentrically (oval). In the eccentric version (oval, fixed length only), an additional groove has been worked into the plate to improve receiving the malleus handle. The surface of the predefined contact points (upper side of implant plate and implant shoe) is roughened in order to facilitate better bonding to the eardrum resp. the stapes footplate. To improve the adaptation of the implant plate to the plane of the eardrum, the angle between the implant plate and shaft can be optimally adapted because the shaft below the implant plate tapers off (onwards from a total length of 3.5 mm). The product is available in different lengths. The length information is stated both on the outer package as well as on the product’s sterile packaging. | Fixed Length Central Head shaft diam. 0.3 mm Length 3.00 mm Central Head shaft diam. 0.3 mm Length 3.50 mm Central Head shaft diam. 0.3 mm Length 4.00 mm Central Head shaft diam. 0.3 mm Length 4.25 mm Central Head shaft diam. 0.3 mm Length 4.50 mm Central Head shaft diam. 0.3 mm Length 4.75 mm Central Head shaft diam. 0.3 mm Length 5.00 mm Central Head shaft diam. 0.3 mm Length 5.50 mm Central Head shaft diam. 0.3 mm Length 6.00 mm Central Head shaft diam. 0.3 mm Length 6.50 mm Central Head shaft diam. 0.3 mm Length 7.00 mm Offset Head shaft diam. 0.3 mm Length 3.00 mm Offset Head shaft diam. 0.3 mm Length 3.50 mm Offset Head shaft diam. 0.3 mm Length 4.00 mm Offset Head shaft diam. 0.3 mm Length 4.25 mm Offset Head shaft diam. 0.3 mm Length 4.50 mm Offset Head shaft diam. 0.3 mm Length 4.75 mm Offset Head shaft diam. 0.3 mm Length 5.00 mm Offset Head shaft diam. 0.3 mm Length 5.50 mm Offset Head shaft diam. 0.3 mm Length 6.00 mm Offset Head shaft diam. 0.3 mm Length 6.50 mm Offset Head shaft diam. 0.3 mm Length 7.00 mm Shortenable Total Titanium Implant with Separate Shoe shaft diam. 0.4 mm Length 7.8-2.8 mm Total Titanium Implant with Separate Shoe shaft diam. 0.4 mm Length 7.8-2.3 mm Total Titanium Implant with Separate Shoe shaft diam. 0.4 mm Length 7.8-3.5 mm Total Titanium Implant with Separate Shoe shaft diam. 0.4 mm Length 7.8-3.0 mm Adjustable Titanium Implant with Separate Shoe, shaft diam. 0.4 mm Length 7.8-2.8 mm Adjustable Titanium Implant with Separate Shoe, shaft diam. 0.4 mm Length 7.8-2.3 mm | 290802 |  | March 2019 | Group Benefit Change
02 - Ear, Nose & Throat | 02.01 - EAR | 02.01.05 - Ossicle/Middle Ear Prosthesis | 02.01.05.03 - Partial Ossicle Replacement (one or two) |  | RC012 | 250 | CoreMed Pty Ltd | PORP - Partial Ossicular Replacement Prosthesis | Partial implant made of titanium, for reconstructing a (partially) destroyed middle ear ossicular chain (chain of sound transmission) between the stapes and the tympanic membrane level in fixed and variable lengths. Fixed - The implant body is a single piece and was made from a single part only, i.e. it has no susceptible material bonding points such as weld seams. The implant can be subdivided into three areas: 1.) the implant bell that is offered in 2 embodiments: Unslitted and slitted; 2.) the implant shaft; 3.) the perforated implant plate. The implant plate can be arranged centrically (round) towards the implant shaft or eccentrically (oval). In the eccentric version (oval), an additional groove has been worked into the plate to improve receiving the malleus handle. Variable - The implant body consists of two parts, a shortenable shaft that is firmly bound to the prosthesis bell, and a prosthesis plate that has been provided with a borehole in its underside. The borehole has been dimensionally designed in such a way that it can receive the shaft after the latter has been adapted lengthwise to the respective situation in the middle ear. The surface of the predefined contact point (upper side of implant plate and inner side of the bell) is roughened in order to facilitate better bonding to the eardrum resp. the stapes head. | Central Head with slitted Bell - shaft diam. 0.3mm, Length 0.5 - 3.5mm Offset Head with slitted Bell - shaft diam. 0.3mm, Length 0.5 - 3.5mm Central Head with Complete Bell - shaft diam. 0.3mm, Length 0.5 - 3.5mm Partial Titanium Implant with Separate Head, shaft 0 0.3 mm, Length 5.5-2.5mm (variable) Partial Titanium Implant with Separate Head, shaft 0 0.3 mm, Length 5.5-2.0mm (variable) | 290802 |  | March 2019 | Group Benefit Change
08 - Cardiac | 08.01 - Single Chamber ICDs | 08.01.02 - Features of 8.1.1 plus auto test sensing parameters, auto capture threshold test, lead impedance test, wireless remote analysis |  | a, d | RF001 | 25966 | MICROPORT CRM PTY LIMITED | Platinium VR 1210 | PLATINIUM VR is an implantable single-chamber cardioverter defibrillator. It is equipped with an accelerometer to allow adaptation of pacing to suit the patient’s activity. PLATINIUM VR is also equipped with the RF wireless technology which enables remote monitoring of patients who have the Sorin SMARTVIEW Monitor installed at home, wireless interrogation and device programming by Orchestra Plus programmer equipped with ORCHESTRA PLUS LINK accessory. PLATINIUM VR provides high energy shocks (42 J) for enhanced safety, as well as automatic lead measurements to monitor system integrity. PLATINIUM VR is protected against high-frequency signals emitted by cellular telephones. The PLATINIUM VR ICD device and programming system. The programming system includes the Sorin dedicated programmer with the SMARTVIEW programming software connected to a CPR3 programming head. The programming system is configured and furnished by Sorin. The PLATINIUM VR can serve as a defibrillation electrode (active housing) with a total surface area of 63 cm2. PLATINIUM VR 1210 has two DF-1 and one IS-1 connector ports. The PLATINIUM VR is designed to recognize and treat slow or fast VT and VF by continuously monitoring ventricular activity to identify persistent ventricular arrhythmias and to deliver appropriate therapies. PLATINIUM VR features DISCRIMINATION algorithm. | Dimensions 73 x 54.3 x 11.1mm Weight 85 g Volume 33 cm3 Active surface area of casing 62.7cm2 Connector IS-1 bipolar, 2*DF-1. | 282817 |  | March 2019 | Group Benefit Change
08 - Cardiac | 08.02 - Dual Chamber ICDs | 08.02.02 - Features of 8.2.1 plus auto test sensing parameters, auto capture threshold test, lead impedance test, wireless remote analysis |  | a,d | RF002 | 28193 | MICROPORT CRM PTY LIMITED | Platinium DR 1510 | PLATINIUM DR 1510 is an implantable dual-chamber cardioverter defibrillator. It is equipped with an accelerometer to allow adaptation of pacing to suit the patient’s activity. PLATINIUM DR 1510 is also equipped with the RF wireless technology which enables remote monitoring of patients who have the Sorin SMARTVIEW Monitor installed at home and wireless interrogation and device programming by Orchestra Plus programmer equipped with ORCHESTRA PLUS LINK accessory. The PLATINIUM DR 1510 is designed to recognize and treat slow or fast VT and VF by continuously monitoring atrial and ventricular activity to identify persistent ventricular arrhythmias and to deliver appropriate therapies. PLATINIUM DR 1510 features the PARAD/PARAD+ algorithm, which is specifically designed to differentiate ventricular tachycardias from fast rhythms of supraventricular origin. PARAD/PARAD+ continuously monitors R-R interval stability, searches for long cycles, assesses the degree of P-R association, evaluates sudden onset and determines the chamber of arrhythmia acceleration. | Dimensions 73 x 54.3 x 11.1 mm Weight 86 g Volume 33 cm3 Active surface area of casing 62.7cm2 Connector Atrium: IS-1 bipolar. Ventricle: IS-1 bipolar, 2*DF-1. | 282818 |  | March 2019 | Group Benefit Change
08 - Cardiac | 08.03 - ICDs with CRT | 08.03.02 - Features of 8.3.1 plus auto test sensing parameters, auto capture threshold test, lead impedance test, wireless remote analysis |  | a,d | RF003 | 31811 | MICROPORT CRM PTY LIMITED | Platinium CRT-D SonR 1811 | PLATINIUM SonR CRT-D is an implantable cardioverter defibrillator for the recognition and treatment of ventricular tachycardia and fibrillation, with ventricular resynchronization, in patients with spontaneous or inducible tachyarrhythmias. PLATINIUM SonR CRT-D is equipped with an accelerometer to allow adaptation of pacing to suit the patient’s activity. PLATINIUM SonR CRT-D is also equipped with the RF wireless technology which enables remote monitoring of patients who have the Sorin SMARTVIEW Monitor installed at home, and wireless interrogation and device programming by Orchestra Plus programmer equipped with ORCHESTRA PLUS LINK accessory. If used in conjunction with a dedicated atrial lead featuring the SonR sensor, PLATINIUM SonR CRT-D can analyze micro-accelerations of the heart walls to derive information pertaining to cardiac contractility. The signal picked-up by the SonR sensor can be processed by PLATINIUM SonR CRT-D in order to automatically adjust AV and VV delays for optimal resynchronization therapy. PLATINIUM SonR CRT-D provides a range of therapeutic and diagnostic functions: ─ high energy shocks ─ atrial tachyarrhythmia prevention ─ automatic lead measurements ─ advanced diagnostic functions ─ automatic AV and VV delay optimization PLATINIUM SonR CRT-D is protected against high-frequency signals emitted by cellular telephones. | 1811 MODEL: Dimensions 73 x 54.3 x 11.1 mm Weight 86 g Volume 33 cm3 Active surface area of casing 62.7cm2 Connector Atrium: SonR (IS-1 bipolar compatible). Right ventricle: IS-1 bipolar, 2*DF-1. Left ventricle: IS-1 bipolar (unipolar compatible). | 282822 |  | March 2019 | Group Benefit Change
08 - Cardiac | 08.01 - Single Chamber ICDs | 08.01.02 - Features of 8.1.1 plus auto test sensing parameters, auto capture threshold test, lead impedance test, wireless remote analysis |  | a, d, e | RF004 | 26435 | MICROPORT CRM PTY LIMITED | Platinium VR 1240 | PLATINIUM VR 1240 is an implantable single-chamber cardioverter defibrillator. It is equipped with an accelerometer to allow adaptation of pacing to suit the patient’s activity. PLATINIUM VR is also equipped with the RF wireless technology which enables remote monitoring of patients who have the Sorin SMARTVIEW Monitor installed at home, wireless interrogation and device programming by Orchestra Plus programmer equipped with ORCHESTRA PLUS LINK accessory. PLATINIUM VR provides high energy shocks (42 J) for enhanced safety, as well as automatic lead measurements to monitor system integrity. PLATINIUM VR is protected against high-frequency signals emitted by cellular telephones. The PLATINIUM VR can serve as a defibrillation electrode (active housing) with a total surface area of 63 cm2. The PLATINIUM VR is designed to recognize and treat slow or fast VT and VF by continuously monitoring ventricular activity to identify persistent ventricular arrhythmias and to deliver appropriate therapies. PLATINIUM VR features DISCRIMINATION algorithm, which is specifically designed to differentiate ventricular tachycardias from fast rhythms of supraventricular origin. DISCRIMINATION continuously monitors R-R interval stability, searches for long cycles and evaluates sudden onset. | Dimensions 65.8 x 54.3 x 11.1 mm Weight 84 g Volume 31.2 cm3 Active surface area of casing 62.9cm2 Connector DF4. | 282816 |  | March 2019 | Group Benefit Change
08 - Cardiac | 08.02 - Dual Chamber ICDs | 08.02.02 - Features of 8.2.1 plus auto test sensing parameters, auto capture threshold test, lead impedance test, wireless remote analysis |  | a,d,e | RF005 | 28669 | MICROPORT CRM PTY LIMITED | Platinium DR 1540 | PLATINIUM DR is an implantable dual-chamber cardioverter defibrillator. It is equipped with an accelerometer to allow adaptation of pacing to suit the patient’s activity. PLATINIUM DR is also equipped with the RF wireless technology which enables remote monitoring of patients who have the Sorin SMARTVIEW Monitor installed at home, wireless interrogation and device programming by Orchestra Plus programmer equipped with ORCHESTRA PLUS LINK accessory. PLATINIUM DR provides high energy shocks (42 J) for enhanced safety, as well as automatic lead measurements to monitor system integrity.The PLATINIUM DR can serve as a defibrillation electrode (active housing) with a total surface area of 63 cm². The PLATINIUM DR is designed to recognize and treat slow or fast VT and VF by continuously monitoring atrial and ventricular activity to identify persistent ventricular arrhythmias and to deliver appropriate therapies. PLATINIUM DR features the PARAD/PARAD+ algorithm, which is specifically designed to differentiate ventricular tachycardias from fast rhythms of supraventricular origin. PARAD/PARAD+ continuously monitors R-R interval stability, searches for long cycles, assesses the degree of P-R association, evaluates sudden onset and determines the chamber of arrhythmia acceleration. In addition to the advanced detection scheme, PLATINIUM DR offers programmable dual or single-chamber pacing | Dimensions 72.3 x 54.3 x 11.1 mm Weight 86 g Volume 33 cm3 Active surface area of casing 62.8cm2 Connector Atrium: IS-1 bipolar. Ventricle: DF4. | 282819 |  | March 2019 | Group Benefit Change
08 - Cardiac | 08.03 - ICDs with CRT | 08.03.02 - Features of 8.3.1 plus auto test sensing parameters, auto capture threshold test, lead impedance test, wireless remote analysis |  | a,d | RF006 | 31811 | MICROPORT CRM PTY LIMITED | Platinium CRT-D 1711 | PLATINIUM CRT-D is an implantable cardioverter defibrillator for the recognition and treatment of ventricular tachycardia and fibrillation, with ventricular resynchronization, in patients with spontaneous or inducible tachyarrhythmias. PLATINIUM CRT-D is equipped with an accelerometer to allow adaptation of pacing to suit the patient’s activity. PLATINIUM CRT-D is also equipped with the RF wireless technology which enables remote monitoring of patients who have the Sorin SMARTVIEW Monitor installed at home and wireless interrogation and device programming by Orchestra Plus programmer equipped with ORCHESTRA PLUS LINK accessory. PLATINIUM CRT-D provides a range of therapeutic and diagnostic functions including high energy shocks, atrial tachyarrhythmia prevention, automatic lead measurements, and advanced diagnostic functions. PLATINIUM CRT-D is protected against high-frequency signals emitted by cellular telephones. | Dimensions 73 x 54.3 x 11.1 mm Weight 86 g Volume 33 cm3 Active surface area of casing 62.7cm2 Connector Atrium: IS-1 bipolar. Right ventricle: IS-1 bipolar, 2*DF-1. Left ventricle: IS-1 bipolar (unipolar compatible). | 282820 |  | March 2019 | Group Benefit Change
08 - Cardiac | 08.03 - ICDs with CRT | 08.03.02 - Features of 8.3.1 plus auto test sensing parameters, auto capture threshold test, lead impedance test, wireless remote analysis |  | a,d,e | RF007 | 32265 | MICROPORT CRM PTY LIMITED | Platinium CRT-D SonR 1841 DF4 | PLATINIUM SonR CRT-D is an implantable cardioverter defibrillator for the recognition and treatment of ventricular tachycardia and fibrillation, with ventricular resynchronization, in patients with spontaneous or inducible tachyarrhythmias. PLATINIUM SonR CRT-D is equipped with an accelerometer to allow adaptation of pacing to suit the patient’s activity. PLATINIUM SonR CRT-D is also equipped with the RF wireless technology which enables remote monitoring of patients who have the Sorin SMARTVIEW Monitor installed at home, wireless interrogation and device programming by Orchestra Plus programmer equipped with ORCHESTRA PLUS LINK accessory. If used in conjunction with a dedicated atrial lead featuring the SonR sensor, PLATINIUM SonR CRT-D can analyze micro-accelerations of the heart walls to derive information pertaining to cardiac contractility. The signal picked-up by the SonR sensor can be processed by PLATINIUM SonR CRT-D in order to automatically adjust AV and VV delays for optimal resynchronization therapy. PLATINIUM SonR CRT-D provides a range of therapeutic and diagnostic functions: ─ high energy shocks ─ atrial tachyarrhythmia prevention ─ automatic lead measurements ─ advanced diagnostic functions ─ automatic AV and VV delay optimization PLATINIUM SonR CRT-D is protected against high-frequency signals emitted by cellular telephones. | 1841 MODEL: Dimensions 72.3 x 54.3 x 11.1 mm Weight 87 g Volume 33 cm3 Active surface area of casing 62.8cm2 Connector Atrium: SonR (IS-1 bipolar compatible). Right ventricle: DF4. Left ventricle: IS-1 bipolar (unipolar compatible). | 282823 |  | March 2019 | Group Benefit Change
08 - Cardiac | 08.03 - ICDs with CRT | 08.03.02 - Features of 8.3.1 plus auto test sensing parameters, auto capture threshold test, lead impedance test, wireless remote analysis |  | a,d,e | RF008 | 32265 | MICROPORT CRM PTY LIMITED | Platinium CRT-D 1741 | PLATINIUM CRT-D 1741 is an implantable cardioverter defibrillator for the recognition and treatment of ventricular tachycardia and fibrillation, with ventricular resynchronization, in patients with spontaneous or inducible tachyarrhythmias. PLATINIUM CRT-D 1741 is equipped with an accelerometer to allow adaptation of pacing to suit the patient’s activity. PLATINIUM CRT-D 1741 is also equipped with the RF wireless technology which enables remote monitoring of patients who have the Sorin SMARTVIEW Monitor installed at home and wireless interrogation and device programming by Orchestra Plus programmer equipped with ORCHESTRA PLUS LINK accessory. PLATINIUM CRT-D 1741 provides a range of therapeutic and diagnostic functions including high energy shocks, atrial tachyarrhythmia prevention, automatic lead measurements, and advanced diagnostic functions. PLATINIUM CRT-D is protected against high-frequency signals emitted by cellular telephones. | Dimensions 72.3 x 54.3 x 11.1 mm Weight 87 g Volume 33 cm3 Active surface area of casing 62.8cm2 Connector Atrium: IS-1 bipolar. Right ventricle: DF4. Left ventricle: IS-1 bipolar (unipolar compatible). | 282821 |  | March 2019 | Group Benefit Change
08 - Cardiac | 08.04 - Single Chamber Pacemakers | 08.04.03 - SSIR with small/compact size, multi-programmability & longevity, & four or more advanced features |  |  | RF012 | 3794 | MICROPORT CRM PTY LIMITED | KORA 100 SR | KORA 100 SR is a Single Chamber MRI conditional rate-responsive pacemaker. | Dimensions 37.4 x 41.5 x 6.1mm, Weight 19g. Volume 7.5cm3. Connector IS-1. Sensors Minute Ventilation (MV) and Accelerometer (G). | 260253 |  | March 2019 | Group Benefit Change
08 - Cardiac | 08.08 - Pacemaker Leads | 08.08.09 - Transvenous, Bi-Polar, Active, Steroid, Right Ventricular/Atrial |  |  | RF013 | 634 | MICROPORT CRM PTY LIMITED | SonR tip PS55D Lead | The SonR tip™ lead is an atrial endocardial pacemaker lead equipped with a hemodynamic sensor embedded in the tip of a straight, bipolar RA pacing lead · Unlike other automatic optimisation strategies, the signal recorded by the SonR sensor reflects global ventricular contractility · Optimisation by SonR is similar to continuous AV and VV optimisation by echocardiography. It is supplied in a non-MRI and MRI conditional version. The package includes a lead, with a straight stylet inserted, suture sleeve mounted and funnel mounted on the connector pin, a vein lifter and stylets. | Length - 520mm, Diameter 2.6mm, 7.8 F | 275553 400444 |  | July 2023 | Group Benefit Change, Changed Product Description,
08 - Cardiac | 08.05 - Dual Chamber Pacemakers | 08.05.04 - DDDR with continuous threshold monitoring in atrium + ventricle with ability to adapt pacing outputs accordingly, & with four or more advanced features |  |  | RF016 | 6596 | MICROPORT CRM PTY LIMITED | KORA 100 DR | KORA 100 DR is a Dual Chamber MRI conditional, Rate Responsive Pacemaker | 41.2 x 41.5 x 6.1mm | 260252 |  | March 2019 | Group Benefit Change
08 - Cardiac | 08.03 - ICDs with CRT | 08.03.02 - Features of 8.3.1 plus auto test sensing parameters, auto capture threshold test, lead impedance test, wireless remote analysis |  | a,d,e | RF019 | 32265 | MICROPORT CRM PTY LIMITED | Platinium 4LV SonR CRT-D 1844 | Implantable cardioverter defibrillator with remote monitoring, cardiac resynchronisation therapy and SonR optimisation. | 78.1 X 54.3 X 11.1 mm 33.7cc 91g | 321363 |  | November 2019 | Group Benefit Change
08 - Cardiac | 08.03 - ICDs with CRT | 08.03.02 - Features of 8.3.1 plus auto test sensing parameters, auto capture threshold test, lead impedance test, wireless remote analysis |  | a,d,e | RF020 | 32265 | MICROPORT CRM PTY LIMITED | Platinium 4LV CRT-D 1744 | Implantable cardioverter defibrillator with cardiac resynchronisation therapy and remote monitoring | 78.1 X 54.3 X 11.1 mm 91g 33.7cc | 321362 |  | November 2019 | Group Benefit Change
08 - Cardiac | 08.05 - Dual Chamber Pacemakers | 08.05.04 - DDDR with continuous threshold monitoring in atrium + ventricle with ability to adapt pacing outputs accordingly, & with four or more advanced features |  |  | RF026 | 6596 | MICROPORT CRM PTY LIMITED | ENO DR | Dual Chamber MRI Conditional Pacemaker | Weight 20g Volume 8cc | 327722 |  | July 2020 | Group Benefit Change
08 - Cardiac | 08.04 - Single Chamber Pacemakers | 08.04.03 - SSIR with small/compact size, multi-programmability & longevity, & four or more advanced features |  |  | RF027 | 3794 | MICROPORT CRM PTY LIMITED | OTO SR | Single Chamber MRI Conditional Pacemaker | Weight- 19g Volume - 7.5cc | 327725 |  | July 2020 | Group Benefit Change
08 - Cardiac | 08.04 - Single Chamber Pacemakers | 08.04.03 - SSIR with small/compact size, multi-programmability & longevity, & four or more advanced features |  |  | RF028 | 3794 | MICROPORT CRM PTY LIMITED | TEO SR | Single Chamber MRI Conditional Pacemaker | Weight - 19g Volume- 7.5cc | 327721 |  | July 2020 | Group Benefit Change
08 - Cardiac | 08.05 - Dual Chamber Pacemakers | 08.05.04 - DDDR with continuous threshold monitoring in atrium + ventricle with ability to adapt pacing outputs accordingly, & with four or more advanced features |  |  | RF029 | 6596 | MICROPORT CRM PTY LIMITED | OTO DR | Dual Chamber MRI Conditional Pacemaker | Weight - 20g Volume - 8cc | 327724 |  | July 2020 | Group Benefit Change
08 - Cardiac | 08.05 - Dual Chamber Pacemakers | 08.05.04 - DDDR with continuous threshold monitoring in atrium + ventricle with ability to adapt pacing outputs accordingly, & with four or more advanced features |  |  | RF030 | 6596 | MICROPORT CRM PTY LIMITED | TEO DR | Dual Chamber MRI Conditional Pacemaker | Weight - 20g Volume - 8cc | 327720 |  | July 2020 | Group Benefit Change
08 - Cardiac | 08.04 - Single Chamber Pacemakers | 08.04.03 - SSIR with small/compact size, multi-programmability & longevity, & four or more advanced features |  |  | RF031 | 3794 | MICROPORT CRM PTY LIMITED | ENO SR | Single Chamber MRI Conditional Pacemaker | Weight -19g Volume 7.5cc | 327723 |  | July 2020 | Group Benefit Change
08 - Cardiac | 08.12 - Coronary Stents | 08.12.01 - Drug Eluting | 08.12.01.01 - General Purpose |  | RF037 | 1400 | MICROPORT CRM PTY LIMITED | Firehawk™ | Sirolimus - Eluting Coronary Stent System | Length - 13mm - 38mm Diameter - 2.25mm - 4.0mm | 381401 |  | March 2022 | Group Benefit Change
08 - Cardiac | 08.05 - Dual Chamber Pacemakers | 08.05.04 - DDDR with continuous threshold monitoring in atrium + ventricle with ability to adapt pacing outputs accordingly, & with four or more advanced features |  |  | RF042 | 6596 | MICROPORT CRM PTY LIMITED | Alizea™ DR | Dual chamber MRI conditional pacemaker | Volume - 10.95cc Weight - 24.2g | 396885 |  | July 2023 | Group Benefit Change, Changed
08 - Cardiac | 08.04 - Single Chamber Pacemakers | 08.04.03 - SSIR with small/compact size, multi-programmability & longevity, & four or more advanced features |  |  | RF043 | 3794 | MICROPORT CRM PTY LIMITED | Alizea™ SR | Single Chamber MRI Conditional Pacemaker | Volume - 10.5cc Weight -23.3g | 396619 |  | July 2023 | Group Benefit Change, Changed
08 - Cardiac | 08.08 - Pacemaker Leads | 08.08.09 - Transvenous, Bi-Polar, Active, Steroid, Right Ventricular/Atrial |  |  | RF044 | 634 | MICROPORT CRM PTY LIMITED | VEGA Pacemaker Lead | Bipolar endocardial pacemaker lead | 45cm, 52cm, and 58cm | 392590 |  | November 2022 | Group Benefit Change
08 - Cardiac | 08.02 - Dual Chamber ICDs | 08.02.02 - Features of 8.2.1 plus auto test sensing parameters, auto capture threshold test, lead impedance test, wireless remote analysis |  | a,d | RF045 | 28193 | MICROPORT CRM PTY LIMITED | Ulys™ DR 2510 | Dual chamber implantable cardioverter defibrilator | Weight: 86g Volume: 33cc | 400134 |  | March 2023 | Group Benefit Change
08 - Cardiac | 08.03 - ICDs with CRT | 08.03.02 - Features of 8.3.1 plus auto test sensing parameters, auto capture threshold test, lead impedance test, wireless remote analysis |  | a,d,e | RF046 | 32265 | MICROPORT CRM PTY LIMITED | Gali™ 4LV SonR CRT-D 2844 | Implantable cardioverter defibrillator with cardiac resynchronisation therapy and DF4 connector | Weight- 91g Volume - 33.7cc | 400140 |  | March 2023 | Group Benefit Change
08 - Cardiac | 08.08 - Pacemaker Leads | 08.08.11 - Transvenous, Multi-Polar, Passive, Steroid, Left Ventricular |  |  | RF047 | 3088 | MICROPORT CRM PTY LIMITED | NAVIGO™ 4LV | MRI IS4 Quadripolar left ventricular pacing lead | 78cm, 88cm | 396631 |  | March 2023 | Group Benefit Change
08 - Cardiac | 08.03 - ICDs with CRT | 08.03.02 - Features of 8.3.1 plus auto test sensing parameters, auto capture threshold test, lead impedance test, wireless remote analysis |  | a,d,e | RF048 | 32265 | MICROPORT CRM PTY LIMITED | Gali™ SonR CRT-D 2841 | Implantable cardioverter defibrillator with cardiac resynchronisation therapy and DF4 connector | Weight - 87g Volume - 33cc | 400139 |  | March 2023 | Group Benefit Change
08 - Cardiac | 08.01 - Single Chamber ICDs | 08.01.02 - Features of 8.1.1 plus auto test sensing parameters, auto capture threshold test, lead impedance test, wireless remote analysis |  | a, d, e | RF049 | 26435 | MICROPORT CRM PTY LIMITED | Ulys™ VR 2240 | MRI Conditional Single Chamber Cardioverter Defibrillator | Weight - 84g Volume - 31.2 cc | 400118 |  | March 2023 | Group Benefit Change
08 - Cardiac | 08.03 - ICDs with CRT | 08.03.02 - Features of 8.3.1 plus auto test sensing parameters, auto capture threshold test, lead impedance test, wireless remote analysis |  | a,d | RF050 | 31811 | MICROPORT CRM PTY LIMITED | Gali™SonR CRT-D 2811 | Implantable cardioverter defibrillator with cardiac resynchronisation therapy and SonR optimisation | Weight - 86g Volume - 33cc | 400141 |  | March 2023 | Group Benefit Change
08 - Cardiac | 08.02 - Dual Chamber ICDs | 08.02.02 - Features of 8.2.1 plus auto test sensing parameters, auto capture threshold test, lead impedance test, wireless remote analysis |  | a,d,e | RF051 | 28669 | MICROPORT CRM PTY LIMITED | Ulys™ DR 2540 | MRI compatible dual chamber cardioverter defibrillator with DF-4 connector. | Weight - 86g Volume - 33cc | 400135 |  | March 2023 | Group Benefit Change
08 - Cardiac | 08.01 - Single Chamber ICDs | 08.01.02 - Features of 8.1.1 plus auto test sensing parameters, auto capture threshold test, lead impedance test, wireless remote analysis |  | a, d | RF052 | 25966 | MICROPORT CRM PTY LIMITED | ULYS™ VR 2210 | Single chamber implantable cardioverter defibrillator | Weight - 85g Volume - 33cc | 400117 |  | March 2023 | Group Benefit Change
13 - Spinal | 13.01 - Bone Screws | 13.01.02 - Pedicle, Polyaxial |  | Cannulated | RI009 | 1124 | RTI Surgical Australia Pty Ltd | Streamline Cannulated Polyaxial Pedicle Screws, including MIS. | Cannulated Polyaxial Pedicle Screws in various diameters and lengths (Titanium Alloy) | 4.5 x 20mm to 45mm in 5mm increments; 5.5 x 30mm to 60mm in 5mm increments; 6.5 x 30mm to 100mm in 5mm increments; 7.5 x 30mm to 100mm in 5mm increments; 8.5 x 30mm to 100mm in 5mm increments; 9.5 x 40 to 60mm in 5mm increments and 9.5 x 70mm to 100mm in 10mm increments; | 233599 |  | July 2019 | Group Benefit Change
13 - Spinal | 13.06 - Rod | 13.06.01 - Standard |  |  | RI010 | 355 | RTI Surgical Australia Pty Ltd | Streamline MIS- Rods | Titanium Alloy straight and pre-bent Rods | Titanium 5.5mm pre-bent rod lengths range from 35-80mm in 5mm increments and 90-200 in 10mm increments; straight rod lengths range from 35-80mm in 5mm increments and 90-200 250mm in 10mm increments, 300 & 350mm. | 233599 |  | May 2018 | Group Benefit Change
13 - Spinal | 13.02 - Accessories for bone screws and connector components | 13.02.01 - Nut/Set Screw/Locking Screw |  |  | RI011 | 144 | RTI Surgical Australia Pty Ltd | Streamline TL/Streamline MIS - Set Screw | Set Screw for Locking Streamline TL polyaxial and fixed pedicle screws, offset connectors and parallel connectors and Streamline MIS Cannulated Polyaxial Screws | one size | 233599 |  | May 2018 | Group Benefit Change
13 - Spinal | 13.01 - Bone Screws | 13.01.01 - Pedicle, Monoaxial |  |  | RI013 | 752 | RTI Surgical Australia Pty Ltd | Streamline TL- Fixed Pedicle Screws | Fixed Pedicle Screws in various diameters and lengths (Titanium Alloy) | 4.5mm diameter x 20mm to 45mm in 5mm increments; 5.5,6.5 & 7.5mm diameters x 30mm to 60mm in 5mm increments | 233599 |  | May 2018 | Group Benefit Change
13 - Spinal | 13.03 - Connector | 13.03.01 - In-Line |  |  | RI015 | 655 | RTI Surgical Australia Pty Ltd | Streamline TL- Parallel Connectors | Parallel Connectors for rods of 5.5mm diameter (Titanium Alloy) | One size of open parallel connector; one size of closed parallel connector | 233599 |  | May 2018 | Group Benefit Change
13 - Spinal | 13.01 - Bone Screws | 13.01.02 - Pedicle, Polyaxial |  |  | RI016 | 1050 | RTI Surgical Australia Pty Ltd | Streamline TL- Polyaxial Pedicle Screws | Polyaxial Pedicle Screws and Reduction Screws in various diameters and lengths (Titanium Alloy) | 4.5 x 20mm to 45mm in 5mm increments; 5.5 x 20mm to 60mm in 5mm increments; 6.5 x 20mm to 100mm in 5mm increments; 7.5 x 30mm to 100mm in 5mm increments; 8.5 x 35mm to 100mm in 5mm increments; 9.5 x 35 to 60mm in 5mm increments and 9.5 x 70mm to 100mm in 10mm increments; 10.5 & 11.5 x 35mm to 55mm in 5mm increments. Reduction: 5.5 & 6.5 & 7.5 x 30mm to 60mm in 5mm increments | 233599 |  | May 2018 | Group Benefit Change
13 - Spinal | 13.06 - Rod | 13.06.01 - Standard |  |  | RI017 | 355 | RTI Surgical Australia Pty Ltd | Streamline TL/Quantum- Rods | Titanium Alloy and Cobalt Chrome (CoCr) Spinal Rods | Titanium 5.5mm pre-bent rod lengths range from 35-150mm in 5mm increments; Titanium 5.5mm straight rod lengths of 35mm, 40-110mm in 10mm increments, and with hex end in lengths of 120mm, 150mm, 200mm, 400mm and 600mm. CoCr 5.5mm straight rod with hex end in lengths of 200mm, 400mm, and 600mm. | 233599 |  | May 2018 | Group Benefit Change
13 - Spinal | 13.03 - Connector | 13.03.03 - Transverse (Rod-to-Rod) | 13.03.03.02 - Adjustable |  | RI018 | 1137 | RTI Surgical Australia Pty Ltd | Streamline TL- Variable Crosslink | Transverse rod to rod connector, Adjustable (Titanium Alloy) | Small, medium,and large sizes, with lengths ranging from 37mm-85mm. | 233599 |  | May 2018 | Group Benefit Change
13 - Spinal | 13.10 - Fusion Cage | 13.10.02 - Interbody, No Integral Fixation | 13.10.02.02 - ThoracoLumbar / Lumbar | Paired | RI029 | 2346 | RTI Surgical Australia Pty Ltd | Fortilink®-TS | Posterior lumbar interbody fusion device | Width: 10mm, Length: 22mm Height 8mm-17mm | 346071 |  | March 2021 | Group Benefit Change
13 - Spinal | 13.10 - Fusion Cage | 13.10.02 - Interbody, No Integral Fixation | 13.10.02.01 - Cervical |  | RI031 | 2189 | RTI Surgical Australia Pty Ltd | Fortilink®-C | Cervical interbody fusion device | Width 12mm-20mm Length 10mm-16mm Height 5mm-12mm | 346071 |  | March 2021 | Group Benefit Change
13 - Spinal | 13.01 - Bone Screws | 13.01.02 - Pedicle, Polyaxial |  | Cannulated | RI034 | 1124 | RTI Surgical Australia Pty Ltd | HPS™ Polyaxial Screws | Polyaxial cannulated pedicle screws. | Diameter: 5-9mm Length: 30-60mm | 345870 |  | March 2021 | Group Benefit Change
13 - Spinal | 13.02 - Accessories for bone screws and connector components | 13.02.01 - Nut/Set Screw/Locking Screw |  |  | RI035 | 144 | RTI Surgical Australia Pty Ltd | HPS™ Set Screw | Set Screw | One size only | 345870 |  | March 2021 | Group Benefit Change
13 - Spinal | 13.10 - Fusion Cage | 13.10.02 - Interbody, No Integral Fixation | 13.10.02.01 - Cervical |  | RI042 | 2189 | RTI Surgical Australia Pty Ltd | Fortilink®-SC | Cervical standalone fusion cage | Width: 16-20mm Length: 12-16mm Height: 6-12mm | 346071 |  | March 2021 | Group Benefit Change
13 - Spinal | 13.01 - Bone Screws | 13.01.02 - Pedicle, Polyaxial |  | Cannulated | RI043 | 1124 | RTI Surgical Australia Pty Ltd | HPS™ 2.0 Polyaxial Pedicle Screw | Cannulated polyaxial screws with MIS option | Diameter: 4.5- 9.5mm Length: 20mm-60mm | 345870 |  | March 2021 | Group Benefit Change
13 - Spinal | 13.02 - Accessories for bone screws and connector components | 13.02.01 - Nut/Set Screw/Locking Screw |  |  | RI044 | 144 | RTI Surgical Australia Pty Ltd | HPS™ 2.0 Set Screw | Set Screw | One size only | 345870 |  | March 2021 | Group Benefit Change
13 - Spinal | 13.01 - Bone Screws | 13.01.02 - Pedicle, Polyaxial |  | Cannulated | RI045 | 1124 | RTI Surgical Australia Pty Ltd | Streamline Polyaxial Screws | Polyaxial cannulated pedicle screws including MIS, reduction and fenestrated screws | Diameter: 4.5 - 9.5mm Length: 20-60mm | 345870 |  | March 2021 | Group Benefit Change
13 - Spinal | 13.06 - Rod | 13.06.01 - Standard |  |  | RI048 | 355 | RTI Surgical Australia Pty Ltd | HPS™ Rod | straight and pre-bent Rods | 20-300mm | 345870 |  | March 2021 | Group Benefit Change
06 - Specialist Orthopaedic | 06.03 - SKELETAL RECONSTRUCTION | 06.03.05 - Surgical Accessories | 06.03.05.02 - Pins |  | RV010 | 22 | PERSONALISED SURGERY PTY LTD | PS K-Wires | K-Wires | Dia 1-3.0 mm, Length 150 mm | 330187 |  | November 2020 | Group Benefit Change
06 - Specialist Orthopaedic | 06.03 - SKELETAL RECONSTRUCTION | 06.03.05 - Surgical Accessories | 06.03.05.02 - Pins | TH | RV012 | 22 | PERSONALISED SURGERY PTY LTD | PS Threaded K-Wire | Threaded K-Wire | 2-3.0mm, Length 200 mm | 330187 |  | November 2020 | Group Benefit Change
07 - Plastic and Reconstructive | 07.02 - CRANIOMAXILLOFACIAL IMPLANTS | 07.02.05 - Mandible, Maxilla and Temperomandibular Joint (TMJ) | 07.02.05.05 - Plate | Biomodelled | RV016 | 3218 | PERSONALISED SURGERY PTY LTD | Patient Specific Implant | Patient Specific Implant | The device is custom made so the size will vary. | 366767 |  | November 2021 | Group Benefit Change
06 - Specialist Orthopaedic | 06.03 - SKELETAL RECONSTRUCTION | 06.03.05 - Surgical Accessories | 06.03.05.02 - Pins | TH | RV018 | 22 | PERSONALISED SURGERY PTY LTD | PS Threaded K-Wire | Threaded K-Wire | 2-3.0mm, Length 200 mm | 202035 |  | November 2021 | Group Benefit Change
06 - Specialist Orthopaedic | 06.03 - SKELETAL RECONSTRUCTION | 06.03.05 - Surgical Accessories | 06.03.05.02 - Pins | TH | RV019 | 22 | PERSONALISED SURGERY PTY LTD | PS K-Wire | K-Wires | Dia 1-3.0 mm, Length 150 mm | 202035 |  | November 2021 | Group Benefit Change
09 - Cardiothoracic | 09.01 - Mechanical Valves | 09.01.01 - Bi-Leaflet, rotatable |  |  | SA129 | 5062 | Livanova Australia Pty Limited | Optiform | Mechanical Valve | 19mm to 33mm | 150082 |  | May 2018 | Group Benefit Change
07 - Plastic and Reconstructive | 07.03 - DENTAL IMPLANTS | 07.03.01 - Abutment | 07.03.01.03 - Cover Screw/Cap |  | SB002 | 48 | Straumann Pty Ltd | Straumann Closure Caps | Straumann Closure Caps | Height 0.0 - 1.5 mm | 200750 |  | July 2023 | Changed Product Name, Product Description, Product Sizes
07 - Plastic and Reconstructive | 07.03 - DENTAL IMPLANTS | 07.03.01 - Abutment | 07.03.01.02 - Temporary |  | SB004 | 68 | Straumann Pty Ltd | Straumann Bone Level Implant Healing Abutment | Straumann Healing Abutment NC/RC/SC | Heights 2mm – 7mm Diameters from 3.3mm to 7mm Shape: Conical, Bottle shaped, Customizable, Oval | 200750 |  | July 2023 | Changed Product Sizes
07 - Plastic and Reconstructive | 07.03 - DENTAL IMPLANTS | 07.03.03 - Endosseous Implant | 07.03.03.03 - Implants and Fixtures | Hydrophilic Coating | SB009 | 409 | Straumann Pty Ltd | Straumann Implants with SLActive Hydrophillic Surface | Straumann Bone Level and Tissue Level Implants with SLActive Hydrophillic Surface | 2.9mm - 4.8mm diameter, 4mm-18mm height | 119306 |  | July 2023 | Changed Product Name, Product Description, Product Sizes
07 - Plastic and Reconstructive | 07.03 - DENTAL IMPLANTS | 07.03.01 - Abutment | 07.03.01.01 - Permanent |  | SB010 | 171 | Straumann Pty Ltd | Neodent GM Abutment | Neodent GM Abutment Titanium (Mini Conical, Exact Mini Conical) | GM Mini Conical - Diameter: 0.8mm - 5.5mm GM Exact Mini Conical - Diameter: 1.5mm - 3.5mm; Angle: 17º, 30º | 295056 |  | July 2023 | Changed Product Name, Product Description, Product Sizes
07 - Plastic and Reconstructive | 07.03 - DENTAL IMPLANTS | 07.03.03 - Endosseous Implant | 07.03.03.03 - Implants and Fixtures |  | SB012 | 351 | Straumann Pty Ltd | Neodent Helix GM Implant | Neodent Helix GM Titanium Implant (NeoPoros) | Diameter: 3.5mm - 7mm Length: 8.0mm - 18.0mm | 329014 |  | July 2023 | Changed Product Description, Product Sizes
07 - Plastic and Reconstructive | 07.01 - CRANIOMAXILLOFACIAL RECONSTRUCTION & FIXATION | 07.01.04 - Non-mesh | 07.01.04.01 - Resorbable |  | SB014 | 251 | Straumann Pty Ltd | Jason membrane | Resorbable collagen membrane for dental regeneration | 15 x 20mm, 20 x 30mm, 30 x 40mm | 307644 |  | November 2019 | Group Benefit Change
07 - Plastic and Reconstructive | 07.03 - DENTAL IMPLANTS | 07.03.01 - Abutment | 07.03.01.02 - Temporary |  | SB032 | 68 | Straumann Pty Ltd | Straumann Tissue Level Healing Caps | Straumann Tissue Level Healing Caps (TL and TLX) | Diameter: 4mm to 7.2mm Height: 2mm to 4.5mm | 200750 |  | July 2023 | Changed Product Name, Product Description, Product Sizes
13 - Spinal | 13.03 - Connector | 13.03.01 - In-Line |  |  | SF014 | 655 | Signature Orthopaedics | Centaur Screw System | In Line Connectors | 5.5/6.35mm | 166153 203838 |  | May 2018 | Group Benefit Change
13 - Spinal | 13.03 - Connector | 13.03.03 - Transverse (Rod-to-Rod) | 13.03.03.02 - Adjustable |  | SF015 | 1137 | Signature Orthopaedics | Centaur Cross Connector, Centaur Screw System | Cross Connector - rod to rod - Adjustable | 10mm - 90mm | 166153 203838 |  | May 2018 | Group Benefit Change
11 - Hip | 11.02 - FEMORAL HEADS | 11.02.02 - Conventional Femoral Heads, >32mm | 11.02.02.05 - Ceramic Mix |  | SF023 | 1793 | Signature Orthopaedics | Ceramic Femoral Head | Ceramic Femoral Head - Delta | 36 to 44mm | 272595 |  | May 2018 | Group Benefit Change
11 - Hip | 11.02 - FEMORAL HEADS | 11.02.02 - Conventional Femoral Heads, >32mm | 11.02.02.02 - Cobalt Chrome |  | SF025 | 673 | Signature Orthopaedics | Unipolar Femoral head | Femoral head manufactured from Cobalt Chrome | 40-62mm | 298301 |  | May 2018 | Group Benefit Change
11 - Hip | 11.03 - ACETABULAR COMPONENTS | 11.03.04 - Insert/Liner | 11.03.04.02 - Modified polyethylene |  | SF027 | 930 | Signature Orthopaedics | Cross Linked Acetabular Liner | Highly Cross linked Acetabular Liner | Liner Neutral: Group 1: 28mm ID, Group 2: 28mm IS, 32mm ID, Group 3: 32mm ID, 36mm ID; Group 4: 32mm, 36mm, Group 5: 32mm, 36mm, Liner "Lipped": Group 1: 28mm, Group2: 28mm, 32mm, Group 3: 36mm, Group 4: 32mm, 36mm, Group 5: 36mm, Liner "+5 Lateralised" G | 277875 |  | May 2018 | Group Benefit Change
11 - Hip | 11.01 - FEMORAL COMPONENTS - PRIMARY AND REVISION | 11.01.04 - Uncemented, HA Coated | 11.01.04.01 - Grit Blast |  | SF029 | 3223 | Signature Orthopaedics | Origin™ Stem | Cementless Stems are inteded for press-fit fixation and manufactured from titanium 6AI-4V and are fully HA coated | collarless: standard offset, 12/14, sizes 8-18 Extended offset 12/14, sizes 8-18, reduced offset 8-18, collared: standard offset 12/14, sizes 8-18, reduced offset sizes 8-18 Extended offset, all available in collared option and coxa vera 125 degree | 277417 |  | August 2018 | Group Benefit Change
11 - Hip | 11.03 - ACETABULAR COMPONENTS | 11.03.04 - Insert/Liner | 11.03.04.06 - Ceramic Mix |  | SF031 | 1806 | Signature Orthopaedics | Biolox Delta Acetabular Liner | Biolox Delta ceramic acetabular liner | 28mm, 32mm, 36mm, 40mm, 44mm, 48mm | 276016 |  | May 2018 | Group Benefit Change
11 - Hip | 11.02 - FEMORAL HEADS | 11.02.01 - Conventional Femoral Heads, ≤32mm | 11.02.01.02 - Cobalt Chrome |  | SF033 | 621 | Signature Orthopaedics | Metal Femoral Head | Cobalt Chrome | 28mm - 32mm | 272594 |  | May 2018 | Group Benefit Change
11 - Hip | 11.03 - ACETABULAR COMPONENTS | 11.03.03 - Shells, Uncemented, HA | 11.03.03.04 - Plasma |  | SF038 | 2080 | Signature Orthopaedics | Logical ™ Acetabular Shell | Titanium, plasma spray, HA with variable number of holes | 42-72mm | 266797 |  | May 2018 | Group Benefit Change
11 - Hip | 11.03 - ACETABULAR COMPONENTS | 11.03.04 - Insert/Liner | 11.03.04.02 - Modified polyethylene |  | SF039 | 930 | Signature Orthopaedics | Logical™ Acetabular Liner | HCLA (highly Cross-Linked and Annealed) Acetabular Insert | 28mm, 32mm, 36mm, 40mm diameter; Neutral, 10 and 20 degree; Size range 44mm to 72mm, including laterialised liners | 277875 |  | July 2022 | Group Benefit Change
11 - Hip | 11.02 - FEMORAL HEADS | 11.02.02 - Conventional Femoral Heads, >32mm | 11.02.02.05 - Ceramic Mix |  | SF045 | 1793 | Signature Orthopaedics | Signature Delta Femoral Head >=36mm | Ceramtec Delta Femoral Head | offsets S, M, L & XL | 272595 |  | May 2018 | Group Benefit Change
11 - Hip | 11.02 - FEMORAL HEADS | 11.02.01 - Conventional Femoral Heads, ≤32mm | 11.02.01.02 - Cobalt Chrome |  | SF046 | 621 | Signature Orthopaedics | Signature Femoral Head <=32mm | Cobalt Chrome Femoral head | Offsets S, M, L & XL | 272594 |  | May 2018 | Group Benefit Change
11 - Hip | 11.02 - FEMORAL HEADS | 11.02.02 - Conventional Femoral Heads, >32mm | 11.02.02.02 - Cobalt Chrome |  | SF047 | 673 | Signature Orthopaedics | Signature Delta Femoral Head >=36mm | Cobalt Delta Femoral Head | Offsets S, M, L & XL | 272595 |  | May 2018 | Group Benefit Change
13 - Spinal | 13.01 - Bone Screws | 13.01.03 - Standard |  | Dual Thread | SF063 | 403 | Signature Orthopaedics | Aurora Screw | Bone Screw | 20-36mm | 208160 |  | May 2018 | Group Benefit Change
06 - Specialist Orthopaedic | 06.03 - SKELETAL RECONSTRUCTION | 06.03.03 - Plates | 06.03.03.04 - Small (screw size 2.71mm – 4.49mm)(including blade) ≤ 6 holes | Com, LK | SF083 | 638 | Signature Orthopaedics | Islay Universial Locking Plate | Titanium Plate with or without wedge with 4 and non locking holes. Left and right side specific. | Various length plates from 18-24mm with and without wedges (2-7mm), plates with valugus angle built in range. | 208160 |  | May 2018 | Group Benefit Change
06 - Specialist Orthopaedic | 06.03 - SKELETAL RECONSTRUCTION | 06.03.04 - Screws | 06.03.04.02 - Small (2.71mm – 4.49mm) | LK | SF084 | 111 | Signature Orthopaedics | Signature FAA Screw | Titanium Locking Screw. | 2.7mm diameter from 8-30mm in length. | 184460 |  | May 2018 | Group Benefit Change
06 - Specialist Orthopaedic | 06.03 - SKELETAL RECONSTRUCTION | 06.03.04 - Screws | 06.03.04.03 - Mini (2.01 – 2.7 mm) | CN,DT | SF088 | 348 | Signature Orthopaedics | Speyside HVS Bone Screw | Self drilling, self threading double threaded cannulated screw | Length 10-34mm | 184460 |  | May 2018 | Group Benefit Change
06 - Specialist Orthopaedic | 06.03 - SKELETAL RECONSTRUCTION | 06.03.04 - Screws | 06.03.04.06 - Screw Washers |  | SF095 | 59 | Signature Orthopaedics | Versa Screw Washer | Versa Screw Washer | One Size | 184460 |  | May 2018 | Group Benefit Change
13 - Spinal | 13.10 - Fusion Cage | 13.10.02 - Interbody, No Integral Fixation | 13.10.02.02 - ThoracoLumbar / Lumbar | Paired | SF102 | 2346 | Signature Orthopaedics | Revolve Spacer | Spinal Spacer | 9-17mm high, 21-27mm length, 12-22 degrees | 181030 |  | May 2018 | Group Benefit Change
13 - Spinal | 13.01 - Bone Screws | 13.01.03 - Standard |  | Dual Thread | SF105 | 403 | Signature Orthopaedics | Alias Cage Screw | Alias Cage - Screw | 12-17mm | 184460 |  | May 2018 | Group Benefit Change
13 - Spinal | 13.03 - Connector | 13.03.01 - In-Line |  |  | SF106 | 655 | Signature Orthopaedics | Freedom Axial Connector | Axial Connectors | 2 and 4 hole | 203838 |  | May 2018 | Group Benefit Change
13 - Spinal | 13.02 - Accessories for bone screws and connector components | 13.02.01 - Nut/Set Screw/Locking Screw |  |  | SF107 | 144 | Signature Orthopaedics | Freedom Set Screw | Freedom Set Screw | 5.5mm | 203838 |  | May 2018 | Group Benefit Change
13 - Spinal | 13.06 - Rod | 13.06.01 - Standard |  |  | SF111 | 355 | Signature Orthopaedics | Freedom Systems Rods | Freedom System Rods, Straight and Curved | Diameter 5.5mm, Lengths 40-500mm | 203838 |  | May 2018 | Group Benefit Change
13 - Spinal | 13.01 - Bone Screws | 13.01.02 - Pedicle, Polyaxial |  |  | SF112 | 1050 | Signature Orthopaedics | Freedom Polyaxial Screws | Polyaxial reduction screws with standard and extended tabs | Diameter 4.5 to 9.5mm, lengths from 25 to 60mm | 203838 |  | May 2018 | Group Benefit Change
13 - Spinal | 13.01 - Bone Screws | 13.01.02 - Pedicle, Polyaxial |  | Cannulated | SF113 | 1124 | Signature Orthopaedics | Freedom Cannulated Pedicle Screws | Polyaxial Cannulated Pedicle Screws | Diameter 5.5 to 7.5mm, lengths from 35 to 55mm | 203838 |  | May 2018 | Group Benefit Change
06 - Specialist Orthopaedic | 06.03 - SKELETAL RECONSTRUCTION | 06.03.03 - Plates | 06.03.03.07 - Mini (screw size ≤2.7mm)(including blade) ≤ 6 holes | Com, LK | SF118 | 1062 | Signature Orthopaedics | Islay MTP Plate | Islay MTP / TMT Plate | 2.7mm Univeral locking plate 18mm (2.7ULP), up to 24mm Open wedge locking plate 4mm (OW) up to 7mm Open wedge locking plate 0mm Open wedge osteotomy plate 4mm to 7.00mm | 208160 |  | August 2018 | Group Benefit Change
06 - Specialist Orthopaedic | 06.03 - SKELETAL RECONSTRUCTION | 06.03.03 - Plates | 06.03.03.04 - Small (screw size 2.71mm – 4.49mm)(including blade) ≤ 6 holes | Com, LK | SF119 | 638 | Signature Orthopaedics | Islay Arthrodesis Wedge Plate | Islay Arthrodesis Wedge Plate | Arthrodesis Wedge Plate 0mm-8mm(AWP), - 30mm (3.5mm universal locking plate 12mm - 30mm (3.5ULP)) | 208160 |  | May 2018 | Group Benefit Change
06 - Specialist Orthopaedic | 06.03 - SKELETAL RECONSTRUCTION | 06.03.04 - Screws | 06.03.04.02 - Small (2.71mm – 4.49mm) |  | SF120 | 54 | Signature Orthopaedics | Islay Locking screw | FPS 3.5mm locking screw FPS GENII 3.5mm locking screw FPS 2.7mm locking screw FPS GENII 2.7mm locking screw | 10-50MM(FPS 3.5MM locking) 8-30MM (FPS 2.7MM locking) | 184460 |  | May 2018 | Group Benefit Change
06 - Specialist Orthopaedic | 06.03 - SKELETAL RECONSTRUCTION | 06.03.04 - Screws | 06.03.04.03 - Mini (2.01 – 2.7 mm) | CN,DT | SF122 | 348 | Signature Orthopaedics | 2.5 mm Speyside B Screw | Speyside B Screw | 2.5mm length 10 up to 2.5mm length 26mm | 184460 |  | May 2018 | Group Benefit Change
06 - Specialist Orthopaedic | 06.03 - SKELETAL RECONSTRUCTION | 06.03.03 - Plates | 06.03.03.07 - Mini (screw size ≤2.7mm)(including blade) ≤ 6 holes | Com, LK | SF123 | 1062 | Signature Orthopaedics | Islay Opening Wedge Locking plate | Islay Opening Wedge Locking plate | universal locking plate 12 MM - 30mm/ Opening Wedge Locking plate 0MM-7MM Opening Wedge osteotomy plate OMM-7MM | 208160 |  | May 2018 | Group Benefit Change
06 - Specialist Orthopaedic | 06.03 - SKELETAL RECONSTRUCTION | 06.03.04 - Screws | 06.03.04.02 - Small (2.71mm – 4.49mm) | LK | SF124 | 111 | Signature Orthopaedics | Islay non-LOCKING SCREW | 2.7mm non locking screw GENII 2.7mm non-locking screw 3.5mm non-locking screw GENII 3.5mm non-locking screw | 8-30mm (FPS 2.7mm non locking) 10-50mm (FPS 3.5mm non-locking) | 184460 |  | May 2018 | Group Benefit Change
06 - Specialist Orthopaedic | 06.03 - SKELETAL RECONSTRUCTION | 06.03.03 - Plates | 06.03.03.04 - Small (screw size 2.71mm – 4.49mm)(including blade) ≤ 6 holes | Com, LK | SF126 | 638 | Signature Orthopaedics | Islay Recon Plate | Islay Recon Plate | Recon Plate, 6 Hole (RRP) Recon Plate, 8 Hole (RRP) Recon Plate, 14 Hole (RRP) | 208160 |  | May 2018 | Group Benefit Change
07 - Plastic and Reconstructive | 07.02 - CRANIOMAXILLOFACIAL IMPLANTS | 07.02.05 - Mandible, Maxilla and Temperomandibular Joint (TMJ) | 07.02.05.05 - Plate |  | SF128 | 5198 | Signature Orthopaedics | Melbourne TMJ Prosthesis | TMJ Mandibular Component | S, M, L (Left & Right) | 268455 |  | May 2018 | Group Benefit Change
07 - Plastic and Reconstructive | 07.02 - CRANIOMAXILLOFACIAL IMPLANTS | 07.02.05 - Mandible, Maxilla and Temperomandibular Joint (TMJ) | 07.02.05.02 - Fossa Replacement |  | SF131 | 4484 | Signature Orthopaedics | Melbourne TMJ Prosthesis | TMJ Fossa component | One Size | 268455 |  | May 2018 | Group Benefit Change
12 - Knee | 12.08 - PATELLAR COMPONENT | 12.08.01 - Cemented, All Polyethylene |  |  | SF138 | 385 | Signature Orthopaedics | SHiVA Modular Knee Hinge Prosthesis - Patella Button | Patella Button | Sizes 2,3 and 4 | 192962 |  | May 2018 | Group Benefit Change
12 - Knee | 12.08 - PATELLAR COMPONENT | 12.08.01 - Cemented, All Polyethylene |  |  | SF145 | 385 | Signature Orthopaedics | Active Knee Patella | Patella, cemented, UHMWPE | Sizes 1 - 5 | 276965 |  | May 2018 | Group Benefit Change
13 - Spinal | 13.01 - Bone Screws | 13.01.03 - Standard |  | Dual Thread | SF150 | 403 | Signature Orthopaedics | XM Plate Screws | Dual thread screws for XM Plate | Diameter 5.5 & 6.0mm, 20-32mm | 184460 |  | May 2018 | Group Benefit Change
13 - Spinal | 13.10 - Fusion Cage | 13.10.02 - Interbody, No Integral Fixation | 13.10.02.02 - ThoracoLumbar / Lumbar | Paired | SF152 | 2346 | Signature Orthopaedics | Ayers PLIF cage | PLIF Fusion Cage | Curved and Straight Cages in multiple footprints with 3 angles. | 181030 |  | July 2020 | Group Benefit Change
13 - Spinal | 13.01 - Bone Screws | 13.01.03 - Standard |  | Dual Thread | SF156 | 403 | Signature Orthopaedics | Advantage Dual Thread Screw | Dual thread ALIF cage screw | Diameter 5.5 and 6mm | 246581 |  | August 2018 | Group Benefit Change
13 - Spinal | 13.10 - Fusion Cage | 13.10.02 - Interbody, No Integral Fixation | 13.10.02.01 - Cervical |  | SF159 | 2189 | Signature Orthopaedics | ACDF Cage | Interbody Fusion Cages are used to restore disc height and support loading during intervertebral body fusion. Interbody Fusion Cages are used to restore disc height and support loading during intervertebral body fusion. | small, large – flat | 181030 |  | July 2019 | Group Benefit Change
13 - Spinal | 13.01 - Bone Screws | 13.01.03 - Standard |  | Dual Thread | SF168 | 403 | Signature Orthopaedics | Spoiler ALIF Dual thread Screw | Dual Thread ALIF Cage Screw | 5.5 and 6mm screws | 246581 |  | July 2020 | Group Benefit Change
13 - Spinal | 13.01 - Bone Screws | 13.01.03 - Standard |  | Dual Thread | SF170 | 403 | Signature Orthopaedics | Hornet ALIF Screw | Hornet Screw | Multiple diameters and lengths | 246581 |  | July 2020 | Group Benefit Change
13 - Spinal | 13.06 - Rod | 13.06.01 - Standard |  |  | SF171 | 355 | Signature Orthopaedics | Freedom Posterior Screw Rod | Freedom Posterior Screw Rod Straight/PreBent CrCo/Titanium | Ø3.5 to 5.5 20-500mm | 203838 |  | July 2020 | Group Benefit Change
13 - Spinal | 13.02 - Accessories for bone screws and connector components | 13.02.01 - Nut/Set Screw/Locking Screw |  |  | SF172 | 144 | Signature Orthopaedics | Freedom Posterior Set Screw | Freedom Posterior Set Screw | Various | 203838 |  | July 2020 | Group Benefit Change
13 - Spinal | 13.10 - Fusion Cage | 13.10.02 - Interbody, No Integral Fixation | 13.10.02.01 - Cervical |  | SF175 | 2189 | Signature Orthopaedics | Wasp ACDF Cage | ACDF Cage (PEEK, PEEK/HA or Titanium) | 5-9mm, 4, 8 and 12 degree | 181030 |  | July 2020 | Group Benefit Change
13 - Spinal | 13.01 - Bone Screws | 13.01.02 - Pedicle, Polyaxial |  |  | SF177 | 1050 | Signature Orthopaedics | Freedom Posterior Screw | Polyaxial Screw | Ø3.5, Ø4.0, Ø4.5 8mm to 50mm in length. | 203838 |  | July 2020 | Group Benefit Change
13 - Spinal | 13.03 - Connector | 13.03.03 - Transverse (Rod-to-Rod) | 13.03.03.02 - Adjustable |  | SF179 | 1137 | Signature Orthopaedics | Freedom Posterior Screw Rod to Rod Connector | Rod to Rod Connector | 25-66mm | 203838 |  | July 2020 | Group Benefit Change
13 - Spinal | 13.03 - Connector | 13.03.03 - Transverse (Rod-to-Rod) | 13.03.03.02 - Adjustable |  | SF180 | 1137 | Signature Orthopaedics | Freedom Posterior Screw Head to Head Connector | Freedom Posterior Screw Head to Head Connector | 25-66mm | 203838 |  | July 2020 | Group Benefit Change
13 - Spinal | 13.03 - Connector | 13.03.01 - In-Line |  |  | SF181 | 655 | Signature Orthopaedics | Freedom Posterior Screw Domino Connector | Freedom Posterior Screw Domino Connector | Various Sizes | 203838 |  | July 2020 | Group Benefit Change
09 - Cardiothoracic | 09.01 - Mechanical Valves | 09.01.01 - Bi-Leaflet, rotatable |  |  | SJ037 | 5062 | ABBOTT MEDICAL AUSTRALIA PTY LTD. | Masters Series Heart Valve Mitral and Aortic - Expanded Cuff/Hemodynamic Plus | Aortic Expanded Cuff, Aortic Hemodynamic Plus Cuff, Mitral hemodynamic Cuff, Aortic & Mitral Rotatable Cuff | Aortic Expanded 19 - 31mm, Aortic Hemodynamic 17 - 27mm, Mitral Hemodynamic 17 - 27mm, Rotable 17 - 33mm | 129879 129925 129926 |  | March 2021 | Group Benefit Change
08 - Cardiac | 08.08 - Pacemaker Leads | 08.08.08 - Transvenous, Bi-Polar, Passive, Steroid, Right Ventricular/Atrial |  |  | SJ146 | 624 | ABBOTT MEDICAL AUSTRALIA PTY LTD. | Isoflex 1944T & 1948T | Passive-Fixation, Bipolar, Steriod Eluting, Endocardial Pacing Lead with Optim insulation | 46cm, 52cm, 58cm | 159532 159533 |  | May 2018 | Group Benefit Change
08 - Cardiac | 08.07 - ICD Leads | 08.07.06 - Transvenous/Steroid/Active |  |  | SJ157 | 4182 | ABBOTT MEDICAL AUSTRALIA PTY LTD. | Durata 7120, 7121, 7122 | Active fixation bipolar, dual-coil/single coil Steroid-eluting Endocardial Defibrillation Leads | 60, 65, 75cm | 159843 159845 159846 |  | July 2022 | Group Benefit Change
08 - Cardiac | 08.08 - Pacemaker Leads | 08.08.11 - Transvenous, Multi-Polar, Passive, Steroid, Left Ventricular |  | j | SJ208 | 3088 | ABBOTT MEDICAL AUSTRALIA PTY LTD. | Quick Flex µ 1258T | 4F Bipolar Left Ventricular Pacing Lead | 75cm, 86cm, 92cm | 161391 |  | May 2018 | Group Benefit Change
08 - Cardiac | 08.07 - ICD Leads | 08.07.06 - Transvenous/Steroid/Active |  | e | SJ230 | 4182 | ABBOTT MEDICAL AUSTRALIA PTY LTD. | Durata 7120Q, 7121Q and 7122Q | 7120/1Q - Adtive fixation, true bipolar; 7122Q - Active fixation true bipolar - single coil steroid eluting endocardial defibrillation leads with Optim insulation overlay and SJ4 quadripolar lead connector. | 52cm, 58cm and 65cm | 170589 170590 170591 |  | May 2018 | Group Benefit Change
08 - Cardiac | 08.08 - Pacemaker Leads | 08.08.09 - Transvenous, Bi-Polar, Active, Steroid, Right Ventricular/Atrial |  |  | SJ238 | 634 | ABBOTT MEDICAL AUSTRALIA PTY LTD. | Tendril STS 2088TC | Endocardial Bi-polar Steroid-Eluting Active Fixation Pacing Leads | 34cm-100cm | 170587 |  | March 2021 | Group Benefit Change
08 - Cardiac | 08.08 - Pacemaker Leads | 08.08.11 - Transvenous, Multi-Polar, Passive, Steroid, Left Ventricular |  |  | SJ243 | 3088 | ABBOTT MEDICAL AUSTRALIA PTY LTD. | Quartet | Quadripolar, Left Ventricular Pacing Lead with Optim Lead Insulation | 75, 86 and 92cm, 5 French introducer | 171332 |  | May 2018 | Group Benefit Change
08 - Cardiac | 08.07 - ICD Leads | 08.07.05 - Transvenous/Steroid/Passive |  | e | SJ245 | 3998 | ABBOTT MEDICAL AUSTRALIA PTY LTD. | Durata 7170Q, 7171Q and 7172Q | 7170Q/7171Q - passive fixation, bipolar, dual coil, 7172Q - passive fixation, bipolar - single coil steroid eluting endocardial defibrillation leads with Optim insulation overlay and SJ4 quadripolar lead connector | 52, 58 and 65cm, 7F introducer | 170592 170593 170594 |  | May 2018 | Group Benefit Change
10 - Vascular | 10.08 - Occlusion Devices | 10.08.04 - Complex Occlusion Devices, including detachable balloon, sphere or umbrella |  |  | SJ265 | 1373 | ABBOTT MEDICAL AUSTRALIA PTY LTD. | Amplatzer Vascular Plug | Self expandable nitinol wire mesh | Diameter 4mm - 16mm, Length 7 & 8mm | 114855 345216 |  | November 2021 | Group Benefit Change
10 - Vascular | 10.08 - Occlusion Devices | 10.08.04 - Complex Occlusion Devices, including detachable balloon, sphere or umbrella |  |  | SJ268 | 1373 | ABBOTT MEDICAL AUSTRALIA PTY LTD. | Amplatzer Vascular Plug III | AVP III is a self-expanding, Nitinol mesh occlusion device. | Size: (mm): 4, 6, 8, 10, 10, 12, 12, 14, 14 Long Axis (mm): 4, 6, 8, 10, 10, 12, 12, 14, 14 Length (mm): 6.5 | 169352 |  | May 2018 | Group Benefit Change
10 - Vascular | 10.08 - Occlusion Devices | 10.08.04 - Complex Occlusion Devices, including detachable balloon, sphere or umbrella |  |  | SJ269 | 1373 | ABBOTT MEDICAL AUSTRALIA PTY LTD. | AMPLATZER Vascular Plug 4 | The AMPLATZER Vascular Plug 4 (AVP4) is a self-expanding, Nitinol mesh occlusion device. The Device has a radiopaque marker band at each end and a micro screw attachment at one end for attaching to the delivery wire. The AVP4 fits through a 0.038 guidewire compatible diagnostic catheter allowing the use of the same catheter throughout the procedure rather than having to exchange the diagnostic catheter for a second delivery catheter to place a plug. | 4mm 4 diameter 10.0 length 5mm 5 diameter 10.5 length 6mm 6 diameter 11.0 length 7mm 7 diameter 12.5 length 8mm 8 diameter 13.5 length | 168673 345218 |  | November 2021 | Group Benefit Change
09 - Cardiothoracic | 09.01 - Mechanical Valves | 09.01.01 - Bi-Leaflet, rotatable |  |  | SJ317 | 5062 | ABBOTT MEDICAL AUSTRALIA PTY LTD. | Regent Prosthetic Heart Valve | Standard Cuff | Standard cuff - 17-23mm/25mm-29mm, Flex cuff - 17-23mm/25mm-29mm | 116294 |  | May 2018 | Group Benefit Change
08 - Cardiac | 08.01 - Single Chamber ICDs | 08.01.02 - Features of 8.1.1 plus auto test sensing parameters, auto capture threshold test, lead impedance test, wireless remote analysis |  | a, d, e | SJ318 | 26435 | ABBOTT MEDICAL AUSTRALIA PTY LTD. | Fortify Assura VR CD1359-40Q/CD1359-40QC | Single Chamber Cardioverter Defibrillator | 75g, 35cc | 207188 207196 |  | May 2018 | Group Benefit Change
08 - Cardiac | 08.03 - ICDs with CRT | 08.03.02 - Features of 8.3.1 plus auto test sensing parameters, auto capture threshold test, lead impedance test, wireless remote analysis |  | a,d | SJ319 | 31811 | ABBOTT MEDICAL AUSTRALIA PTY LTD. | Quadra Assura MP CD3371-40/CD3371/40C | Cardiac Resynchronisation Therapy Cardioverter Defibrillator | 83g, 40cc | 207157 207163 |  | May 2018 | Group Benefit Change
08 - Cardiac | 08.03 - ICDs with CRT | 08.03.02 - Features of 8.3.1 plus auto test sensing parameters, auto capture threshold test, lead impedance test, wireless remote analysis |  | a,d | SJ320 | 31811 | ABBOTT MEDICAL AUSTRALIA PTY LTD. | Unify Assura CD3361-40/CD3361-40C | Cardiac Resynchronisation Therapy Cardioverter Defibrillator | 78g, 36cc | 207199 207200 |  | May 2018 | Group Benefit Change
08 - Cardiac | 08.03 - ICDs with CRT | 08.03.02 - Features of 8.3.1 plus auto test sensing parameters, auto capture threshold test, lead impedance test, wireless remote analysis |  | a,d,e | SJ321 | 32265 | ABBOTT MEDICAL AUSTRALIA PTY LTD. | Quadra Assura MP CD3371-40Q/CD3371-40QC | Cardiac Resynchronisation Therapy Defibrillator | 80gm, 38cc | 207156 207158 |  | May 2018 | Group Benefit Change
08 - Cardiac | 08.02 - Dual Chamber ICDs | 08.02.02 - Features of 8.2.1 plus auto test sensing parameters, auto capture threshold test, lead impedance test, wireless remote analysis |  | a,d | SJ324 | 28193 | ABBOTT MEDICAL AUSTRALIA PTY LTD. | Fortify Assura DR CD2359-40C | Dual Chamber Cardioverter Defibrillator | 75g, 35cc | 207193 401133 |  | July 2023 | Group Benefit Change, Changed Product Name, Product Description,
08 - Cardiac | 08.02 - Dual Chamber ICDs | 08.02.02 - Features of 8.2.1 plus auto test sensing parameters, auto capture threshold test, lead impedance test, wireless remote analysis |  | a,d,e | SJ325 | 28669 | ABBOTT MEDICAL AUSTRALIA PTY LTD. | Fortify Assura DR CD2359-40Q/CD2359-40QC | Dual Chamber Cardioverter Defibrillator with 40J delivered energy | 75g, 35cc | 207192 207194 |  | May 2018 | Group Benefit Change
08 - Cardiac | 08.01 - Single Chamber ICDs | 08.01.02 - Features of 8.1.1 plus auto test sensing parameters, auto capture threshold test, lead impedance test, wireless remote analysis |  | a, d | SJ326 | 25966 | ABBOTT MEDICAL AUSTRALIA PTY LTD. | Ellipse VR CD1377-36/CD1377-36C | Single Chamber Cardioverter Defribrillator | 31cc, 66g | 207181 207183 |  | May 2018 | Group Benefit Change
08 - Cardiac | 08.02 - Dual Chamber ICDs | 08.02.02 - Features of 8.2.1 plus auto test sensing parameters, auto capture threshold test, lead impedance test, wireless remote analysis |  | a,d | SJ327 | 28193 | ABBOTT MEDICAL AUSTRALIA PTY LTD. | Ellipse DR CD2377-36/CD2377-36C | Dual Chamber ICD | 66g, 31cc | 207186 207189 |  | May 2018 | Group Benefit Change
08 - Cardiac | 08.03 - ICDs with CRT | 08.03.02 - Features of 8.3.1 plus auto test sensing parameters, auto capture threshold test, lead impedance test, wireless remote analysis |  | a,d,e | SJ329 | 32265 | ABBOTT MEDICAL AUSTRALIA PTY LTD. | Unify Assura CD3361-40Q/CD3361-40QC | Cardiac Resynchronisation Therapy Cardioverter Defibrillator | 77g, 36cc | 207190 207198 |  | May 2018 | Group Benefit Change
08 - Cardiac | 08.02 - Dual Chamber ICDs | 08.02.02 - Features of 8.2.1 plus auto test sensing parameters, auto capture threshold test, lead impedance test, wireless remote analysis |  | a,d,e | SJ331 | 28669 | ABBOTT MEDICAL AUSTRALIA PTY LTD. | Ellipse DR CD2377-36Q/CD2377-36QC | Dual Chamber Cardioverter Defibrillator with 36J delivered energy | 68g, 31cc | 207185 207187 |  | May 2018 | Group Benefit Change
08 - Cardiac | 08.01 - Single Chamber ICDs | 08.01.02 - Features of 8.1.1 plus auto test sensing parameters, auto capture threshold test, lead impedance test, wireless remote analysis |  | a, d, e | SJ332 | 26435 | ABBOTT MEDICAL AUSTRALIA PTY LTD. | Ellipse VR CD1377-36QC | Single Chamber Cardioverter Defibrillator with 36 J delivered energy | 67g, 30cc | 207184 401132 |  | July 2023 | Group Benefit Change, Changed Product Name,
08 - Cardiac | 08.01 - Single Chamber ICDs | 08.01.02 - Features of 8.1.1 plus auto test sensing parameters, auto capture threshold test, lead impedance test, wireless remote analysis |  | a, d | SJ333 | 25966 | ABBOTT MEDICAL AUSTRALIA PTY LTD. | Fortify Assura VR CD1359-40/CD1359-40C | Single Chamber Cardioverter Defibrillator with 40J delivered energy | 76g , 35cc | 207195 |  | May 2018 | Group Benefit Change
08 - Cardiac | 08.07 - ICD Leads | 08.07.06 - Transvenous/Steroid/Active |  | e | SJ344 | 4182 | ABBOTT MEDICAL AUSTRALIA PTY LTD. | Optisure ICD Lead LDA210Q/220Q/230Q | Active fixation ICD lead with DF-4 connector | 52cm-65cm | 221011 221036 |  | May 2018 | Group Benefit Change
08 - Cardiac | 08.07 - ICD Leads | 08.07.05 - Transvenous/Steroid/Passive |  | e | SJ346 | 3998 | ABBOTT MEDICAL AUSTRALIA PTY LTD. | Optisure ICD Lead LDP210Q/220Q/230Q | Passive fixation ICD lead with DF-4 connector. | 52cm-65cm | 221013 221037 |  | May 2018 | Group Benefit Change
08 - Cardiac | 08.04 - Single Chamber Pacemakers | 08.04.03 - SSIR with small/compact size, multi-programmability & longevity, & four or more advanced features |  | i | SJ363 | 3794 | ABBOTT MEDICAL AUSTRALIA PTY LTD. | Assurity MRI PM1272 | MRI Conditional RF Single Chamber Rate Responsive Pacemaker | 10.4cc, 20g | 267512 |  | May 2018 | Group Benefit Change
08 - Cardiac | 08.05 - Dual Chamber Pacemakers | 08.05.04 - DDDR with continuous threshold monitoring in atrium + ventricle with ability to adapt pacing outputs accordingly, & with four or more advanced features |  | i | SJ364 | 6596 | ABBOTT MEDICAL AUSTRALIA PTY LTD. | Assurity MRI PM2272 | MR Conditional RF Dual Chamber Rate Responsive Pacemaker | 10.4cc, 20g | 267513 |  | May 2018 | Group Benefit Change
08 - Cardiac | 08.04 - Single Chamber Pacemakers | 08.04.03 - SSIR with small/compact size, multi-programmability & longevity, & four or more advanced features |  | i | SJ365 | 3794 | ABBOTT MEDICAL AUSTRALIA PTY LTD. | Endurity MRI PM1172 | MR Conditional Single Chamber Pacing System | 9.7cc, 19g | 267515 |  | May 2018 | Group Benefit Change
08 - Cardiac | 08.05 - Dual Chamber Pacemakers | 08.05.04 - DDDR with continuous threshold monitoring in atrium + ventricle with ability to adapt pacing outputs accordingly, & with four or more advanced features |  | i | SJ366 | 6596 | ABBOTT MEDICAL AUSTRALIA PTY LTD. | Endurity MRI PM2172 | Dual Chamber MR Conditional Rate Responsive Pacemaker | 10.4cc, 20g | 267514 |  | May 2018 | Group Benefit Change
08 - Cardiac | 08.14 - Implantable Cardiac Event Recorders | 08.14.01 - Implantable Cardiac Event Recorders |  |  | SJ390 | 2886 | ABBOTT MEDICAL AUSTRALIA PTY LTD. | Confirm RX | Insertable Cardiac Monitor | 5cm X 0.95cm X 0.33cm | 292930 |  | July 2023 | Changed Sub Category, Group, Suffix, Part C
08 - Cardiac | 08.09 - Pacemaker/ICD Adaptors | 08.09.01 - Pacemaker/ICD Adaptors |  |  | SJ393 | 264 | ABBOTT MEDICAL AUSTRALIA PTY LTD. | Lead Adaptor Kit | Lead adaptors/extender for ICD/Pacemakers | one size per model | 131928 160470 |  | May 2018 | Group Benefit Change
08 - Cardiac | 08.01 - Single Chamber ICDs | 08.01.02 - Features of 8.1.1 plus auto test sensing parameters, auto capture threshold test, lead impedance test, wireless remote analysis |  | a,d,e Remote Monitoring Service | SJ417 | 27885 | ABBOTT MEDICAL AUSTRALIA PTY LTD. | Gallant VR ICD Model CDVRA500Q | Single Chamber Cardioverter Defibrillator | 30cc, 69g | 336475 | The benefit includes a component for remote monitoring services provided via a remote monitoring system or a smart device application. A separate benefit cannot be claimed in respect of a remote monitoring system listed on Part C of the Schedule. | November 2020 | Group Benefit Change
08 - Cardiac | 08.02 - Dual Chamber ICDs | 08.02.02 - Features of 8.2.1 plus auto test sensing parameters, auto capture threshold test, lead impedance test, wireless remote analysis |  | a,d,e Remote Monitoring Service | SJ418 | 30119 | ABBOTT MEDICAL AUSTRALIA PTY LTD. | Gallant DR ICD Model CDDRA500Q | Dual Chamber Cardioverter Defibrillator | 31cc, 71g | 336476 | The benefit includes a component for remote monitoring services provided via a remote monitoring system or a smart device application. A separate benefit cannot be claimed in respect of a remote monitoring system listed on Part C of the Schedule. | November 2020 | Group Benefit Change
08 - Cardiac | 08.03 - ICDs with CRT | 08.03.02 - Features of 8.3.1 plus auto test sensing parameters, auto capture threshold test, lead impedance test, wireless remote analysis |  | a,d,e Remote Monitoring Service | SJ424 | 33715 | ABBOTT MEDICAL AUSTRALIA PTY LTD. | Gallant HF CRT-D Model CDHFA500Q | Cardiac Resynchronisation Therapy Defibrillator | 34cc, 81g | 341252 395512 | The benefit includes a component for remote monitoring services provided via a remote monitoring system or a smart device application. A separate benefit cannot be claimed in respect of a remote monitoring system listed on Part C of the Schedule. | July 2023 | Group Benefit Change, Changed Product Sizes,
08 - Cardiac | 08.12 - Coronary Stents | 08.12.01 - Drug Eluting | 08.12.01.01 - General Purpose |  | SJ434 | 1400 | ABBOTT MEDICAL AUSTRALIA PTY LTD. | Xience PRIME LL Everolimus Eluting Coronary Stent; Xience PRIME Everolimus Eluting Coronary Stent; Xience PRIME SV Everolimus Eluting Coronary Stent | Coronary Artery Stent, Drug Eluting | XIENCE PRIME LL 2.50; 2.75; 3.00; 3.50; 4.0 x 33MM; XIENCE PRIME LL 2.50; 2.75; 3.00; 3.50; 4.0 x 38MM; XIENCE PRIME SV 2.25 x 08; 12; 15; 18; 23; 28MM; XIENCE PRIME 2.50 x 08; 12; 15; 18; 23; 28MM; XIENCE PRIME 2.75 x 08; 12; 15; 18; 23; 28MM; XIENCE PRIME 3.00 x 08; 12; 15; 18; 23; 28MM; XIENCE PRIME 3.50 x 08; 12; 15; 18; 23; 28MM; XIENCE PRIME 4.00 x 08; 12; 15; 18; 23; 28MM | 167859 167879 167878 |  | March 2021 | Group Benefit Change
08 - Cardiac | 08.12 - Coronary Stents | 08.12.01 - Drug Eluting | 08.12.01.01 - General Purpose |  | SJ435 | 1400 | ABBOTT MEDICAL AUSTRALIA PTY LTD. | XIENCE Xpedition Everolimus Eluting Coronary Stent System | Coronary Artery Stent, Drug Eluting | Xience Xpedition DES - 2.25 x (8,12,15,18,23,28) RX CE, 2.50 x (8,12,15,18,23,28,33,38,48) RX CE; 2.75 x (8,12,15,18,23,28,33,38,48) RX CE; 3.00 x (8,12,15,18,23,28,33,38,48) RX CE; 3.25 x (8,12,15,18,23,28,33,38) RX CE; 3.50 x (8,12,15,18,23,28,33,38,48) RX CE; 4.00 x (8,12,15,18,23,28,33,38) RX CE; | 215603 215602 215604 264373 |  | March 2021 | Group Benefit Change
08 - Cardiac | 08.12 - Coronary Stents | 08.12.01 - Drug Eluting | 08.12.01.01 - General Purpose |  | SJ436 | 1400 | ABBOTT MEDICAL AUSTRALIA PTY LTD. | XIENCE Alpine Everolimus Eluting Coronary Stent System | Drug eluting coronary artery stent | 2.00 mm x (08, 12, 15, 18, 23, 28) mm 2.25 mm x (08, 12, 15, 18, 23, 28) mm 2.50 mm x (08, 12, 15, 18, 23, 28, 33, 38) mm 2.75 mm x (08, 12, 15, 18, 23, 28, 33, 38) mm 3.00 mm x (08, 12, 15, 18, 23, 28, 33, 38) mm 3.25 mm x (08, 12, 15, 18, 23, 28, 33, 38) mm 3.50 mm x (08, 12, 15, 18, 23, 28, 33, 38) mm 4.00 mm x (08, 12, 15, 18, 23, 28, 33, 38) mm | 266175 |  | March 2021 | Group Benefit Change
08 - Cardiac | 08.12 - Coronary Stents | 08.12.01 - Drug Eluting | 08.12.01.01 - General Purpose |  | SJ437 | 1400 | ABBOTT MEDICAL AUSTRALIA PTY LTD. | XIENCE Sierra Everolimus Eluting Coronary Stent System | Drug eluting coronary artery stent | Diameter: 2.00mm to 4.0mm. Length: 8mm to 38mm | 313811 |  | March 2021 | Group Benefit Change
08 - Cardiac | 08.12 - Coronary Stents | 08.12.02 - Bare Metal | 08.12.02.01 - General Purpose |  | SJ439 | 458 | ABBOTT MEDICAL AUSTRALIA PTY LTD. | MULTI-LINK 8 Coronary Stent System, MULTI-LINK 8 SV Coronary Stent System and MULTI-LINK 8 LL Coronary Stent System | The MULTI-LINK 8, MULTI-LINK 8 SV, MULTI-LINK 8 LL Coronary Stent System (CSS) is comprised of two main components: the cobalt chromium (CoCr) stent and the balloon expandable delivery system. | MULTI-LINK 8: Diam: 2.5, 2.75, 3.0, 3.5, 4.0mm, Stent Length: 8, 12, 15, 18, 23, 28mm; MULTI-LINK 8 SV CSS: Diam: 2.25mm, Stent Length: 8, 12, 15, 18, 23, 28mm; MULTI-LINK 8 LL CSS: Diam: 2.5, 2.75, 3.0, 3.5, 4.0mm, Stent Length: 33 and 38mm | 174511 176896 174519 |  | March 2021 | Group Benefit Change
10 - Vascular | 10.01 - Vascular Stents | 10.01.01 - Bare Metal Stents | 10.01.01.01 - Balloon Expandable |  | SJ441 | 1189 | ABBOTT MEDICAL AUSTRALIA PTY LTD. | Omnilink Stainless Steel Balloon Deployable Peripheral Stent | Stainless Steel Balloon Expandable Peripheral Stent on 018/035 system | 018 & 035 system: 5-10mm diameter by 12, 16, 18, 28, 38, 58mm length | 146848 |  | March 2021 | Group Benefit Change
10 - Vascular | 10.01 - Vascular Stents | 10.01.01 - Bare Metal Stents | 10.01.01.01 - Balloon Expandable |  | SJ442 | 1189 | ABBOTT MEDICAL AUSTRALIA PTY LTD. | Omnilink Elite Vascular Balloon-Expandable Stent System | Omnilink Elite Vascular Balloon-Expandable Stent System is a balloon- expandable stent system indicated for the treatment of atherosclerotic iliac artery lesions with reference vessel diameters of ≥ 5.0 mm and ≤ 11.0 mm, and lesion lengths up to 50 mm. | 6.0mm x (12,16,19,29,39,59)mm x 80cm 7.0mm x (12,16,19,29,39,59)mm x 80cm 8.0mm x (19,29,39,59)mm x 80cm 9.0mm x (19,29,39,59)mm x 80cm 10.0mm x (19,29,39,59)mm x 80cm 6.0mm x (12, 16,19,29,39,59)mm x 135cm 7.0mm x (12, 16,19,29,39,59)mm x 135cm 8.0mm x (19,29,39,59)mm x 135cm 9.0mm x (19,29,39,59)mm x 135cm 10.0mm x (19,29,39,59)mm x 135cm | 269609 |  | March 2021 | Group Benefit Change
10 - Vascular | 10.01 - Vascular Stents | 10.01.01 - Bare Metal Stents | 10.01.01.02 - Self Expandable, <150mm |  | SJ445 | 1299 | ABBOTT MEDICAL AUSTRALIA PTY LTD. | Absolute Self Expanding Peripheral stent | Laser cut nitinol self expanding stent, 20mm - 120mm lengths | Size ranges from: 5.0X20MM, 80CM - 8.0x120MM, 135CM | 146848 |  | March 2021 | Group Benefit Change
10 - Vascular | 10.01 - Vascular Stents | 10.01.01 - Bare Metal Stents | 10.01.01.02 - Self Expandable, <150mm |  | SJ446 | 1299 | ABBOTT MEDICAL AUSTRALIA PTY LTD. | Supera Peripheral Stent System | Interwoven Self-Expanding Nitnol Stent | Stent inner diameter: 4.0 mm - 8.0 mm Stent outer diameter: 4.5 mm - 7.5 mm Stent length: 20 mm - 120 mm | 227976 |  | March 2021 | Group Benefit Change
10 - Vascular | 10.01 - Vascular Stents | 10.01.01 - Bare Metal Stents | 10.01.01.03 - Self Expandable, ≥150mm |  | SJ447 | 1708 | ABBOTT MEDICAL AUSTRALIA PTY LTD. | Absolute Pro (Long Length) | Laser cut nitinol self expanding stent ≥150 | Diameter 5mm to 10mm; length 150mm, 170mm, 200mm | 146848 |  | March 2021 | Group Benefit Change
10 - Vascular | 10.01 - Vascular Stents | 10.01.01 - Bare Metal Stents | 10.01.01.03 - Self Expandable, ≥150mm |  | SJ448 | 1708 | ABBOTT MEDICAL AUSTRALIA PTY LTD. | Supera Peripheral Stent System | Interwooven Self-Expanding Nitinol Stent | Stent inner diameter: 4.0 mm - 6.0 mm Stent outer diameter: 4.5 mm - 6.5 mm Stent length: 150 mm - 200mm | 227976 |  | March 2021 | Group Benefit Change
10 - Vascular | 10.01 - Vascular Stents | 10.01.01 - Bare Metal Stents | 10.01.01.02 - Self Expandable, <150mm |  | SJ462 | 1299 | ABBOTT MEDICAL AUSTRALIA PTY LTD. | Xact/ Xact Flex Carotid Stent | Nitinol Self-Expanding stent on rapid exchange delivery system | Diameter 7-10mm Length 20 + 30mm Straight; Diameter 8-6, 9-7, 10-8mm Length 20 + 30mm Tapered | 168620 |  | July 2021 | Group Benefit Change
10 - Vascular | 10.01 - Vascular Stents | 10.01.01 - Bare Metal Stents | 10.01.01.01 - Balloon Expandable |  | SJ464 | 1189 | ABBOTT MEDICAL AUSTRALIA PTY LTD. | Cobalt Chromium Balloon Expandable Peripheral Stent | Cobalt Chromium | Diameter 4-10mm, Length 12-58mm | 146848 |  | July 2021 | Group Benefit Change
08 - Cardiac | 08.12 - Coronary Stents | 08.12.01 - Drug Eluting | 08.12.01.01 - General Purpose |  | SJ478 | 1400 | ABBOTT MEDICAL AUSTRALIA PTY LTD. | XIENCE Skypoint Everolimus Eluting Coronary Stent System | Drug eluting coronary artery stent | stent diameters 2.0 - 4.0 mm in lengths 8 mm - 38 mm; stent diameters 2.5 - 4.0 mm in 48 mm length | 393511 |  | November 2022 | Group Benefit Change
06 - Specialist Orthopaedic | 06.03 - SKELETAL RECONSTRUCTION | 06.03.03 - Plates | 06.03.03.01 - Standard (screw size ≥4.5mm)(including blade) ≤ 6 holes | Com | SK075 | 593 | Stryker Australia Pty Ltd | Stryker Plating System Basic Fragment Set | 4.5mm Reconstruction Plate | 3-9 Holes | 139635 |  | July 2022 | Group Benefit Change
06 - Specialist Orthopaedic | 06.03 - SKELETAL RECONSTRUCTION | 06.03.03 - Plates | 06.03.03.42 - Periarticular anatomic - Calcaneal ≥ 7 to ≤ 15 holes |  | SK094 | 605 | Stryker Australia Pty Ltd | Stryker Plating System Small Fragment Set | Calcaneal Plate | 70-80mm | 139635 |  | July 2022 | Group Benefit Change
06 - Specialist Orthopaedic | 06.03 - SKELETAL RECONSTRUCTION | 06.03.03 - Plates | 06.03.03.05 - Small (screw size 2.71mm – 4.49mm)(including blade) ≥ 7 to ≤ 15 holes |  | SK099 | 154 | Stryker Australia Pty Ltd | Stryker Plating System Small Fragment Set | One Third Tubular Plate with Collar | 7-14 Holes | 269713 295226 |  | November 2022 | Group Benefit Change
06 - Specialist Orthopaedic | 06.03 - SKELETAL RECONSTRUCTION | 06.03.04 - Screws | 06.03.04.03 - Mini (2.01 – 2.7 mm) |  | SK103 | 64 | Stryker Australia Pty Ltd | Stryker Plating System | Cortical bone screws | 2.01-2.7mm | 340043 357433 |  | March 2023 | Group Benefit Change
13 - Spinal | 13.02 - Accessories for bone screws and connector components | 13.02.01 - Nut/Set Screw/Locking Screw |  |  | SK112 | 144 | Stryker Australia Pty Ltd | XIA/Oasys Spine System | Buttress thread locking nut | 3.5mm - 6mm | 278581 279144 279159 279160 |  | July 2022 | Group Benefit Change
07 - Plastic and Reconstructive | 07.04 - DISTRACTOR SYSTEMS | 07.04.01 - Complete | 07.04.01.03 - Internal/Intraoral | Multivector | SK183 | 2671 | Stryker Australia Pty Ltd | Leibinger Intraoral Distractor (Multiguide II) | Manufactured from stainless steel, allows gradual, independent, and simultaneous distraction of the mandible in 3 planes. | Frame 20mm - 35mm, 2.0mm diameter, 50 - 90 mm length Auto - Pilot Pins | 200615 |  | July 2022 | Group Benefit Change
06 - Specialist Orthopaedic | 06.03 - SKELETAL RECONSTRUCTION | 06.03.04 - Screws | 06.03.04.06 - Screw Washers |  | SK201 | 59 | Stryker Australia Pty Ltd | Stryker Trauma Locking Nail System | Proximal Humeral Nail | Proximal Humerous Washer round/square | 119849 76714 |  | May 2018 | Group Benefit Change
06 - Specialist Orthopaedic | 06.03 - SKELETAL RECONSTRUCTION | 06.03.01 - Intramedullary Nails | 06.03.01.03 - Femoral, Distal |  | SK202 | 996 | Stryker Australia Pty Ltd | Stryker Trauma Locking Nail System | SCN | Diameter 8mm - 15mm, Length 170mm - 480mm | 95185 |  | July 2022 | Group Benefit Change
06 - Specialist Orthopaedic | 06.03 - SKELETAL RECONSTRUCTION | 06.03.05 - Surgical Accessories | 06.03.05.02 - Pins |  | SK213 | 22 | Stryker Australia Pty Ltd | Hoffmann II Micro | K-wire, Steinmann Pins | Diameter: 1.2-2.0mm | 143230 |  | July 2022 | Group Benefit Change
06 - Specialist Orthopaedic | 06.03 - SKELETAL RECONSTRUCTION | 06.03.01 - Intramedullary Nails | 06.03.01.02 - Femoral, Proximal long (≥220mm) |  | SK214 | 1214 | Stryker Australia Pty Ltd | Stryker Trauma Locking Nail System | Reconstruction Nail | Recon Nail Left/RightDiameter 9-15mm, Length 240-480mm | 95185 |  | May 2018 | Group Benefit Change
13 - Spinal | 13.06 - Rod | 13.06.01 - Standard |  |  | SK224 | 355 | Stryker Australia Pty Ltd | Oasys-Occipito Cervico Thoracic System | Rods - Ti-6A1-4V or Vitallium | Diameter 3.5mm, Length 25mm-350mm | 94635 |  | May 2018 | Group Benefit Change
13 - Spinal | 13.01 - Bone Screws | 13.01.02 - Pedicle, Polyaxial |  |  | SK225 | 1050 | Stryker Australia Pty Ltd | Oasys-Occipito Cervico Thoracic System | Polyaxial Screw | Dia: 3.5mm x Length: 10mm - 40mm Dia: 4.0mm x Length: 10mm - 50mm Dia: 4.5mm x Length: 20mm - 52mm | 279144 |  | November 2020 | Group Benefit Change
13 - Spinal | 13.05 - Plate | 13.05.02 - No Integral Fixation | 13.05.02.03 - Occipital |  | SK226 | 1803 | Stryker Australia Pty Ltd | Oasys-Occipito Cervico Thoracic System | Occipital Plate | Mini, SML, MED, LGE, LGE Long, 100 deg, 130 deg | 94635 |  | May 2018 | Group Benefit Change
06 - Specialist Orthopaedic | 06.03 - SKELETAL RECONSTRUCTION | 06.03.04 - Screws | 06.03.04.05 - Dynamic |  | SK228 | 169 | Stryker Australia Pty Ltd | Omega Plus Compression Hip Screw System | Cephalic Implants | Hansson Twin Hook 50-140mm | 94876 |  | May 2018 | Group Benefit Change
06 - Specialist Orthopaedic | 06.03 - SKELETAL RECONSTRUCTION | 06.03.04 - Screws | 06.03.04.02 - Small (2.71mm – 4.49mm) |  | SK229 | 54 | Stryker Australia Pty Ltd | Omega Plus Compression Hip Screw System | Cephalic Implants | Hansson Twin Hook Compression Screw 25mm | 94876 |  | May 2018 | Group Benefit Change
06 - Specialist Orthopaedic | 06.03 - SKELETAL RECONSTRUCTION | 06.03.05 - Surgical Accessories | 06.03.05.02 - Pins | COM | SK230 | 266 | Stryker Australia Pty Ltd | Hansson Pin | Cephalic Implants | Hansson Pin 70-140mm | 94876 |  | May 2018 | Group Benefit Change
06 - Specialist Orthopaedic | 06.03 - SKELETAL RECONSTRUCTION | 06.03.01 - Intramedullary Nails | 06.03.01.02 - Femoral, Proximal long (≥220mm) |  | SK244 | 1214 | Stryker Australia Pty Ltd | Stryker Intramedullary Nailing System | Gamma Long | 120, 125, 130 Deg; Diameter 9-15mm; Length 240-480mm | 95185 |  | July 2022 | Group Benefit Change
06 - Specialist Orthopaedic | 06.03 - SKELETAL RECONSTRUCTION | 06.03.01 - Intramedullary Nails | 06.03.01.01 - Femoral, Proximal short (<220mm) |  | SK246 | 914 | Stryker Australia Pty Ltd | Gamma LN | Standard - Titanium | 120, 125, 130 Deg; Diameter 9-13mm; Length 170mm | 95185 |  | July 2022 | Group Benefit Change
12 - Knee | 12.08 - PATELLAR COMPONENT | 12.08.01 - Cemented, All Polyethylene |  |  | SK314 | 385 | Stryker Australia Pty Ltd | Avon Patello Femoral System Patella Component | Patella component, UHMWPE (Duration), Fixed, cemented | Small, Medium, Large | 216641 |  | November 2020 | Group Benefit Change
11 - Hip | 11.03 - ACETABULAR COMPONENTS | 11.03.04 - Insert/Liner | 11.03.04.02 - Modified polyethylene |  | SK318 | 930 | Stryker Australia Pty Ltd | X3 Trident Acetabular Inserts | Modified UHMPE | Inner diameters: 22mm, 26mm, 28mm 32mm, 36mm, 38 - 64mm. For outer diameter shells 40mm - 80mm. | 219398 220404 230931 |  | July 2021 | Group Benefit Change
12 - Knee | 12.08 - PATELLAR COMPONENT | 12.08.01 - Cemented, All Polyethylene |  |  | SK323 | 385 | Stryker Australia Pty Ltd | Triathlon Knee System Patella Component | Patella Component, Cemented, Asymmetric & Symmetric, (X3) UHMWPE | Symmetric: 27mm x 8mm, 29mm x 8mm, 31mm x 9mm, 33mm x 9mm, 36mm x 10mm, 39mm x 11mm; Assymetric: 29mm x 9mm, 32mm x 10mm, 35mm x 10mm, 38mm x 11mm, 40mm x 11mm | 212699 212700 |  | July 2022 | Group Benefit Change
12 - Knee | 12.11 - KNEE ACCESSORIES | 12.11.04 - Connectors for hinged prostheses |  |  | SK331 | 2581 | Stryker Australia Pty Ltd | MRH (Modular Rotating Hinge) Rotating Hinge Assembly Pack | MRH Assembly pack consists of: Tibial sleeve, Bumper insert & Femoral Bushing components UHMWPE (Duration) | 1 Tibial Sleeve, 1 Bumper Insert, 2 Femoral Bushing Components | 223925 |  | July 2020 | Group Benefit Change
13 - Spinal | 13.12 - Vertebral Body Replacement | 13.12.03 - Mesh |  |  | SK338 | 2789 | Stryker Australia Pty Ltd | VBOSS/VLIFT | Cage Body | Available from 10 to 25mm in Diameter and from 8 to 120mm in Length | 315419 |  | November 2020 | Group Benefit Change
06 - Specialist Orthopaedic | 06.03 - SKELETAL RECONSTRUCTION | 06.03.11 - External Fixateurs | 06.03.11.15 - Frame Component - Pin Clamp Assembly |  | SK373 | 934 | Stryker Australia Pty Ltd | Hoffman II External Fixation system | Hoffman II MRI, Pin Clamp Assembly, MRI | Pelvic Clamp | 112434 16241 |  | May 2018 | Group Benefit Change
06 - Specialist Orthopaedic | 06.03 - SKELETAL RECONSTRUCTION | 06.03.11 - External Fixateurs | 06.03.11.16 - Frame Component - Pin Clamp Assembly Post |  | SK374 | 92 | Stryker Australia Pty Ltd | Hoffman II External Fixation System | Hoffman II MRI | Posts 8mm and 5mm | 112434 16241 |  | May 2018 | Group Benefit Change
06 - Specialist Orthopaedic | 06.03 - SKELETAL RECONSTRUCTION | 06.03.11 - External Fixateurs | 06.03.11.12 - Frame Component - Coupling Device |  | SK375 | 641 | Stryker Australia Pty Ltd | Hoffman II External Fixation System | Hoffman II MRI Coupling | Pin to Rod, Rod to Rod, Tube to Rod, Pin Clamp Assembly | 112434 16241 |  | May 2018 | Group Benefit Change
06 - Specialist Orthopaedic | 06.03 - SKELETAL RECONSTRUCTION | 06.03.11 - External Fixateurs | 06.03.11.12 - Frame Component - Coupling Device |  | SK390 | 641 | Stryker Australia Pty Ltd | Hoffman II External Fixation System | Hoffman II MRI | Compression/Dystraction Tube, Dynamisation Tube | 112434 16241 |  | May 2018 | Group Benefit Change
06 - Specialist Orthopaedic | 06.03 - SKELETAL RECONSTRUCTION | 06.03.11 - External Fixateurs | 06.03.11.18 - Upper body kit |  | SK396 | 5204 | Stryker Australia Pty Ltd | Hoffmann II Compact Wrist Sterile Pre-Packs, RL | Bridging & Non-bridging | Sterile Wrist Kit | 112434 |  | May 2018 | Group Benefit Change
06 - Specialist Orthopaedic | 06.03 - SKELETAL RECONSTRUCTION | 06.03.05 - Surgical Accessories | 06.03.05.05 - Cables - with >1 locking device |  | SK401 | 416 | Stryker Australia Pty Ltd | Trochanteric Grip | Dall-Miles Trochanteric Grip with 2 Chrome Cobalt Cables | Small, Medium and Large | 145550 16232 |  | May 2018 | Group Benefit Change
11 - Hip | 11.02 - FEMORAL HEADS | 11.02.02 - Conventional Femoral Heads, >32mm | 11.02.02.02 - Cobalt Chrome | Low Frequency Ion Treatment | SK405 | 1578 | Stryker Australia Pty Ltd | LFIT Femoral Heads | Femoral head with low friction ion treatment | 36mm-44mm | 211867 211868 |  | July 2022 | Group Benefit Change
12 - Knee | 12.08 - PATELLAR COMPONENT | 12.08.01 - Cemented, All Polyethylene |  |  | SK415 | 385 | Stryker Australia Pty Ltd | Scorpio Knee System Patella Component | Patella Component, Inset, Recessed, Medialized dome, Universal Dome, Concentric Dome, UHMWPE (X3), Fixed, Cemented | Concentric & Medialized Dome patella sizes: 5, 7, 9 & 11; Universal Dome patella sizes: 3, 5, 7, 9 & 11; Inset & Recessed patella sizes: 26, 28, 30 and 32mm | 309143 211463 211481 |  | March 2020 | Group Benefit Change
12 - Knee | 12.08 - PATELLAR COMPONENT | 12.08.01 - Cemented, All Polyethylene |  |  | SK419 | 385 | Stryker Australia Pty Ltd | Triathlon Knee System Patella Component | Patella Component, Cemented, Asymmetric & Symmetric , (X3) UHMWPE | Asymmetric - Width: M/L 33-44mm & S/I 29-40mm Thickness: 9mm - 11mm Symmetric - Width: 27-39mm Thickness: 8mm - 11mm | 212701 212702 |  | July 2022 | Group Benefit Change
13 - Spinal | 13.12 - Vertebral Body Replacement | 13.12.04 - Mesh, End Plate |  |  | SK424 | 1069 | Stryker Australia Pty Ltd | VBOSS / VLIFT | End cap | Sizes 10 to 25mm | 315105 |  | November 2020 | Group Benefit Change
06 - Specialist Orthopaedic | 06.03 - SKELETAL RECONSTRUCTION | 06.03.01 - Intramedullary Nails | 06.03.01.07 - Arthrodesis ankle |  | SK450 | 3581 | Stryker Australia Pty Ltd | T2 Ankle Arthrodesis Nail | T2 Ankle Arthrodesis Type II Anodized Titanium Alloy (Ti6A14V) | 10, 11, 12mm Diameters & 150,200 & 300mm Lengths | 139633 16221 |  | May 2018 | Group Benefit Change
06 - Specialist Orthopaedic | 06.03 - SKELETAL RECONSTRUCTION | 06.03.04 - Screws | 06.03.04.02 - Small (2.71mm – 4.49mm) |  | SK452 | 54 | Stryker Australia Pty Ltd | Stryker Plating System | Non-Locking Bone Screws (Small) | 2.7mm - 4.5mm Diameter 8mm - 150mm Length | 119660 340042 352530 |  | July 2022 | Group Benefit Change
06 - Specialist Orthopaedic | 06.03 - SKELETAL RECONSTRUCTION | 06.03.11 - External Fixateurs | 06.03.11.14 - Frame Component - Pins |  | SK483 | 134 | Stryker Australia Pty Ltd | HA Apex Pins | HA coated bone screw | 4-6mm diameters, various lengths. | 139621 |  | May 2018 | Group Benefit Change
06 - Specialist Orthopaedic | 06.03 - SKELETAL RECONSTRUCTION | 06.03.11 - External Fixateurs | 06.03.11.12 - Frame Component - Coupling Device |  | SK485 | 641 | Stryker Australia Pty Ltd | Hoffmann Xpress - Universal Pin Clamp | Hoffmann Xpress External Fixation Device - Adapted to fit the needs of medically trained staff of such occupations as the Armed Forces | One size to fit the Rod to Rod | 112434 |  | May 2018 | Group Benefit Change
06 - Specialist Orthopaedic | 06.03 - SKELETAL RECONSTRUCTION | 06.03.11 - External Fixateurs | 06.03.11.12 - Frame Component - Coupling Device |  | SK487 | 641 | Stryker Australia Pty Ltd | Hoffmann Xpress - 5 Pin Clamp Posts | Hoffmann Xpress External Fixation Device - adapted to fit needs of medically trained staff of such occupations as the Armed Forces | 2 categories, a 1 post clamp and a 2 post clamp | 112434 |  | May 2018 | Group Benefit Change
06 - Specialist Orthopaedic | 06.03 - SKELETAL RECONSTRUCTION | 06.03.02 - Intramedullary Nail Accessories | 06.03.02.01 - Intramedullary nail lag screw | Com | SK490 | 442 | Stryker Australia Pty Ltd | Gamma | U-Blade Lag Screw Set | Dia. 10.5mm, 70-130mm | 139625 |  | May 2018 | Group Benefit Change
04 - Neurosurgical | 04.02 - DURA DEFECT REPAIR | 04.02.04 - Repair, Graft, Extra Large (>100cm²) |  | Biological | SK494 | 1593 | Stryker Australia Pty Ltd | DuraMatrix | Resorbable Collagen Dura Substitute Membrane | 4" x 5" (10cm x 12.5cm), 5” x 7” (12.5cm x 17.5cm) | 154606 159826 367947 367948 | The PL benefit is limited to use of the device for procedures related to dura defect repair in spinal and neurosurgical procedures only. | November 2022 | Group Benefit Change
04 - Neurosurgical | 04.02 - DURA DEFECT REPAIR | 04.02.03 - Repair, Graft, Large (>50 to 100cm²) |  | Biological | SK495 | 944 | Stryker Australia Pty Ltd | Dura Matrix | Resorbable Collagen Dura Substitute Membrane | 3" x 3" (7.5cm x 7.5cm) | 154606 367947 367948 |  | March 2022 | Group Benefit Change
06 - Specialist Orthopaedic | 06.03 - SKELETAL RECONSTRUCTION | 06.03.03 - Plates | 06.03.03.26 - Periarticular anatomic - Ulna ≥ 7 to ≤ 15 holes | VAL | SK499 | 1248 | Stryker Australia Pty Ltd | Stryker Locking Plate system | Variable angle locking plate for olecranon fractures | 7-15 Hole | 119848 |  | May 2018 | Group Benefit Change
11 - Hip | 11.03 - ACETABULAR COMPONENTS | 11.03.03 - Shells, Uncemented, HA | 11.03.03.04 - Plasma |  | SK500 | 2080 | Stryker Australia Pty Ltd | Restoration ADM Cup (Anatomic Dual Mobility) Cup | Chobalt-Chome; HA Coated; Anatomic Dual Mobility Cup | 48-64mm | 205438 |  | July 2020 | Group Benefit Change
07 - Plastic and Reconstructive | 07.01 - CRANIOMAXILLOFACIAL RECONSTRUCTION & FIXATION | 07.01.04 - Non-mesh |  |  | SK515 | 161 | Stryker Australia Pty Ltd | Nasal Sheet (Strut). | Nasal Sheet (Strut). Model 9536 | Nasal Sheet (Strut): 40 x 9 x 1.1mm | 257016 |  | July 2020 | Group Benefit Change
06 - Specialist Orthopaedic | 06.03 - SKELETAL RECONSTRUCTION | 06.03.04 - Screws | 06.03.04.04 - Micro (≤ 2.0mm) |  | SK526 | 49 | Stryker Australia Pty Ltd | Stryker Locking Plate System | Locking Screws | 1.2-2.0mm diameter | 352530 352531 |  | March 2023 | Group Benefit Change
06 - Specialist Orthopaedic | 06.03 - SKELETAL RECONSTRUCTION | 06.03.04 - Screws | 06.03.04.03 - Mini (2.01 – 2.7 mm) |  | SK527 | 64 | Stryker Australia Pty Ltd | Stryker Locking Plate System | Locking Screws | 2.01-2.7mm | 119660 124318 258002 340043 340044 200615 352531 |  | March 2023 | Group Benefit Change
06 - Specialist Orthopaedic | 06.03 - SKELETAL RECONSTRUCTION | 06.03.04 - Screws | 06.03.04.02 - Small (2.71mm – 4.49mm) | CN | SK528 | 180 | Stryker Australia Pty Ltd | 'Stryker Cannulated Screw System | Asnis III Cannulated screws | 4.0mm | 119660 155633 340042 |  | July 2022 | Group Benefit Change
06 - Specialist Orthopaedic | 06.03 - SKELETAL RECONSTRUCTION | 06.03.03 - Plates | 06.03.03.38 - Periarticular anatomic - Tibia ≤ 6 holes |  | SK530 | 980 | Stryker Australia Pty Ltd | Stryker Plating System. | T-Plate, pre-shaped | 5-6 hole | 139635 |  | July 2022 | Group Benefit Change
06 - Specialist Orthopaedic | 06.03 - SKELETAL RECONSTRUCTION | 06.03.03 - Plates | 06.03.03.01 - Standard (screw size ≥4.5mm)(including blade) ≤ 6 holes | LK | SK532 | 445 | Stryker Australia Pty Ltd | Stryker Plating System | Locking Compression Anatomical Shape | 2-6 hole | 119848 139635 269713 295226 |  | July 2022 | Group Benefit Change
06 - Specialist Orthopaedic | 06.03 - SKELETAL RECONSTRUCTION | 06.03.03 - Plates | 06.03.03.02 - Standard (screw size ≥4.5mm)(including blade) ≥ 7 to ≤ 15 holes | LK | SK533 | 615 | Stryker Australia Pty Ltd | Stryker Plating System | Locking Compression Anatomical Shape | 7-15 hole | 119848 139635 269713 295226 |  | July 2022 | Group Benefit Change
06 - Specialist Orthopaedic | 06.03 - SKELETAL RECONSTRUCTION | 06.03.03 - Plates | 06.03.03.03 - Standard (screw size ≥4.5mm)(including blade) ≥ 16 holes | LK | SK534 | 816 | Stryker Australia Pty Ltd | Stryker Plating System | Locking Compression Anatomical Shape | 16-22 hole | 119848 139635 237797 295226 |  | July 2022 | Group Benefit Change
06 - Specialist Orthopaedic | 06.03 - SKELETAL RECONSTRUCTION | 06.03.03 - Plates | 06.03.03.01 - Standard (screw size ≥4.5mm)(including blade) ≤ 6 holes | LK | SK535 | 445 | Stryker Australia Pty Ltd | Stryker Plating System | Locking Reconstruction Plates | 5.0mm, 4-6 hole | 139635 |  | July 2022 | Group Benefit Change
06 - Specialist Orthopaedic | 06.03 - SKELETAL RECONSTRUCTION | 06.03.03 - Plates | 06.03.03.02 - Standard (screw size ≥4.5mm)(including blade) ≥ 7 to ≤ 15 holes | LK | SK536 | 615 | Stryker Australia Pty Ltd | Stryker Plating System | Locking Reconstruction Plates | 5.0mm, 8-14 hole | 139635 |  | July 2022 | Group Benefit Change
06 - Specialist Orthopaedic | 06.03 - SKELETAL RECONSTRUCTION | 06.03.03 - Plates | 06.03.03.03 - Standard (screw size ≥4.5mm)(including blade) ≥ 16 holes | LK | SK537 | 816 | Stryker Australia Pty Ltd | Stryker Plating System | Locking Reconstruction Plates | 5.0mm, 16-22 hole | 139635 |  | July 2022 | Group Benefit Change
06 - Specialist Orthopaedic | 06.03 - SKELETAL RECONSTRUCTION | 06.03.03 - Plates | 06.03.03.04 - Small (screw size 2.71mm – 4.49mm)(including blade) ≤ 6 holes | LK | SK538 | 305 | Stryker Australia Pty Ltd | Stryker Plating System | Locking Compression Anatomical Shape | 2-6 hole | 119848 269713 |  | July 2022 | Group Benefit Change
06 - Specialist Orthopaedic | 06.03 - SKELETAL RECONSTRUCTION | 06.03.03 - Plates | 06.03.03.05 - Small (screw size 2.71mm – 4.49mm)(including blade) ≥ 7 to ≤ 15 holes | LK | SK539 | 313 | Stryker Australia Pty Ltd | Stryker Plating System | Locking Compression Anatomical Shape | 7-14 hole | 269713 |  | July 2022 | Group Benefit Change
06 - Specialist Orthopaedic | 06.03 - SKELETAL RECONSTRUCTION | 06.03.03 - Plates | 06.03.03.04 - Small (screw size 2.71mm – 4.49mm)(including blade) ≤ 6 holes | LK | SK540 | 305 | Stryker Australia Pty Ltd | Stryker Plating System | Locking Reconstruction Plates | 4.0mm, 4-6 hole | 119848 |  | May 2018 | Group Benefit Change
06 - Specialist Orthopaedic | 06.03 - SKELETAL RECONSTRUCTION | 06.03.03 - Plates | 06.03.03.05 - Small (screw size 2.71mm – 4.49mm)(including blade) ≥ 7 to ≤ 15 holes | LK | SK541 | 313 | Stryker Australia Pty Ltd | Stryker Plating System | Locking Reconstruction Plates | 4.0mm, 7-14 hole | 119848 |  | May 2018 | Group Benefit Change
06 - Specialist Orthopaedic | 06.03 - SKELETAL RECONSTRUCTION | 06.03.03 - Plates | 06.03.03.04 - Small (screw size 2.71mm – 4.49mm)(including blade) ≤ 6 holes | LK | SK542 | 305 | Stryker Australia Pty Ltd | Stryker Plating System | Locking One Third Tubular Plates | 3.0mm, 2-6 hole | 119848 139635 269713 |  | July 2022 | Group Benefit Change
06 - Specialist Orthopaedic | 06.03 - SKELETAL RECONSTRUCTION | 06.03.03 - Plates | 06.03.03.05 - Small (screw size 2.71mm – 4.49mm)(including blade) ≥ 7 to ≤ 15 holes | LK | SK543 | 313 | Stryker Australia Pty Ltd | Stryker Plating System | Locking One Third Tubular Plates | 3.0mm, 7-14 hole | 119848 |  | May 2018 | Group Benefit Change
06 - Specialist Orthopaedic | 06.03 - SKELETAL RECONSTRUCTION | 06.03.03 - Plates | 06.03.03.03 - Standard (screw size ≥4.5mm)(including blade) ≥ 16 holes |  | SK545 | 425 | Stryker Australia Pty Ltd | Stryker Plating System Basic Fragment Set | 4.5mm Reconstruction Plate | 16-22 hole | 119848 139635 |  | July 2022 | Group Benefit Change
06 - Specialist Orthopaedic | 06.03 - SKELETAL RECONSTRUCTION | 06.03.03 - Plates | 06.03.03.04 - Small (screw size 2.71mm – 4.49mm)(including blade) ≤ 6 holes | Com | SK546 | 305 | Stryker Australia Pty Ltd | Stryker Plating System | T-Plates, pre-shaped | 2-6 holes | 119848 269713 |  | July 2022 | Group Benefit Change
06 - Specialist Orthopaedic | 06.03 - SKELETAL RECONSTRUCTION | 06.03.03 - Plates | 06.03.03.05 - Small (screw size 2.71mm – 4.49mm)(including blade) ≥ 7 to ≤ 15 holes | Com | SK547 | 349 | Stryker Australia Pty Ltd | Stryker Plating System | T-Plates, pre-shaped | 7-13 hole | 119848 269713 295226 |  | July 2022 | Group Benefit Change
06 - Specialist Orthopaedic | 06.03 - SKELETAL RECONSTRUCTION | 06.03.03 - Plates | 06.03.03.04 - Small (screw size 2.71mm – 4.49mm)(including blade) ≤ 6 holes |  | SK548 | 150 | Stryker Australia Pty Ltd | Stryker Plating System Small Fragment Set | 3.5mm Reconstruction Plate | 4-6 hole | 119848 295226 |  | July 2022 | Group Benefit Change
06 - Specialist Orthopaedic | 06.03 - SKELETAL RECONSTRUCTION | 06.03.03 - Plates | 06.03.03.05 - Small (screw size 2.71mm – 4.49mm)(including blade) ≥ 7 to ≤ 15 holes |  | SK549 | 154 | Stryker Australia Pty Ltd | Stryker Plating System Small Fragment Set | 3.5mm Reconstruction Plate | 7-14 hole | 119848 295226 |  | July 2022 | Group Benefit Change
06 - Specialist Orthopaedic | 06.03 - SKELETAL RECONSTRUCTION | 06.03.03 - Plates | 06.03.03.06 - Small (screw size 2.71mm – 4.49mm)(including blade) ≥ 16 holes |  | SK550 | 592 | Stryker Australia Pty Ltd | Stryker Plating System Small Fragment Set | 3.5mm Reconstruction Plate | 16-22 hole | 119848 |  | May 2018 | Group Benefit Change
06 - Specialist Orthopaedic | 06.03 - SKELETAL RECONSTRUCTION | 06.03.03 - Plates | 06.03.03.10 - Dynamic - Hip ≤ 6 holes | Com, LK | SK551 | 368 | Stryker Australia Pty Ltd | Omega3 Compression Hip Screw System | Omega3 Locking Plate | 2-6 hole | 139622 |  | May 2018 | Group Benefit Change
06 - Specialist Orthopaedic | 06.03 - SKELETAL RECONSTRUCTION | 06.03.03 - Plates | 06.03.03.11 - Dynamic - Hip ≥ 7 to ≤ 15 holes |  | SK552 | 550 | Stryker Australia Pty Ltd | Omega3 Compression Hip Screw System | Omega3 Locking Plate | 7-14 hole | 139622 |  | May 2018 | Group Benefit Change
06 - Specialist Orthopaedic | 06.03 - SKELETAL RECONSTRUCTION | 06.03.03 - Plates | 06.03.03.33 - Periarticular anatomic - Femur ≥ 7 to ≤ 15 holes | LK | SK557 | 1215 | Stryker Australia Pty Ltd | Stryker Plating System | Femur Anatomical Locking Plates | 12-14 hole | 119848 269713 |  | July 2022 | Group Benefit Change
06 - Specialist Orthopaedic | 06.03 - SKELETAL RECONSTRUCTION | 06.03.03 - Plates | 06.03.03.34 - Periarticular anatomic - Femur ≥ 16 holes | LK | SK558 | 1618 | Stryker Australia Pty Ltd | Stryker Plating System | Femur Anatomical Locking Plates | 16-24 hole | 119848 139635 269713 |  | July 2022 | Group Benefit Change
06 - Specialist Orthopaedic | 06.03 - SKELETAL RECONSTRUCTION | 06.03.03 - Plates | 06.03.03.40 - Periarticular anatomic - Tibia ≥ 16 holes | VAL | SK560 | 1637 | Stryker Australia Pty Ltd | Stryker Plating System | Distal Tibia Anatomical Locking Plates | 16-23 hole | 119848 |  | May 2018 | Group Benefit Change
06 - Specialist Orthopaedic | 06.03 - SKELETAL RECONSTRUCTION | 06.03.03 - Plates | 06.03.03.40 - Periarticular anatomic - Tibia ≥ 16 holes | LK | SK562 | 1338 | Stryker Australia Pty Ltd | Stryker Plating System | Tibial Anatomical Locking Plates | 16-31 hole | 119848 139635 269713 |  | July 2022 | Group Benefit Change
06 - Specialist Orthopaedic | 06.03 - SKELETAL RECONSTRUCTION | 06.03.04 - Screws | 06.03.04.02 - Small (2.71mm – 4.49mm) | LK | SK563 | 111 | Stryker Australia Pty Ltd | Stryker Plating System | SPS Locking Plate System | Locking screws 3-4mm | 119660 139635 |  | July 2022 | Group Benefit Change
06 - Specialist Orthopaedic | 06.03 - SKELETAL RECONSTRUCTION | 06.03.04 - Screws | 06.03.04.06 - Screw Washers |  | SK565 | 59 | Stryker Australia Pty Ltd | Stryker Plating System | Washers | 7-13mm | 119849 269713 |  | July 2022 | Group Benefit Change
06 - Specialist Orthopaedic | 06.03 - SKELETAL RECONSTRUCTION | 06.03.11 - External Fixateurs | 06.03.11.04 - Frame Component - Monoplanar, Body | CDD | SK567 | 2410 | Stryker Australia Pty Ltd | Monotube External Fixation System | Anodized metal alloy, dynamic tube blue | 20mm | 112434 |  | May 2018 | Group Benefit Change
06 - Specialist Orthopaedic | 06.03 - SKELETAL RECONSTRUCTION | 06.03.11 - External Fixateurs | 06.03.11.04 - Frame Component - Monoplanar, Body | CDD | SK568 | 2410 | Stryker Australia Pty Ltd | Hoffmann II MRI System | Anodized metal alloy, dynamic tube, MRI | 15/20mm | 112434 |  | May 2018 | Group Benefit Change
06 - Specialist Orthopaedic | 06.03 - SKELETAL RECONSTRUCTION | 06.03.03 - Plates | 06.03.03.20 - Periarticular anatomic - Humerus ≥ 7 to ≤ 15 holes | VAL | SK569 | 1513 | Stryker Australia Pty Ltd | Stryker Plating System | Stryker locked plating system | 7-15 Holes | 119848 139635 |  | July 2022 | Group Benefit Change
06 - Specialist Orthopaedic | 06.03 - SKELETAL RECONSTRUCTION | 06.03.03 - Plates | 06.03.03.22 - Periarticular anatomic - Radius ≤ 6 holes | VAL | SK571 | 1372 | Stryker Australia Pty Ltd | Universal Distal Radius System | SMARTLock Column Locking Plates | 4-6 Hole | 124319 |  | May 2018 | Group Benefit Change
06 - Specialist Orthopaedic | 06.03 - SKELETAL RECONSTRUCTION | 06.03.03 - Plates | 06.03.03.23 - Periarticular anatomic - Radius ≥ 7 to ≤ 15 holes | VAL | SK572 | 1239 | Stryker Australia Pty Ltd | Universal Distal Radius System | SMARTLock Column Locking Plates | 7 hole | 124319 |  | May 2018 | Group Benefit Change
06 - Specialist Orthopaedic | 06.03 - SKELETAL RECONSTRUCTION | 06.03.03 - Plates | 06.03.03.23 - Periarticular anatomic - Radius ≥ 7 to ≤ 15 holes | VAL | SK573 | 1239 | Stryker Australia Pty Ltd | Universal Distal Radius System | Universal SMARTLock Locking plates | 9-15 Hole | 119848 |  | November 2022 | Group Benefit Change
06 - Specialist Orthopaedic | 06.03 - SKELETAL RECONSTRUCTION | 06.03.03 - Plates | 06.03.03.24 - Periarticular anatomic - Radius ≥ 16 holes | VAL | SK574 | 1525 | Stryker Australia Pty Ltd | Universal Distal Radius System | Universal SMARTLock Locking Plates | 17 Hole | 124319 |  | May 2018 | Group Benefit Change
06 - Specialist Orthopaedic | 06.03 - SKELETAL RECONSTRUCTION | 06.03.03 - Plates | 06.03.03.24 - Periarticular anatomic - Radius ≥ 16 holes | VAL | SK576 | 1525 | Stryker Australia Pty Ltd | VariAx Plate | Volar Plate, Polyaxial Locking | 16-22 Hole | 124319 |  | May 2018 | Group Benefit Change
06 - Specialist Orthopaedic | 06.03 - SKELETAL RECONSTRUCTION | 06.03.03 - Plates | 06.03.03.29 - Periarticular anatomic - Pelvis ≤ 6 holes |  | SK577 | 685 | Stryker Australia Pty Ltd | Stryker Plating System | Matta Pelvic Plates | 2-6 Holes | 119848 |  | July 2022 | Group Benefit Change
06 - Specialist Orthopaedic | 06.03 - SKELETAL RECONSTRUCTION | 06.03.03 - Plates | 06.03.03.30 - Periarticular anatomic - Pelvis ≥ 7 to ≤ 15 holes |  | SK578 | 727 | Stryker Australia Pty Ltd | Stryker Plating System | Matta Pelvic Plates | 7-15 Holes | 119848 |  | July 2022 | Group Benefit Change
06 - Specialist Orthopaedic | 06.03 - SKELETAL RECONSTRUCTION | 06.03.03 - Plates | 06.03.03.35 - Periarticular anatomic - Fibula ≤ 6 holes | VAL | SK580 | 1421 | Stryker Australia Pty Ltd | Stryker Locked Plate system | Periarticular variable angle locking plate - fibula | 1-6 Holes | 119848 139635 |  | July 2022 | Group Benefit Change
06 - Specialist Orthopaedic | 06.03 - SKELETAL RECONSTRUCTION | 06.03.03 - Plates | 06.03.03.36 - Periarticular anatomic - Fibula ≥ 7 to ≤ 15 holes | VAL | SK581 | 1331 | Stryker Australia Pty Ltd | Stryker Locked Plate System | Periartiicular variable angle locking plate - fibula | 7-15 holes | 139635 |  | November 2022 | Group Benefit Change
07 - Plastic and Reconstructive | 07.01 - CRANIOMAXILLOFACIAL RECONSTRUCTION & FIXATION | 07.01.01 - Mesh - Metal | 07.01.01.05 - 0.2-0.49mm thick, 51-200cm² |  | SK582 | 1235 | Stryker Australia Pty Ltd | Stryker Leibinger Plating System | Craniofacial Titanium Mesh System | 0.2 - 0.49mm thick, 51 - 200cm² | 295882 |  | July 2021 | Group Benefit Change
06 - Specialist Orthopaedic | 06.03 - SKELETAL RECONSTRUCTION | 06.03.03 - Plates | 06.03.03.07 - Mini (screw size ≤2.7mm)(including blade) ≤ 6 holes | Com | SK591 | 753 | Stryker Australia Pty Ltd | Diamond Plate/Carpal Button | Carpal Fusion Plate | Large, Small | 155633 |  | July 2022 | Group Benefit Change
06 - Specialist Orthopaedic | 06.03 - SKELETAL RECONSTRUCTION | 06.03.11 - External Fixateurs | 06.03.11.02 - Frame Complete - Monoplanar & Modular Frames | Mini | SK612 | 1551 | Stryker Australia Pty Ltd | MiniFix | Finger Mini Fixator System | One size | 141004 |  | May 2018 | Group Benefit Change
06 - Specialist Orthopaedic | 06.03 - SKELETAL RECONSTRUCTION | 06.03.11 - External Fixateurs | 06.03.11.02 - Frame Complete - Monoplanar & Modular Frames | Small | SK613 | 1534 | Stryker Australia Pty Ltd | RadioFix | Radio Fixator System | One size | 141004 |  | May 2018 | Group Benefit Change
06 - Specialist Orthopaedic | 06.03 - SKELETAL RECONSTRUCTION | 06.03.11 - External Fixateurs | 06.03.11.02 - Frame Complete - Monoplanar & Modular Frames | Small | SK615 | 1534 | Stryker Australia Pty Ltd | Wrist Fixator PFII | Wrist Fixator System | One size | 141004 |  | May 2018 | Group Benefit Change
06 - Specialist Orthopaedic | 06.03 - SKELETAL RECONSTRUCTION | 06.03.11 - External Fixateurs | 06.03.11.02 - Frame Complete - Monoplanar & Modular Frames | Small | SK616 | 1534 | Stryker Australia Pty Ltd | Poing Fix | Wrist Fixator System | One size | 141004 |  | May 2018 | Group Benefit Change
06 - Specialist Orthopaedic | 06.03 - SKELETAL RECONSTRUCTION | 06.03.11 - External Fixateurs | 06.03.11.02 - Frame Complete - Monoplanar & Modular Frames | Mini | SK617 | 1551 | Stryker Australia Pty Ltd | MicroFix | Finger Mini Fixator System | one size | 252452 |  | May 2018 | Group Benefit Change
06 - Specialist Orthopaedic | 06.03 - SKELETAL RECONSTRUCTION | 06.03.04 - Screws | 06.03.04.03 - Mini (2.01 – 2.7 mm) |  | SK618 | 64 | Stryker Australia Pty Ltd | Percufix | Titanium | Diameter: 2-2.5mm, Length 22-40mm | 252452 |  | May 2018 | Group Benefit Change
06 - Specialist Orthopaedic | 06.03 - SKELETAL RECONSTRUCTION | 06.03.04 - Screws | 06.03.04.03 - Mini (2.01 – 2.7 mm) | CN,DT | SK620 | 348 | Stryker Australia Pty Ltd | AutoFIX | The SBi AutoFIX Twin Pitch Cannulated Compression Screw System implants are indicated in the treatment of fractures, nonunions, pseudarthrosis and degenerative changes, as well as corrective osteotomies geared towards a functionally stable osteosynthesis | 2.0mm and 2.5mm Cannulated Compression Screw | 119660 |  | November 2022 | Group Benefit Change
06 - Specialist Orthopaedic | 06.03 - SKELETAL RECONSTRUCTION | 06.03.05 - Surgical Accessories | 06.03.05.02 - Pins |  | SK622 | 22 | Stryker Australia Pty Ltd | SBi K-Wire | K-Wire | 1.6mm | 155633 |  | November 2022 | Group Benefit Change
06 - Specialist Orthopaedic | 06.03 - SKELETAL RECONSTRUCTION | 06.03.04 - Screws | 06.03.04.02 - Small (2.71mm – 4.49mm) | LK | SK630 | 111 | Stryker Australia Pty Ltd | SBi Locking Screws | Titanium Cortical Locking Self-tapping screws | 2.7mm Cortical Locking, Self-tapping 10 - 30mm 3.5mm Cortical, Locking, Self tapping 8 -20mm | 167057 |  | May 2018 | Group Benefit Change
06 - Specialist Orthopaedic | 06.03 - SKELETAL RECONSTRUCTION | 06.03.04 - Screws | 06.03.04.02 - Small (2.71mm – 4.49mm) |  | SK631 | 54 | Stryker Australia Pty Ltd | Sbi Non-Locking Screws | Titanium Cortical Non-Locking Self tapping screws | 2.7mm Cortical, Non Locking, Self-tapping 10 -30mm 2.7mm Lag, Non Locking, self tapping 10 -30mm 3.5mm Cortical, Non Locking,Self tapping 8 -20mm | 167057 |  | May 2018 | Group Benefit Change
06 - Specialist Orthopaedic | 06.03 - SKELETAL RECONSTRUCTION | 06.03.03 - Plates | 06.03.03.23 - Periarticular anatomic - Radius ≥ 7 to ≤ 15 holes | VAL | SK632 | 1239 | Stryker Australia Pty Ltd | VariAx Volar plates | Volar Plate Polyaxial Locking | Radius 7-15 holes | 119848 155633 |  | July 2022 | Group Benefit Change
06 - Specialist Orthopaedic | 06.03 - SKELETAL RECONSTRUCTION | 06.03.04 - Screws | 06.03.04.04 - Micro (≤ 2.0mm) |  | SL006 | 49 | Smith & Nephew Pty Ltd | TC-100 | Cortical Screws | ≤2.0mm | 104369 |  | May 2018 | Group Benefit Change
06 - Specialist Orthopaedic | 06.03 - SKELETAL RECONSTRUCTION | 06.03.04 - Screws | 06.03.04.06 - Screw Washers |  | SL007 | 59 | Smith & Nephew Pty Ltd | Universal Washers | Screw Washers | All sizes | 120321 108428 368492 |  | November 2021 | Group Benefit Change
06 - Specialist Orthopaedic | 06.03 - SKELETAL RECONSTRUCTION | 06.03.11 - External Fixateurs | 06.03.11.14 - Frame Component - Pins |  | SL010 | 134 | Smith & Nephew Pty Ltd | Smith & Nephew Ex-Fix | Frame Component - pins | All sizes | 109512 118355 131082 157919 99767 |  | May 2018 | Group Benefit Change
06 - Specialist Orthopaedic | 06.03 - SKELETAL RECONSTRUCTION | 06.03.04 - Screws | 06.03.04.02 - Small (2.71mm – 4.49mm) |  | SL011 | 54 | Smith & Nephew Pty Ltd | TC-100 | Cortical and Cancellous Screws | 2.71mm-4.49mm | 104369 |  | May 2018 | Group Benefit Change
06 - Specialist Orthopaedic | 06.03 - SKELETAL RECONSTRUCTION | 06.03.04 - Screws | 06.03.04.02 - Small (2.71mm – 4.49mm) |  | SL012 | 54 | Smith & Nephew Pty Ltd | Peri-Loc and Peri-Loc VLP | Cortical and Osteopenia Screws | 2.71mm-4.49mm | 104369 |  | May 2018 | Group Benefit Change
06 - Specialist Orthopaedic | 06.03 - SKELETAL RECONSTRUCTION | 06.03.04 - Screws | 06.03.04.01 - Standard ( ≥4.5mm) |  | SL013 | 57 | Smith & Nephew Pty Ltd | TC-100 | Cortical & Cancellous Screws | ≥4.5mm | 104369 |  | May 2018 | Group Benefit Change
06 - Specialist Orthopaedic | 06.03 - SKELETAL RECONSTRUCTION | 06.03.04 - Screws | 06.03.04.01 - Standard ( ≥4.5mm) |  | SL014 | 57 | Smith & Nephew Pty Ltd | Peri-Loc & Peri-Loc VLP | Cortical & Osteopenia Screws | ≥4.5mm | 104369 |  | May 2018 | Group Benefit Change
06 - Specialist Orthopaedic | 06.03 - SKELETAL RECONSTRUCTION | 06.03.11 - External Fixateurs | 06.03.11.04 - Frame Component - Monoplanar, Body |  | SL018 | 965 | Smith & Nephew Pty Ltd | Modular Rail System | Rail | Standard; small; small short | 97612 |  | May 2018 | Group Benefit Change
06 - Specialist Orthopaedic | 06.03 - SKELETAL RECONSTRUCTION | 06.03.11 - External Fixateurs | 06.03.11.07 - Frame Component - Partial Circular Ring |  | SL019 | 978 | Smith & Nephew Pty Ltd | Modular Rail System | Rail Arc | Various | 97612 |  | May 2018 | Group Benefit Change
06 - Specialist Orthopaedic | 06.03 - SKELETAL RECONSTRUCTION | 06.03.11 - External Fixateurs | 06.03.11.12 - Frame Component - Coupling Device |  | SL020 | 641 | Smith & Nephew Pty Ltd | Modular Rail System | Caps, clamps (upper, lower & stacked) & hinges, clamp connectors | Various | 97612 |  | May 2018 | Group Benefit Change
06 - Specialist Orthopaedic | 06.03 - SKELETAL RECONSTRUCTION | 06.03.11 - External Fixateurs | 06.03.11.03 - Frame Component - Monoplanar, Clamp |  | SL021 | 1133 | Smith & Nephew Pty Ltd | Modular Rail System | Monoplanar Clamp | 50mm - 100mm | 97612 |  | May 2018 | Group Benefit Change
06 - Specialist Orthopaedic | 06.03 - SKELETAL RECONSTRUCTION | 06.03.11 - External Fixateurs | 06.03.11.12 - Frame Component - Coupling Device |  | SL022 | 641 | Smith & Nephew Pty Ltd | Modular Rail System | Angle Clamps | Various | 97612 |  | May 2018 | Group Benefit Change
06 - Specialist Orthopaedic | 06.03 - SKELETAL RECONSTRUCTION | 06.03.11 - External Fixateurs | 06.03.11.11 - Frame Component - Circular Frame, Nuts & Spacers |  | SL023 | 38 | Smith & Nephew Pty Ltd | Modular Rail System | Rail Accessories | Various | 97612 |  | May 2018 | Group Benefit Change
06 - Specialist Orthopaedic | 06.03 - SKELETAL RECONSTRUCTION | 06.03.03 - Plates | 06.03.03.23 - Periarticular anatomic - Radius ≥ 7 to ≤ 15 holes | VAL | SL027 | 1239 | Smith & Nephew Pty Ltd | D-RAD SMART PACK | D-RAD SMART PACK Plate Kit | Standard, Wide | 104369 214894 |  | May 2018 | Group Benefit Change
06 - Specialist Orthopaedic | 06.03 - SKELETAL RECONSTRUCTION | 06.03.04 - Screws | 06.03.04.03 - Mini (2.01 – 2.7 mm) |  | SL028 | 64 | Smith & Nephew Pty Ltd | D-RAD SMART PACK | Cortical screws | 2.01 mm - 2.7 mm | 104369 |  | July 2021 | Group Benefit Change
06 - Specialist Orthopaedic | 06.03 - SKELETAL RECONSTRUCTION | 06.03.04 - Screws | 06.03.04.03 - Mini (2.01 – 2.7 mm) | LK | SL030 | 109 | Smith & Nephew Pty Ltd | D-RAD SMART PACK | VAL Locking screws 2.01mm - 2.7mm | 2.01mm - 2.7mm | 104369 |  | May 2018 | Group Benefit Change
06 - Specialist Orthopaedic | 06.03 - SKELETAL RECONSTRUCTION | 06.03.03 - Plates | 06.03.03.08 - Mini (screw size ≤2.7mm)(including blade) ≥ 7 to ≤ 15 holes | VAL | SL032 | 828 | Smith & Nephew Pty Ltd | VLP | VAL mini plates | Mini Plates ≤2.7mm | 108428 |  | May 2018 | Group Benefit Change
06 - Specialist Orthopaedic | 06.03 - SKELETAL RECONSTRUCTION | 06.03.03 - Plates | 06.03.03.07 - Mini (screw size ≤2.7mm)(including blade) ≤ 6 holes | Com, VAL | SL035 | 1120 | Smith & Nephew Pty Ltd | VLP | VAL mini plates | Mini Plates ≤2.7mm | 108428 |  | May 2018 | Group Benefit Change
06 - Specialist Orthopaedic | 06.03 - SKELETAL RECONSTRUCTION | 06.03.04 - Screws | 06.03.04.04 - Micro (≤ 2.0mm) |  | SL036 | 49 | Smith & Nephew Pty Ltd | VLP | Cortical Screws | Micro Screws ≤ 2.0mm | 104369 |  | May 2018 | Group Benefit Change
06 - Specialist Orthopaedic | 06.03 - SKELETAL RECONSTRUCTION | 06.03.04 - Screws | 06.03.04.04 - Micro (≤ 2.0mm) | LK | SL037 | 106 | Smith & Nephew Pty Ltd | VLP | VAL Locking screws | Micro Screws ≤ 2.0mm | 104369 |  | May 2018 | Group Benefit Change
06 - Specialist Orthopaedic | 06.03 - SKELETAL RECONSTRUCTION | 06.03.03 - Plates | 06.03.03.07 - Mini (screw size ≤2.7mm)(including blade) ≤ 6 holes |  | SL038 | 469 | Smith & Nephew Pty Ltd | VLP EVOS | VAL mini plates - Hand | Mini Plates ≤2.7mm | 108428 |  | May 2018 | Group Benefit Change
06 - Specialist Orthopaedic | 06.03 - SKELETAL RECONSTRUCTION | 06.03.03 - Plates | 06.03.03.07 - Mini (screw size ≤2.7mm)(including blade) ≤ 6 holes | VAL | SL039 | 973 | Smith & Nephew Pty Ltd | VLP EVOS | Mini Plates Straight | ≤ 6 holes | 108428 |  | May 2018 | Group Benefit Change
06 - Specialist Orthopaedic | 06.03 - SKELETAL RECONSTRUCTION | 06.03.03 - Plates | 06.03.03.08 - Mini (screw size ≤2.7mm)(including blade) ≥ 7 to ≤ 15 holes | VAL | SL040 | 828 | Smith & Nephew Pty Ltd | VLP EVOS | Mini Plates Straight | ≥7 to ≤15 holes | 108428 |  | May 2018 | Group Benefit Change
06 - Specialist Orthopaedic | 06.03 - SKELETAL RECONSTRUCTION | 06.03.04 - Screws | 06.03.04.03 - Mini (2.01 – 2.7 mm) | LK | SL042 | 109 | Smith & Nephew Pty Ltd | VLP EVOS | VAL Locking Screws | Mini Screws (2.01 – 2.7 mm) | 104369 |  | May 2018 | Group Benefit Change
06 - Specialist Orthopaedic | 06.03 - SKELETAL RECONSTRUCTION | 06.03.04 - Screws | 06.03.04.04 - Micro (≤ 2.0mm) |  | SL043 | 49 | Smith & Nephew Pty Ltd | VLP EVOS | Cortical Screws | Micro (Screw size ≤ 2.0mm) | 104369 |  | May 2018 | Group Benefit Change
06 - Specialist Orthopaedic | 06.03 - SKELETAL RECONSTRUCTION | 06.03.04 - Screws | 06.03.04.04 - Micro (≤ 2.0mm) | LK | SL044 | 106 | Smith & Nephew Pty Ltd | VLP EVOS | VAL Locking Screws | Micro Screws (≤ 2.0mm) | 104369 |  | November 2020 | Group Benefit Change
06 - Specialist Orthopaedic | 06.03 - SKELETAL RECONSTRUCTION | 06.03.04 - Screws | 06.03.04.03 - Mini (2.01 – 2.7 mm) |  | SL045 | 64 | Smith & Nephew Pty Ltd | VLP EVOS | VAL Cortical Screws | Mini Screws (2.01 – 2.7 mm) | 104369 |  | May 2018 | Group Benefit Change
06 - Specialist Orthopaedic | 06.03 - SKELETAL RECONSTRUCTION | 06.03.01 - Intramedullary Nails | 06.03.01.02 - Femoral, Proximal long (≥220mm) |  | SL065 | 1214 | Smith & Nephew Pty Ltd | Trigen | Femoral Nail, Titanium | 9, 10, 11.5 & 13mm diameter | 104370 |  | November 2022 | Group Benefit Change
06 - Specialist Orthopaedic | 06.03 - SKELETAL RECONSTRUCTION | 06.03.03 - Plates | 06.03.03.07 - Mini (screw size ≤2.7mm)(including blade) ≤ 6 holes | VAL | SL068 | 973 | Smith & Nephew Pty Ltd | VLP | VAL mini plates - Hand | Mini Plates ≤2.7mm | 108428 |  | May 2018 | Group Benefit Change
06 - Specialist Orthopaedic | 06.03 - SKELETAL RECONSTRUCTION | 06.03.03 - Plates | 06.03.03.08 - Mini (screw size ≤2.7mm)(including blade) ≥ 7 to ≤ 15 holes | VAL | SL069 | 828 | Smith & Nephew Pty Ltd | VLP | VAL mini plates - Hand | Mini Plates ≤2.7mm | 108428 |  | May 2018 | Group Benefit Change
06 - Specialist Orthopaedic | 06.03 - SKELETAL RECONSTRUCTION | 06.03.03 - Plates | 06.03.03.22 - Periarticular anatomic - Radius ≤ 6 holes | VAL | SL075 | 1372 | Smith & Nephew Pty Ltd | VLP | Distal Radius Plates | ≤ 6 holes | 108428 |  | May 2018 | Group Benefit Change
06 - Specialist Orthopaedic | 06.03 - SKELETAL RECONSTRUCTION | 06.03.03 - Plates | 06.03.03.23 - Periarticular anatomic - Radius ≥ 7 to ≤ 15 holes | VAL | SL076 | 1239 | Smith & Nephew Pty Ltd | VLP | Distal Radius Plates | ≥ 7 to ≤ 15 holes | 108428 |  | May 2018 | Group Benefit Change
06 - Specialist Orthopaedic | 06.03 - SKELETAL RECONSTRUCTION | 06.03.03 - Plates | 06.03.03.32 - Periarticular anatomic - Femur ≤ 6 holes | LK | SL079 | 1200 | Smith & Nephew Pty Ltd | Conquest FN | Anatomic Locking Femur Plate | ≤ 6 holes | 108428 |  | May 2018 | Group Benefit Change
11 - Hip | 11.03 - ACETABULAR COMPONENTS | 11.03.02 - Shells, Uncemented | 11.03.02.02 - Beaded | SCP | SL085 | 1852 | Smith & Nephew Pty Ltd | Reflection | Acetabular Cup, Spiked, Beaded, Titanium Alloy | 40-68 mm | 218205 |  | May 2018 | Group Benefit Change
06 - Specialist Orthopaedic | 06.03 - SKELETAL RECONSTRUCTION | 06.03.03 - Plates | 06.03.03.04 - Small (screw size 2.71mm – 4.49mm)(including blade) ≤ 6 holes | LK | SL086 | 305 | Smith & Nephew Pty Ltd | PERI-LOC | Clavicle plates | ≤ 6 holes | 108428 |  | May 2018 | Group Benefit Change
06 - Specialist Orthopaedic | 06.03 - SKELETAL RECONSTRUCTION | 06.03.03 - Plates | 06.03.03.05 - Small (screw size 2.71mm – 4.49mm)(including blade) ≥ 7 to ≤ 15 holes | LK | SL087 | 313 | Smith & Nephew Pty Ltd | PERI-LOC | Clavicle plates | ≥ 7 to ≤ 15 holes | 108428 |  | May 2018 | Group Benefit Change
06 - Specialist Orthopaedic | 06.03 - SKELETAL RECONSTRUCTION | 06.03.03 - Plates | 06.03.03.17 - Periarticular anatomic - Clavicle plate ≥ 7 to ≤ 15 holes | LK | SL088 | 1357 | Smith & Nephew Pty Ltd | PERI-LOC | Clavicle plates | ≥ 7 to ≤ 15 holes | 108428 |  | May 2018 | Group Benefit Change
06 - Specialist Orthopaedic | 06.03 - SKELETAL RECONSTRUCTION | 06.03.04 - Screws | 06.03.04.02 - Small (2.71mm – 4.49mm) | LK | SL090 | 111 | Smith & Nephew Pty Ltd | Smith & Nephew Plate and Screw System - EVOS | Bone Screws | 2.71mm – 4.49mm | 104369 |  | March 2019 | Group Benefit Change
06 - Specialist Orthopaedic | 06.03 - SKELETAL RECONSTRUCTION | 06.03.04 - Screws | 06.03.04.02 - Small (2.71mm – 4.49mm) |  | SL091 | 54 | Smith & Nephew Pty Ltd | Smith & Nephew Plate and Screw System - EVOS | Bone Screws | 2.71mm – 4.49mm | 104369 |  | May 2018 | Group Benefit Change
11 - Hip | 11.01 - FEMORAL COMPONENTS - PRIMARY AND REVISION | 11.01.03 - Uncemented | 11.01.03.01 - Grit Blast |  | SL092 | 2916 | Smith & Nephew Pty Ltd | REDAPT | Revision stem with standard and high offset options. | 190mm x 12-27mm | 293662 |  | July 2019 | Group Benefit Change
06 - Specialist Orthopaedic | 06.03 - SKELETAL RECONSTRUCTION | 06.03.03 - Plates | 06.03.03.04 - Small (screw size 2.71mm – 4.49mm)(including blade) ≤ 6 holes |  | SL094 | 150 | Smith & Nephew Pty Ltd | Smith & Nephew Plate and Screw System- EVOS | Small Fragment Plate | ≤ 6 holes | 108428 |  | August 2018 | Group Benefit Change
06 - Specialist Orthopaedic | 06.03 - SKELETAL RECONSTRUCTION | 06.03.03 - Plates | 06.03.03.05 - Small (screw size 2.71mm – 4.49mm)(including blade) ≥ 7 to ≤ 15 holes | VAL | SL095 | 641 | Smith & Nephew Pty Ltd | Smith & Nephew Plate and Screw System - EVOS | Small Fragment plate | ≥ 7 to ≤ 15 holes | 108428 |  | August 2018 | Group Benefit Change
06 - Specialist Orthopaedic | 06.03 - SKELETAL RECONSTRUCTION | 06.03.03 - Plates | 06.03.03.04 - Small (screw size 2.71mm – 4.49mm)(including blade) ≤ 6 holes | VAL | SL096 | 642 | Smith & Nephew Pty Ltd | Smith & Nephew Plate and Screw System - EVOS | Small Fragment Plate | ≤ 6 holes | 108428 |  | August 2018 | Group Benefit Change
06 - Specialist Orthopaedic | 06.03 - SKELETAL RECONSTRUCTION | 06.03.03 - Plates | 06.03.03.05 - Small (screw size 2.71mm – 4.49mm)(including blade) ≥ 7 to ≤ 15 holes |  | SL097 | 154 | Smith & Nephew Pty Ltd | Smith & Nephew Plate and Screw System - EVOS | Small Fragment Plate | ≥ 7 to ≤ 15 holes | 108428 |  | August 2018 | Group Benefit Change
06 - Specialist Orthopaedic | 06.03 - SKELETAL RECONSTRUCTION | 06.03.03 - Plates | 06.03.03.08 - Mini (screw size ≤2.7mm)(including blade) ≥ 7 to ≤ 15 holes | VAL | SL098 | 828 | Smith & Nephew Pty Ltd | Smith & Nephew Plate and Screw System - EVOS | Small Fragment Plate | ≥ 7 to ≤ 15 holes | 108428 |  | August 2018 | Group Benefit Change
06 - Specialist Orthopaedic | 06.03 - SKELETAL RECONSTRUCTION | 06.03.03 - Plates | 06.03.03.04 - Small (screw size 2.71mm – 4.49mm)(including blade) ≤ 6 holes | Com | SL125 | 305 | Smith & Nephew Pty Ltd | Smith & Nephew Plate and Screw System- EVOS | Small Fragment Plate | ≤ 6 holes | 108428 |  | March 2019 | Group Benefit Change
06 - Specialist Orthopaedic | 06.03 - SKELETAL RECONSTRUCTION | 06.03.03 - Plates | 06.03.03.05 - Small (screw size 2.71mm – 4.49mm)(including blade) ≥ 7 to ≤ 15 holes | Com | SL126 | 349 | Smith & Nephew Pty Ltd | Smith & Nephew Plate and Screw System - EVOS | Small Fragment Plate | ≥ 7 to ≤ 15 holes | 108428 |  | March 2019 | Group Benefit Change
06 - Specialist Orthopaedic | 06.03 - SKELETAL RECONSTRUCTION | 06.03.03 - Plates | 06.03.03.06 - Small (screw size 2.71mm – 4.49mm)(including blade) ≥ 16 holes | Com | SL127 | 1027 | Smith & Nephew Pty Ltd | Smith & Nephew Plate and Screw System - EVOS | Small Fragment plate | ≥ 16 holes | 108428 |  | March 2019 | Group Benefit Change
06 - Specialist Orthopaedic | 06.03 - SKELETAL RECONSTRUCTION | 06.03.03 - Plates | 06.03.03.35 - Periarticular anatomic - Fibula ≤ 6 holes | VAL | SL129 | 1421 | Smith & Nephew Pty Ltd | Smith & Nephew Plate and Screw System - EVOS | VAL Periarticular Anatomical Small Fragment plate - Fibula | ≤ 6 holes | 108428 |  | March 2019 | Group Benefit Change
06 - Specialist Orthopaedic | 06.03 - SKELETAL RECONSTRUCTION | 06.03.03 - Plates | 06.03.03.04 - Small (screw size 2.71mm – 4.49mm)(including blade) ≤ 6 holes | Com, LK | SL130 | 638 | Smith & Nephew Pty Ltd | Smith & Nephew Plate and Screw System- EVOS | Small Fragment Plate | ≤ 6 holes | 108428 |  | March 2019 | Group Benefit Change
06 - Specialist Orthopaedic | 06.03 - SKELETAL RECONSTRUCTION | 06.03.03 - Plates | 06.03.03.09 - Mini (screw size ≤2.7mm)(including blade) ≥ 16 holes |  | SL131 | 480 | Smith & Nephew Pty Ltd | Smith & Nephew Plate and Screw System - EVOS | Small Fragment plate | ≥ 16 holes | 108428 |  | March 2020 | Group Benefit Change
06 - Specialist Orthopaedic | 06.03 - SKELETAL RECONSTRUCTION | 06.03.03 - Plates | 06.03.03.38 - Periarticular anatomic - Tibia ≤ 6 holes | VAL | SL132 | 1518 | Smith & Nephew Pty Ltd | Smith & Nephew Plate and Screw System - EVOS | VAL Periarticular Anatomical Small Fragment plate - Tibia | ≤ 6 holes | 108428 |  | March 2019 | Group Benefit Change
06 - Specialist Orthopaedic | 06.03 - SKELETAL RECONSTRUCTION | 06.03.03 - Plates | 06.03.03.07 - Mini (screw size ≤2.7mm)(including blade) ≤ 6 holes | Com, LK | SL133 | 1062 | Smith & Nephew Pty Ltd | Smith & Nephew Plate and Screw System- EVOS | Small Fragment Plate | ≤ 6 holes | 108428 |  | March 2019 | Group Benefit Change
06 - Specialist Orthopaedic | 06.03 - SKELETAL RECONSTRUCTION | 06.03.03 - Plates | 06.03.03.37 - Periarticular anatomic - Fibula ≥ 16 holes | VAL | SL134 | 1230 | Smith & Nephew Pty Ltd | Smith & Nephew Plate and Screw System - EVOS | VAL Periarticular Anatomical Small Fragment plate - Fibula | ≥ 16 holes | 108428 |  | March 2019 | Group Benefit Change
06 - Specialist Orthopaedic | 06.03 - SKELETAL RECONSTRUCTION | 06.03.03 - Plates | 06.03.03.20 - Periarticular anatomic - Humerus ≥ 7 to ≤ 15 holes | VAL | SL135 | 1513 | Smith & Nephew Pty Ltd | Smith & Nephew Plate and Screw System - EVOS | VAL Periarticular Anatomical Small Fragment plate - Humerus | ≥ 7 to ≤ 15 holes | 108428 |  | March 2019 | Group Benefit Change
06 - Specialist Orthopaedic | 06.03 - SKELETAL RECONSTRUCTION | 06.03.03 - Plates | 06.03.03.07 - Mini (screw size ≤2.7mm)(including blade) ≤ 6 holes | Com | SL136 | 753 | Smith & Nephew Pty Ltd | Smith & Nephew Plate and Screw System - EVOS | Small Fragment Plate | ≤ 6 holes | 108428 |  | November 2019 | Group Benefit Change
06 - Specialist Orthopaedic | 06.03 - SKELETAL RECONSTRUCTION | 06.03.03 - Plates | 06.03.03.08 - Mini (screw size ≤2.7mm)(including blade) ≥ 7 to ≤ 15 holes | Com | SL137 | 423 | Smith & Nephew Pty Ltd | Smith & Nephew Plate and Screw System - EVOS | Small Fragment Plate | ≥ 7 to ≤ 15 holes | 108428 |  | November 2019 | Group Benefit Change
06 - Specialist Orthopaedic | 06.03 - SKELETAL RECONSTRUCTION | 06.03.03 - Plates | 06.03.03.08 - Mini (screw size ≤2.7mm)(including blade) ≥ 7 to ≤ 15 holes | Com, LK | SL140 | 619 | Smith & Nephew Pty Ltd | Smith & Nephew Plate and Screw System - EVOS | Small Fragment Plate | ≥ 7 to ≤ 15 holes | 108428 |  | November 2019 | Group Benefit Change
06 - Specialist Orthopaedic | 06.03 - SKELETAL RECONSTRUCTION | 06.03.03 - Plates | 06.03.03.09 - Mini (screw size ≤2.7mm)(including blade) ≥ 16 holes | Com, LK | SL141 | 1067 | Smith & Nephew Pty Ltd | Smith & Nephew Plate and Screw System - EVOS | Small Fragment Plate | ≥ 16 holes | 108428 |  | November 2019 | Group Benefit Change
06 - Specialist Orthopaedic | 06.03 - SKELETAL RECONSTRUCTION | 06.03.03 - Plates | 06.03.03.16 - Periarticular anatomic - Clavicle plate ≤ 6 holes | VAL | SL142 | 1353 | Smith & Nephew Pty Ltd | Smith & Nephew Plate and Screw System - EVOS | VAL Periarticular Anatomical Small Fragment plate - Clavicle | ≤ 6 holes | 108428 |  | November 2019 | Group Benefit Change
06 - Specialist Orthopaedic | 06.03 - SKELETAL RECONSTRUCTION | 06.03.03 - Plates | 06.03.03.19 - Periarticular anatomic - Humerus ≤ 6 holes | VAL | SL143 | 1492 | Smith & Nephew Pty Ltd | Smith & Nephew Plate and Screw System - EVOS | VAL Periarticular Anatomical Small Fragment plate - Humerus | ≤ 6 holes | 108428 |  | November 2019 | Group Benefit Change
06 - Specialist Orthopaedic | 06.03 - SKELETAL RECONSTRUCTION | 06.03.03 - Plates | 06.03.03.25 - Periarticular anatomic - Ulna ≤ 6 holes | VAL | SL144 | 1297 | Smith & Nephew Pty Ltd | Smith & Nephew Plate and Screw System - EVOS | VAL Periarticular Anatomical Small Fragment plate - Ulna | ≤ 6 holes | 108428 |  | November 2019 | Group Benefit Change
06 - Specialist Orthopaedic | 06.03 - SKELETAL RECONSTRUCTION | 06.03.03 - Plates | 06.03.03.26 - Periarticular anatomic - Ulna ≥ 7 to ≤ 15 holes | VAL | SL145 | 1248 | Smith & Nephew Pty Ltd | Smith & Nephew Plate and Screw System - EVOS | VAL Periarticular Anatomical Small Fragment plate - Ulna | ≥ 7 to ≤ 15 holes | 108428 |  | November 2019 | Group Benefit Change
06 - Specialist Orthopaedic | 06.03 - SKELETAL RECONSTRUCTION | 06.03.03 - Plates | 06.03.03.36 - Periarticular anatomic - Fibula ≥ 7 to ≤ 15 holes | VAL | SL146 | 1331 | Smith & Nephew Pty Ltd | Smith & Nephew Plate and Screw System - EVOS | VAL Periarticular Anatomical Small Fragment plate - Fibula | ≥ 7 to ≤ 15 holes | 108428 |  | November 2019 | Group Benefit Change
06 - Specialist Orthopaedic | 06.03 - SKELETAL RECONSTRUCTION | 06.03.03 - Plates | 06.03.03.40 - Periarticular anatomic - Tibia ≥ 16 holes | VAL | SL147 | 1637 | Smith & Nephew Pty Ltd | Smith & Nephew Plate and Screw System- EVOS | VAL Periarticular Anatomical Small Fragment plate - Tibia | ≥ 16 holes | 108428 |  | November 2019 | Group Benefit Change
06 - Specialist Orthopaedic | 06.03 - SKELETAL RECONSTRUCTION | 06.03.03 - Plates | 06.03.03.22 - Periarticular anatomic - Radius ≤ 6 holes | VAL | SL148 | 1372 | Smith & Nephew Pty Ltd | Smith & Nephew Plate and Screw System - EVOS | VAL Periarticular anatomic Radius Plate | ≤ 6 holes | 108428 |  | November 2019 | Group Benefit Change
06 - Specialist Orthopaedic | 06.03 - SKELETAL RECONSTRUCTION | 06.03.03 - Plates | 06.03.03.23 - Periarticular anatomic - Radius ≥ 7 to ≤ 15 holes | VAL | SL149 | 1239 | Smith & Nephew Pty Ltd | Smith & Nephew Plate and Screw System - EVOS | VAL Periarticular anatomic Radius Plate | ≥ 7 to ≤ 15 holes | 108428 |  | November 2019 | Group Benefit Change
06 - Specialist Orthopaedic | 06.03 - SKELETAL RECONSTRUCTION | 06.03.04 - Screws | 06.03.04.01 - Standard ( ≥4.5mm) |  | SL152 | 57 | Smith & Nephew Pty Ltd | Smith & Nephew Plate and Screw System - EVOS | Standard screws | ≥4.5mm | 230143 368491 104369 |  | November 2021 | Group Benefit Change
06 - Specialist Orthopaedic | 06.03 - SKELETAL RECONSTRUCTION | 06.03.03 - Plates | 06.03.03.17 - Periarticular anatomic - Clavicle plate ≥ 7 to ≤ 15 holes | VAL | SL153 | 1480 | Smith & Nephew Pty Ltd | Smith & Nephew Plate and Screw System - EVOS | VAL Periarticular Anatomical Small Fragment plate - Clavicle | ≥ 7 to ≤ 15 holes | 108428 |  | November 2019 | Group Benefit Change
06 - Specialist Orthopaedic | 06.03 - SKELETAL RECONSTRUCTION | 06.03.03 - Plates | 06.03.03.11 - Dynamic - Hip ≥ 7 to ≤ 15 holes |  | SL157 | 550 | Smith & Nephew Pty Ltd | Compression Hip Screw System | Compression Hip Screw Plates | ≥ 7 to ≤ 15 holes | 108428 |  | March 2020 | Group Benefit Change
06 - Specialist Orthopaedic | 06.03 - SKELETAL RECONSTRUCTION | 06.03.03 - Plates | 06.03.03.10 - Dynamic - Hip ≤ 6 holes |  | SL158 | 278 | Smith & Nephew Pty Ltd | Compression Hip Screw System | Compression Hip Screw Plates | ≤ 6 holes | 108428 |  | March 2020 | Group Benefit Change
11 - Hip | 11.03 - ACETABULAR COMPONENTS | 11.03.02 - Shells, Uncemented | 11.03.02.02 - Beaded |  | SL161 | 1852 | Smith & Nephew Pty Ltd | Reflection | Acetabular Shell, Beaded, Titanium Alloy | 40 to 80mm | 220233 223522 223524 223821 223823 247733 |  | March 2021 | Group Benefit Change
06 - Specialist Orthopaedic | 06.03 - SKELETAL RECONSTRUCTION | 06.03.03 - Plates | 06.03.03.34 - Periarticular anatomic - Femur ≥ 16 holes | VAL | SL174 | 2024 | Smith & Nephew Pty Ltd | Smith & Nephew Plate and Screw System - EVOS | Large and Periprosthetic Femur Plate – Variable Angle Locking | ≥ 16 holes | 108428 368492 |  | November 2021 | Group Benefit Change
06 - Specialist Orthopaedic | 06.03 - SKELETAL RECONSTRUCTION | 06.03.03 - Plates | 06.03.03.01 - Standard (screw size ≥4.5mm)(including blade) ≤ 6 holes | LK | SL176 | 445 | Smith & Nephew Pty Ltd | Smith & Nephew Plate and Screw System - EVOS | Large Fragment Plate – Locking | ≤ 6 holes | 108428 368492 |  | November 2021 | Group Benefit Change
06 - Specialist Orthopaedic | 06.03 - SKELETAL RECONSTRUCTION | 06.03.03 - Plates | 06.03.03.02 - Standard (screw size ≥4.5mm)(including blade) ≥ 7 to ≤ 15 holes | LK | SL177 | 615 | Smith & Nephew Pty Ltd | Smith & Nephew Plate and Screw System - EVOS | Large Fragment Plate – Locking | ≥ 7 to ≤ 15 holes | 108428 368492 |  | November 2021 | Group Benefit Change
06 - Specialist Orthopaedic | 06.03 - SKELETAL RECONSTRUCTION | 06.03.03 - Plates | 06.03.03.03 - Standard (screw size ≥4.5mm)(including blade) ≥ 16 holes | LK | SL178 | 816 | Smith & Nephew Pty Ltd | Smith & Nephew Plate and Screw System - EVOS | Large Fragment Plate – Locking | ≥ 16 holes | 108428 368492 |  | November 2021 | Group Benefit Change
06 - Specialist Orthopaedic | 06.03 - SKELETAL RECONSTRUCTION | 06.03.03 - Plates | 06.03.03.19 - Periarticular anatomic - Humerus ≤ 6 holes | LK | SL184 | 1208 | Smith & Nephew Pty Ltd | Smith & Nephew Plate and Screw System - EVOS | Periarticular Anatomical Plate - Humerus | ≤ 6 holes | 108428 368492 |  | November 2021 | Group Benefit Change
06 - Specialist Orthopaedic | 06.03 - SKELETAL RECONSTRUCTION | 06.03.03 - Plates | 06.03.03.32 - Periarticular anatomic - Femur ≤ 6 holes | LK | SL186 | 1200 | Smith & Nephew Pty Ltd | Smith & Nephew Plate and Screw System - EVOS | Periarticular Anatomical Plate - Femur | ≤ 6 holes | 108428 368492 |  | November 2021 | Group Benefit Change
06 - Specialist Orthopaedic | 06.03 - SKELETAL RECONSTRUCTION | 06.03.03 - Plates | 06.03.03.33 - Periarticular anatomic - Femur ≥ 7 to ≤ 15 holes | LK | SL187 | 1215 | Smith & Nephew Pty Ltd | Smith & Nephew Plate and Screw System - EVOS | Periarticular Anatomical Plate - Femur | ≥ 7 to ≤ 15 holes | 108428 368492 |  | November 2021 | Group Benefit Change
06 - Specialist Orthopaedic | 06.03 - SKELETAL RECONSTRUCTION | 06.03.03 - Plates | 06.03.03.34 - Periarticular anatomic - Femur ≥ 16 holes | LK | SL188 | 1618 | Smith & Nephew Pty Ltd | Smith & Nephew Plate and Screw System - EVOS | Periarticular Anatomical Plate - Femur | ≥ 16 holes | 108428 368492 |  | November 2021 | Group Benefit Change
06 - Specialist Orthopaedic | 06.03 - SKELETAL RECONSTRUCTION | 06.03.04 - Screws | 06.03.04.02 - Small (2.71mm – 4.49mm) |  | SL190 | 54 | Smith & Nephew Pty Ltd | Tibiaxys Distal tibia system | Titanium screw for use with Tibiaxys distal tibia system | 4mm diameter with 6mm head; 40mm - 100mm length | 173963 |  | March 2022 | Group Benefit Change
06 - Specialist Orthopaedic | 06.03 - SKELETAL RECONSTRUCTION | 06.03.04 - Screws | 06.03.04.02 - Small (2.71mm – 4.49mm) | LK | SL191 | 111 | Smith & Nephew Pty Ltd | Surfix screw plus Surfix Lock-Screw | Locking screws with an independent lock-screw head | 2.7mm: 10-32mm | 173963 |  | March 2022 | Group Benefit Change
06 - Specialist Orthopaedic | 06.03 - SKELETAL RECONSTRUCTION | 06.03.04 - Screws | 06.03.04.02 - Small (2.71mm – 4.49mm) | LK | SL192 | 111 | Smith & Nephew Pty Ltd | Surfix Screw plus Surfix Lock-Screw | Locking screws with an independent lock-screw head that screw into fixation plates. This combination effects dynamic compression. | 3.5mm: 10-28mm | 173963 |  | March 2022 | Group Benefit Change
06 - Specialist Orthopaedic | 06.03 - SKELETAL RECONSTRUCTION | 06.03.05 - Surgical Accessories | 06.03.05.02 - Pins |  | SL195 | 22 | Smith & Nephew Pty Ltd | K-Wire (Kirschner) | Stainless steel | 70mm, 100mm, 200mm length | 173964 |  | March 2022 | Group Benefit Change
06 - Specialist Orthopaedic | 06.03 - SKELETAL RECONSTRUCTION | 06.03.03 - Plates | 06.03.03.01 - Standard (screw size ≥4.5mm)(including blade) ≤ 6 holes | LK | SL198 | 445 | Smith & Nephew Pty Ltd | Newdeal Reinforced Bendable Osteosynthesis Plates | Stainless Steel 2 - 4 Holes | 2 holes, 4 holes/77mm, 4 holes/112mm | 173932 |  | March 2022 | Group Benefit Change
06 - Specialist Orthopaedic | 06.03 - SKELETAL RECONSTRUCTION | 06.03.03 - Plates | 06.03.03.01 - Standard (screw size ≥4.5mm)(including blade) ≤ 6 holes | LK | SL199 | 445 | Smith & Nephew Pty Ltd | Newdeal Bendable Osteosynthesis Plates | Composition - 316L Stainless Steel. To be used only with Newdeal screws/lock screws. | 3-6 holes | 173932 |  | March 2022 | Group Benefit Change
06 - Specialist Orthopaedic | 06.03 - SKELETAL RECONSTRUCTION | 06.03.03 - Plates | 06.03.03.01 - Standard (screw size ≥4.5mm)(including blade) ≤ 6 holes | Com | SL200 | 593 | Smith & Nephew Pty Ltd | Newdeal Distal Femoral Varus Osteotomy Plate | Stainless steel periarticular anatomically shaped plate fixed with 3 locking screws into femoral condyle | 1 Size | 173932 |  | March 2022 | Group Benefit Change
06 - Specialist Orthopaedic | 06.03 - SKELETAL RECONSTRUCTION | 06.03.03 - Plates | 06.03.03.01 - Standard (screw size ≥4.5mm)(including blade) ≤ 6 holes | Com | SL201 | 593 | Smith & Nephew Pty Ltd | Newdeal Femoral Varus and De-rotation Osteotomy Plates | Stainless steel periarticular anatomic plate fixed with locking screws into proximal femur | Newdeal Femoral Varus and De-rotation Osteotomy Plates - 3 holes, Newdeal Femoral Varus and De-rotation Osteotomy Plates - 4 holes, Newdeal Reinforced Femoral Newdeal and De-rotation Osteotomy Plates - left and right | 173932 |  | March 2022 | Group Benefit Change
06 - Specialist Orthopaedic | 06.03 - SKELETAL RECONSTRUCTION | 06.03.04 - Screws | 06.03.04.02 - Small (2.71mm – 4.49mm) | LK | SL203 | 111 | Smith & Nephew Pty Ltd | Newdeal Lock Screws | For use with Newdeal bone screws and plates | Diameter 2.7mm - 6.5mm | 173963 |  | March 2022 | Group Benefit Change
06 - Specialist Orthopaedic | 06.03 - SKELETAL RECONSTRUCTION | 06.03.04 - Screws | 06.03.04.02 - Small (2.71mm – 4.49mm) | CN,LK | SL204 | 202 | Smith & Nephew Pty Ltd | Newdeal Screws/Lock Screws | Screws - Cancellous, Cancellous cannulated, cortical, cortical cannulated plus Lock screws | Cancellous/Cancellous cannulated - Diameter 6.5mm, Length 20mm - 100mm + Lock Screw, Cortical - Diameter 5.0mm, Length 25mm - 45mm + Lock Screw, Cortical - Diameter 4.5mm, Length 14mm - 65mm + Lock Screw, Cortical - Diameter 3.5mm, Length 14mm - 32mm + Lo | 173963 |  | March 2022 | Group Benefit Change
06 - Specialist Orthopaedic | 06.03 - SKELETAL RECONSTRUCTION | 06.03.01 - Intramedullary Nails | 06.03.01.07 - Arthrodesis ankle |  | SL205 | 3581 | Smith & Nephew Pty Ltd | Panta Arthrodesis Nail | Ankle Nail, Titanium | Diameter 10 -13 mm Length - 150-240 mm | 173962 |  | March 2022 | Group Benefit Change
06 - Specialist Orthopaedic | 06.03 - SKELETAL RECONSTRUCTION | 06.03.04 - Screws | 06.03.04.02 - Small (2.71mm – 4.49mm) | CN,LK | SL209 | 202 | Smith & Nephew Pty Ltd | Newdeal Surfix Style Screws | Titanium bone screw +locking screw for the fixation of specific Newdeal bone plates | Diameter 3.5mm, Length 10-50mm; Diameter 4.5mm, length 14-65mm; Diameter 6.5, length 20-100mm | 173963 |  | March 2022 | Group Benefit Change
06 - Specialist Orthopaedic | 06.03 - SKELETAL RECONSTRUCTION | 06.03.04 - Screws | 06.03.04.01 - Standard ( ≥4.5mm) |  | SL214 | 57 | Smith & Nephew Pty Ltd | Bone Screws | Titanium screws (2) for use with the Universal2 Total Wrist System only | 4.5mm x (15, 20, 25, 30, 35mm) | 177632 |  | March 2022 | Group Benefit Change
06 - Specialist Orthopaedic | 06.03 - SKELETAL RECONSTRUCTION | 06.03.03 - Plates | 06.03.03.05 - Small (screw size 2.71mm – 4.49mm)(including blade) ≥ 7 to ≤ 15 holes | Com, VAL | SL215 | 897 | Smith & Nephew Pty Ltd | TIBIAXYS Distal Tibial Osteotomy System: Medial right/lateral left osteotomy plate: lateral right/medial left osteotomy plate | Titanium contoured right and left design plates for wedge osteotomy of distal tibia | 8 hole; Lateral plates 75.2mm length | 173932 |  | March 2022 | Group Benefit Change
06 - Specialist Orthopaedic | 06.03 - SKELETAL RECONSTRUCTION | 06.03.03 - Plates | 06.03.03.05 - Small (screw size 2.71mm – 4.49mm)(including blade) ≥ 7 to ≤ 15 holes | VAL | SL216 | 641 | Smith & Nephew Pty Ltd | TIBIAXYS Distal Tibial Osteotomy System - Medial osteotomy plate | Inverted T-shape medial osteotomy plate to fit medial malleolus | 8 hole; 70mm | 173932 |  | March 2022 | Group Benefit Change
06 - Specialist Orthopaedic | 06.03 - SKELETAL RECONSTRUCTION | 06.03.03 - Plates | 06.03.03.04 - Small (screw size 2.71mm – 4.49mm)(including blade) ≤ 6 holes | Com, LK | SL217 | 638 | Smith & Nephew Pty Ltd | UNI-CP Compression plating system | 2 or 4 hole stainless steel compression plate, with 3 plate configurations (2 or 4 hole 'straight' design, 4 hole T-design) | 2 or 4 hole, 4 interaxis sizes: 17, 20, 25 and 30mm | 173932 |  | March 2022 | Group Benefit Change
06 - Specialist Orthopaedic | 06.03 - SKELETAL RECONSTRUCTION | 06.03.03 - Plates | 06.03.03.07 - Mini (screw size ≤2.7mm)(including blade) ≤ 6 holes | VAL | SL218 | 973 | Smith & Nephew Pty Ltd | HALLU-Lock MTP Arthrodesis System - HALLU-Lock C Plate | Titanium contoured plate for 1st MTP arthrodesis, fixation of fractures and osteotomies | 4, 5 or 6 holes; sizes 0 to 3, length 35 to 50mm | 173932 |  | March 2022 | Group Benefit Change
06 - Specialist Orthopaedic | 06.03 - SKELETAL RECONSTRUCTION | 06.03.03 - Plates | 06.03.03.05 - Small (screw size 2.71mm – 4.49mm)(including blade) ≥ 7 to ≤ 15 holes | Com, VAL | SL219 | 897 | Smith & Nephew Pty Ltd | HALLU-Lock MTP Arthrodesis System - HALLU-Lock S Plate | Titanium contoured Hallu-Lock S plate for revision of Keller osteotomy, failed arthroplasty, failed fusion | 7 holes, sizes 0 to 3, length 40 to 55mm | 173932 |  | March 2022 | Group Benefit Change
06 - Specialist Orthopaedic | 06.03 - SKELETAL RECONSTRUCTION | 06.03.04 - Screws | 06.03.04.02 - Small (2.71mm – 4.49mm) | LK | SL220 | 111 | Smith & Nephew Pty Ltd | Surfix Locking Screws | Locking screws with an independent lock-screw head | 3mm; 10-24mm length | 173963 |  | March 2022 | Group Benefit Change
06 - Specialist Orthopaedic | 06.03 - SKELETAL RECONSTRUCTION | 06.03.04 - Screws | 06.03.04.03 - Mini (2.01 – 2.7 mm) | LK | SL221 | 109 | Smith & Nephew Pty Ltd | Surfix Locking Screws | Locking screws with an independent lock-screw head | 2.7mm, 10 - 24mm length | 173963 |  | March 2022 | Group Benefit Change
06 - Specialist Orthopaedic | 06.03 - SKELETAL RECONSTRUCTION | 06.03.03 - Plates | 06.03.03.05 - Small (screw size 2.71mm – 4.49mm)(including blade) ≥ 7 to ≤ 15 holes | Com, VAL | SL222 | 897 | Smith & Nephew Pty Ltd | TIBIAXYS Distal Tibia System - Ankle Arthrodesis - Lateral anterior plate | Titanium lateral anterior plate with 8 holes; left or right | 3mm thick, 92mm long | 173932 |  | March 2022 | Group Benefit Change
06 - Specialist Orthopaedic | 06.03 - SKELETAL RECONSTRUCTION | 06.03.03 - Plates | 06.03.03.04 - Small (screw size 2.71mm – 4.49mm)(including blade) ≤ 6 holes | Com, LK | SL227 | 638 | Smith & Nephew Pty Ltd | Uni-CP Compression plating system | 4 hole U design | 4 hole, 3 interaxis sizes: 17,19,21mm | 173932 |  | March 2022 | Group Benefit Change
06 - Specialist Orthopaedic | 06.03 - SKELETAL RECONSTRUCTION | 06.03.03 - Plates | 06.03.03.38 - Periarticular anatomic - Tibia ≤ 6 holes | VAL | SL230 | 1518 | Smith & Nephew Pty Ltd | Smith & Nephew Plate and Screw System - EVOS | Large and Periprosthetic Tibia Plate – Variable Angle Locking | ≤ 6 holes | 368492 108428 |  | July 2022 | Group Benefit Change
06 - Specialist Orthopaedic | 06.03 - SKELETAL RECONSTRUCTION | 06.03.03 - Plates | 06.03.03.40 - Periarticular anatomic - Tibia ≥ 16 holes | VAL | SL232 | 1637 | Smith & Nephew Pty Ltd | Smith & Nephew Plate and Screw System - EVOS | Large and Periprosthetic Tibia Plate – Variable Angle Locking | ≥ 16 holes | 108428 368492 |  | July 2022 | Group Benefit Change
06 - Specialist Orthopaedic | 06.03 - SKELETAL RECONSTRUCTION | 06.03.11 - External Fixateurs | 06.03.11.14 - Frame Component - Pins |  | SL233 | 134 | Smith & Nephew Pty Ltd | SMART TSF (Taylor Spatial Frame) | Frame Component - Pins | 150-200mm length | 99767 |  | July 2022 | Group Benefit Change
06 - Specialist Orthopaedic | 06.03 - SKELETAL RECONSTRUCTION | 06.03.11 - External Fixateurs | 06.03.11.15 - Frame Component - Pin Clamp Assembly |  | SL234 | 934 | Smith & Nephew Pty Ltd | SMART TSF (Taylor Spatial Frame) | Pin Clamp Assembly – Conversion Clamp | Standard | 218416 |  | July 2022 | Group Benefit Change
06 - Specialist Orthopaedic | 06.03 - SKELETAL RECONSTRUCTION | 06.03.11 - External Fixateurs | 06.03.11.09 - Frame Component - Circular Frame Strut Device |  | SL235 | 849 | Smith & Nephew Pty Ltd | SMART TSF (Taylor Spatial Frame) | Struts | XX Short – Long | 384817 |  | July 2022 | Group Benefit Change
06 - Specialist Orthopaedic | 06.03 - SKELETAL RECONSTRUCTION | 06.03.11 - External Fixateurs | 06.03.11.10 - Frame Component - Foot Plate |  | SL236 | 2129 | Smith & Nephew Pty Ltd | SMART TSF (Taylor Spatial Frame) | Foot Plate | 155 - 180 mm | 384817 |  | July 2022 | Group Benefit Change
06 - Specialist Orthopaedic | 06.03 - SKELETAL RECONSTRUCTION | 06.03.11 - External Fixateurs | 06.03.11.11 - Frame Component - Circular Frame, Nuts & Spacers |  | SL237 | 38 | Smith & Nephew Pty Ltd | SMART TSF (Taylor Spatial Frame) | Bolts, Washers | Standard | 218416 384817 |  | July 2022 | Group Benefit Change
06 - Specialist Orthopaedic | 06.03 - SKELETAL RECONSTRUCTION | 06.03.11 - External Fixateurs | 06.03.11.07 - Frame Component - Partial Circular Ring |  | SL239 | 978 | Smith & Nephew Pty Ltd | SMART TSF (Taylor Spatial Frame) | Partial Circular Ring | 105 - 230 mm | 384817 |  | July 2022 | Group Benefit Change
06 - Specialist Orthopaedic | 06.03 - SKELETAL RECONSTRUCTION | 06.03.11 - External Fixateurs | 06.03.11.08 - Frame Component - Circular Coupling Device |  | SL240 | 253 | Smith & Nephew Pty Ltd | SMART TSF (Taylor Spatial Frame) | Circular Coupling Device | Standard | 384817 |  | July 2022 | Group Benefit Change
06 - Specialist Orthopaedic | 06.03 - SKELETAL RECONSTRUCTION | 06.03.04 - Screws | 06.03.04.10 - Screw Accessories - Caps |  | SL241 | 97 | Smith & Nephew Pty Ltd | EVOS | Screw Accessories, Hole Filler | 3.5mm and 4.5mm | 230143 368491 |  | July 2022 | Group Benefit Change
06 - Specialist Orthopaedic | 06.03 - SKELETAL RECONSTRUCTION | 06.03.03 - Plates | 06.03.03.01 - Standard (screw size ≥4.5mm)(including blade) ≤ 6 holes |  | SL243 | 399 | Smith & Nephew Pty Ltd | Smith & Nephew Plate and Screw System- EVOS | Large Fragment Plate – Non Locking | ≤ 6 holes | 368492 108428 |  | July 2022 | Group Benefit Change
12 - Knee | 12.08 - PATELLAR COMPONENT | 12.08.01 - Cemented, All Polyethylene |  |  | SL245 | 385 | Smith & Nephew Pty Ltd | Journey Patella | Patella, cemented, UHMWPE | 23-41mm | 278111 206505 |  | July 2022 | Group Benefit Change
12 - Knee | 12.08 - PATELLAR COMPONENT | 12.08.01 - Cemented, All Polyethylene |  |  | SL246 | 385 | Smith & Nephew Pty Ltd | Genesis II Patella | Patella, cemented, UHMWPE, can be used for multiple systems (Genesis II, Journey, Legion) | 23-41mm | 220595 242034 |  | July 2022 | Group Benefit Change
11 - Hip | 11.03 - ACETABULAR COMPONENTS | 11.03.03 - Shells, Uncemented, HA | 11.03.03.04 - Plasma |  | SM024 | 2080 | Smith & Nephew Pty Ltd | EP Fit Acetabular Shell | Titanium, plasma spray, and HA, with variable number of holes for UHMWPE,ceramic & metal inserts | 40 - 68mm Dia | 223820 |  | March 2023 | Group Benefit Change
11 - Hip | 11.03 - ACETABULAR COMPONENTS | 11.03.04 - Insert/Liner | 11.03.04.02 - Modified polyethylene |  | SM029 | 930 | Smith & Nephew Pty Ltd | EP Fit & MPF Highly cross linked UHMWPE Insert | Modified UHMWPE | 40-68mm Dia, all head sizes | 222566 222567 342564 342565 |  | March 2021 | Group Benefit Change
11 - Hip | 11.02 - FEMORAL HEADS | 11.02.02 - Conventional Femoral Heads, >32mm | 11.02.02.05 - Ceramic Mix |  | SM095 | 1793 | Smith & Nephew Pty Ltd | Universal Delta Ceramic Femoral Head | Delta Ceramic | >32mm | 218138 |  | May 2018 | Group Benefit Change
11 - Hip | 11.01 - FEMORAL COMPONENTS - PRIMARY AND REVISION | 11.01.04 - Uncemented, HA Coated | 11.01.04.04 - Plasma |  | SM122 | 3493 | Smith & Nephew Pty Ltd | Polarstem | Titanium Stem, Plasma Spray & Full HA coating | 01-11, various offsets | 225533 302532 |  | August 2018 | Group Benefit Change
11 - Hip | 11.01 - FEMORAL COMPONENTS - PRIMARY AND REVISION | 11.01.04 - Uncemented, HA Coated | 11.01.04.04 - Plasma |  | SM127 | 3493 | Smith & Nephew Pty Ltd | SL Plus MIA Femoral Stem | Titanium, Plasma spray, proximal HA coating | 01-12, various offsets | 225534 |  | May 2018 | Group Benefit Change
11 - Hip | 11.03 - ACETABULAR COMPONENTS | 11.03.03 - Shells, Uncemented, HA | 11.03.03.04 - Plasma | Flange | SM131 | 2700 | Smith & Nephew Pty Ltd | POLAR CUP ACETABULAR Cementless Shell | Stainless steel with titanium plasma spray coating and HA and pegs & flanges, that has polished inner surface for dual mobility with constrained UHMWPE liner/head | 43-67MM | 148672 |  | May 2018 | Group Benefit Change
11 - Hip | 11.03 - ACETABULAR COMPONENTS | 11.03.04 - Insert/Liner | 11.03.04.06 - Ceramic Mix |  | SM143 | 1806 | Smith & Nephew Pty Ltd | EP fit & MPF Delta Ceramic Insert | Ceramic Delta Acetabular Liners | 44mm-72mm *28mm - 44mm | 222565 |  | May 2018 | Group Benefit Change
12 - Knee | 12.11 - KNEE ACCESSORIES | 12.11.04 - Connectors for hinged prostheses |  |  | SM154 | 2581 | Smith & Nephew Pty Ltd | Legion Hinge Sleeve and Bolt | Is used to secure the Legion Hinge femoral component to the hinge mechanism attached to the baseplate. | Sizes 2-7 | 232076 |  | May 2018 | Group Benefit Change
11 - Hip | 11.02 - FEMORAL HEADS | 11.02.02 - Conventional Femoral Heads, >32mm | 11.02.02.05 - Ceramic Mix |  | SM167 | 1793 | Smith & Nephew Pty Ltd | Revision Delta Ceramic Femoral Head | Biolox Option Head | >32mm | 236061 |  | July 2019 | Group Benefit Change
06 - Specialist Orthopaedic | 06.03 - SKELETAL RECONSTRUCTION | 06.03.03 - Plates | 06.03.03.32 - Periarticular anatomic - Femur ≤ 6 holes | LK | SM180 | 1200 | Smith & Nephew Pty Ltd | Peri-Loc | Proximal Femur Plates | < 6 holes | 108428 |  | May 2018 | Group Benefit Change
06 - Specialist Orthopaedic | 06.03 - SKELETAL RECONSTRUCTION | 06.03.03 - Plates | 06.03.03.33 - Periarticular anatomic - Femur ≥ 7 to ≤ 15 holes | LK | SM181 | 1215 | Smith & Nephew Pty Ltd | Peri-Loc | Proximal Femur Plates | ≥ 7 to ≤ 15 holes | 108428 |  | August 2018 | Group Benefit Change
06 - Specialist Orthopaedic | 06.03 - SKELETAL RECONSTRUCTION | 06.03.03 - Plates | 06.03.03.34 - Periarticular anatomic - Femur ≥ 16 holes | LK | SM182 | 1618 | Smith & Nephew Pty Ltd | Peri-Loc | Proximal Femur Plates | >16 holes | 108428 |  | May 2018 | Group Benefit Change
06 - Specialist Orthopaedic | 06.03 - SKELETAL RECONSTRUCTION | 06.03.03 - Plates | 06.03.03.06 - Small (screw size 2.71mm – 4.49mm)(including blade) ≥ 16 holes |  | SN011 | 592 | Smith & Nephew Pty Ltd | TC-100 &Peri-Loc | Sterile, 14 - 26 hole | ≥ 16 holes | 108428 |  | May 2018 | Group Benefit Change
06 - Specialist Orthopaedic | 06.03 - SKELETAL RECONSTRUCTION | 06.03.03 - Plates | 06.03.03.04 - Small (screw size 2.71mm – 4.49mm)(including blade) ≤ 6 holes |  | SN012 | 150 | Smith & Nephew Pty Ltd | TC-100 & Peri-Loc | 1/3 Tubular Plates | ≤ 6 holes. | 108428 |  | May 2018 | Group Benefit Change
06 - Specialist Orthopaedic | 06.03 - SKELETAL RECONSTRUCTION | 06.03.03 - Plates | 06.03.03.04 - Small (screw size 2.71mm – 4.49mm)(including blade) ≤ 6 holes |  | SN044 | 150 | Smith & Nephew Pty Ltd | TC-100 & Peri-Loc | 3.5mm Straight Plates | ≤ 6 holes | 108428 |  | May 2018 | Group Benefit Change
06 - Specialist Orthopaedic | 06.03 - SKELETAL RECONSTRUCTION | 06.03.03 - Plates | 06.03.03.07 - Mini (screw size ≤2.7mm)(including blade) ≤ 6 holes | Com | SN068 | 753 | Smith & Nephew Pty Ltd | TC 100 | Plate: Condylar | 1.5mm, 2.0mm &2.7mm | 108428 |  | May 2018 | Group Benefit Change
06 - Specialist Orthopaedic | 06.03 - SKELETAL RECONSTRUCTION | 06.03.03 - Plates | 06.03.03.05 - Small (screw size 2.71mm – 4.49mm)(including blade) ≥ 7 to ≤ 15 holes | Com | SN069 | 349 | Smith & Nephew Pty Ltd | TC-100 | 3.5mm Reconstruction Plates | ≥ 7 to ≤ 15 holes | 108428 |  | May 2018 | Group Benefit Change
06 - Specialist Orthopaedic | 06.03 - SKELETAL RECONSTRUCTION | 06.03.03 - Plates | 06.03.03.01 - Standard (screw size ≥4.5mm)(including blade) ≤ 6 holes |  | SN071 | 399 | Smith & Nephew Pty Ltd | TC 100 | 4.5mm Straight Plates | ≤ 6 holes | 108428 |  | August 2018 | Group Benefit Change
06 - Specialist Orthopaedic | 06.03 - SKELETAL RECONSTRUCTION | 06.03.03 - Plates | 06.03.03.07 - Mini (screw size ≤2.7mm)(including blade) ≤ 6 holes |  | SN073 | 469 | Smith & Nephew Pty Ltd | TC-100 | Mini L Plates & T Plates | ≤ 6 holes | 108428 |  | May 2018 | Group Benefit Change
06 - Specialist Orthopaedic | 06.03 - SKELETAL RECONSTRUCTION | 06.03.03 - Plates | 06.03.03.03 - Standard (screw size ≥4.5mm)(including blade) ≥ 16 holes |  | SN078 | 425 | Smith & Nephew Pty Ltd | TC-100 | 4.5mm Straight Plates | ≥ 16 holes | 108428 |  | August 2018 | Group Benefit Change
06 - Specialist Orthopaedic | 06.03 - SKELETAL RECONSTRUCTION | 06.03.04 - Screws | 06.03.04.03 - Mini (2.01 – 2.7 mm) |  | SN082 | 64 | Smith & Nephew Pty Ltd | TC 100 | Cortical Screws | 2.01mm - 2.7mm | 104369 |  | May 2018 | Group Benefit Change
06 - Specialist Orthopaedic | 06.03 - SKELETAL RECONSTRUCTION | 06.03.03 - Plates | 06.03.03.07 - Mini (screw size ≤2.7mm)(including blade) ≤ 6 holes |  | SN083 | 469 | Smith & Nephew Pty Ltd | TC-100 | 2.0mm T Plates | ≤ 6 holes | 108428 |  | May 2018 | Group Benefit Change
06 - Specialist Orthopaedic | 06.03 - SKELETAL RECONSTRUCTION | 06.03.03 - Plates | 06.03.03.08 - Mini (screw size ≤2.7mm)(including blade) ≥ 7 to ≤ 15 holes |  | SN087 | 362 | Smith & Nephew Pty Ltd | TC-100 | Semi-tubular plates | ≥ 7 to ≤ 15 holes | 108428 |  | May 2018 | Group Benefit Change
06 - Specialist Orthopaedic | 06.03 - SKELETAL RECONSTRUCTION | 06.03.03 - Plates | 06.03.03.07 - Mini (screw size ≤2.7mm)(including blade) ≤ 6 holes |  | SN088 | 469 | Smith & Nephew Pty Ltd | TC-100 | Semitubular Plates | ≤ 6 holes | 108428 |  | May 2018 | Group Benefit Change
06 - Specialist Orthopaedic | 06.03 - SKELETAL RECONSTRUCTION | 06.03.03 - Plates | 06.03.03.04 - Small (screw size 2.71mm – 4.49mm)(including blade) ≤ 6 holes |  | SN109 | 150 | Smith & Nephew Pty Ltd | TC100 | 3.5mm Reconstruction Plates | ≤ 6 holes | 108428 |  | May 2018 | Group Benefit Change
06 - Specialist Orthopaedic | 06.03 - SKELETAL RECONSTRUCTION | 06.03.03 - Plates | 06.03.03.07 - Mini (screw size ≤2.7mm)(including blade) ≤ 6 holes |  | SN116 | 469 | Smith & Nephew Pty Ltd | TC-100 | 2.7mm T Plates | ≤ 6 holes | 108428 |  | May 2018 | Group Benefit Change
06 - Specialist Orthopaedic | 06.03 - SKELETAL RECONSTRUCTION | 06.03.03 - Plates | 06.03.03.05 - Small (screw size 2.71mm – 4.49mm)(including blade) ≥ 7 to ≤ 15 holes |  | SN118 | 154 | Smith & Nephew Pty Ltd | TC-100 & Peri-Loc | 3.5mm Straight Plates | ≥ 7 to ≤ 15 holes | 108428 |  | May 2018 | Group Benefit Change
06 - Specialist Orthopaedic | 06.03 - SKELETAL RECONSTRUCTION | 06.03.03 - Plates | 06.03.03.05 - Small (screw size 2.71mm – 4.49mm)(including blade) ≥ 7 to ≤ 15 holes |  | SN130 | 154 | Smith & Nephew Pty Ltd | TC-100 & Peri-Loc | 3.5mm Straight Plates | ≥ 7 to ≤ 15 holes | 108428 |  | May 2018 | Group Benefit Change
06 - Specialist Orthopaedic | 06.03 - SKELETAL RECONSTRUCTION | 06.03.03 - Plates | 06.03.03.06 - Small (screw size 2.71mm – 4.49mm)(including blade) ≥ 16 holes | Com | SN134 | 1027 | Smith & Nephew Pty Ltd | TC-100 | 3.5mm Reconstruction Plates | ≥ 16 holes | 108428 |  | May 2018 | Group Benefit Change
06 - Specialist Orthopaedic | 06.03 - SKELETAL RECONSTRUCTION | 06.03.03 - Plates | 06.03.03.04 - Small (screw size 2.71mm – 4.49mm)(including blade) ≤ 6 holes |  | SN136 | 150 | Smith & Nephew Pty Ltd | TC-100 | Small right angle & T plates | ≤ 6 holes | 108428 |  | May 2018 | Group Benefit Change
06 - Specialist Orthopaedic | 06.03 - SKELETAL RECONSTRUCTION | 06.03.03 - Plates | 06.03.03.01 - Standard (screw size ≥4.5mm)(including blade) ≤ 6 holes | Com | SN143 | 593 | Smith & Nephew Pty Ltd | TC 100 | 4.5mm Reconstruction Plate | < 6 holes | 108428 |  | May 2018 | Group Benefit Change
11 - Hip | 11.02 - FEMORAL HEADS | 11.02.06 - Bipolar/Multipolar | 11.02.06.01 - Bipolar |  | SN267 | 654 | Smith & Nephew Pty Ltd | Tandem/Convene | Shell/Liner | 22 - 64mm | 242993 |  | May 2018 | Group Benefit Change
11 - Hip | 11.01 - FEMORAL COMPONENTS - PRIMARY AND REVISION | 11.01.01 - Cemented | 11.01.01.01 - Unpolished |  | SN273 | 1356 | Smith & Nephew Pty Ltd | Echelon/Spectron | Revision Hip Stem - Non-porous | 165mm - 200mm | 220103 |  | November 2022 | Group Benefit Change
11 - Hip | 11.02 - FEMORAL HEADS | 11.02.01 - Conventional Femoral Heads, ≤32mm | 11.02.01.02 - Cobalt Chrome |  | SN280 | 621 | Smith & Nephew Pty Ltd | Femoral Head | CoCr | <=32mm | 218139 |  | March 2023 | Group Benefit Change
11 - Hip | 11.03 - ACETABULAR COMPONENTS | 11.03.04 - Insert/Liner | 11.03.04.02 - Modified polyethylene | SCP | SN291 | 930 | Smith & Nephew Pty Ltd | Reflection/ Reflection3 (R3) | Acetabular Liner XLPE modified UHMPE | 22 - 44mm inner diameter, 42 - 80mm outer diameter | 218151 230903 |  | November 2022 | Group Benefit Change
11 - Hip | 11.01 - FEMORAL COMPONENTS - PRIMARY AND REVISION | 11.01.01 - Cemented | 11.01.01.01 - Unpolished |  | SN301 | 1356 | Smith & Nephew Pty Ltd | Spectron and Synergy | Femoral Stem Non Porous Offset | 1- 20 | 220401 |  | May 2018 | Group Benefit Change
11 - Hip | 11.01 - FEMORAL COMPONENTS - PRIMARY AND REVISION | 11.01.04 - Uncemented, HA Coated | 11.01.04.02 - Beaded | SCP | SN303 | 3198 | Smith & Nephew Pty Ltd | Synergy | Femoral Stem HA Coated beaded Titanium Alloy, Std and High offset | 9 - 18 | 225532 |  | May 2018 | Group Benefit Change
11 - Hip | 11.04 - ACCESSORIES | 11.04.10 - Head Taper Insert |  |  | SN307 | 307 | Smith & Nephew Pty Ltd | Unipolar | Taper Sleeve Co Cr | 12/14 and 14/16 tapers, +0,-3,+4,+8,+12mm. | 229993 242995 |  | May 2018 | Group Benefit Change
11 - Hip | 11.02 - FEMORAL HEADS | 11.02.02 - Conventional Femoral Heads, >32mm | 11.02.02.02 - Cobalt Chrome |  | SN308 | 673 | Smith & Nephew Pty Ltd | Unipolar Head | Co Cr | 12/14, 40-61mm | 242994 |  | August 2018 | Group Benefit Change
12 - Knee | 12.08 - PATELLAR COMPONENT | 12.08.01 - Cemented, All Polyethylene |  |  | SN382 | 385 | Smith & Nephew Pty Ltd | Profix Knee System Patella Component | Patella Component, UHMWPE, Inset, cemented | 23-29mm | 223619 |  | March 2023 | Group Benefit Change
06 - Specialist Orthopaedic | 06.03 - SKELETAL RECONSTRUCTION | 06.03.05 - Surgical Accessories | 06.03.05.02 - Pins |  | SN451 | 22 | Smith & Nephew Pty Ltd | Wire | Kirschner | Various 1.3 - 304.8mm | 108396 110986 118355 131082 157918 |  | May 2018 | Group Benefit Change
06 - Specialist Orthopaedic | 06.03 - SKELETAL RECONSTRUCTION | 06.03.03 - Plates | 06.03.03.10 - Dynamic - Hip ≤ 6 holes |  | SN488 | 278 | Smith & Nephew Pty Ltd | Intermediate Osteotomy System | Compressing | One size only | 108429 |  | May 2018 | Group Benefit Change
06 - Specialist Orthopaedic | 06.03 - SKELETAL RECONSTRUCTION | 06.03.04 - Screws | 06.03.04.05 - Dynamic |  | SN489 | 169 | Smith & Nephew Pty Ltd | Intermediate Osteotomy System | Lag | 35 mm - 85mm, 1 1/2" - 3-3/4" | 104369 |  | May 2018 | Group Benefit Change
06 - Specialist Orthopaedic | 06.03 - SKELETAL RECONSTRUCTION | 06.03.04 - Screws | 06.03.04.05 - Dynamic |  | SN492 | 169 | Smith & Nephew Pty Ltd | Paediatric Osteotomy System | Lag Screw | 22mm- 40mm | 104369 |  | May 2018 | Group Benefit Change
06 - Specialist Orthopaedic | 06.03 - SKELETAL RECONSTRUCTION | 06.03.03 - Plates | 06.03.03.10 - Dynamic - Hip ≤ 6 holes |  | SN493 | 278 | Smith & Nephew Pty Ltd | Paediatric Osteotomy System | Paediatric Osteotomy System | ≤ 6 holes | 108428 |  | May 2018 | Group Benefit Change
06 - Specialist Orthopaedic | 06.03 - SKELETAL RECONSTRUCTION | 06.03.01 - Intramedullary Nails | 06.03.01.02 - Femoral, Proximal long (≥220mm) |  | SN521 | 1214 | Smith & Nephew Pty Ltd | TriGen | Femoral Nail | 8-18mm D ≥ 220mm length | 104370 |  | May 2018 | Group Benefit Change
06 - Specialist Orthopaedic | 06.03 - SKELETAL RECONSTRUCTION | 06.03.01 - Intramedullary Nails | 06.03.01.03 - Femoral, Distal |  | SN522 | 996 | Smith & Nephew Pty Ltd | TriGen | Femoral nail | 8.5-13mm x 15-50cm | 104370 |  | August 2018 | Group Benefit Change
06 - Specialist Orthopaedic | 06.03 - SKELETAL RECONSTRUCTION | 06.03.03 - Plates | 06.03.03.38 - Periarticular anatomic - Tibia ≤ 6 holes |  | SN581 | 980 | Smith & Nephew Pty Ltd | TC-100 | Tibia Plates, L:/E 6 Holes | ≤ 6 holes | 108428 |  | May 2018 | Group Benefit Change
11 - Hip | 11.01 - FEMORAL COMPONENTS - PRIMARY AND REVISION | 11.01.04 - Uncemented, HA Coated | 11.01.04.02 - Beaded |  | SN678 | 3198 | Smith & Nephew Pty Ltd | Echelon with HA | Cobalt Chromium with Hyrdoxyapetite Coating, beaded | 11-20 | 222602 253854 257395 262520 262521 262974 |  | May 2018 | Group Benefit Change
06 - Specialist Orthopaedic | 06.03 - SKELETAL RECONSTRUCTION | 06.03.01 - Intramedullary Nails | 06.03.01.01 - Femoral, Proximal short (<220mm) |  | SN763 | 914 | Smith & Nephew Pty Ltd | IMHS CP | Intramedullary Hip Nail, stainless steel | 10 - 16mm x 19.5cm left and right | 104370 |  | May 2018 | Group Benefit Change
06 - Specialist Orthopaedic | 06.03 - SKELETAL RECONSTRUCTION | 06.03.01 - Intramedullary Nails | 06.03.01.02 - Femoral, Proximal long (≥220mm) |  | SN764 | 1214 | Smith & Nephew Pty Ltd | IMHS CP | Intramedullary Hip Nail, stainless steel | 10 - 14mm x 32 - 44cm left and right | 104370 |  | May 2018 | Group Benefit Change
06 - Specialist Orthopaedic | 06.03 - SKELETAL RECONSTRUCTION | 06.03.01 - Intramedullary Nails | 06.03.01.07 - Arthrodesis ankle |  | SN772 | 3581 | Smith & Nephew Pty Ltd | Trigen | Hindfoot Fusion Nail, Titanium | 10 - 11.5mm Diameter | 116509 |  | May 2018 | Group Benefit Change
06 - Specialist Orthopaedic | 06.03 - SKELETAL RECONSTRUCTION | 06.03.03 - Plates | 06.03.03.03 - Standard (screw size ≥4.5mm)(including blade) ≥ 16 holes |  | SN784 | 425 | Smith & Nephew Pty Ltd | Peri-Loc | Plates, Stainless Steel, Non-Locking, Broad, Left & Rights | ≥ 16 holes | 108428 |  | August 2018 | Group Benefit Change
06 - Specialist Orthopaedic | 06.03 - SKELETAL RECONSTRUCTION | 06.03.03 - Plates | 06.03.03.04 - Small (screw size 2.71mm – 4.49mm)(including blade) ≤ 6 holes | LK | SN796 | 305 | Smith & Nephew Pty Ltd | Peri-Loc | Locking 1/3 Tubular & 3.5mm Straight Plates | ≤ 6 holes | 108428 |  | May 2018 | Group Benefit Change
06 - Specialist Orthopaedic | 06.03 - SKELETAL RECONSTRUCTION | 06.03.03 - Plates | 06.03.03.05 - Small (screw size 2.71mm – 4.49mm)(including blade) ≥ 7 to ≤ 15 holes | LK | SN797 | 313 | Smith & Nephew Pty Ltd | Peri-Loc | Locking 1/3 Tubular & 3.5mm Straight Plates | ≥ 7 to ≤ 15 holes | 108428 |  | May 2018 | Group Benefit Change
06 - Specialist Orthopaedic | 06.03 - SKELETAL RECONSTRUCTION | 06.03.03 - Plates | 06.03.03.06 - Small (screw size 2.71mm – 4.49mm)(including blade) ≥ 16 holes | LK | SN798 | 700 | Smith & Nephew Pty Ltd | Peri-Loc | Plates, Stainless Steel, Locking, Compression, Lefts and Rights | 3.5mm, 20 - 22 holes | 108428 |  | May 2018 | Group Benefit Change
06 - Specialist Orthopaedic | 06.03 - SKELETAL RECONSTRUCTION | 06.03.03 - Plates | 06.03.03.04 - Small (screw size 2.71mm – 4.49mm)(including blade) ≤ 6 holes | Com | SN800 | 305 | Smith & Nephew Pty Ltd | Peri-Loc | 3.5mm Recon Plate | ≤ 6 holes | 108428 |  | May 2018 | Group Benefit Change
06 - Specialist Orthopaedic | 06.03 - SKELETAL RECONSTRUCTION | 06.03.03 - Plates | 06.03.03.05 - Small (screw size 2.71mm – 4.49mm)(including blade) ≥ 7 to ≤ 15 holes | Com | SN801 | 349 | Smith & Nephew Pty Ltd | Peri-Loc | 3.5mm Recon Plates | > 7 to < 15 holes | 108428 |  | March 2020 | Group Benefit Change
11 - Hip | 11.02 - FEMORAL HEADS | 11.02.02 - Conventional Femoral Heads, >32mm | 11.02.02.02 - Cobalt Chrome |  | SN809 | 673 | Smith & Nephew Pty Ltd | Femoral head | CoCr | >32mm | 218139 218142 |  | May 2018 | Group Benefit Change
11 - Hip | 11.02 - FEMORAL HEADS | 11.02.02 - Conventional Femoral Heads, >32mm | 11.02.02.06 - Ceramicised Metal |  | SN812 | 1684 | Smith & Nephew Pty Ltd | Femoral Head | 12/14, 14/16 Taper, Oxinium | >32mm, -3 - +16mm | 218140 218141 |  | May 2018 | Group Benefit Change
12 - Knee | 12.03 - TIBIAL TRAY COMPONENT - TOTAL KNEE ARTHROPLASTY | 12.03.02 - Cemented, Alloy |  | Revision | SN824 | 2758 | Smith & Nephew Pty Ltd | Legion Knee System Tibial Baseplate | Tibial baseplate, cemented, Titanium, for fixed insert, | 1-8 | 208089 |  | May 2018 | Group Benefit Change
06 - Specialist Orthopaedic | 06.03 - SKELETAL RECONSTRUCTION | 06.03.04 - Screws | 06.03.04.03 - Mini (2.01 – 2.7 mm) |  | SN833 | 64 | Smith & Nephew Pty Ltd | Peri-Loc & Peri-Loc VLP | Cortical Screws | 2.01-2.7mm | 104369 |  | May 2018 | Group Benefit Change
06 - Specialist Orthopaedic | 06.03 - SKELETAL RECONSTRUCTION | 06.03.01 - Intramedullary Nails | 06.03.01.01 - Femoral, Proximal short (<220mm) |  | SN838 | 914 | Smith & Nephew Pty Ltd | Trigen InterTAN Nail | Nail, Titanium | diameter 10-13mm length 18-46cm Angle 125°-135° | 104370 |  | May 2018 | Group Benefit Change
06 - Specialist Orthopaedic | 06.03 - SKELETAL RECONSTRUCTION | 06.03.01 - Intramedullary Nails | 06.03.01.04 - Tibial/Fibular |  | SN841 | 1033 | Smith & Nephew Pty Ltd | Trigen META | Metaphyseal Nail, Titanium | 8.5-13mm 15x50cm | 117591 |  | May 2018 | Group Benefit Change
11 - Hip | 11.01 - FEMORAL COMPONENTS - PRIMARY AND REVISION | 11.01.04 - Uncemented, HA Coated | 11.01.04.02 - Beaded |  | SN843 | 3198 | Smith & Nephew Pty Ltd | Anthology Hip System | Titanium, Beaded and HA | 0-20 | 218143 |  | May 2018 | Group Benefit Change
11 - Hip | 11.03 - ACETABULAR COMPONENTS | 11.03.04 - Insert/Liner | 11.03.04.06 - Ceramic Mix | Ring | SN855 | 1806 | Smith & Nephew Pty Ltd | R3 Acetabular system | Delta Ceramic Liner | 40-78mm | 218185 |  | May 2018 | Group Benefit Change
11 - Hip | 11.01 - FEMORAL COMPONENTS - PRIMARY AND REVISION | 11.01.04 - Uncemented, HA Coated | 11.01.04.04 - Plasma |  | SN900 | 3493 | Smith & Nephew Pty Ltd | NANOS Neck Preserving Stem | .Neck preserving femoral stem with vacuum plasma spray titanium porous coating and Calcium Phosphate electro chemical deposition process coating (Bonit Coating) for use without modular femoral neck choices | Size 0 to Size 9 | 233103 |  | May 2018 | Group Benefit Change
06 - Specialist Orthopaedic | 06.03 - SKELETAL RECONSTRUCTION | 06.03.03 - Plates | 06.03.03.10 - Dynamic - Hip ≤ 6 holes |  | SN912 | 278 | Smith & Nephew Pty Ltd | Intermediate Osteotomy System | Plate (hip screw) | ≤6 holes | 108428 |  | May 2018 | Group Benefit Change
06 - Specialist Orthopaedic | 06.03 - SKELETAL RECONSTRUCTION | 06.03.03 - Plates | 06.03.03.11 - Dynamic - Hip ≥ 7 to ≤ 15 holes |  | SN913 | 550 | Smith & Nephew Pty Ltd | Intermediate Osteotomy System | Plate (hip screw) | ≥7 to ≤15 holes | 108428 |  | May 2018 | Group Benefit Change
06 - Specialist Orthopaedic | 06.03 - SKELETAL RECONSTRUCTION | 06.03.03 - Plates | 06.03.03.04 - Small (screw size 2.71mm – 4.49mm)(including blade) ≤ 6 holes | LK | SN914 | 305 | Smith & Nephew Pty Ltd | Peri-Loc | Clavicle plates | ≤6 holes | 108428 |  | May 2018 | Group Benefit Change
06 - Specialist Orthopaedic | 06.03 - SKELETAL RECONSTRUCTION | 06.03.03 - Plates | 06.03.03.19 - Periarticular anatomic - Humerus ≤ 6 holes | LK | SN916 | 1208 | Smith & Nephew Pty Ltd | Peri-Loc | Humerus Plates | ≤6 holes | 108428 |  | May 2018 | Group Benefit Change
06 - Specialist Orthopaedic | 06.03 - SKELETAL RECONSTRUCTION | 06.03.03 - Plates | 06.03.03.25 - Periarticular anatomic - Ulna ≤ 6 holes | LK | SN918 | 870 | Smith & Nephew Pty Ltd | Peri-Loc | Olecranon Plates | ≤6 holes | 108428 |  | May 2018 | Group Benefit Change
06 - Specialist Orthopaedic | 06.03 - SKELETAL RECONSTRUCTION | 06.03.03 - Plates | 06.03.03.13 - Dynamic - supracondylar ≤ 6 holes |  | SN922 | 528 | Smith & Nephew Pty Ltd | Compression Hip Screw System | Classic Supracondylar Plate | ≤6 holes | 108428 |  | May 2018 | Group Benefit Change
06 - Specialist Orthopaedic | 06.03 - SKELETAL RECONSTRUCTION | 06.03.03 - Plates | 06.03.03.14 - Dynamic - supracondylar ≥ 7 to ≤ 15 holes |  | SN923 | 452 | Smith & Nephew Pty Ltd | Compression Hip Screw System | Classic Supracondylar Plate | ≥7 to ≤15 holes | 108428 |  | May 2018 | Group Benefit Change
06 - Specialist Orthopaedic | 06.03 - SKELETAL RECONSTRUCTION | 06.03.03 - Plates | 06.03.03.07 - Mini (screw size ≤2.7mm)(including blade) ≤ 6 holes |  | SN928 | 469 | Smith & Nephew Pty Ltd | TC-100 | Quarter Tubular Plates, L/E 6 holes | ≤6 holes | 108428 |  | May 2018 | Group Benefit Change
06 - Specialist Orthopaedic | 06.03 - SKELETAL RECONSTRUCTION | 06.03.03 - Plates | 06.03.03.08 - Mini (screw size ≤2.7mm)(including blade) ≥ 7 to ≤ 15 holes |  | SN929 | 362 | Smith & Nephew Pty Ltd | TC-100 | Quarter Tubular Plates, G/E 7 to L/E 15 holes | ≥7 to ≤15 holes | 108428 |  | May 2018 | Group Benefit Change
06 - Specialist Orthopaedic | 06.03 - SKELETAL RECONSTRUCTION | 06.03.03 - Plates | 06.03.03.07 - Mini (screw size ≤2.7mm)(including blade) ≤ 6 holes | Com, LK | SN930 | 1062 | Smith & Nephew Pty Ltd | Peri-Loc | 2.7mm LK Reconstruction Plates | ≤6 holes | 108428 |  | May 2018 | Group Benefit Change
06 - Specialist Orthopaedic | 06.03 - SKELETAL RECONSTRUCTION | 06.03.03 - Plates | 06.03.03.08 - Mini (screw size ≤2.7mm)(including blade) ≥ 7 to ≤ 15 holes | Com, LK | SN931 | 619 | Smith & Nephew Pty Ltd | Peri-Loc | 2.7mm LK Reconstruction Plates | ≥7 to ≤15 holes | 108428 |  | May 2018 | Group Benefit Change
06 - Specialist Orthopaedic | 06.03 - SKELETAL RECONSTRUCTION | 06.03.03 - Plates | 06.03.03.07 - Mini (screw size ≤2.7mm)(including blade) ≤ 6 holes |  | SN932 | 469 | Smith & Nephew Pty Ltd | TC-100 | 2.0mm Straight Plates | ≤6 holes | 108428 |  | May 2018 | Group Benefit Change
06 - Specialist Orthopaedic | 06.03 - SKELETAL RECONSTRUCTION | 06.03.03 - Plates | 06.03.03.09 - Mini (screw size ≤2.7mm)(including blade) ≥ 16 holes |  | SN933 | 480 | Smith & Nephew Pty Ltd | TC-100 | 2.0mm Straight Plates | ≥16 holes | 108428 |  | May 2018 | Group Benefit Change
06 - Specialist Orthopaedic | 06.03 - SKELETAL RECONSTRUCTION | 06.03.03 - Plates | 06.03.03.08 - Mini (screw size ≤2.7mm)(including blade) ≥ 7 to ≤ 15 holes |  | SN934 | 362 | Smith & Nephew Pty Ltd | TC-100 | 1.5mm Mini Plates | ≥7 to ≤15 holes | 108428 |  | May 2018 | Group Benefit Change
06 - Specialist Orthopaedic | 06.03 - SKELETAL RECONSTRUCTION | 06.03.03 - Plates | 06.03.03.09 - Mini (screw size ≤2.7mm)(including blade) ≥ 16 holes |  | SN935 | 480 | Smith & Nephew Pty Ltd | TC-100 | 1.5mm Mini Plates | ≥16 holes | 108428 |  | May 2018 | Group Benefit Change
06 - Specialist Orthopaedic | 06.03 - SKELETAL RECONSTRUCTION | 06.03.03 - Plates | 06.03.03.05 - Small (screw size 2.71mm – 4.49mm)(including blade) ≥ 7 to ≤ 15 holes | Com | SN936 | 349 | Smith & Nephew Pty Ltd | TC-100 | 3.5mm Curved Reconstruction Plate | ≥7 to ≤15 holes | 108428 |  | May 2018 | Group Benefit Change
06 - Specialist Orthopaedic | 06.03 - SKELETAL RECONSTRUCTION | 06.03.03 - Plates | 06.03.03.06 - Small (screw size 2.71mm – 4.49mm)(including blade) ≥ 16 holes | Com | SN937 | 1027 | Smith & Nephew Pty Ltd | TC-100 | 3.5mm Curved Reconstruction Plate | ≥16 holes | 108428 |  | May 2018 | Group Benefit Change
06 - Specialist Orthopaedic | 06.03 - SKELETAL RECONSTRUCTION | 06.03.03 - Plates | 06.03.03.04 - Small (screw size 2.71mm – 4.49mm)(including blade) ≤ 6 holes | VAL | SN938 | 642 | Smith & Nephew Pty Ltd | Peri-Loc VLP | VAL/LK 3.5 1/3 Tubular | ≤6 holes | 108428 |  | May 2018 | Group Benefit Change
06 - Specialist Orthopaedic | 06.03 - SKELETAL RECONSTRUCTION | 06.03.03 - Plates | 06.03.03.05 - Small (screw size 2.71mm – 4.49mm)(including blade) ≥ 7 to ≤ 15 holes | VAL | SN939 | 641 | Smith & Nephew Pty Ltd | Peri-Loc VLP | VAL/LK 3.5mm 1/3 Tubular Plates | ≥7 to ≤15 holes | 108428 |  | May 2018 | Group Benefit Change
06 - Specialist Orthopaedic | 06.03 - SKELETAL RECONSTRUCTION | 06.03.03 - Plates | 06.03.03.07 - Mini (screw size ≤2.7mm)(including blade) ≤ 6 holes | VAL | SN940 | 973 | Smith & Nephew Pty Ltd | Peri-Loc VLP | VAL/LK, 2.7mm Quarter Tubular Plates | ≤6 holes | 108428 |  | May 2018 | Group Benefit Change
06 - Specialist Orthopaedic | 06.03 - SKELETAL RECONSTRUCTION | 06.03.03 - Plates | 06.03.03.08 - Mini (screw size ≤2.7mm)(including blade) ≥ 7 to ≤ 15 holes | VAL | SN941 | 828 | Smith & Nephew Pty Ltd | Peri-Loc VLP | VAL/LK, 2.7mm Quarter Tubular Plates | ≥7 to ≤15 holes | 108428 |  | May 2018 | Group Benefit Change
06 - Specialist Orthopaedic | 06.03 - SKELETAL RECONSTRUCTION | 06.03.03 - Plates | 06.03.03.01 - Standard (screw size ≥4.5mm)(including blade) ≤ 6 holes |  | SN942 | 399 | Smith & Nephew Pty Ltd | Peri-Loc | 4.5 Straight Non Locking Plates | ≤6 holes | 108428 |  | May 2018 | Group Benefit Change
06 - Specialist Orthopaedic | 06.03 - SKELETAL RECONSTRUCTION | 06.03.04 - Screws | 06.03.04.02 - Small (2.71mm – 4.49mm) | LK | SN944 | 111 | Smith & Nephew Pty Ltd | Peri-Loc | Locking Screws | 2.71mm - 4.49mm | 104369 |  | May 2018 | Group Benefit Change
06 - Specialist Orthopaedic | 06.03 - SKELETAL RECONSTRUCTION | 06.03.04 - Screws | 06.03.04.10 - Screw Accessories - Caps |  | SN945 | 97 | Smith & Nephew Pty Ltd | Peri-Loc | Screw Accessories, Hole Filler | 4.5mm | 140705 |  | May 2018 | Group Benefit Change
06 - Specialist Orthopaedic | 06.03 - SKELETAL RECONSTRUCTION | 06.03.11 - External Fixateurs | 06.03.11.03 - Frame Component - Monoplanar, Clamp |  | SN947 | 1133 | Smith & Nephew Pty Ltd | Smith & Nephew External Fixation (Llizarov, Taylor Spatial Frame, Jet-X, Compass) | Monoplanar Clamp | Standard | 97612 |  | May 2018 | Group Benefit Change
06 - Specialist Orthopaedic | 06.03 - SKELETAL RECONSTRUCTION | 06.03.11 - External Fixateurs | 06.03.11.05 - Frame Component - Monoplanar, Adaptor |  | SN948 | 1034 | Smith & Nephew Pty Ltd | Smith & Nephew External Fixation (Llizarov, Taylor Spatial Frame, Jet-X, Compass) | Monoplanar Clamp, 3 Dimensional | Standard | 97612 |  | May 2018 | Group Benefit Change
06 - Specialist Orthopaedic | 06.03 - SKELETAL RECONSTRUCTION | 06.03.11 - External Fixateurs | 06.03.11.05 - Frame Component - Monoplanar, Adaptor |  | SN949 | 1034 | Smith & Nephew Pty Ltd | Smith & Nephew External Fixation (Llizarov, Taylor Spatial Frame, Jet-X, Compass) | Monoplanar clamp, Compresion Distraction Device | Standard | 97612 |  | May 2018 | Group Benefit Change
06 - Specialist Orthopaedic | 06.03 - SKELETAL RECONSTRUCTION | 06.03.11 - External Fixateurs | 06.03.11.04 - Frame Component - Monoplanar, Body | CDD | SN950 | 2410 | Smith & Nephew Pty Ltd | Smith & Nephew External Fixation (Ilizarov, Taylor Spatial Frame, Jet-X, Compass) | Monoplanar Clamp, compression distraction device | Standard | 97612 |  | May 2018 | Group Benefit Change
06 - Specialist Orthopaedic | 06.03 - SKELETAL RECONSTRUCTION | 06.03.11 - External Fixateurs | 06.03.11.08 - Frame Component - Circular Coupling Device |  | SN951 | 253 | Smith & Nephew Pty Ltd | Smith & Nephew External Fixation (Ilizarov, Taylor Spatial Frame, Jet-X, Compass) | Monoplanar adaptor | standard | 97612 |  | May 2018 | Group Benefit Change
06 - Specialist Orthopaedic | 06.03 - SKELETAL RECONSTRUCTION | 06.03.11 - External Fixateurs | 06.03.11.07 - Frame Component - Partial Circular Ring |  | SN953 | 978 | Smith & Nephew Pty Ltd | Smith & Nephew External Fixation (Llizarov, Taylor Spatial Frame, Jet-X, Compass) | Partial Circular Ring | Standard | 156686 97612 |  | May 2018 | Group Benefit Change
06 - Specialist Orthopaedic | 06.03 - SKELETAL RECONSTRUCTION | 06.03.11 - External Fixateurs | 06.03.11.08 - Frame Component - Circular Coupling Device |  | SN954 | 253 | Smith & Nephew Pty Ltd | Smith & Nephew External Fixation (Llizarov, Taylor Spatial Frame, Jet-X, Compass) | Circular Coupling device | standard | 108966 156686 97612 |  | May 2018 | Group Benefit Change
06 - Specialist Orthopaedic | 06.03 - SKELETAL RECONSTRUCTION | 06.03.11 - External Fixateurs | 06.03.11.09 - Frame Component - Circular Frame Strut Device |  | SN955 | 849 | Smith & Nephew Pty Ltd | Smith & Nephew External Fixation (Ilizarov, Taylor Spatial Frame, Jet-X, Compass) | Circular Frame Strut Device, 3 Dimensional | standard | 97612 384817 |  | November 2022 | Group Benefit Change
06 - Specialist Orthopaedic | 06.03 - SKELETAL RECONSTRUCTION | 06.03.11 - External Fixateurs | 06.03.11.10 - Frame Component - Foot Plate |  | SN957 | 2129 | Smith & Nephew Pty Ltd | Smith & Nephew External Fixation (Llizarov, Taylor Spatial Frame, Jet-X, Compass) | Foot Plate | Standard | 97612 |  | May 2018 | Group Benefit Change
06 - Specialist Orthopaedic | 06.03 - SKELETAL RECONSTRUCTION | 06.03.11 - External Fixateurs | 06.03.11.11 - Frame Component - Circular Frame, Nuts & Spacers |  | SN958 | 38 | Smith & Nephew Pty Ltd | Smith & Nephew External Fixation (Llizarov, Taylor Spatial Frame, Jet-X, Compass) | Circular Frame, Nuts & Spacer | standard | 107550 108966 109591 118355 141018 156686 164373 97612 |  | May 2018 | Group Benefit Change
06 - Specialist Orthopaedic | 06.03 - SKELETAL RECONSTRUCTION | 06.03.11 - External Fixateurs | 06.03.11.12 - Frame Component - Coupling Device |  | SN959 | 641 | Smith & Nephew Pty Ltd | Smith & Nephew External Fixation (Llizarov, Taylor Spatial Frame, Jet-X, Compass) | Coupling device, 3 dimensional | Standard | 156686 |  | May 2018 | Group Benefit Change
06 - Specialist Orthopaedic | 06.03 - SKELETAL RECONSTRUCTION | 06.03.11 - External Fixateurs | 06.03.11.15 - Frame Component - Pin Clamp Assembly |  | SN962 | 934 | Smith & Nephew Pty Ltd | Smith & Nephew External Fixation (Llizarov, Taylor Spatial Frame, Jet-X, Compass) | Pin Clamp Assembly | Standard | 156686 97612 |  | May 2018 | Group Benefit Change
06 - Specialist Orthopaedic | 06.03 - SKELETAL RECONSTRUCTION | 06.03.11 - External Fixateurs | 06.03.11.15 - Frame Component - Pin Clamp Assembly |  | SN963 | 934 | Smith & Nephew Pty Ltd | Smith & Nephew External Fixation (Llizarov, Taylor Spatial Frame, Jet-X, Compass) | Pin Clamp Assembly, 3 Dimensional | Standard | 156686 97612 |  | May 2018 | Group Benefit Change
06 - Specialist Orthopaedic | 06.03 - SKELETAL RECONSTRUCTION | 06.03.11 - External Fixateurs | 06.03.11.12 - Frame Component - Coupling Device |  | SN964 | 641 | Smith & Nephew Pty Ltd | Smith & Nephew External Fixation (Llizarov, Taylor Spatial Frame, Jet-X, Compass) | Articulating Hinge, 3 Dimensional | Standard | 156686 |  | May 2018 | Group Benefit Change
06 - Specialist Orthopaedic | 06.03 - SKELETAL RECONSTRUCTION | 06.03.11 - External Fixateurs | 06.03.11.18 - Upper body kit |  | SN965 | 5204 | Smith & Nephew Pty Ltd | Jet X Distal Radius Kit | Complete Frame, 3 Dimensional & Compression/Distraction Device | Small | 97612 |  | May 2018 | Group Benefit Change
06 - Specialist Orthopaedic | 06.03 - SKELETAL RECONSTRUCTION | 06.03.11 - External Fixateurs | 06.03.11.03 - Frame Component - Monoplanar, Clamp | Small | SN966 | 2090 | Smith & Nephew Pty Ltd | Smith & Nephew External Fixation (Llizarov, Taylor Spatial Frame, Jet-X, Compass) | Monoplanar Clamp, 3 Dimensional | Small | 97612 |  | May 2018 | Group Benefit Change
06 - Specialist Orthopaedic | 06.03 - SKELETAL RECONSTRUCTION | 06.03.04 - Screws | 06.03.04.03 - Mini (2.01 – 2.7 mm) | LK | SN968 | 109 | Smith & Nephew Pty Ltd | Peri-Loc | Locking screws | 2.01mm - 2.7mm | 104369 |  | May 2018 | Group Benefit Change
06 - Specialist Orthopaedic | 06.03 - SKELETAL RECONSTRUCTION | 06.03.04 - Screws | 06.03.04.03 - Mini (2.01 – 2.7 mm) | LK | SN969 | 109 | Smith & Nephew Pty Ltd | Peri-Loc VLP | VAL Locking Screws 2.01mm - 2.7mm | 2.01mm - 2.7mm | 104369 |  | May 2018 | Group Benefit Change
06 - Specialist Orthopaedic | 06.03 - SKELETAL RECONSTRUCTION | 06.03.04 - Screws | 06.03.04.03 - Mini (2.01 – 2.7 mm) | CN | SN970 | 167 | Smith & Nephew Pty Ltd | Cannulated Screw | Stainless Steel | 2.01mm - 2.7mm | 104369 |  | May 2018 | Group Benefit Change
06 - Specialist Orthopaedic | 06.03 - SKELETAL RECONSTRUCTION | 06.03.04 - Screws | 06.03.04.02 - Small (2.71mm – 4.49mm) | CN | SN971 | 180 | Smith & Nephew Pty Ltd | Cannulated Screw | Stainless Steel | 2.71mm - 4.49mm | 104369 |  | May 2018 | Group Benefit Change
06 - Specialist Orthopaedic | 06.03 - SKELETAL RECONSTRUCTION | 06.03.03 - Plates | 06.03.03.32 - Periarticular anatomic - Femur ≤ 6 holes | LK | SN972 | 1200 | Smith & Nephew Pty Ltd | Peri-Loc | Distal Femur Plates | ≤6 holes | 108428 |  | May 2018 | Group Benefit Change
06 - Specialist Orthopaedic | 06.03 - SKELETAL RECONSTRUCTION | 06.03.03 - Plates | 06.03.03.33 - Periarticular anatomic - Femur ≥ 7 to ≤ 15 holes | LK | SN973 | 1215 | Smith & Nephew Pty Ltd | Peri-Loc | Distal Femur Plates | ≥7 to ≤15 holes | 108428 |  | May 2018 | Group Benefit Change
06 - Specialist Orthopaedic | 06.03 - SKELETAL RECONSTRUCTION | 06.03.03 - Plates | 06.03.03.34 - Periarticular anatomic - Femur ≥ 16 holes | LK | SN974 | 1618 | Smith & Nephew Pty Ltd | Peri-Loc | Distal Femur Plates | ≥ 16 holes | 108428 |  | May 2018 | Group Benefit Change
06 - Specialist Orthopaedic | 06.03 - SKELETAL RECONSTRUCTION | 06.03.03 - Plates | 06.03.03.38 - Periarticular anatomic - Tibia ≤ 6 holes | VAL | SN975 | 1518 | Smith & Nephew Pty Ltd | Peri-Loc | Tibia Plates | ≤6 holes | 108428 |  | May 2018 | Group Benefit Change
06 - Specialist Orthopaedic | 06.03 - SKELETAL RECONSTRUCTION | 06.03.03 - Plates | 06.03.03.40 - Periarticular anatomic - Tibia ≥ 16 holes | LK | SN976 | 1338 | Smith & Nephew Pty Ltd | Peri-Loc | Tibia Plates | ≥ 16 Holes | 108428 |  | May 2018 | Group Benefit Change
06 - Specialist Orthopaedic | 06.03 - SKELETAL RECONSTRUCTION | 06.03.03 - Plates | 06.03.03.04 - Small (screw size 2.71mm – 4.49mm)(including blade) ≤ 6 holes | VAL | SN979 | 642 | Smith & Nephew Pty Ltd | Peri-Loc | Fibula Plates | ≤ 6 holes | 108428 |  | May 2018 | Group Benefit Change
06 - Specialist Orthopaedic | 06.03 - SKELETAL RECONSTRUCTION | 06.03.03 - Plates | 06.03.03.05 - Small (screw size 2.71mm – 4.49mm)(including blade) ≥ 7 to ≤ 15 holes | VAL | SN980 | 641 | Smith & Nephew Pty Ltd | Peri-Loc | Fibula Plates | ≥ 7 to ≤15 Holes | 108428 |  | May 2018 | Group Benefit Change
06 - Specialist Orthopaedic | 06.03 - SKELETAL RECONSTRUCTION | 06.03.03 - Plates | 06.03.03.42 - Periarticular anatomic - Calcaneal ≥ 7 to ≤ 15 holes | VAL | SN984 | 1373 | Smith & Nephew Pty Ltd | Peri-Loc | Calcaneal Plates | >7 to <15 holes | 108428 |  | May 2018 | Group Benefit Change
01 - Ophthalmic | 01.02 - POSTERIOR CHAMBER INTRAOCULAR LENSES | 01.02.02 - Foldable | 01.02.02.03 - Edge modification | at, vblf | SO055 | 240 | Spectrum Surgical | HumanOptics Aspira Y | Posterior chamber IOL, foldable, UV absorber, Aspheric, aberration technology, 360° LEC barrier, HD optic, Blue light filter | -20 to +60 D | 227764 |  | November 2020 | Group Benefit Change
01 - Ophthalmic | 01.02 - POSTERIOR CHAMBER INTRAOCULAR LENSES | 01.02.02 - Foldable | 01.02.02.03 - Edge modification | at, t1, vblf | SO057 | 499 | Spectrum Surgical | HumanOptics Torica Y | Toric posterior chamber IOL, foldable, UV absorber, Aspheric, aberration technology, 360° LEC barrier, HD optic, Blue light filter | Sphere -20D to +59D, Cylinder 1D to 6D | 227764 |  | November 2020 | Group Benefit Change
01 - Ophthalmic | 01.02 - POSTERIOR CHAMBER INTRAOCULAR LENSES | 01.02.02 - Foldable | 01.02.02.03 - Edge modification | at, t2, vblf | SO058 | 732 | Spectrum Surgical | HumanOptics Torica Y | Toric posterior chamber IOL, foldable, UV absorber, Aspheric, aberration technology, 360° LEC barrier, HD optic, Blue light filter | Sphere -20D to +59D, Cylinder 7D to 30D | 227764 |  | November 2020 | Group Benefit Change
01 - Ophthalmic | 01.02 - POSTERIOR CHAMBER INTRAOCULAR LENSES | 01.02.02 - Foldable | 01.02.02.03 - Edge modification | at, t1 | SO060 | 514 | Spectrum Surgical | HumanOptics Torica | Toric posterior chamber IOL, foldable, UV absorber, Aspheric, aberration technology, 360° LEC barrier, HD optic | Sphere -20D to +59D, Cylinder 1D to 6D | 227764 |  | November 2020 | Group Benefit Change
01 - Ophthalmic | 01.02 - POSTERIOR CHAMBER INTRAOCULAR LENSES | 01.02.02 - Foldable | 01.02.02.03 - Edge modification | at | SO074 | 240 | Spectrum Surgical | HumanOptics Aspira | Posterior chamber IOL, foldable, UV absorber, Aspheric, aberration technology, 360° LEC barrier, HD optic | -20.0 to +60.0 D | 227764 |  | November 2020 | Group Benefit Change
01 - Ophthalmic | 01.02 - POSTERIOR CHAMBER INTRAOCULAR LENSES | 01.02.02 - Foldable | 01.02.02.03 - Edge modification | at, pl | SO075 | 238 | Spectrum Surgical | HumanOptics Aspira Preloaded | Preloaded posterior chamber IOL, foldable, UV absorber, Aspheric, aberration technology, 360° LEC barrier, HD optic | +10.0 to +40.0 D | 227764 |  | May 2018 | Group Benefit Change
01 - Ophthalmic | 01.02 - POSTERIOR CHAMBER INTRAOCULAR LENSES | 01.02.02 - Foldable | 01.02.02.03 - Edge modification | at, pl | SO083 | 238 | Spectrum Surgical | Aspira-aXA Preloaded | Preloaded posterior chamber IOL, foldable, UV absorber, Aspheric, aberration technology, 360 LEC barrier, HD optic | 0 to +30.0 D | 227764 |  | March 2020 | Group Benefit Change
01 - Ophthalmic | 01.02 - POSTERIOR CHAMBER INTRAOCULAR LENSES | 01.02.02 - Foldable | 01.02.02.03 - Edge modification | at | SO084 | 240 | Spectrum Surgical | Aspira-aXA | Posterior chamber IOL, foldable, UV absorber, Aspheric, aberration technology, 360° LEC barrier, HD optic. | -20D to +40 D. | 227764 |  | November 2020 | Group Benefit Change
06 - Specialist Orthopaedic | 06.03 - SKELETAL RECONSTRUCTION | 06.03.03 - Plates | 06.03.03.01 - Standard (screw size ≥4.5mm)(including blade) ≤ 6 holes |  | SQ074 | 399 | Surgical Specialties | PediPlates Plating System | O-Plate, Delta Plate, Center Hole | 12-24mm | 191530 |  | August 2018 | Group Benefit Change
06 - Specialist Orthopaedic | 06.03 - SKELETAL RECONSTRUCTION | 06.03.03 - Plates | 06.03.03.01 - Standard (screw size ≥4.5mm)(including blade) ≤ 6 holes | Com | SQ075 | 593 | Surgical Specialties | PediPlates Plating System | I-Plate Center Hole | 16-32mm | 191530 |  | May 2018 | Group Benefit Change
06 - Specialist Orthopaedic | 06.03 - SKELETAL RECONSTRUCTION | 06.03.05 - Surgical Accessories | 06.03.05.02 - Pins | TH | SQ076 | 22 | Surgical Specialties | K wires | K wire threaded | 1.25mm - 4.5mm | 191530 |  | May 2018 | Group Benefit Change
06 - Specialist Orthopaedic | 06.03 - SKELETAL RECONSTRUCTION | 06.03.03 - Plates | 06.03.03.02 - Standard (screw size ≥4.5mm)(including blade) ≥ 7 to ≤ 15 holes | Com | SQ078 | 798 | Surgical Specialties | PediLoc System ≥7 to ≤15 holes, screw size ≥4.5mm | 4.5mm Bowed locking compression femur 10, 12, 14 hole plates 4.5mm contour locking compression femur 8, 10, 12, 14 hole plates left and right | 4.5mm bowed 10, 12, 14 hole 4.5mm contour 8,10,12,14 hole right 4.5mm contour 8, 10, 12, 14 hole left | 191586 |  | May 2018 | Group Benefit Change
06 - Specialist Orthopaedic | 06.03 - SKELETAL RECONSTRUCTION | 06.03.03 - Plates | 06.03.03.03 - Standard (screw size ≥4.5mm)(including blade) ≥ 16 holes | Com | SQ079 | 1042 | Surgical Specialties | PediLoc - Periarticular Locking Plating System Femur- > 16 holes, screw size ≥4.5mm | 4.5mm Bowed locking compression femur 16 hole plate 4.5mm Bowed locking compression femur 18 hole plate 4.5mm contour locking compression femur 16 hole plate right 4.5mm contour locking compression femur 18 hole plate right 4.5mm contour locking compression femur 20 hole plate right 4.5mm contour locking compression femur 16 hole plate left 4.5mm contour locking compression femur 18 hole plate left 4.5mm contour locking compression femur 20 hole plate left | 4.5mm Bowed, 16 hole 4.5mm Bowed, 18 hole 4.5mm contour,16 hole, right 4.5mm contour,18 hole, right 4.5mm contour,20 hole, right 4.5mm contour,16 hole, left 4.5mm contour,18 hole, left 4.5mm contour,20 hole, left | 191586 |  | May 2018 | Group Benefit Change
06 - Specialist Orthopaedic | 06.03 - SKELETAL RECONSTRUCTION | 06.03.03 - Plates | 06.03.03.05 - Small (screw size 2.71mm – 4.49mm)(including blade) ≥ 7 to ≤ 15 holes | LK | SQ081 | 313 | Surgical Specialties | PediLoc-Periarticular Locking Plating System Femur - >7 to >15 holes, screw size 2.71 - 4.49mm | 3.5mm Contour or Bowed Locking Compression, 8-14 Hole Plate, Left-Right | 3.5mm Bowed, 14 hole 3.5mm contour, 8 - 14 Hole Left-Right | 191586 |  | May 2018 | Group Benefit Change
06 - Specialist Orthopaedic | 06.03 - SKELETAL RECONSTRUCTION | 06.03.03 - Plates | 06.03.03.06 - Small (screw size 2.71mm – 4.49mm)(including blade) ≥ 16 holes | LK | SQ083 | 700 | Surgical Specialties | PediLoc - Anterolateral and Medial Distal Tibial Paediatric Locking Plate | 3.5 mm distal tibial locking compression plate (narrow/wide; 2-5 holes) | 3.5mm anterolateral left (2,3,4,5, holes) 3.5mm anterolateral right (2,3,4,5 holes) 3.5mm Narrow Left (2,3,4,5, holes) 3.5mm narrow right (2,3,4,5 holes) 3.5mm wide left (2,3,4,5 holes) 3.5mm wide right (2,3,4,5 holes) | 191586 |  | May 2018 | Group Benefit Change
06 - Specialist Orthopaedic | 06.03 - SKELETAL RECONSTRUCTION | 06.03.01 - Intramedullary Nails | 06.03.01.02 - Femoral, Proximal long (≥220mm) |  | SQ086 | 1214 | Surgical Specialties | PediNail System | Intramedullary Femoral Nail | 7-10mm x 12-42cm Left, Right | 191587 |  | May 2018 | Group Benefit Change
13 - Spinal | 13.03 - Connector | 13.03.03 - Transverse (Rod-to-Rod) | 13.03.03.02 - Adjustable |  | SQ096 | 1137 | Surgical Specialties | RESPONSE Spine System – Cross Connector | Cross Connector | XS - XL 20-80mm | 233454 |  | August 2018 | Group Benefit Change
13 - Spinal | 13.03 - Connector | 13.03.01 - In-Line |  |  | SQ098 | 655 | Surgical Specialties | RESPONSE Spine System – Inline Connector | Inline Connector | 40-80mm | 233454 |  | July 2021 | Group Benefit Change
13 - Spinal | 13.01 - Bone Screws | 13.01.02 - Pedicle, Polyaxial |  |  | SQ100 | 1050 | Surgical Specialties | RESPONSE Spine System – Polyaxial Screw | Pedicle Polyaxial Screw | 4-9mm diameter, 20mm-110mm | 233454 |  | August 2018 | Group Benefit Change
13 - Spinal | 13.06 - Rod | 13.06.01 - Standard |  |  | SQ101 | 355 | Surgical Specialties | RESPONSE Spine System – Rod | CoCr, Ti | 500mm-600mm Length | 233454 |  | August 2018 | Group Benefit Change
13 - Spinal | 13.02 - Accessories for bone screws and connector components | 13.02.01 - Nut/Set Screw/Locking Screw |  |  | SQ102 | 144 | Surgical Specialties | RESPONSE Spine System – Set Screw | Set Screw | Small, Large | 233454 |  | August 2018 | Group Benefit Change
13 - Spinal | 13.01 - Bone Screws | 13.01.01 - Pedicle, Monoaxial |  |  | SQ103 | 752 | Surgical Specialties | RESPONSE Spine System – Uniaxial Screw | Pedicle Uniaxial Screw | 4-7mm diameter, 20mm-100mm | 233454 |  | August 2018 | Group Benefit Change
06 - Specialist Orthopaedic | 06.03 - SKELETAL RECONSTRUCTION | 06.03.04 - Screws | 06.03.04.01 - Standard ( ≥4.5mm) |  | SQ113 | 57 | Surgical Specialties | SuperCable Trochanteric Grips and Cable Plate System | Compression Screws Titanium | 4.5mm Diameter 10mm to 50 mm length | 133719 |  | May 2018 | Group Benefit Change
06 - Specialist Orthopaedic | 06.03 - SKELETAL RECONSTRUCTION | 06.03.04 - Screws | 06.03.04.01 - Standard ( ≥4.5mm) |  | SQ121 | 57 | Surgical Specialties | Verso Shoulder System - Baseplate Fixation Screw | Verso Shoulder Base Plate Fixation Screw | 5mm diameter, 15mm-50mm | 262473 |  | May 2018 | Group Benefit Change
13 - Spinal | 13.02 - Accessories for bone screws and connector components | 13.02.01 - Nut/Set Screw/Locking Screw |  |  | SQ122 | 144 | Surgical Specialties | RESPONSE Spine System - BandLoc Screw | Set Screw | Large | 233454 |  | May 2018 | Group Benefit Change
13 - Spinal | 13.01 - Bone Screws | 13.01.02 - Pedicle, Polyaxial |  | Cannulated | SQ125 | 1124 | Surgical Specialties | NEO Pedicle Screw System - Polyaxial Screw | Pedicle Screw, Iliac Screw, Titanium Alloy | Diameter: 4.5mm - 8.0mm Length: 25mm - 100mm | 289017 |  | March 2022 | Group Benefit Change
13 - Spinal | 13.06 - Rod | 13.06.01 - Standard |  |  | SQ126 | 355 | Surgical Specialties | NEO Pedicle Screw System - Rod | Straight, Titanium Alloy, CoCr | 30mm - 500mm length | 289017 |  | March 2022 | Group Benefit Change
13 - Spinal | 13.02 - Accessories for bone screws and connector components | 13.02.01 - Nut/Set Screw/Locking Screw |  |  | SQ127 | 144 | Surgical Specialties | NEO Pedicle Screw System - Set Screw | Titanium Alloy | Diameter: 5.0mm - 7.0mm | 289017 |  | May 2018 | Group Benefit Change
13 - Spinal | 13.06 - Rod | 13.06.01 - Standard |  |  | SQ128 | 355 | Surgical Specialties | NEO Pedicle Screw System - Rod | Shaped, Titanium Alloy | 30mm - 100mm length | 289017 |  | May 2018 | Group Benefit Change
06 - Specialist Orthopaedic | 06.03 - SKELETAL RECONSTRUCTION | 06.03.04 - Screws | 06.03.04.06 - Screw Washers |  | SQ129 | 59 | Surgical Specialties | Screw Washer | Stainless Steel | Screw sizes 4.0mm - 7.0mm | 191602 |  | May 2018 | Group Benefit Change
06 - Specialist Orthopaedic | 06.03 - SKELETAL RECONSTRUCTION | 06.03.04 - Screws | 06.03.04.02 - Small (2.71mm – 4.49mm) | LK | SQ132 | 111 | Surgical Specialties | Bone Screws | Cortical, Locking, Self-tapping, Standard, T15, trans-physeal | 3.5-4.0mm 10-70mm | 191602 |  | March 2021 | Group Benefit Change
06 - Specialist Orthopaedic | 06.03 - SKELETAL RECONSTRUCTION | 06.03.03 - Plates | 06.03.03.32 - Periarticular anatomic - Femur ≤ 6 holes | LK | SQ133 | 1200 | Surgical Specialties | PediLoc - Plating System, ≤ 6 Holes, Periarticular Femoral Plates | Periarticular Femoral Plates | 3.5mm-4.5mm, 4-6 Holes | 191586 |  | May 2018 | Group Benefit Change
06 - Specialist Orthopaedic | 06.03 - SKELETAL RECONSTRUCTION | 06.03.03 - Plates | 06.03.03.33 - Periarticular anatomic - Femur ≥ 7 to ≤ 15 holes | LK | SQ134 | 1215 | Surgical Specialties | PediLoc - Plating System, ≥ 7 to ≤ 15 holes, Periarticular Femoral Plates | Periarticular Femoral Plates | 3.5mm-4.5mm, 8-14 Holes | 191586 |  | May 2018 | Group Benefit Change
06 - Specialist Orthopaedic | 06.03 - SKELETAL RECONSTRUCTION | 06.03.03 - Plates | 06.03.03.34 - Periarticular anatomic - Femur ≥ 16 holes | LK | SQ135 | 1618 | Surgical Specialties | PediLoc - Plating System ≥ 16 holes, Periarticular Femoral Plates | Periarticular Femoral Plates | 3.5mm-4.5mm, 16-20 Holes | 191586 |  | May 2018 | Group Benefit Change
06 - Specialist Orthopaedic | 06.03 - SKELETAL RECONSTRUCTION | 06.03.04 - Screws | 06.03.04.02 - Small (2.71mm – 4.49mm) | CN | SQ137 | 180 | Surgical Specialties | Cannulated Screws | Cannulated, Cancellous Short, Medium, Partial, Full Thread Locking, Non-locking | 3.0-4.0mm Diameter 8-70mm Length | 191602 |  | November 2020 | Group Benefit Change
06 - Specialist Orthopaedic | 06.03 - SKELETAL RECONSTRUCTION | 06.03.03 - Plates | 06.03.03.04 - Small (screw size 2.71mm – 4.49mm)(including blade) ≤ 6 holes | LK | SQ138 | 305 | Surgical Specialties | PediLoc Plating System | 3.5mm Locking Plate, PediLoc, PediFrag, PLEO | 2-6 Hole | 191530 |  | August 2018 | Group Benefit Change
06 - Specialist Orthopaedic | 06.03 - SKELETAL RECONSTRUCTION | 06.03.03 - Plates | 06.03.03.07 - Mini (screw size ≤2.7mm)(including blade) ≤ 6 holes | Com, LK | SQ139 | 1062 | Surgical Specialties | PediLoc - Plating System ≤ 6 holes, screw size ≤ 2.7mm | 2.7mm Locking Plate | 3-6 Hole | 191586 |  | May 2018 | Group Benefit Change
06 - Specialist Orthopaedic | 06.03 - SKELETAL RECONSTRUCTION | 06.03.03 - Plates | 06.03.03.08 - Mini (screw size ≤2.7mm)(including blade) ≥ 7 to ≤ 15 holes | Com, LK | SQ140 | 619 | Surgical Specialties | PediLoc - Plating System ≥ 7 to ≤ 15 holes, screw size ≤ 2.7mm | 2.7mm Locking Plate | 7-15 Hole | 191586 |  | May 2018 | Group Benefit Change
06 - Specialist Orthopaedic | 06.03 - SKELETAL RECONSTRUCTION | 06.03.04 - Screws | 06.03.04.01 - Standard ( ≥4.5mm) |  | SQ143 | 57 | Surgical Specialties | Bone Screws | Self-tapping, Cortical, Solid, Cancellous Thread, T20, Partially Threaded, Recon | 4.5-5.0mm Diameter 10-100mm Length | 191587 191602 |  | November 2019 | Group Benefit Change
06 - Specialist Orthopaedic | 06.03 - SKELETAL RECONSTRUCTION | 06.03.04 - Screws | 06.03.04.02 - Small (2.71mm – 4.49mm) |  | SQ145 | 54 | Surgical Specialties | Bone Screws | Cortical, Cancellous, Self-tapping, Full Thread, Partial Thread, Standard, T15 | 3.5-4.0mm Diameter 10-70mm Length | 191602 |  | May 2018 | Group Benefit Change
06 - Specialist Orthopaedic | 06.03 - SKELETAL RECONSTRUCTION | 06.03.04 - Screws | 06.03.04.03 - Mini (2.01 – 2.7 mm) | LK | SQ147 | 109 | Surgical Specialties | Bone Screws | Cortical, Locking, Self-tapping, Standard, T10, | 2.7mm Diameter 5-60mm Length | 191602 |  | May 2018 | Group Benefit Change
06 - Specialist Orthopaedic | 06.03 - SKELETAL RECONSTRUCTION | 06.03.04 - Screws | 06.03.04.03 - Mini (2.01 – 2.7 mm) |  | SQ148 | 64 | Surgical Specialties | Bone Screws | Cortical Screw, Self-tapping, Standard, T10 | 2.7mm Diameter 5-60mm Length | 191602 |  | May 2018 | Group Benefit Change
06 - Specialist Orthopaedic | 06.03 - SKELETAL RECONSTRUCTION | 06.03.03 - Plates | 06.03.03.01 - Standard (screw size ≥4.5mm)(including blade) ≤ 6 holes | LK | SQ149 | 445 | Surgical Specialties | PediLoc Plating System | PediFrag Clavicle Plates | 2.7-3.5mm 6 Holes Left, Right | 191530 |  | August 2018 | Group Benefit Change
06 - Specialist Orthopaedic | 06.03 - SKELETAL RECONSTRUCTION | 06.03.03 - Plates | 06.03.03.01 - Standard (screw size ≥4.5mm)(including blade) ≤ 6 holes | LK | SQ150 | 445 | Surgical Specialties | PediLoc Plating System | PediFrag Clavicle Plates | 2.7-3.5mm 7-8 Holes Left, Right | 191530 |  | August 2018 | Group Benefit Change
06 - Specialist Orthopaedic | 06.03 - SKELETAL RECONSTRUCTION | 06.03.03 - Plates | 06.03.03.08 - Mini (screw size ≤2.7mm)(including blade) ≥ 7 to ≤ 15 holes | LK | SQ151 | 427 | Surgical Specialties | PediLoc Plating System | PediFrag Wrist Fusion Plates | 2.7/3.5mm 99-112mm | 191530 |  | August 2018 | Group Benefit Change
06 - Specialist Orthopaedic | 06.03 - SKELETAL RECONSTRUCTION | 06.03.03 - Plates | 06.03.03.04 - Small (screw size 2.71mm – 4.49mm)(including blade) ≤ 6 holes | Com, LK | SQ154 | 638 | Surgical Specialties | PediLoc Plating System | Locking Cannulated Blade Plate | Infant, Child, Adolescent, 90-130 degrees, 0-14 mm offset, 25-80 mm blade, 2-4 holes | 191530 |  | March 2019 | Group Benefit Change
06 - Specialist Orthopaedic | 06.03 - SKELETAL RECONSTRUCTION | 06.03.01 - Intramedullary Nails | 06.03.01.02 - Femoral, Proximal long (≥220mm) |  | SQ157 | 1214 | Surgical Specialties | PediNail Platform | Pediatric Nailing Platform Femur | 7-12mm x 220-420mm Left, Right Child, Adolescent | 191587 |  | July 2019 | Group Benefit Change
06 - Specialist Orthopaedic | 06.03 - SKELETAL RECONSTRUCTION | 06.03.01 - Intramedullary Nails | 06.03.01.01 - Femoral, Proximal short (<220mm) |  | SQ158 | 914 | Surgical Specialties | PediNail Platform | Pediatric Nailing Platform Femur | 7mm x 200mm Child Left, Right | 191587 |  | July 2019 | Group Benefit Change
06 - Specialist Orthopaedic | 06.03 - SKELETAL RECONSTRUCTION | 06.03.11 - External Fixateurs | 06.03.11.11 - Frame Component - Circular Frame, Nuts & Spacers |  | SQ160 | 38 | Surgical Specialties | Orthex Threaded Sockets | Nut, Threaded | 18-60mm | 324628 |  | July 2020 | Group Benefit Change
06 - Specialist Orthopaedic | 06.03 - SKELETAL RECONSTRUCTION | 06.03.11 - External Fixateurs | 06.03.11.11 - Frame Component - Circular Frame, Nuts & Spacers |  | SQ161 | 38 | Surgical Specialties | Orthex Frame Components | Circular Frame Components | Standard | 324628 |  | November 2021 | Group Benefit Change
06 - Specialist Orthopaedic | 06.03 - SKELETAL RECONSTRUCTION | 06.03.11 - External Fixateurs | 06.03.11.02 - Frame Complete - Monoplanar & Modular Frames | Mini | SQ162 | 1551 | Surgical Specialties | Monoplanar Fixator System | Mini Rail | 80 - 160 mm | 324628 |  | July 2020 | Group Benefit Change
06 - Specialist Orthopaedic | 06.03 - SKELETAL RECONSTRUCTION | 06.03.11 - External Fixateurs | 06.03.11.02 - Frame Complete - Monoplanar & Modular Frames | Mini | SQ163 | 1551 | Surgical Specialties | Monoplanar Fixator System | Rail | 100 - 300 mm | 324628 |  | July 2020 | Group Benefit Change
06 - Specialist Orthopaedic | 06.03 - SKELETAL RECONSTRUCTION | 06.03.11 - External Fixateurs | 06.03.11.03 - Frame Component - Monoplanar, Clamp |  | SQ164 | 1133 | Surgical Specialties | Monoplanar Clamp | Clamp | Standard | 324628 |  | November 2021 | Group Benefit Change
06 - Specialist Orthopaedic | 06.03 - SKELETAL RECONSTRUCTION | 06.03.11 - External Fixateurs | 06.03.11.04 - Frame Component - Monoplanar, Body |  | SQ165 | 965 | Surgical Specialties | Monoplanar Body | Body | 100 - 400 mm | 324628 |  | July 2020 | Group Benefit Change
06 - Specialist Orthopaedic | 06.03 - SKELETAL RECONSTRUCTION | 06.03.11 - External Fixateurs | 06.03.11.09 - Frame Component - Circular Frame Strut Device |  | SQ166 | 849 | Surgical Specialties | Orthex Distractor Strut | Distractor/Clicker, Linear | 100-200mm, Long | 324628 |  | July 2020 | Group Benefit Change
06 - Specialist Orthopaedic | 06.03 - SKELETAL RECONSTRUCTION | 06.03.11 - External Fixateurs | 06.03.11.10 - Frame Component - Foot Plate |  | SQ167 | 2129 | Surgical Specialties | Orthex Foot Plate | Foot Plate | 60-230mm, short | 324628 |  | July 2020 | Group Benefit Change
06 - Specialist Orthopaedic | 06.03 - SKELETAL RECONSTRUCTION | 06.03.11 - External Fixateurs | 06.03.11.07 - Frame Component - Partial Circular Ring |  | SQ171 | 978 | Surgical Specialties | Orthex Partial Circular Rings | Ring, 5/8, Half, Toe, Arch | 60-280mm | 324628 |  | July 2020 | Group Benefit Change
06 - Specialist Orthopaedic | 06.03 - SKELETAL RECONSTRUCTION | 06.03.03 - Plates | 06.03.03.05 - Small (screw size 2.71mm – 4.49mm)(including blade) ≥ 7 to ≤ 15 holes | VAL | SQ174 | 641 | Surgical Specialties | PediFoot Deformity Correction System | 3.5mm Plates, Recon | 70mm length, 8 holes | 191530 |  | November 2020 | Group Benefit Change
06 - Specialist Orthopaedic | 06.03 - SKELETAL RECONSTRUCTION | 06.03.04 - Screws | 06.03.04.03 - Mini (2.01 – 2.7 mm) | CN | SQ175 | 167 | Surgical Specialties | Cannulated Screws | Cannulated, Short, Medium, Full Thread | 2.5mm Diameter 8-30mm Length | 191602 |  | November 2020 | Group Benefit Change
06 - Specialist Orthopaedic | 06.03 - SKELETAL RECONSTRUCTION | 06.03.04 - Screws | 06.03.04.02 - Small (2.71mm – 4.49mm) |  | SQ176 | 54 | Surgical Specialties | PediFoot Deformity Correction System | 3.5mm Cortical Screws | 8-60mm length | 191602 |  | November 2020 | Group Benefit Change
06 - Specialist Orthopaedic | 06.03 - SKELETAL RECONSTRUCTION | 06.03.03 - Plates | 06.03.03.08 - Mini (screw size ≤2.7mm)(including blade) ≥ 7 to ≤ 15 holes | VAL | SQ177 | 828 | Surgical Specialties | PediFoot Deformity Correction System | 2.7mm Plates, Recon | 56mm length, 8 holes | 191530 |  | November 2020 | Group Benefit Change
06 - Specialist Orthopaedic | 06.03 - SKELETAL RECONSTRUCTION | 06.03.03 - Plates | 06.03.03.04 - Small (screw size 2.71mm – 4.49mm)(including blade) ≤ 6 holes | VAL | SQ178 | 642 | Surgical Specialties | PediFoot Deformity Correction System | 3.5mm Plates, Compression/Neutral, Recon, Angle Iron, Wedge, Clover | 7-70mm length, 4-6mm wedge length, 2-6 holes | 191530 |  | November 2020 | Group Benefit Change
06 - Specialist Orthopaedic | 06.03 - SKELETAL RECONSTRUCTION | 06.03.04 - Screws | 06.03.04.03 - Mini (2.01 – 2.7 mm) | LK | SQ179 | 109 | Surgical Specialties | PediFoot Deformity Correction System | 2.7mm Variable Angle Locking Screws | 6-60mm length | 191602 |  | July 2021 | Group Benefit Change
06 - Specialist Orthopaedic | 06.03 - SKELETAL RECONSTRUCTION | 06.03.04 - Screws | 06.03.04.03 - Mini (2.01 – 2.7 mm) |  | SQ180 | 64 | Surgical Specialties | PediFoot Deformity Correction System | 2.7mm Cortical Screw | 6-60mm length | 191602 |  | November 2020 | Group Benefit Change
06 - Specialist Orthopaedic | 06.03 - SKELETAL RECONSTRUCTION | 06.03.04 - Screws | 06.03.04.02 - Small (2.71mm – 4.49mm) | LK | SQ181 | 111 | Surgical Specialties | PediFoot Deformity Correction System | 3.5mm Variable Angle Locking Screws | 8-60mm length | 191602 |  | July 2021 | Group Benefit Change
06 - Specialist Orthopaedic | 06.03 - SKELETAL RECONSTRUCTION | 06.03.03 - Plates | 06.03.03.07 - Mini (screw size ≤2.7mm)(including blade) ≤ 6 holes | VAL | SQ182 | 973 | Surgical Specialties | PediFoot Deformity Correction System | 2.7mm Plates, Compression/Neutral, Recon, Angle Iron, Wedge, Clover | 5-56mm length, 2-4mm wedge length, 2-6 holes | 191530 |  | November 2020 | Group Benefit Change
06 - Specialist Orthopaedic | 06.03 - SKELETAL RECONSTRUCTION | 06.03.11 - External Fixateurs | 06.03.11.14 - Frame Component - Pins |  | SQ189 | 134 | Surgical Specialties | Pins | Pin, Half Pin,Transfixation, Large Bone, Small Bone, HA Coated | 75-350mm length 2-6mm thickness | 345470 |  | March 2021 | Group Benefit Change
06 - Specialist Orthopaedic | 06.03 - SKELETAL RECONSTRUCTION | 06.03.05 - Surgical Accessories | 06.03.05.02 - Pins |  | SQ190 | 22 | Surgical Specialties | Wires | Wire, Bayonet, HA Coated, Pear Wire, Cone Shape, Drill Tip | Diameter 1.2-2.0mm, Length 200-400mm | 345470 |  | November 2021 | Group Benefit Change
06 - Specialist Orthopaedic | 06.03 - SKELETAL RECONSTRUCTION | 06.03.03 - Plates | 06.03.03.05 - Small (screw size 2.71mm – 4.49mm)(including blade) ≥ 7 to ≤ 15 holes | LK | SQ192 | 313 | Surgical Specialties | PediLoc Plating System | 3.5mm Locking Plate | 8 Hole | 191530 |  | March 2021 | Group Benefit Change
13 - Spinal | 13.03 - Connector | 13.03.01 - In-Line |  |  | SQ193 | 655 | Surgical Specialties | NEO Pedicle Screw System - Inline Connector | Parallel connector, Iliac connector | 40-70mm | 289017 |  | March 2022 | Group Benefit Change
11 - Hip | 11.02 - FEMORAL HEADS | 11.02.01 - Conventional Femoral Heads, ≤32mm | 11.02.01.02 - Cobalt Chrome | Low Frequency Ion Treatment | SR026 | 1394 | Stryker Australia Pty Ltd | Stryker CoCr Femoral Head | Cobal Chrome with LFIT Treatment | 22.2-32mm | 211867 211868 |  | July 2022 | Group Benefit Change
11 - Hip | 11.02 - FEMORAL HEADS | 11.02.02 - Conventional Femoral Heads, >32mm | 11.02.02.05 - Ceramic Mix |  | SR029 | 1793 | Stryker Australia Pty Ltd | Stryker Large Femoral Head - Delta Ceramic | Delta Ceramic | 36mm - 50mm | 206181 |  | November 2020 | Group Benefit Change
12 - Knee | 12.03 - TIBIAL TRAY COMPONENT - TOTAL KNEE ARTHROPLASTY | 12.03.02 - Cemented, Alloy |  | Revision | SR034 | 2758 | Stryker Australia Pty Ltd | Triathlon TS Knee System Tibial Baseplate | Tibial baseplate, stemmed revision, cemented, CoCr | 1 to 8 | 218001 |  | May 2018 | Group Benefit Change
13 - Spinal | 13.01 - Bone Screws | 13.01.02 - Pedicle, Polyaxial |  | Cannulated | SR042 | 1124 | Stryker Australia Pty Ltd | MANTIS | Screw, Cannulated, Multiaxial, Ti | 4.5mm - 7.5mm x 25mm - 60mm | 278581 |  | November 2020 | Group Benefit Change
06 - Specialist Orthopaedic | 06.03 - SKELETAL RECONSTRUCTION | 06.03.04 - Screws | 06.03.04.02 - Small (2.71mm – 4.49mm) |  | SR073 | 54 | Stryker Australia Pty Ltd | Stryker Locking Plate System | Locking Screws | Diameter 2.7 to 3.5mm | 124318 |  | July 2023 | Group Benefit Change, Changed , Suffix
12 - Knee | 12.03 - TIBIAL TRAY COMPONENT - TOTAL KNEE ARTHROPLASTY | 12.03.02 - Cemented, Alloy |  | Revision | SR080 | 2758 | Stryker Australia Pty Ltd | Duracon Knee System Stemmed Revision Baseplate | Stemmed revision baseplate, CoCr, (Vitallium). Cemented, Fixed | XS1, XS2, S1, S2, M1, M2, L1, L2, Xl1, Xl2 | 216479 |  | November 2020 | Group Benefit Change
13 - Spinal | 13.05 - Plate | 13.05.01 - Integral Fixation | 13.05.01.01 - Cervical | >55mm | SR084 | 1426 | Stryker Australia Pty Ltd | Reflex Anterior Cervical Plate System | Plate | >55mm | 278368 |  | November 2020 | Group Benefit Change
06 - Specialist Orthopaedic | 06.03 - SKELETAL RECONSTRUCTION | 06.03.03 - Plates | 06.03.03.07 - Mini (screw size ≤2.7mm)(including blade) ≤ 6 holes | Com | SR086 | 753 | Stryker Australia Pty Ltd | Stryker Locking Plate System | Plates including Locking, Standard and Compression | ≤ 6 holes | 200615 295882 237797 239452 269713 295226 |  | March 2019 | Group Benefit Change
06 - Specialist Orthopaedic | 06.03 - SKELETAL RECONSTRUCTION | 06.03.03 - Plates | 06.03.03.08 - Mini (screw size ≤2.7mm)(including blade) ≥ 7 to ≤ 15 holes |  | SR087 | 362 | Stryker Australia Pty Ltd | Stryker Locking Plate System | Plates including Locking, Standard and Compression | 7-15 hole | 124319 340042 |  | July 2021 | Group Benefit Change
06 - Specialist Orthopaedic | 06.03 - SKELETAL RECONSTRUCTION | 06.03.03 - Plates | 06.03.03.09 - Mini (screw size ≤2.7mm)(including blade) ≥ 16 holes | Com, VAL | SR088 | 1274 | Stryker Australia Pty Ltd | Stryker Locking Plate System | Plates including Locking, Standard, and Compression | 16 hole | 124319 |  | May 2018 | Group Benefit Change
06 - Specialist Orthopaedic | 06.03 - SKELETAL RECONSTRUCTION | 06.03.03 - Plates | 06.03.03.08 - Mini (screw size ≤2.7mm)(including blade) ≥ 7 to ≤ 15 holes | VAL | SR089 | 828 | Stryker Australia Pty Ltd | Stryker Locking Plate System | Periarticular Plates, Locking | 4-6 | 119848 124319 357433 |  | March 2022 | Group Benefit Change
06 - Specialist Orthopaedic | 06.03 - SKELETAL RECONSTRUCTION | 06.03.03 - Plates | 06.03.03.08 - Mini (screw size ≤2.7mm)(including blade) ≥ 7 to ≤ 15 holes | VAL | SR090 | 828 | Stryker Australia Pty Ltd | Stryker Locking Plates System | Locking Plates | 7-13 | 35241 |  | May 2018 | Group Benefit Change
06 - Specialist Orthopaedic | 06.03 - SKELETAL RECONSTRUCTION | 06.03.03 - Plates | 06.03.03.42 - Periarticular anatomic - Calcaneal ≥ 7 to ≤ 15 holes | VAL | SR092 | 1373 | Stryker Australia Pty Ltd | Stryker Locking Plate System | Calcaneus Locking Plates | 12 Hole | 124319 |  | May 2018 | Group Benefit Change
06 - Specialist Orthopaedic | 06.03 - SKELETAL RECONSTRUCTION | 06.03.03 - Plates | 06.03.03.43 - Periarticular anatomic - Calcaneal ≥ 16 holes | VAL | SR093 | 1089 | Stryker Australia Pty Ltd | Stryker Locking Plate System | Calcaneus Locking Plates | 16 Hole | 124319 |  | May 2018 | Group Benefit Change
06 - Specialist Orthopaedic | 06.03 - SKELETAL RECONSTRUCTION | 06.03.04 - Screws | 06.03.04.02 - Small (2.71mm – 4.49mm) | CN | SR094 | 180 | Stryker Australia Pty Ltd | Stryker Cannulated Screw System | Asnis Micro Cannulated screw | 2.71mm-3.0mm, Diameters, 8mm-40mm lengths | 155633 |  | July 2022 | Group Benefit Change
06 - Specialist Orthopaedic | 06.03 - SKELETAL RECONSTRUCTION | 06.03.04 - Screws | 06.03.04.03 - Mini (2.01 – 2.7 mm) | CN | SR095 | 167 | Stryker Australia Pty Ltd | Stryker Cannulated Screw System | Asnis Micro Cannulated Screw | 2.01mm-2.7mm, Diameters, 8mm-40mm lengths | 155633 |  | July 2022 | Group Benefit Change
06 - Specialist Orthopaedic | 06.03 - SKELETAL RECONSTRUCTION | 06.03.11 - External Fixateurs | 06.03.11.09 - Frame Component - Circular Frame Strut Device |  | SR096 | 849 | Stryker Australia Pty Ltd | HOFFMANN LRF - TELESCOPIC STRUT | TELESCOPIC STRUT | LENGTHS - 100-277MM | 197935 258035 |  | July 2022 | Group Benefit Change
06 - Specialist Orthopaedic | 06.03 - SKELETAL RECONSTRUCTION | 06.03.04 - Screws | 06.03.04.01 - Standard ( ≥4.5mm) |  | ST004 | 57 | Stryker Australia Pty Ltd | Stryker Plating System Screws - Cortical 4.5mm | Titanium or Stainless Steel | 10-20mm | 119660 25735 |  | May 2018 | Group Benefit Change
06 - Specialist Orthopaedic | 06.03 - SKELETAL RECONSTRUCTION | 06.03.04 - Screws | 06.03.04.01 - Standard ( ≥4.5mm) |  | ST005 | 57 | Stryker Australia Pty Ltd | Stryker Plating System Screws - Cancellous | 6.5mm Stainless Steel or Titanium | 20-50mm | 119660 25735 |  | May 2018 | Group Benefit Change
06 - Specialist Orthopaedic | 06.03 - SKELETAL RECONSTRUCTION | 06.03.04 - Screws | 06.03.04.02 - Small (2.71mm – 4.49mm) |  | ST006 | 54 | Stryker Australia Pty Ltd | Stryker Plating System | Cancelleous screws | 2.7-4.0mm | 119660 139635 269713 |  | November 2022 | Group Benefit Change
06 - Specialist Orthopaedic | 06.03 - SKELETAL RECONSTRUCTION | 06.03.05 - Surgical Accessories | 06.03.05.02 - Pins |  | ST007 | 22 | Stryker Australia Pty Ltd | Stryker Plating System - K Wires | Stainless Steel or Titanium | 150mm length in 1.25, 1.6, 2.0mm diameter | 139635 143230 |  | November 2022 | Group Benefit Change
12 - Knee | 12.03 - TIBIAL TRAY COMPONENT - TOTAL KNEE ARTHROPLASTY | 12.03.02 - Cemented, Alloy |  | Revision | ST034 | 2758 | Stryker Australia Pty Ltd | Scorpio Knee System Tibial Baseplate | Tibial baseplate, cemented, ability to attach stems, CoCr | 3,5,7,9,11,13 | 211459 |  | November 2020 | Group Benefit Change
06 - Specialist Orthopaedic | 06.03 - SKELETAL RECONSTRUCTION | 06.03.03 - Plates | 06.03.03.04 - Small (screw size 2.71mm – 4.49mm)(including blade) ≤ 6 holes |  | ST037 | 150 | Stryker Australia Pty Ltd | Stryker Plating System Small Fragment Set | One Third Tubular Plate with Collar | 2-6 Holes | 269713 295226 |  | November 2022 | Group Benefit Change
06 - Specialist Orthopaedic | 06.03 - SKELETAL RECONSTRUCTION | 06.03.05 - Surgical Accessories | 06.03.05.02 - Pins |  | ST038 | 22 | Stryker Australia Pty Ltd | Stryker Plating System - Reduction Pin | 4.5mm Diameter, Stainless Steel | One size only | 139635 |  | November 2022 | Group Benefit Change
06 - Specialist Orthopaedic | 06.03 - SKELETAL RECONSTRUCTION | 06.03.03 - Plates | 06.03.03.01 - Standard (screw size ≥4.5mm)(including blade) ≤ 6 holes |  | ST039 | 399 | Stryker Australia Pty Ltd | Stryker Plating System | L-Plates | 4-6hole | 119848 25735 |  | May 2018 | Group Benefit Change
06 - Specialist Orthopaedic | 06.03 - SKELETAL RECONSTRUCTION | 06.03.03 - Plates | 06.03.03.05 - Small (screw size 2.71mm – 4.49mm)(including blade) ≥ 7 to ≤ 15 holes | Com | ST051 | 349 | Stryker Australia Pty Ltd | Stryker Plating System Small Fragment Set | Cloverleaf Plate | 8-15 Holes | 119848 25735 |  | May 2018 | Group Benefit Change
11 - Hip | 11.01 - FEMORAL COMPONENTS - PRIMARY AND REVISION | 11.01.04 - Uncemented, HA Coated | 11.01.04.04 - Plasma | SCP | ST541 | 3493 | Stryker Australia Pty Ltd | SecurFit Plus Max | Titanium, plasma, HA | Stem sizes 7-14 | 152399 |  | May 2018 | Group Benefit Change
11 - Hip | 11.03 - ACETABULAR COMPONENTS | 11.03.04 - Insert/Liner | 11.03.04.02 - Modified polyethylene |  | ST546 | 930 | Stryker Australia Pty Ltd | Stryker Acetabular Crossfire Insert | Modified UHMPE | 22 -36mm ID | 290924 |  | November 2020 | Group Benefit Change
11 - Hip | 11.03 - ACETABULAR COMPONENTS | 11.03.04 - Insert/Liner | 11.03.04.02 - Modified polyethylene |  | ST549 | 930 | Stryker Australia Pty Ltd | Trident acetabular component system | Trident polyethlene liner, enhanced polyethlene | 22, 26, 28, 32mm dia | 219397 |  | May 2018 | Group Benefit Change
11 - Hip | 11.03 - ACETABULAR COMPONENTS | 11.03.04 - Insert/Liner | 11.03.04.03 - Ceramic |  | ST565 | 1776 | Stryker Australia Pty Ltd | Alumina acetabular inserts | Ceramic insert, alumina | 28, 32 & 36mm dia | 217830 |  | November 2020 | Group Benefit Change
11 - Hip | 11.02 - FEMORAL HEADS | 11.02.06 - Bipolar/Multipolar | 11.02.06.01 - Bipolar |  | ST566 | 654 | Stryker Australia Pty Ltd | Osteonics hip prostheses | Bipolar shell and polyethylene insert (factory Assembled) | ID 22, 26, 28, 32mm dia | 247373 |  | May 2018 | Group Benefit Change
11 - Hip | 11.04 - ACCESSORIES | 11.04.10 - Head Taper Insert |  |  | ST569 | 307 | Stryker Australia Pty Ltd | Head Taper Insert | Neck extention, vitallium alloy | -4 TO +12mm | 255353 |  | July 2020 | Group Benefit Change
11 - Hip | 11.02 - FEMORAL HEADS | 11.02.02 - Conventional Femoral Heads, >32mm | 11.02.02.02 - Cobalt Chrome |  | ST570 | 673 | Stryker Australia Pty Ltd | UNITRAX | Vitallium alloy /CoCr | 38-64mm OD 2mm increments | 255133 |  | November 2020 | Group Benefit Change
11 - Hip | 11.01 - FEMORAL COMPONENTS - PRIMARY AND REVISION | 11.01.04 - Uncemented, HA Coated | 11.01.04.04 - Plasma | SCP | ST574 | 3493 | Stryker Australia Pty Ltd | SecurFit HA Max Hip Stem | Titanium, plasma coated, HA | Stem sizes 4-14 in 127 and 132 degree neck angles | 152397 |  | May 2018 | Group Benefit Change
11 - Hip | 11.01 - FEMORAL COMPONENTS - PRIMARY AND REVISION | 11.01.01 - Cemented | 11.01.01.01 - Unpolished |  | ST576 | 1356 | Stryker Australia Pty Ltd | Stryker Omnifit Cemented Stem | Cemented femoral component Cobal Chrome | Stem sizes 4-11 | 216632 217008 |  | July 2020 | Group Benefit Change
12 - Knee | 12.08 - PATELLAR COMPONENT | 12.08.01 - Cemented, All Polyethylene |  |  | ST636 | 385 | Stryker Australia Pty Ltd | Scorpio Knee System & S7000 Knee System Patella Component | Patella component, Inlay, UHMWPE (N2VAC), cemented | 3, 5, 7, 9, 11, 13 | 211462 |  | November 2020 | Group Benefit Change
13 - Spinal | 13.10 - Fusion Cage | 13.10.02 - Interbody, No Integral Fixation | 13.10.02.02 - ThoracoLumbar / Lumbar | Paired | ST711 | 2346 | Stryker Australia Pty Ltd | OIC Cage | Interbody Cage | W 8-11mm, H 6-16mm, L20-25mm, Angle 0, 4 and 8 degrees | 205486 |  | August 2018 | Group Benefit Change
13 - Spinal | 13.10 - Fusion Cage | 13.10.02 - Interbody, No Integral Fixation | 13.10.02.01 - Cervical |  | ST712 | 2189 | Stryker Australia Pty Ltd | Solis Cervical Cage | PEEK Cervical Interbody Cage with or without fixation pegs | Height 4mm to 12mm, Width 12mm – 16mm, Depth 12mm – 14mm, Angulation 0 – 4 degree | 279146 279147 |  | August 2018 | Group Benefit Change
06 - Specialist Orthopaedic | 06.03 - SKELETAL RECONSTRUCTION | 06.03.03 - Plates | 06.03.03.04 - Small (screw size 2.71mm – 4.49mm)(including blade) ≤ 6 holes |  | ST730 | 150 | Stryker Australia Pty Ltd | Leibinger Titanium Implant System | Hand system, fixation plate, L-shape, right/left | 1.7mm, 6 holes | 200615 295882 |  | November 2022 | Group Benefit Change
06 - Specialist Orthopaedic | 06.03 - SKELETAL RECONSTRUCTION | 06.03.03 - Plates | 06.03.03.04 - Small (screw size 2.71mm – 4.49mm)(including blade) ≤ 6 holes | Com | ST738 | 305 | Stryker Australia Pty Ltd | Leibinger Titanium Implant System | Leibinger profyle hand & small fragment system, fixation, 3D plate, titanium | 1.7mm system, 2x2 holes | 124318 64730 |  | May 2018 | Group Benefit Change
06 - Specialist Orthopaedic | 06.03 - SKELETAL RECONSTRUCTION | 06.03.03 - Plates | 06.03.03.07 - Mini (screw size ≤2.7mm)(including blade) ≤ 6 holes | Com | ST786 | 753 | Stryker Australia Pty Ltd | Leibinger Titanium Implant System | Leibinger Forefoot Reconstruction System, straight plate, Titanium | 4 holes | 124318 64730 |  | May 2018 | Group Benefit Change
06 - Specialist Orthopaedic | 06.03 - SKELETAL RECONSTRUCTION | 06.03.03 - Plates | 06.03.03.07 - Mini (screw size ≤2.7mm)(including blade) ≤ 6 holes | Com | ST787 | 753 | Stryker Australia Pty Ltd | Leibinger Titanium Implant System | Leibinger Forefoot Reconstruction System, straight plate, Titanium | 6 holes | 124318 64730 |  | May 2018 | Group Benefit Change
06 - Specialist Orthopaedic | 06.03 - SKELETAL RECONSTRUCTION | 06.03.03 - Plates | 06.03.03.07 - Mini (screw size ≤2.7mm)(including blade) ≤ 6 holes |  | ST788 | 469 | Stryker Australia Pty Ltd | Leibinger Titanium Implant System | Leibinger System, anatomical shap, Titanium | screw size ≤2.7mm ≤ 6 holes | 340042 357433 |  | November 2021 | Group Benefit Change
06 - Specialist Orthopaedic | 06.03 - SKELETAL RECONSTRUCTION | 06.03.11 - External Fixateurs | 06.03.11.14 - Frame Component - Pins |  | ST884 | 134 | Stryker Australia Pty Ltd | Apex Pins | Stainless Steel Orthopaedic Pins | 2 - 6mm | 139621 16241 |  | May 2018 | Group Benefit Change
06 - Specialist Orthopaedic | 06.03 - SKELETAL RECONSTRUCTION | 06.03.05 - Surgical Accessories | 06.03.05.02 - Pins | TH | ST890 | 22 | Stryker Australia Pty Ltd | Steinmann Pins | Stainless Steel | 7,9" | 142054 |  | May 2018 | Group Benefit Change
06 - Specialist Orthopaedic | 06.03 - SKELETAL RECONSTRUCTION | 06.03.11 - External Fixateurs | 06.03.11.15 - Frame Component - Pin Clamp Assembly | Small | ST892 | 574 | Stryker Australia Pty Ltd | Hoffmann II Compact External Fixation System | Pin clamp assembly with no post | One Size Only | 112434 16241 |  | May 2018 | Group Benefit Change
11 - Hip | 11.03 - ACETABULAR COMPONENTS | 11.03.04 - Insert/Liner | 11.03.04.02 - Modified polyethylene |  | ST931 | 930 | Stryker Australia Pty Ltd | Stryker Acetabular Insert | Enhanced Polyethylene insert | 22 - 36mm ID | 205393 |  | November 2020 | Group Benefit Change
06 - Specialist Orthopaedic | 06.03 - SKELETAL RECONSTRUCTION | 06.03.11 - External Fixateurs | 06.03.11.16 - Frame Component - Pin Clamp Assembly Post | Small | ST937 | 82 | Stryker Australia Pty Ltd | Hoffman II External Fixation System | Anodised metal alloy, 30 deg angled post, stainless steel | One size only | 112434 16241 |  | May 2018 | Group Benefit Change
06 - Specialist Orthopaedic | 06.03 - SKELETAL RECONSTRUCTION | 06.03.11 - External Fixateurs | 06.03.11.16 - Frame Component - Pin Clamp Assembly Post | Small | ST938 | 82 | Stryker Australia Pty Ltd | Hoffman II External Fixation System | Anodised metal alloy, straight post, stainless steel | One size only | 112434 16241 |  | May 2018 | Group Benefit Change
06 - Specialist Orthopaedic | 06.03 - SKELETAL RECONSTRUCTION | 06.03.11 - External Fixateurs | 06.03.11.05 - Frame Component - Monoplanar, Adaptor |  | ST943 | 1034 | Stryker Australia Pty Ltd | Hoffman II External Fixation System | Anodised metal alloy, adjustable connecting rod | Long, short | 112434 16241 |  | May 2018 | Group Benefit Change
06 - Specialist Orthopaedic | 06.03 - SKELETAL RECONSTRUCTION | 06.03.11 - External Fixateurs | 06.03.11.02 - Frame Complete - Monoplanar & Modular Frames |  | ST945 | 4570 | Stryker Australia Pty Ltd | Monotube External Fixation System | Anodized metal alloy, dynamic tube assembly yellow | 15mm | 112434 |  | May 2018 | Group Benefit Change
06 - Specialist Orthopaedic | 06.03 - SKELETAL RECONSTRUCTION | 06.03.11 - External Fixateurs | 06.03.11.02 - Frame Complete - Monoplanar & Modular Frames |  | ST946 | 4570 | Stryker Australia Pty Ltd | Monotube External Fixation System | Anodized metal alloy, dynamic tube assembly blue | 20mm | 112434 |  | May 2018 | Group Benefit Change
06 - Specialist Orthopaedic | 06.03 - SKELETAL RECONSTRUCTION | 06.03.11 - External Fixateurs | 06.03.11.02 - Frame Complete - Monoplanar & Modular Frames | CDD | ST947 | 7081 | Stryker Australia Pty Ltd | Monotube External Fixation System | Anodized metal alloy, dynamic tube assembly rod | 25mm | 112434 |  | May 2018 | Group Benefit Change
06 - Specialist Orthopaedic | 06.03 - SKELETAL RECONSTRUCTION | 06.03.11 - External Fixateurs | 06.03.11.04 - Frame Component - Monoplanar, Body | Small, CDD | ST948 | 1328 | Stryker Australia Pty Ltd | Monotube External Fixation System | Anodized metal alloy, dynamic tube yellow | 15mm | 112434 16241 |  | May 2018 | Group Benefit Change
06 - Specialist Orthopaedic | 06.03 - SKELETAL RECONSTRUCTION | 06.03.11 - External Fixateurs | 06.03.11.12 - Frame Component - Coupling Device |  | ST950 | 641 | Stryker Australia Pty Ltd | Monotube External Fixation System | Anodized metal alloy, dynamic tube red | 25mm | 112434 16241 |  | May 2018 | Group Benefit Change
06 - Specialist Orthopaedic | 06.03 - SKELETAL RECONSTRUCTION | 06.03.11 - External Fixateurs | 06.03.11.12 - Frame Component - Coupling Device |  | ST951 | 641 | Stryker Australia Pty Ltd | Monotube External Fixation System | Anodized metal alloy, pin clamp yellow, blue, red | 15, 20, 25mm | 112434 16241 |  | May 2018 | Group Benefit Change
06 - Specialist Orthopaedic | 06.03 - SKELETAL RECONSTRUCTION | 06.03.11 - External Fixateurs | 06.03.11.12 - Frame Component - Coupling Device |  | ST952 | 641 | Stryker Australia Pty Ltd | Monotube External Fixation System | Anodized metal alloy, single pin clamp yellow, blue, red | 15, 20, 25mm | 112434 16241 |  | May 2018 | Group Benefit Change
06 - Specialist Orthopaedic | 06.03 - SKELETAL RECONSTRUCTION | 06.03.11 - External Fixateurs | 06.03.11.05 - Frame Component - Monoplanar, Adaptor |  | ST953 | 1034 | Stryker Australia Pty Ltd | Monotube External Fixation System | Anodized metal alloy, T-Adapter yellow, blue, red | 15, 20, 25mm | 112434 16241 |  | May 2018 | Group Benefit Change
06 - Specialist Orthopaedic | 06.03 - SKELETAL RECONSTRUCTION | 06.03.11 - External Fixateurs | 06.03.11.12 - Frame Component - Coupling Device |  | ST954 | 641 | Stryker Australia Pty Ltd | Monotube External Fixation System | Anodized metal alloy, tube to tube clamp yellow, blue, red, yellow/blue, blue/red | 15, 20, 25mm, 15/20mm, 20/25mm | 112434 16241 |  | May 2018 | Group Benefit Change
06 - Specialist Orthopaedic | 06.03 - SKELETAL RECONSTRUCTION | 06.03.11 - External Fixateurs | 06.03.11.07 - Frame Component - Partial Circular Ring |  | ST965 | 978 | Stryker Australia Pty Ltd | TenXor External Fixation System | Anodized metal alloy, open ring | 150, 180, 210, 250mm | 112434 16241 |  | May 2018 | Group Benefit Change
06 - Specialist Orthopaedic | 06.03 - SKELETAL RECONSTRUCTION | 06.03.11 - External Fixateurs | 06.03.11.12 - Frame Component - Coupling Device |  | ST966 | 641 | Stryker Australia Pty Ltd | TenXor External Fixation System | Anodized metal alloy, ring clamp | One size only | 112434 16241 |  | May 2018 | Group Benefit Change
06 - Specialist Orthopaedic | 06.03 - SKELETAL RECONSTRUCTION | 06.03.11 - External Fixateurs | 06.03.11.12 - Frame Component - Coupling Device |  | ST967 | 641 | Stryker Australia Pty Ltd | TenXor External Fixation System | Anodized metal alloy, wire post, pin post | One size only | 112434 16241 |  | May 2018 | Group Benefit Change
06 - Specialist Orthopaedic | 06.03 - SKELETAL RECONSTRUCTION | 06.03.11 - External Fixateurs | 06.03.11.03 - Frame Component - Monoplanar, Clamp |  | ST968 | 1133 | Stryker Australia Pty Ltd | TenXor External Fixation System | Anodized metal alloy, ring to monotube triax tube clamp | One size only | 112434 16241 |  | May 2018 | Group Benefit Change
06 - Specialist Orthopaedic | 06.03 - SKELETAL RECONSTRUCTION | 06.03.11 - External Fixateurs | 06.03.11.12 - Frame Component - Coupling Device |  | ST971 | 641 | Stryker Australia Pty Ltd | TenXor External Fixation System | Anodized metal alloy, with sliding clamp | One size only | 112434 16241 |  | May 2018 | Group Benefit Change
06 - Specialist Orthopaedic | 06.03 - SKELETAL RECONSTRUCTION | 06.03.11 - External Fixateurs | 06.03.11.12 - Frame Component - Coupling Device |  | ST972 | 641 | Stryker Australia Pty Ltd | TenXor External Fixation System | Anodized metal alloy,with sliding clamp and spacer | One size only | 112434 16241 |  | May 2018 | Group Benefit Change
06 - Specialist Orthopaedic | 06.03 - SKELETAL RECONSTRUCTION | 06.03.03 - Plates | 06.03.03.42 - Periarticular anatomic - Calcaneal ≥ 7 to ≤ 15 holes |  | SY017 | 605 | Johnson & Johnson Medical Pty Ltd | AO/ASIF Plates | Calcaneal Plates | 7 - 15 holes | 157069 |  | May 2018 | Group Benefit Change
06 - Specialist Orthopaedic | 06.03 - SKELETAL RECONSTRUCTION | 06.03.03 - Plates | 06.03.03.05 - Small (screw size 2.71mm – 4.49mm)(including blade) ≥ 7 to ≤ 15 holes | Com | SY037 | 349 | Johnson & Johnson Medical Pty Ltd | AO/ASIF Plates | Specialty Plate | 7-15 hole | 157069 |  | May 2018 | Group Benefit Change
06 - Specialist Orthopaedic | 06.03 - SKELETAL RECONSTRUCTION | 06.03.11 - External Fixateurs | 06.03.11.14 - Frame Component - Pins |  | SY051 | 134 | Johnson & Johnson Medical Pty Ltd | AO/ASIF Pins | Seldrill, Schanz Screws, Steinmann Pins, Stainless Steel, Titanium Alloy | 3mm - 6mm | 133927 157068 297881 |  | November 2022 | Group Benefit Change
06 - Specialist Orthopaedic | 06.03 - SKELETAL RECONSTRUCTION | 06.03.04 - Screws | 06.03.04.05 - Dynamic |  | SY054 | 169 | Johnson & Johnson Medical Pty Ltd | AO/ASIF Screws | DHS/DCS lag screw | 50-145mm L | 183900 297881 157068 |  | July 2020 | Group Benefit Change
06 - Specialist Orthopaedic | 06.03 - SKELETAL RECONSTRUCTION | 06.03.04 - Screws | 06.03.04.04 - Micro (≤ 2.0mm) |  | SY065 | 49 | Johnson & Johnson Medical Pty Ltd | AO/ASIF Screws | Cortex Screw | ≤2.0mm | 157068 297881 |  | July 2020 | Group Benefit Change
06 - Specialist Orthopaedic | 06.03 - SKELETAL RECONSTRUCTION | 06.03.04 - Screws | 06.03.04.02 - Small (2.71mm – 4.49mm) |  | SY068 | 54 | Johnson & Johnson Medical Pty Ltd | AO/ASIF Screws | Cortex, Conical, Cancellous, Compression Screws | 2.71mm-4.49mm | 157068 297881 |  | July 2022 | Group Benefit Change
06 - Specialist Orthopaedic | 06.03 - SKELETAL RECONSTRUCTION | 06.03.04 - Screws | 06.03.04.02 - Small (2.71mm – 4.49mm) | CN | SY071 | 180 | Johnson & Johnson Medical Pty Ltd | AO/ASIF Screws | Cannulated screws | >2.7mm-4.49mm | 157068 297881 |  | July 2021 | Group Benefit Change
06 - Specialist Orthopaedic | 06.03 - SKELETAL RECONSTRUCTION | 06.03.11 - External Fixateurs | 06.03.11.12 - Frame Component - Coupling Device |  | SY091 | 641 | Johnson & Johnson Medical Pty Ltd | AO/ASIF k-Wires, Pins, Washers etc | Pinless pins/clips | Asymetric small and large | 155806 |  | May 2018 | Group Benefit Change
06 - Specialist Orthopaedic | 06.03 - SKELETAL RECONSTRUCTION | 06.03.04 - Screws | 06.03.04.06 - Screw Washers |  | SY092 | 59 | Johnson & Johnson Medical Pty Ltd | AO/ASIF Washers | Washers | 1.0mm - 18mm | 133919 |  | July 2021 | Group Benefit Change
06 - Specialist Orthopaedic | 06.03 - SKELETAL RECONSTRUCTION | 06.03.03 - Plates | 06.03.03.01 - Standard (screw size ≥4.5mm)(including blade) ≤ 6 holes | LK | SY116 | 445 | Johnson & Johnson Medical Pty Ltd | AO/ASIF Plates | LCP Large Fragement Plates | ≤ 6 holes | 157069 |  | May 2018 | Group Benefit Change
06 - Specialist Orthopaedic | 06.03 - SKELETAL RECONSTRUCTION | 06.03.01 - Intramedullary Nails | 06.03.01.07 - Arthrodesis ankle |  | SY130 | 3581 | Johnson & Johnson Medical Pty Ltd | AO/ASIF Arthrodesis system | Arthrodesis | 26 - 240mm | 157069 |  | May 2018 | Group Benefit Change
13 - Spinal | 13.02 - Accessories for bone screws and connector components | 13.02.01 - Nut/Set Screw/Locking Screw |  |  | SY135 | 144 | Johnson & Johnson Medical Pty Ltd | Cervical Spine Locking Plate (CSLP) System | Locking Screw | One size only | 133401 |  | May 2018 | Group Benefit Change
13 - Spinal | 13.01 - Bone Screws | 13.01.03 - Standard |  | Dual Thread | SY140 | 403 | Johnson & Johnson Medical Pty Ltd | AO/ASIF Spinal Implants | Locking Screws | Length 12 - 55mm | 133401 |  | May 2018 | Group Benefit Change
13 - Spinal | 13.01 - Bone Screws | 13.01.03 - Standard |  | Cannulated | SY141 | 174 | Johnson & Johnson Medical Pty Ltd | Spinal Plate/Plate System AO/ASIF Spinal Implants | Cannulated/self tapping screw (odontoid) | 3.5mm dia, 36-50mm length | 133401 |  | May 2018 | Group Benefit Change
13 - Spinal | 13.06 - Rod | 13.06.01 - Standard |  |  | SY143 | 355 | Johnson & Johnson Medical Pty Ltd | Universal Spine System (USS) | Rods | Length 40 - 500mm | 133401 |  | May 2018 | Group Benefit Change
13 - Spinal | 13.09 - C-Ring | 13.09.01 - C-Ring |  |  | SY145 | 307 | Johnson & Johnson Medical Pty Ltd | Universal Spine System (USS) | Half Ring | SS, Standard, Self-Holding | 133401 |  | May 2018 | Group Benefit Change
13 - Spinal | 13.03 - Connector | 13.03.01 - In-Line |  |  | SY147 | 655 | Johnson & Johnson Medical Pty Ltd | Universal Spine System (USS) | Connectors | Parallel, In-line, Transverse, SS, 15 - 25mm | 133401 |  | May 2018 | Group Benefit Change
13 - Spinal | 13.01 - Bone Screws | 13.01.03 - Standard |  | Closed | SY148 | 174 | Johnson & Johnson Medical Pty Ltd | Universal Spine System (USS) | Pedicle Hook Screw | Length 20- 40mm | 133401 |  | May 2018 | Group Benefit Change
13 - Spinal | 13.02 - Accessories for bone screws and connector components | 13.02.02 - Collar/Sleeve |  |  | SY151 | 184 | Johnson & Johnson Medical Pty Ltd | Universal Spine System (USS) | Sleeve | 3.5 - 6mm | 133401 |  | May 2018 | Group Benefit Change
13 - Spinal | 13.02 - Accessories for bone screws and connector components | 13.02.01 - Nut/Set Screw/Locking Screw |  |  | SY152 | 144 | Johnson & Johnson Medical Pty Ltd | Universal Spine System (USS) | Set Screw | Standard | 133401 |  | May 2018 | Group Benefit Change
13 - Spinal | 13.02 - Accessories for bone screws and connector components | 13.02.01 - Nut/Set Screw/Locking Screw |  |  | SY174 | 144 | Johnson & Johnson Medical Pty Ltd | Universal Spine System (USS) | Nut | Standard, SS | 133919 |  | May 2018 | Group Benefit Change
13 - Spinal | 13.02 - Accessories for bone screws and connector components | 13.02.01 - Nut/Set Screw/Locking Screw |  |  | SY186 | 144 | Johnson & Johnson Medical Pty Ltd | Posterior Cervical System | Nut | One size only | 133919 |  | May 2018 | Group Benefit Change
06 - Specialist Orthopaedic | 06.03 - SKELETAL RECONSTRUCTION | 06.03.11 - External Fixateurs | 06.03.11.03 - Frame Component - Monoplanar, Clamp |  | SY199 | 1133 | Johnson & Johnson Medical Pty Ltd | MAXFRAME Distraction Osteogenesis and Orthopaedic External Fixation System | External fixator clamps, double clamp | 8.0 - 11mm | 155806 |  | May 2018 | Group Benefit Change
06 - Specialist Orthopaedic | 06.03 - SKELETAL RECONSTRUCTION | 06.03.11 - External Fixateurs | 06.03.11.15 - Frame Component - Pin Clamp Assembly |  | SY200 | 934 | Johnson & Johnson Medical Pty Ltd | Orthopaedic External Fixator Systems | External fixator clamps, transverse clamp | 1.25 - 6.0mm | 155806 |  | May 2018 | Group Benefit Change
06 - Specialist Orthopaedic | 06.03 - SKELETAL RECONSTRUCTION | 06.03.11 - External Fixateurs | 06.03.11.03 - Frame Component - Monoplanar, Clamp |  | SY203 | 1133 | Johnson & Johnson Medical Pty Ltd | Orthopaedic External Fixator Systems | External fixator clamps, tube to tube/universal clamp | 11mm Diameter | 155806 |  | May 2018 | Group Benefit Change
06 - Specialist Orthopaedic | 06.03 - SKELETAL RECONSTRUCTION | 06.03.11 - External Fixateurs | 06.03.11.15 - Frame Component - Pin Clamp Assembly | Small | SY224 | 574 | Johnson & Johnson Medical Pty Ltd | MAXFRAME, Distraction Osteogenesis & External Fixation System | External fixator clamp components, angled piece | Oblique, 1.0 - 3.0mm | 155806 |  | May 2018 | Group Benefit Change
06 - Specialist Orthopaedic | 06.03 - SKELETAL RECONSTRUCTION | 06.03.11 - External Fixateurs | 06.03.11.11 - Frame Component - Circular Frame, Nuts & Spacers |  | SY228 | 38 | Johnson & Johnson Medical Pty Ltd | MAXFRAME Distraction Osteogenesis External Fixation System | Connecting Plate / Spacer | 1 - 5 holes | 155806 |  | May 2018 | Group Benefit Change
06 - Specialist Orthopaedic | 06.03 - SKELETAL RECONSTRUCTION | 06.03.11 - External Fixateurs | 06.03.11.03 - Frame Component - Monoplanar, Clamp |  | SY236 | 1133 | Johnson & Johnson Medical Pty Ltd | Orthopaedic External Fixator Systems | External fixator clamp components, halo with visor | 1.25-6.0mm | 155806 |  | May 2018 | Group Benefit Change
06 - Specialist Orthopaedic | 06.03 - SKELETAL RECONSTRUCTION | 06.03.11 - External Fixateurs | 06.03.11.12 - Frame Component - Coupling Device |  | SY237 | 641 | Johnson & Johnson Medical Pty Ltd | Orthopaedic External Fixator Systems | 3 degree, 6 degree, 11 degree. Medium, Large | 8.0 - 11.0mm | 155806 |  | May 2018 | Group Benefit Change
06 - Specialist Orthopaedic | 06.03 - SKELETAL RECONSTRUCTION | 06.03.11 - External Fixateurs | 06.03.11.15 - Frame Component - Pin Clamp Assembly |  | SY239 | 934 | Johnson & Johnson Medical Pty Ltd | Orthopaedic External Fixator Systems | External fixator clamp components, angled piece with nut | 1.25-8.0mm | 155806 |  | May 2018 | Group Benefit Change
06 - Specialist Orthopaedic | 06.03 - SKELETAL RECONSTRUCTION | 06.03.11 - External Fixateurs | 06.03.11.15 - Frame Component - Pin Clamp Assembly |  | SY242 | 934 | Johnson & Johnson Medical Pty Ltd | Orthopaedic External Fixator Systems | External fixator clamp components, bar for upper jaw | 1.25-6.0mm | 155806 |  | May 2018 | Group Benefit Change
06 - Specialist Orthopaedic | 06.03 - SKELETAL RECONSTRUCTION | 06.03.11 - External Fixateurs | 06.03.11.03 - Frame Component - Monoplanar, Clamp |  | SY247 | 1133 | Johnson & Johnson Medical Pty Ltd | Orthopaedic External Fixator Systems | External fixator clamp components, double joint | 1.25-6.0mm | 155806 |  | May 2018 | Group Benefit Change
06 - Specialist Orthopaedic | 06.03 - SKELETAL RECONSTRUCTION | 06.03.05 - Surgical Accessories | 06.03.05.02 - Pins | TH | SY249 | 22 | Johnson & Johnson Medical Pty Ltd | AO/ASIF K Wires, Pins | Hybrid Pins - Spade point wires/reduction wires | 1.5 - 3.2mm | 133927 |  | November 2020 | Group Benefit Change
13 - Spinal | 13.03 - Connector | 13.03.03 - Transverse (Rod-to-Rod) | 13.03.03.02 - Adjustable |  | SY250 | 1137 | Johnson & Johnson Medical Pty Ltd | Universal Spine System | Low Profile Transconnector | 18-83mm length | 133401 |  | May 2018 | Group Benefit Change
06 - Specialist Orthopaedic | 06.03 - SKELETAL RECONSTRUCTION | 06.03.05 - Surgical Accessories | 06.03.05.06 - Wire forms (including washers/screws) - all sizes |  | SY257 | 59 | Johnson & Johnson Medical Pty Ltd | A/O/ASIF K-wires | Cerclage Wire - coils with and without eye | 0.4-2.5mm | 139010 |  | May 2018 | Group Benefit Change
06 - Specialist Orthopaedic | 06.03 - SKELETAL RECONSTRUCTION | 06.03.01 - Intramedullary Nails | 06.03.01.03 - Femoral, Distal |  | SY264 | 996 | Johnson & Johnson Medical Pty Ltd | AO/ASIF Intramedullary Nails | Distal Femoral Nail - DFN | 9-15mm / 160-420mm Length | 161140 |  | May 2018 | Group Benefit Change
13 - Spinal | 13.10 - Fusion Cage | 13.10.02 - Interbody, No Integral Fixation | 13.10.02.01 - Cervical |  | SY273 | 2189 | Johnson & Johnson Medical Pty Ltd | Cervios IBF Cage | Interbody Fusion Cage | Height 5-10mm (1mm increments) | 133400 |  | May 2018 | Group Benefit Change
06 - Specialist Orthopaedic | 06.03 - SKELETAL RECONSTRUCTION | 06.03.02 - Intramedullary Nail Accessories | 06.03.02.01 - Intramedullary nail lag screw | Com | SY285 | 442 | Johnson & Johnson Medical Pty Ltd | AO/ASIF Intramedullary nails | Helical blade | 50-150mm length | 157068 |  | May 2018 | Group Benefit Change
13 - Spinal | 13.02 - Accessories for bone screws and connector components | 13.02.01 - Nut/Set Screw/Locking Screw |  |  | SY286 | 144 | Johnson & Johnson Medical Pty Ltd | USS llio-Sacral Fixation system | Locking Screw | one size only | 133401 |  | May 2018 | Group Benefit Change
13 - Spinal | 13.01 - Bone Screws | 13.01.02 - Pedicle, Polyaxial |  |  | SY289 | 1050 | Johnson & Johnson Medical Pty Ltd | USS llio-Sacral Fixation system | Polyaxial screw | 20mm to 140mm | 133401 |  | May 2018 | Group Benefit Change
13 - Spinal | 13.12 - Vertebral Body Replacement | 13.12.03 - Mesh |  |  | SY293 | 2789 | Johnson & Johnson Medical Pty Ltd | Synmesh | Mesh, Oblong | 6mm - 88mm | 133398 |  | May 2018 | Group Benefit Change
13 - Spinal | 13.12 - Vertebral Body Replacement | 13.12.03 - Mesh |  |  | SY294 | 2789 | Johnson & Johnson Medical Pty Ltd | Synmesh | Mesh, Round | 6mm - 88mm | 133398 |  | May 2018 | Group Benefit Change
13 - Spinal | 13.12 - Vertebral Body Replacement | 13.12.04 - Mesh, End Plate |  |  | SY295 | 1069 | Johnson & Johnson Medical Pty Ltd | Synmesh | End rings | round/oblong | 133398 |  | May 2018 | Group Benefit Change
13 - Spinal | 13.01 - Bone Screws | 13.01.03 - Standard |  | Dual Thread | SY297 | 403 | Johnson & Johnson Medical Pty Ltd | SynFix Spinal system | Locking Screw | 10mm to 40mm, 4.0mm diameter | 133401 |  | May 2018 | Group Benefit Change
13 - Spinal | 13.02 - Accessories for bone screws and connector components | 13.02.01 - Nut/Set Screw/Locking Screw |  |  | SY308 | 144 | Johnson & Johnson Medical Pty Ltd | Axon Spinal System | Locking Set screw | One size only | 133401 |  | May 2018 | Group Benefit Change
06 - Specialist Orthopaedic | 06.03 - SKELETAL RECONSTRUCTION | 06.03.04 - Screws | 06.03.04.03 - Mini (2.01 – 2.7 mm) | CN | SY321 | 167 | Johnson & Johnson Medical Pty Ltd | AO/ASIF Screw | Cannulated screw | 2.4mm | 157068 |  | July 2021 | Group Benefit Change
06 - Specialist Orthopaedic | 06.03 - SKELETAL RECONSTRUCTION | 06.03.15 - Bone Graft Substitute | 06.03.15.01 - Ceramic, 0-5cc |  | SY331 | 722 | Johnson & Johnson Medical Pty Ltd | Norian® | Fast Set Putty | 3cc-5cc | 207130 |  | July 2023 | Changed Product Sizes
13 - Spinal | 13.05 - Plate | 13.05.02 - No Integral Fixation | 13.05.02.05 - Laminoplasty Plate |  | SY335 | 661 | Johnson & Johnson Medical Pty Ltd | Arch Fixation System | Pre contoured mini titanium plates | 4 to 16mm | 155808 |  | May 2018 | Group Benefit Change
07 - Plastic and Reconstructive | 07.01 - CRANIOMAXILLOFACIAL RECONSTRUCTION & FIXATION | 07.01.05 - Fracture or Reconstruction Plates | 07.01.05.20 - ≥3mm thick, 16-32 holes | Complex | SY347 | 1630 | Johnson & Johnson Medical Pty Ltd | Titanium Sternal Fixation System | Locking Plate - straight | 20 or 30 holes | 157069 |  | May 2018 | Group Benefit Change
06 - Specialist Orthopaedic | 06.03 - SKELETAL RECONSTRUCTION | 06.03.04 - Screws | 06.03.04.03 - Mini (2.01 – 2.7 mm) |  | SY352 | 64 | Johnson & Johnson Medical Pty Ltd | A/ASIF Screw | Cortex, Cancellous, Compression Screws | 2.01mm-2.7mm | 157068 |  | July 2021 | Group Benefit Change
13 - Spinal | 13.05 - Plate | 13.05.02 - No Integral Fixation | 13.05.02.03 - Occipital |  | SY380 | 1803 | Johnson & Johnson Medical Pty Ltd | Occipito-Cervical Fusion System | Occipital Plate Medial / Lateral, Pure titanium | 50mm / 60mm width, 3 or 4 holes | 293275 |  | March 2021 | Group Benefit Change
13 - Spinal | 13.02 - Accessories for bone screws and connector components | 13.02.01 - Nut/Set Screw/Locking Screw |  |  | SY383 | 144 | Johnson & Johnson Medical Pty Ltd | Synmesh | Locking Screw, Low Profile, For Synmesh End Rings | Small, Large | 133401 |  | May 2018 | Group Benefit Change
13 - Spinal | 13.03 - Connector | 13.03.03 - Transverse (Rod-to-Rod) | 13.03.03.02 - Adjustable |  | SY398 | 1137 | Johnson & Johnson Medical Pty Ltd | Axon Spinal System - Transconnector | Axon Transconnector | 60mm - 75mm | 133401 |  | May 2018 | Group Benefit Change
06 - Specialist Orthopaedic | 06.03 - SKELETAL RECONSTRUCTION | 06.03.11 - External Fixateurs | 06.03.11.15 - Frame Component - Pin Clamp Assembly |  | SY418 | 934 | Johnson & Johnson Medical Pty Ltd | MAXFRAME Distraction Osteogenesis External Fixation System | Bolt-connecting, clamp, eye, wire offset, wire slotted, MRI safe. | One size | 155806 |  | May 2018 | Group Benefit Change
06 - Specialist Orthopaedic | 06.03 - SKELETAL RECONSTRUCTION | 06.03.11 - External Fixateurs | 06.03.11.11 - Frame Component - Circular Frame, Nuts & Spacers |  | SY419 | 38 | Johnson & Johnson Medical Pty Ltd | MAXFRAME Distraction Osteogenesis External Fixation System | Nuts, Washers & Spacers, Bolts | Various | 289708 305577 326183 |  | July 2022 | Group Benefit Change
06 - Specialist Orthopaedic | 06.03 - SKELETAL RECONSTRUCTION | 06.03.11 - External Fixateurs | 06.03.11.16 - Frame Component - Pin Clamp Assembly Post |  | SY420 | 92 | Johnson & Johnson Medical Pty Ltd | MAXFRAME Distraction Osteogenesis External Fixation System | Wire Post MRI Safe | Short, Tall, Long and 1 to 5 holes | 289708 383992 |  | July 2022 | Group Benefit Change
06 - Specialist Orthopaedic | 06.03 - SKELETAL RECONSTRUCTION | 06.03.11 - External Fixateurs | 06.03.11.07 - Frame Component - Partial Circular Ring |  | SY422 | 978 | Johnson & Johnson Medical Pty Ltd | MAXFRAME Distraction Osteogenesis External Fixation System | Partial Circular Ring, Arch Plate | 80-240mm | 289708 326183 |  | July 2022 | Group Benefit Change
06 - Specialist Orthopaedic | 06.03 - SKELETAL RECONSTRUCTION | 06.03.11 - External Fixateurs | 06.03.11.10 - Frame Component - Foot Plate |  | SY427 | 2129 | Johnson & Johnson Medical Pty Ltd | MAXFRAME Distraction Osteogenesis External Fixation System | Foot Rings, Foot Plates Short/Long, Footplate Support Kit - single unit with Left/Right Supports | Rings/Plates 100mm-210mm, Supports One Size - Left & Right | 155806 289708 |  | March 2022 | Group Benefit Change
13 - Spinal | 13.02 - Accessories for bone screws and connector components | 13.02.01 - Nut/Set Screw/Locking Screw |  |  | SY440 | 144 | Johnson & Johnson Medical Pty Ltd | Synapse | Locking Screw | One size | 133401 |  | May 2018 | Group Benefit Change
13 - Spinal | 13.01 - Bone Screws | 13.01.02 - Pedicle, Polyaxial |  |  | SY441 | 1050 | Johnson & Johnson Medical Pty Ltd | Synapse | Posterior Cervical Polyaxial Screw System | 3.5mm-4.5mm Diameter; 8mm-50mm Length | 133401 |  | May 2018 | Group Benefit Change
13 - Spinal | 13.03 - Connector | 13.03.01 - In-Line |  |  | SY442 | 655 | Johnson & Johnson Medical Pty Ltd | Synapse | Parallel Connector | 3.5/3.5-6.0mm | 133401 |  | May 2018 | Group Benefit Change
13 - Spinal | 13.07 - Plate-Rod | 13.07.01 - Plate Rod |  |  | SY445 | 2116 | Johnson & Johnson Medical Pty Ltd | CerviFix Posterior Cervical System | Occipital Plate Rod | one size | 133401 |  | May 2018 | Group Benefit Change
13 - Spinal | 13.06 - Rod | 13.06.01 - Standard |  | Dual Diameter | SY446 | 446 | Johnson & Johnson Medical Pty Ltd | CerviFix Posterior Cervical System | Rod: Tapered | 3.5/5.0 - 3.5/6.0 dual diameter, 300 -500mm | 133401 |  | May 2018 | Group Benefit Change
13 - Spinal | 13.05 - Plate | 13.05.01 - Integral Fixation | 13.05.01.01 - Cervical | >55mm | SY458 | 1426 | Johnson & Johnson Medical Pty Ltd | Vectra T Anterior Spinal System | Titanium | >55 | 155808 |  | May 2018 | Group Benefit Change
07 - Plastic and Reconstructive | 07.01 - CRANIOMAXILLOFACIAL RECONSTRUCTION & FIXATION | 07.01.05 - Fracture or Reconstruction Plates | 07.01.05.08 - 0.5-0.99mm thick, >32 holes |  | SY466 | 271 | Johnson & Johnson Medical Pty Ltd | AO/ASIF Plate | Titanium adaption plates | >32 holes | 157706 |  | May 2018 | Group Benefit Change
07 - Plastic and Reconstructive | 07.01 - CRANIOMAXILLOFACIAL RECONSTRUCTION & FIXATION | 07.01.01 - Mesh - Metal | 07.01.01.05 - 0.2-0.49mm thick, 51-200cm² |  | SY488 | 1235 | Johnson & Johnson Medical Pty Ltd | AO/ASIF Plate | Titanium Contourable mesh plate | <0.5mm | 157706 |  | May 2018 | Group Benefit Change
07 - Plastic and Reconstructive | 07.01 - CRANIOMAXILLOFACIAL RECONSTRUCTION & FIXATION | 07.01.05 - Fracture or Reconstruction Plates | 07.01.05.12 - 1.0-1.99mm thick, 16-32 holes | Complex | SY493 | 987 | Johnson & Johnson Medical Pty Ltd | AO/ASIF Plate | Titanium Mandibular locking plate, complex shape | 16-32 holes | 157706 |  | May 2018 | Group Benefit Change
07 - Plastic and Reconstructive | 07.01 - CRANIOMAXILLOFACIAL RECONSTRUCTION & FIXATION | 07.01.05 - Fracture or Reconstruction Plates | 07.01.05.10 - 1.0-1.99mm thick, 4-7 holes | Compression | SY498 | 140 | Johnson & Johnson Medical Pty Ltd | AO/ASIF Plate | Mandible plate | 4-7 holes | 157706 |  | May 2018 | Group Benefit Change
07 - Plastic and Reconstructive | 07.01 - CRANIOMAXILLOFACIAL RECONSTRUCTION & FIXATION | 07.01.05 - Fracture or Reconstruction Plates | 07.01.05.20 - ≥3mm thick, 16-32 holes | Compression | SY501 | 1222 | Johnson & Johnson Medical Pty Ltd | AO/ASIF Plate | Titanium mandible plate | 16-32 holes | 157706 |  | May 2018 | Group Benefit Change
07 - Plastic and Reconstructive | 07.01 - CRANIOMAXILLOFACIAL RECONSTRUCTION & FIXATION | 07.01.05 - Fracture or Reconstruction Plates | 07.01.05.11 - 1.0-1.99mm thick, 8-15 holes | Resorbable | SY508 | 352 | Johnson & Johnson Medical Pty Ltd | AO/ASIF Plate | Rapid resorbable reconstruction plate | 8-15 holes | 167547 |  | May 2018 | Group Benefit Change
07 - Plastic and Reconstructive | 07.01 - CRANIOMAXILLOFACIAL RECONSTRUCTION & FIXATION | 07.01.05 - Fracture or Reconstruction Plates | 07.01.05.13 - 1.0-1.99mm thick, >32 holes | Resorbable | SY511 | 378 | Johnson & Johnson Medical Pty Ltd | AO/ASIF Plate | Rapid resorbable reconstruction plate | >32 holes | 167547 |  | May 2018 | Group Benefit Change
07 - Plastic and Reconstructive | 07.01 - CRANIOMAXILLOFACIAL RECONSTRUCTION & FIXATION | 07.01.05 - Fracture or Reconstruction Plates | 07.01.05.05 - 0.5-0.99mm thick, <4 holes | Resorbable | SY512 | 151 | Johnson & Johnson Medical Pty Ltd | AO/ASIF Plate | Rapid resorbable reconstruction plate | <4 holes | 167547 |  | May 2018 | Group Benefit Change
07 - Plastic and Reconstructive | 07.01 - CRANIOMAXILLOFACIAL RECONSTRUCTION & FIXATION | 07.01.05 - Fracture or Reconstruction Plates | 07.01.05.08 - 0.5-0.99mm thick, >32 holes | Resorbable | SY514 | 343 | Johnson & Johnson Medical Pty Ltd | AO/ASIF Plate | Rapid resorbable reconstruction plate | >32 holes | 167547 |  | May 2018 | Group Benefit Change
13 - Spinal | 13.05 - Plate | 13.05.01 - Integral Fixation | 13.05.01.01 - Cervical | >55mm | SY519 | 1426 | Johnson & Johnson Medical Pty Ltd | Vectra Anterior Spinal System | Cervical Plate | >55 | 155808 |  | May 2018 | Group Benefit Change
07 - Plastic and Reconstructive | 07.01 - CRANIOMAXILLOFACIAL RECONSTRUCTION & FIXATION | 07.01.02 - Mesh - Non-metal | 07.01.02.13 - >0.8mm thick, 11-25cm² |  | SY545 | 698 | Johnson & Johnson Medical Pty Ltd | PolyMax Rapid-Resorbable Fixation System | Mesh Plate | >0.8mm | 167547 |  | May 2018 | Group Benefit Change
07 - Plastic and Reconstructive | 07.01 - CRANIOMAXILLOFACIAL RECONSTRUCTION & FIXATION | 07.01.05 - Fracture or Reconstruction Plates | 07.01.05.18 - ≥3mm thick, 4-7 holes | Complex | SY550 | 1310 | Johnson & Johnson Medical Pty Ltd | Titanium Sternal Fixation System | Locking Plate - Star | Star: 6 holes | 157706 |  | May 2018 | Group Benefit Change
07 - Plastic and Reconstructive | 07.01 - CRANIOMAXILLOFACIAL RECONSTRUCTION & FIXATION | 07.01.05 - Fracture or Reconstruction Plates | 07.01.05.04 - <0.5mm thick, 16-32 holes |  | SY558 | 307 | Johnson & Johnson Medical Pty Ltd | Matrix | Micro Adaption, Strut Plates | 18-20 hole | 157706 |  | May 2018 | Group Benefit Change
07 - Plastic and Reconstructive | 07.01 - CRANIOMAXILLOFACIAL RECONSTRUCTION & FIXATION | 07.01.05 - Fracture or Reconstruction Plates | 07.01.05.03 - <0.5mm thick, 8-15 holes |  | SY563 | 212 | Johnson & Johnson Medical Pty Ltd | Matrix | Micor Orbital curved plate | 12 hole | 157706 |  | May 2018 | Group Benefit Change
13 - Spinal | 13.06 - Rod | 13.06.01 - Standard |  |  | SY564 | 355 | Johnson & Johnson Medical Pty Ltd | Spinal Fixation System | Matrix Rods | 20mm - 500mm length | 293275 293276 |  | July 2020 | Group Benefit Change
13 - Spinal | 13.01 - Bone Screws | 13.01.02 - Pedicle, Polyaxial |  |  | SY566 | 1050 | Johnson & Johnson Medical Pty Ltd | Spinal Fixation System | Matrix Reduction Screw | 4.0mm - 8.00mm; 20mm - 65mm Length | 133401 |  | May 2018 | Group Benefit Change
13 - Spinal | 13.03 - Connector | 13.03.03 - Transverse (Rod-to-Rod) | 13.03.03.02 - Adjustable |  | SY569 | 1137 | Johnson & Johnson Medical Pty Ltd | Spinal Fixation System | Matrix Snap-on Transconnector | 21mm - 90mm Length | 293275 293276 |  | July 2020 | Group Benefit Change
07 - Plastic and Reconstructive | 07.01 - CRANIOMAXILLOFACIAL RECONSTRUCTION & FIXATION | 07.01.01 - Mesh - Metal | 07.01.01.04 - 0.2-0.49mm thick, 11-50cm² | Complex | SY578 | 738 | Johnson & Johnson Medical Pty Ltd | AO/ASIF Plate | Titanium contourable mesh; Mastoid, Cranial & Pre-Shaped | 0.2mm-0.49mm | 157706 |  | May 2018 | Group Benefit Change
07 - Plastic and Reconstructive | 07.01 - CRANIOMAXILLOFACIAL RECONSTRUCTION & FIXATION | 07.01.05 - Fracture or Reconstruction Plates | 07.01.05.05 - 0.5-0.99mm thick, <4 holes | Compression | SY580 | 118 | Johnson & Johnson Medical Pty Ltd | AO/ASIF Plate | Titanium adaption plate | <4 holes | 157706 |  | May 2018 | Group Benefit Change
07 - Plastic and Reconstructive | 07.01 - CRANIOMAXILLOFACIAL RECONSTRUCTION & FIXATION | 07.01.05 - Fracture or Reconstruction Plates | 07.01.05.10 - 1.0-1.99mm thick, 4-7 holes | Locking | SY587 | 376 | Johnson & Johnson Medical Pty Ltd | AO/ASIF Plate | Titanium mandible locking plate, complex shape | 4-7 holes | 157706 |  | May 2018 | Group Benefit Change
07 - Plastic and Reconstructive | 07.01 - CRANIOMAXILLOFACIAL RECONSTRUCTION & FIXATION | 07.01.06 - Screws | 07.01.06.02 - Diameter 1.25-3.24mm | Resorbable | SY593 | 109 | Johnson & Johnson Medical Pty Ltd | PolyMax Rapid-Resorbable Fixation System | Polyactide Resorbable Screw/Tack | 1.25-3.24mm | 167547 |  | May 2018 | Group Benefit Change
06 - Specialist Orthopaedic | 06.03 - SKELETAL RECONSTRUCTION | 06.03.04 - Screws | 06.03.04.01 - Standard ( ≥4.5mm) |  | SY596 | 57 | Johnson & Johnson Medical Pty Ltd | AO/ASIF Screws | Cortex,Cancellous, Compression Screws | ≥ 4.5mm | 157068 297881 |  | July 2021 | Group Benefit Change
13 - Spinal | 13.01 - Bone Screws | 13.01.01 - Pedicle, Monoaxial |  |  | SY597 | 752 | Johnson & Johnson Medical Pty Ltd | Universal Spine System | Pedicle screw | 25mm - 140mm | 133401 |  | May 2018 | Group Benefit Change
13 - Spinal | 13.01 - Bone Screws | 13.01.02 - Pedicle, Polyaxial |  | Shank | SY598 | 540 | Johnson & Johnson Medical Pty Ltd | Spinal Fixation System | Pedicle: Screw, Head | 4mm - 9mm D | 133401 293275 293276 |  | July 2020 | Group Benefit Change
06 - Specialist Orthopaedic | 06.03 - SKELETAL RECONSTRUCTION | 06.03.03 - Plates | 06.03.03.01 - Standard (screw size ≥4.5mm)(including blade) ≤ 6 holes |  | SY603 | 399 | Johnson & Johnson Medical Pty Ltd | AO/ASIF Plates | Non Locking Fragment plates | ≤ 6 holes | 157069 |  | May 2018 | Group Benefit Change
06 - Specialist Orthopaedic | 06.03 - SKELETAL RECONSTRUCTION | 06.03.03 - Plates | 06.03.03.10 - Dynamic - Hip ≤ 6 holes | Com | SY606 | 368 | Johnson & Johnson Medical Pty Ltd | AO/ASIF Plates | DHS Plates | 2-6 holes | 157069 |  | May 2018 | Group Benefit Change
06 - Specialist Orthopaedic | 06.03 - SKELETAL RECONSTRUCTION | 06.03.03 - Plates | 06.03.03.11 - Dynamic - Hip ≥ 7 to ≤ 15 holes | Com | SY607 | 481 | Johnson & Johnson Medical Pty Ltd | AO/ASIF Plates | DHS Plates | 7-15 holes | 157069 |  | May 2018 | Group Benefit Change
06 - Specialist Orthopaedic | 06.03 - SKELETAL RECONSTRUCTION | 06.03.03 - Plates | 06.03.03.12 - Dynamic - Hip ≥ 16 holes | Com | SY608 | 758 | Johnson & Johnson Medical Pty Ltd | AO/ASIF Plates | DHS Plates | ≥ 16 holes | 157069 |  | May 2018 | Group Benefit Change
06 - Specialist Orthopaedic | 06.03 - SKELETAL RECONSTRUCTION | 06.03.03 - Plates | 06.03.03.10 - Dynamic - Hip ≤ 6 holes | Com, LK | SY609 | 368 | Johnson & Johnson Medical Pty Ltd | AO/ASIF Plates | DHS Plates | 2-6 holes | 157069 |  | May 2018 | Group Benefit Change
06 - Specialist Orthopaedic | 06.03 - SKELETAL RECONSTRUCTION | 06.03.03 - Plates | 06.03.03.11 - Dynamic - Hip ≥ 7 to ≤ 15 holes | Com, LK | SY610 | 481 | Johnson & Johnson Medical Pty Ltd | AO/ASIF Plates | DHS Plates | 8-14 holes | 157069 |  | May 2018 | Group Benefit Change
06 - Specialist Orthopaedic | 06.03 - SKELETAL RECONSTRUCTION | 06.03.03 - Plates | 06.03.03.12 - Dynamic - Hip ≥ 16 holes | Com, LK | SY611 | 758 | Johnson & Johnson Medical Pty Ltd | AO/ASIF Plates | DHS Plates | ≥ 16-20 holes | 157069 |  | May 2018 | Group Benefit Change
06 - Specialist Orthopaedic | 06.03 - SKELETAL RECONSTRUCTION | 06.03.03 - Plates | 06.03.03.16 - Periarticular anatomic - Clavicle plate ≤ 6 holes | LK | SY616 | 1217 | Johnson & Johnson Medical Pty Ltd | AO/ASIF Plates | LCP Clavicle - superior, anterior, hook | 1-6 holes | 157069 |  | May 2018 | Group Benefit Change
06 - Specialist Orthopaedic | 06.03 - SKELETAL RECONSTRUCTION | 06.03.03 - Plates | 06.03.03.16 - Periarticular anatomic - Clavicle plate ≤ 6 holes | LK | SY617 | 1217 | Johnson & Johnson Medical Pty Ltd | AO/ASIF Plates | Pre-contoured, anatomic rib | 1-6 Holes | 157069 |  | May 2018 | Group Benefit Change
06 - Specialist Orthopaedic | 06.03 - SKELETAL RECONSTRUCTION | 06.03.03 - Plates | 06.03.03.17 - Periarticular anatomic - Clavicle plate ≥ 7 to ≤ 15 holes | LK | SY618 | 1357 | Johnson & Johnson Medical Pty Ltd | AO/ASIF Plates | LCP Clavicle - superior, anterior, hook | 7-15 holes | 157069 |  | May 2018 | Group Benefit Change
06 - Specialist Orthopaedic | 06.03 - SKELETAL RECONSTRUCTION | 06.03.03 - Plates | 06.03.03.17 - Periarticular anatomic - Clavicle plate ≥ 7 to ≤ 15 holes | VAL | SY619 | 1480 | Johnson & Johnson Medical Pty Ltd | AO/ASIF Plates | LCP Clavicle - Anterior | 7-15 holes | 157069 |  | May 2018 | Group Benefit Change
06 - Specialist Orthopaedic | 06.03 - SKELETAL RECONSTRUCTION | 06.03.03 - Plates | 06.03.03.01 - Standard (screw size ≥4.5mm)(including blade) ≤ 6 holes | Com | SY622 | 593 | Johnson & Johnson Medical Pty Ltd | AO/ASIF Plates | Non Locking Specialty Plates | ≤ 6 Holes | 157069 |  | May 2018 | Group Benefit Change
06 - Specialist Orthopaedic | 06.03 - SKELETAL RECONSTRUCTION | 06.03.03 - Plates | 06.03.03.29 - Periarticular anatomic - Pelvis ≤ 6 holes | LK | SY623 | 957 | Johnson & Johnson Medical Pty Ltd | AO/ASIF Plates | Anatomical Pelvic Locking Plates | ≤ 6 Holes | 157069 |  | May 2018 | Group Benefit Change
06 - Specialist Orthopaedic | 06.03 - SKELETAL RECONSTRUCTION | 06.03.03 - Plates | 06.03.03.08 - Mini (screw size ≤2.7mm)(including blade) ≥ 7 to ≤ 15 holes | LK | SY624 | 427 | Johnson & Johnson Medical Pty Ltd | AO/ASIF Plates | Reconstruction, J, Low Profile | 7-14 Holes | 157069 |  | May 2018 | Group Benefit Change
06 - Specialist Orthopaedic | 06.03 - SKELETAL RECONSTRUCTION | 06.03.03 - Plates | 06.03.03.08 - Mini (screw size ≤2.7mm)(including blade) ≥ 7 to ≤ 15 holes | LK | SY628 | 427 | Johnson & Johnson Medical Pty Ltd | AO/ASIF Plates | LCP, Condylar , mini Fragment Plates - Various | 7 - 15 holes | 157069 |  | July 2020 | Group Benefit Change
06 - Specialist Orthopaedic | 06.03 - SKELETAL RECONSTRUCTION | 06.03.03 - Plates | 06.03.03.09 - Mini (screw size ≤2.7mm)(including blade) ≥ 16 holes |  | SY629 | 480 | Johnson & Johnson Medical Pty Ltd | 'AO/ASIF Plates | Non-locking Plates | ≥ 16 holes | 157069 |  | May 2018 | Group Benefit Change
06 - Specialist Orthopaedic | 06.03 - SKELETAL RECONSTRUCTION | 06.03.03 - Plates | 06.03.03.02 - Standard (screw size ≥4.5mm)(including blade) ≥ 7 to ≤ 15 holes | LK | SY636 | 615 | Johnson & Johnson Medical Pty Ltd | AO/ASIF Plates | LC-LCP Fragment Plates | 7-15 Holes | 157069 |  | May 2018 | Group Benefit Change
06 - Specialist Orthopaedic | 06.03 - SKELETAL RECONSTRUCTION | 06.03.03 - Plates | 06.03.03.03 - Standard (screw size ≥4.5mm)(including blade) ≥ 16 holes | LK | SY637 | 816 | Johnson & Johnson Medical Pty Ltd | AO/ASIF Plates | LC-LCP Plates | ≥ 16 Holes | 157069 |  | May 2018 | Group Benefit Change
06 - Specialist Orthopaedic | 06.03 - SKELETAL RECONSTRUCTION | 06.03.03 - Plates | 06.03.03.13 - Dynamic - supracondylar ≤ 6 holes |  | SY641 | 528 | Johnson & Johnson Medical Pty Ltd | AO/ASIF Plates | DCS DHS plate | ≤ 6 holes | 157069 |  | May 2018 | Group Benefit Change
06 - Specialist Orthopaedic | 06.03 - SKELETAL RECONSTRUCTION | 06.03.03 - Plates | 06.03.03.14 - Dynamic - supracondylar ≥ 7 to ≤ 15 holes |  | SY642 | 452 | Johnson & Johnson Medical Pty Ltd | AO/ASIF Plates | DCS DHS plate | 7- 15 holes | 157069 |  | May 2018 | Group Benefit Change
06 - Specialist Orthopaedic | 06.03 - SKELETAL RECONSTRUCTION | 06.03.03 - Plates | 06.03.03.15 - Dynamic - supracondylar ≥ 16 holes |  | SY643 | 1027 | Johnson & Johnson Medical Pty Ltd | AO/ASIF Plates | DCS DHS plate | ≥ 16 Holes | 157069 |  | May 2018 | Group Benefit Change
06 - Specialist Orthopaedic | 06.03 - SKELETAL RECONSTRUCTION | 06.03.04 - Screws | 06.03.04.03 - Mini (2.01 – 2.7 mm) | CN,DT | SY646 | 348 | Johnson & Johnson Medical Pty Ltd | AO/ASIF Screws | HCS Countersinkable Compression Screw | 2.01mm-2.7mm | 157068 297881 |  | March 2022 | Group Benefit Change
06 - Specialist Orthopaedic | 06.03 - SKELETAL RECONSTRUCTION | 06.03.04 - Screws | 06.03.04.04 - Micro (≤ 2.0mm) | LK | SY650 | 106 | Johnson & Johnson Medical Pty Ltd | AO/ASIF Cortex Screws | Locking head screws | 1.3-2.0mm | 157068 297881 |  | July 2020 | Group Benefit Change
06 - Specialist Orthopaedic | 06.03 - SKELETAL RECONSTRUCTION | 06.03.04 - Screws | 06.03.04.03 - Mini (2.01 – 2.7 mm) | LK | SY651 | 109 | Johnson & Johnson Medical Pty Ltd | AO/ASIF Cortex Screws | Locking Head Screws | 2.4mm-2.7mm | 157068 |  | July 2021 | Group Benefit Change
06 - Specialist Orthopaedic | 06.03 - SKELETAL RECONSTRUCTION | 06.03.04 - Screws | 06.03.04.02 - Small (2.71mm – 4.49mm) | LK | SY652 | 111 | Johnson & Johnson Medical Pty Ltd | AO/ASIF Screws | Locking Head Screws | >2.7mm to &lt; 4.5mm | 157068 297881 |  | November 2021 | Group Benefit Change
06 - Specialist Orthopaedic | 06.03 - SKELETAL RECONSTRUCTION | 06.03.03 - Plates | 06.03.03.03 - Standard (screw size ≥4.5mm)(including blade) ≥ 16 holes |  | SY661 | 425 | Johnson & Johnson Medical Pty Ltd | AO/ASIF Plates | Non Locking Large Fragment Plates | ≥ 16 Holes | 157069 |  | May 2018 | Group Benefit Change
06 - Specialist Orthopaedic | 06.03 - SKELETAL RECONSTRUCTION | 06.03.11 - External Fixateurs | 06.03.11.08 - Frame Component - Circular Coupling Device |  | SY662 | 253 | Johnson & Johnson Medical Pty Ltd | Orthopaedic External Fixator Systems | Hybrid Ring Clamps; Combination, Rod, Rod/Wire, Adjustable, Tube/Tube RL MRI | 11.0mm | 155806 |  | May 2018 | Group Benefit Change
06 - Specialist Orthopaedic | 06.03 - SKELETAL RECONSTRUCTION | 06.03.11 - External Fixateurs | 06.03.11.12 - Frame Component - Coupling Device |  | SY663 | 641 | Johnson & Johnson Medical Pty Ltd | Orthopaedic External Fixator Systems | Medium Frame; Rod, Threaded, Adjustable Clamps RL MRI | 5-11.0mm | 155806 |  | May 2018 | Group Benefit Change
06 - Specialist Orthopaedic | 06.03 - SKELETAL RECONSTRUCTION | 06.03.11 - External Fixateurs | 06.03.11.07 - Frame Component - Partial Circular Ring |  | SY666 | 978 | Johnson & Johnson Medical Pty Ltd | Orthopaedic External Fixator Systems | Partial Ring for Hybrid, RL MRI 1/4, 3/4 | 115-205mm | 155806 |  | May 2018 | Group Benefit Change
06 - Specialist Orthopaedic | 06.03 - SKELETAL RECONSTRUCTION | 06.03.03 - Plates | 06.03.03.33 - Periarticular anatomic - Femur ≥ 7 to ≤ 15 holes |  | SY671 | 933 | Johnson & Johnson Medical Pty Ltd | AO/ASIF Plates | Distal Femoral | 7-15 holes | 157069 |  | May 2018 | Group Benefit Change
06 - Specialist Orthopaedic | 06.03 - SKELETAL RECONSTRUCTION | 06.03.03 - Plates | 06.03.03.34 - Periarticular anatomic - Femur ≥ 16 holes |  | SY672 | 1469 | Johnson & Johnson Medical Pty Ltd | AO/ASIF Plates | Anatomic Non Locking Femur Plates | ≥ 16 Holes | 157069 |  | May 2018 | Group Benefit Change
06 - Specialist Orthopaedic | 06.03 - SKELETAL RECONSTRUCTION | 06.03.03 - Plates | 06.03.03.22 - Periarticular anatomic - Radius ≤ 6 holes | VAL | SY676 | 1372 | Johnson & Johnson Medical Pty Ltd | AO/ASIF Plates | Locking Distal Radius Ulna Column Plate System | ≤ 6 holes | 157069 |  | May 2018 | Group Benefit Change
06 - Specialist Orthopaedic | 06.03 - SKELETAL RECONSTRUCTION | 06.03.03 - Plates | 06.03.03.23 - Periarticular anatomic - Radius ≥ 7 to ≤ 15 holes | VAL | SY678 | 1239 | Johnson & Johnson Medical Pty Ltd | AO/ASIF Plates | Anatomical Variable Angle Locking Radial Plates | 7-15 holes | 157069 |  | May 2018 | Group Benefit Change
06 - Specialist Orthopaedic | 06.03 - SKELETAL RECONSTRUCTION | 06.03.03 - Plates | 06.03.03.24 - Periarticular anatomic - Radius ≥ 16 holes | LK | SY679 | 1243 | Johnson & Johnson Medical Pty Ltd | AO/ASIF Plates | Anatomical Locking Radial Plates | ≥ 16 Holes | 157069 |  | May 2018 | Group Benefit Change
06 - Specialist Orthopaedic | 06.03 - SKELETAL RECONSTRUCTION | 06.03.03 - Plates | 06.03.03.19 - Periarticular anatomic - Humerus ≤ 6 holes | LK | SY680 | 1208 | Johnson & Johnson Medical Pty Ltd | AO/ASIF Plate | Locking Periarticular Anatomic Humerus plate | ≤ 6 holes | 157069 |  | May 2018 | Group Benefit Change
06 - Specialist Orthopaedic | 06.03 - SKELETAL RECONSTRUCTION | 06.03.03 - Plates | 06.03.03.32 - Periarticular anatomic - Femur ≤ 6 holes |  | SY682 | 764 | Johnson & Johnson Medical Pty Ltd | AO/ASIF Plates | Anatomic Non-Locking Femur Plates | ≤ 6 holes | 157069 |  | May 2018 | Group Benefit Change
06 - Specialist Orthopaedic | 06.03 - SKELETAL RECONSTRUCTION | 06.03.03 - Plates | 06.03.03.35 - Periarticular anatomic - Fibula ≤ 6 holes | LK | SY686 | 1196 | Johnson & Johnson Medical Pty Ltd | AO/ASIF Plates | Anatomic Locking Fibula | ≤ 6 holes | 157069 |  | May 2018 | Group Benefit Change
09 - Cardiothoracic | 09.10 - Skeletal Fixation Devices | 09.10.01 - Skeletal fixation, sternum |  |  | SY688 | 120 | Johnson & Johnson Medical Pty Ltd | Sternal ZipFix System | Sternal Closure Tie with Needle | One Size | 187295 |  | May 2018 | Group Benefit Change
06 - Specialist Orthopaedic | 06.03 - SKELETAL RECONSTRUCTION | 06.03.04 - Screws | 06.03.04.05 - Dynamic |  | SY690 | 169 | Johnson & Johnson Medical Pty Ltd | MultiLoc Screw | Conical, Locking "Screw-in-Screw" | 4.5mm; 20mm - 60mm Length | 157068 |  | November 2021 | Group Benefit Change
06 - Specialist Orthopaedic | 06.03 - SKELETAL RECONSTRUCTION | 06.03.04 - Screws | 06.03.04.02 - Small (2.71mm – 4.49mm) | LK | SY692 | 111 | Johnson & Johnson Medical Pty Ltd | Dynamic Locking Screw | Pin-sleeve locking screw | 3.7mm | 157068 |  | May 2018 | Group Benefit Change
07 - Plastic and Reconstructive | 07.01 - CRANIOMAXILLOFACIAL RECONSTRUCTION & FIXATION | 07.01.03 - Mesh - Composite | 07.01.03.03 - >0.8mm thick 26-50cm² |  | SY697 | 1004 | Johnson & Johnson Medical Pty Ltd | SynPOR | Porous Polyethylene with Titanium | > 08.mm thick | 190454 |  | May 2018 | Group Benefit Change
07 - Plastic and Reconstructive | 07.01 - CRANIOMAXILLOFACIAL RECONSTRUCTION & FIXATION | 07.01.03 - Mesh - Composite | 07.01.03.01 - 0.5-0.8mm thick, 1-25cm² |  | SY699 | 785 | Johnson & Johnson Medical Pty Ltd | SynPOR | Anatomical Porous Polyethylene with Titanium | 08.mm - 1.5mm thick | 190454 |  | May 2018 | Group Benefit Change
07 - Plastic and Reconstructive | 07.01 - CRANIOMAXILLOFACIAL RECONSTRUCTION & FIXATION | 07.01.05 - Fracture or Reconstruction Plates | 07.01.05.13 - 1.0-1.99mm thick, >32 holes | Complex | SY700 | 757 | Johnson & Johnson Medical Pty Ltd | AO/ASIF Plate | Titanium Mandibular locking plate, complex shape | >32 holes | 157706 |  | May 2018 | Group Benefit Change
06 - Specialist Orthopaedic | 06.03 - SKELETAL RECONSTRUCTION | 06.03.03 - Plates | 06.03.03.04 - Small (screw size 2.71mm – 4.49mm)(including blade) ≤ 6 holes |  | SY702 | 150 | Johnson & Johnson Medical Pty Ltd | AO/ASIF Plates | DCS DHS Plate, Angled blade, Osteotomy | ≤6 holes | 157069 |  | May 2018 | Group Benefit Change
06 - Specialist Orthopaedic | 06.03 - SKELETAL RECONSTRUCTION | 06.03.03 - Plates | 06.03.03.04 - Small (screw size 2.71mm – 4.49mm)(including blade) ≤ 6 holes | Com, LK | SY703 | 638 | Johnson & Johnson Medical Pty Ltd | AO/ASIF Plates | Specialty Locking Plate | ≤ 6 holes | 157069 |  | May 2018 | Group Benefit Change
06 - Specialist Orthopaedic | 06.03 - SKELETAL RECONSTRUCTION | 06.03.03 - Plates | 06.03.03.04 - Small (screw size 2.71mm – 4.49mm)(including blade) ≤ 6 holes | Com | SY704 | 305 | Johnson & Johnson Medical Pty Ltd | AO/ASIF Plates | Specialty Plate | ≤ 6 holes | 157069 |  | May 2018 | Group Benefit Change
13 - Spinal | 13.01 - Bone Screws | 13.01.02 - Pedicle, Polyaxial |  |  | SY705 | 1050 | Johnson & Johnson Medical Pty Ltd | Spinal Fixation System | Matrix Preassembled Polyaxial Pedicle Screw | 4.00mm - 9.00mm; 20mm - 100mm Length | 293276 293275 |  | July 2020 | Group Benefit Change
13 - Spinal | 13.01 - Bone Screws | 13.01.02 - Pedicle, Polyaxial |  | Cannulated | SY706 | 1124 | Johnson & Johnson Medical Pty Ltd | Spinal Fixation System | Matrix Preassembled Pedicle Screw, Cannulated | 5.00mm - 9.00mm; 20mm - 65mm Length | 293276 293275 |  | July 2020 | Group Benefit Change
06 - Specialist Orthopaedic | 06.03 - SKELETAL RECONSTRUCTION | 06.03.03 - Plates | 06.03.03.33 - Periarticular anatomic - Femur ≥ 7 to ≤ 15 holes | LK | SY709 | 1215 | Johnson & Johnson Medical Pty Ltd | AO/ASIF Plates | Anatomic Locking Femur Plates | 7-15 holes | 157069 |  | May 2018 | Group Benefit Change
06 - Specialist Orthopaedic | 06.03 - SKELETAL RECONSTRUCTION | 06.03.03 - Plates | 06.03.03.32 - Periarticular anatomic - Femur ≤ 6 holes | LK | SY711 | 1200 | Johnson & Johnson Medical Pty Ltd | AO/ASIF Plates | Anatomic Locking Femur Plates | ≤6 holes | 157069 |  | May 2018 | Group Benefit Change
06 - Specialist Orthopaedic | 06.03 - SKELETAL RECONSTRUCTION | 06.03.03 - Plates | 06.03.03.07 - Mini (screw size ≤2.7mm)(including blade) ≤ 6 holes | Com, VAL | SY713 | 1120 | Johnson & Johnson Medical Pty Ltd | AO/ASIF Plates | LCP, Condylar, Mini Fragment Plates - Various | ≤6 holes | 157069 |  | May 2018 | Group Benefit Change
06 - Specialist Orthopaedic | 06.03 - SKELETAL RECONSTRUCTION | 06.03.03 - Plates | 06.03.03.03 - Standard (screw size ≥4.5mm)(including blade) ≥ 16 holes | Com | SY716 | 1042 | Johnson & Johnson Medical Pty Ltd | AO/ASIF Plates | Non Locking specialty Plates | ≥16 Holes | 157069 |  | May 2018 | Group Benefit Change
06 - Specialist Orthopaedic | 06.03 - SKELETAL RECONSTRUCTION | 06.03.03 - Plates | 06.03.03.06 - Small (screw size 2.71mm – 4.49mm)(including blade) ≥ 16 holes | Com | SY717 | 1027 | Johnson & Johnson Medical Pty Ltd | AO/ASIF Plates | Non Locking Specialty Plates | ≥16 Holes | 157069 |  | May 2018 | Group Benefit Change
06 - Specialist Orthopaedic | 06.03 - SKELETAL RECONSTRUCTION | 06.03.03 - Plates | 06.03.03.05 - Small (screw size 2.71mm – 4.49mm)(including blade) ≥ 7 to ≤ 15 holes |  | SY721 | 154 | Johnson & Johnson Medical Pty Ltd | AO/ASIF Plates | Non-Locking Fragment Plates | 7-15 Holes | 157069 |  | May 2018 | Group Benefit Change
06 - Specialist Orthopaedic | 06.03 - SKELETAL RECONSTRUCTION | 06.03.03 - Plates | 06.03.03.05 - Small (screw size 2.71mm – 4.49mm)(including blade) ≥ 7 to ≤ 15 holes | LK | SY722 | 313 | Johnson & Johnson Medical Pty Ltd | AO/ASIF Plates | LCP T, L, Straight Plates, Stainless Steel, Titanium | 7-15 holes | 157069 286609 |  | March 2022 | Group Benefit Change
06 - Specialist Orthopaedic | 06.03 - SKELETAL RECONSTRUCTION | 06.03.03 - Plates | 06.03.03.04 - Small (screw size 2.71mm – 4.49mm)(including blade) ≤ 6 holes | LK | SY723 | 305 | Johnson & Johnson Medical Pty Ltd | AO/ASIF Plates | LCP Plates | ≤6 Holes | 157069 |  | May 2018 | Group Benefit Change
06 - Specialist Orthopaedic | 06.03 - SKELETAL RECONSTRUCTION | 06.03.03 - Plates | 06.03.03.06 - Small (screw size 2.71mm – 4.49mm)(including blade) ≥ 16 holes |  | SY724 | 592 | Johnson & Johnson Medical Pty Ltd | AO/ASIF Plates | Non-Locking Fragment Plates | ≥16 Holes | 157069 |  | May 2018 | Group Benefit Change
06 - Specialist Orthopaedic | 06.03 - SKELETAL RECONSTRUCTION | 06.03.03 - Plates | 06.03.03.29 - Periarticular anatomic - Pelvis ≤ 6 holes |  | SY725 | 685 | Johnson & Johnson Medical Pty Ltd | AO/ASIF Plates | Non-Locking Anatomical Pelvic Plates | ≤6 Holes | 157069 |  | May 2018 | Group Benefit Change
06 - Specialist Orthopaedic | 06.03 - SKELETAL RECONSTRUCTION | 06.03.03 - Plates | 06.03.03.04 - Small (screw size 2.71mm – 4.49mm)(including blade) ≤ 6 holes |  | SY726 | 150 | Johnson & Johnson Medical Pty Ltd | AO/ASIF Plates | Non-Locking Fragment Plates | ≤6 Holes | 157069 |  | May 2018 | Group Benefit Change
06 - Specialist Orthopaedic | 06.03 - SKELETAL RECONSTRUCTION | 06.03.03 - Plates | 06.03.03.38 - Periarticular anatomic - Tibia ≤ 6 holes |  | SY729 | 980 | Johnson & Johnson Medical Pty Ltd | AO/ASIF Plates | Anatomic Tibial Plates | ≤ 6 holes | 157069 |  | May 2018 | Group Benefit Change
06 - Specialist Orthopaedic | 06.03 - SKELETAL RECONSTRUCTION | 06.03.03 - Plates | 06.03.03.08 - Mini (screw size ≤2.7mm)(including blade) ≥ 7 to ≤ 15 holes |  | SY735 | 362 | Johnson & Johnson Medical Pty Ltd | AO/ASIF Plates | Non-Locking Plates | 7-15 Holes | 157069 |  | May 2018 | Group Benefit Change
06 - Specialist Orthopaedic | 06.03 - SKELETAL RECONSTRUCTION | 06.03.03 - Plates | 06.03.03.07 - Mini (screw size ≤2.7mm)(including blade) ≤ 6 holes |  | SY736 | 469 | Johnson & Johnson Medical Pty Ltd | AO/ASIF Plates | Non-Locking Plates | ≤ 6 holes | 157069 |  | May 2018 | Group Benefit Change
06 - Specialist Orthopaedic | 06.03 - SKELETAL RECONSTRUCTION | 06.03.03 - Plates | 06.03.03.07 - Mini (screw size ≤2.7mm)(including blade) ≤ 6 holes | LK | SY737 | 635 | Johnson & Johnson Medical Pty Ltd | AO/ASIF Plates | Locking Plates | ≤6 Holes | 157069 |  | May 2018 | Group Benefit Change
06 - Specialist Orthopaedic | 06.03 - SKELETAL RECONSTRUCTION | 06.03.03 - Plates | 06.03.03.15 - Dynamic - supracondylar ≥ 16 holes | COM | SY740 | 1027 | Johnson & Johnson Medical Pty Ltd | Ao/ASIF Plates | Osteotomy, Dynamic Supracondylar Plates | ≥16 holes | 157069 |  | May 2018 | Group Benefit Change
06 - Specialist Orthopaedic | 06.03 - SKELETAL RECONSTRUCTION | 06.03.03 - Plates | 06.03.03.25 - Periarticular anatomic - Ulna ≤ 6 holes | LK | SY743 | 870 | Johnson & Johnson Medical Pty Ltd | AO/ASIF Plates | Anatomic Locking Ulna Plates | ≤6 Holes | 157069 |  | May 2018 | Group Benefit Change
06 - Specialist Orthopaedic | 06.03 - SKELETAL RECONSTRUCTION | 06.03.11 - External Fixateurs | 06.03.11.12 - Frame Component - Coupling Device |  | SY744 | 641 | Johnson & Johnson Medical Pty Ltd | MAXFRAME Distraction Osteogenesis External Fixation System | Distractors and lengthening apparatus | 20mm-250mm | 155806 |  | May 2018 | Group Benefit Change
06 - Specialist Orthopaedic | 06.03 - SKELETAL RECONSTRUCTION | 06.03.11 - External Fixateurs | 06.03.11.12 - Frame Component - Coupling Device | CDD | SY745 | 641 | Johnson & Johnson Medical Pty Ltd | Orthopaedic External Fixator Systems | Distractors and lengthening apparatus | ≥ 160mm | 157069 |  | May 2018 | Group Benefit Change
06 - Specialist Orthopaedic | 06.03 - SKELETAL RECONSTRUCTION | 06.03.03 - Plates | 06.03.03.07 - Mini (screw size ≤2.7mm)(including blade) ≤ 6 holes | Com | SY747 | 753 | Johnson & Johnson Medical Pty Ltd | AO/ASIF Plates | Condylar plates | ≤ 6 holes | 157069 |  | May 2018 | Group Benefit Change
06 - Specialist Orthopaedic | 06.03 - SKELETAL RECONSTRUCTION | 06.03.03 - Plates | 06.03.03.08 - Mini (screw size ≤2.7mm)(including blade) ≥ 7 to ≤ 15 holes | Com | SY748 | 423 | Johnson & Johnson Medical Pty Ltd | AO/ASIF Plates | Condylar plates | ≥ 7 to ≤ 15 holes | 157069 |  | May 2018 | Group Benefit Change
07 - Plastic and Reconstructive | 07.04 - DISTRACTOR SYSTEMS | 07.04.01 - Complete | 07.04.01.03 - Internal/Intraoral | Multivector | SY753 | 2671 | Johnson & Johnson Medical Pty Ltd | Curvilinear Distraction System | Curvilinear Distraction, Right Left | 30mm - 100mm radius | 183673 |  | May 2018 | Group Benefit Change
06 - Specialist Orthopaedic | 06.03 - SKELETAL RECONSTRUCTION | 06.03.03 - Plates | 06.03.03.40 - Periarticular anatomic - Tibia ≥ 16 holes | LK | SY756 | 1338 | Johnson & Johnson Medical Pty Ltd | AO/ASIF Plates | Anatomic Locking Tibial Plates | ≥16 Holes | 286609 157069 |  | July 2020 | Group Benefit Change
06 - Specialist Orthopaedic | 06.03 - SKELETAL RECONSTRUCTION | 06.03.03 - Plates | 06.03.03.40 - Periarticular anatomic - Tibia ≥ 16 holes | VAL | SY757 | 1637 | Johnson & Johnson Medical Pty Ltd | AO/ASIF Plates | Anatomic Variable Locking Tibial Plates | ≥16 Holes | 157069 |  | May 2018 | Group Benefit Change
06 - Specialist Orthopaedic | 06.03 - SKELETAL RECONSTRUCTION | 06.03.03 - Plates | 06.03.03.20 - Periarticular anatomic - Humerus ≥ 7 to ≤ 15 holes | VAL | SY763 | 1513 | Johnson & Johnson Medical Pty Ltd | AO/ASIF Plate | Locking Perarticular Anatomic Humerus plate | ≥ 7 - ≤ 15 holes | 157069 |  | May 2018 | Group Benefit Change
06 - Specialist Orthopaedic | 06.03 - SKELETAL RECONSTRUCTION | 06.03.03 - Plates | 06.03.03.26 - Periarticular anatomic - Ulna ≥ 7 to ≤ 15 holes | VAL | SY766 | 1248 | Johnson & Johnson Medical Pty Ltd | AO/ASIF Plates | Variable Angle Locking Perarticular Ulna Plates | ≥7 to ≤15 holes | 157069 |  | May 2018 | Group Benefit Change
06 - Specialist Orthopaedic | 06.03 - SKELETAL RECONSTRUCTION | 06.03.03 - Plates | 06.03.03.34 - Periarticular anatomic - Femur ≥ 16 holes | LK | SY768 | 1618 | Johnson & Johnson Medical Pty Ltd | AO/ASIF Plates | Anatomic Locking Femur Plates | ≥16 Holes | 157069 |  | May 2018 | Group Benefit Change
06 - Specialist Orthopaedic | 06.03 - SKELETAL RECONSTRUCTION | 06.03.03 - Plates | 06.03.03.34 - Periarticular anatomic - Femur ≥ 16 holes | VAL | SY769 | 2024 | Johnson & Johnson Medical Pty Ltd | AO/ASIF Plates | Anatomic Locking Femur Plates | ≥16 Holes | 157069 |  | March 2022 | Group Benefit Change
06 - Specialist Orthopaedic | 06.03 - SKELETAL RECONSTRUCTION | 06.03.03 - Plates | 06.03.03.40 - Periarticular anatomic - Tibia ≥ 16 holes | VAL | SY771 | 1637 | Johnson & Johnson Medical Pty Ltd | AO/ASIF | Anatomic Variable Angle Locking Tibial Plates | > 16 holes | 157069 |  | May 2018 | Group Benefit Change
07 - Plastic and Reconstructive | 07.02 - CRANIOMAXILLOFACIAL IMPLANTS | 07.02.09 - Anatomical Biomodel |  |  | SY775 | 1768 | Johnson & Johnson Medical Pty Ltd | PSI | Patient specific Craniofacial Anatomical Biomodel | Custom | 276733 |  | May 2018 | Group Benefit Change
07 - Plastic and Reconstructive | 07.02 - CRANIOMAXILLOFACIAL IMPLANTS | 07.02.05 - Mandible, Maxilla and Temperomandibular Joint (TMJ) | 07.02.05.05 - Plate | Biomodelled | SY776 | 3218 | Johnson & Johnson Medical Pty Ltd | ProPlan | Biomodelled Patient specific Mandible Complex Locking Reconstruction Plate | Custom | 157706 |  | May 2018 | Group Benefit Change
07 - Plastic and Reconstructive | 07.02 - CRANIOMAXILLOFACIAL IMPLANTS | 07.02.02 - Cranium | 07.02.02.04 - Surgical Guide | Biomodelled | SY777 | 1634 | Johnson & Johnson Medical Pty Ltd | ProPlan | Patient Specific Cranical Surgical Guides, Implants | Custom | 276733 |  | May 2018 | Group Benefit Change
07 - Plastic and Reconstructive | 07.02 - CRANIOMAXILLOFACIAL IMPLANTS | 07.02.05 - Mandible, Maxilla and Temperomandibular Joint (TMJ) | 07.02.05.07 - Surgical Guide | Biomodelled | SY778 | 1725 | Johnson & Johnson Medical Pty Ltd | ProPlan | Pateint specific Maxillofacial Surgical Guides, Implants | Custom | 276733 |  | May 2018 | Group Benefit Change
07 - Plastic and Reconstructive | 07.02 - CRANIOMAXILLOFACIAL IMPLANTS | 07.02.09 - Anatomical Biomodel |  |  | SY779 | 1768 | Johnson & Johnson Medical Pty Ltd | ProPlan | Patient Specific Craniofacial Anatomical Biomodel | Custom | 276733 |  | May 2018 | Group Benefit Change
06 - Specialist Orthopaedic | 06.03 - SKELETAL RECONSTRUCTION | 06.03.01 - Intramedullary Nails | 06.03.01.09 - Radial/Ulnar |  | SY781 | 1382 | Johnson & Johnson Medical Pty Ltd | AO/ASIF Intramedullary Nails | Olecranon Osteotomy Nail | 63mm | 161139 |  | May 2018 | Group Benefit Change
07 - Plastic and Reconstructive | 07.02 - CRANIOMAXILLOFACIAL IMPLANTS | 07.02.01 - Chin |  | Complex | SY782 | 697 | Johnson & Johnson Medical Pty Ltd | SynPOR | Porous Polyethylene Chin Implant | 4-9mm | 190454 |  | May 2018 | Group Benefit Change
07 - Plastic and Reconstructive | 07.01 - CRANIOMAXILLOFACIAL RECONSTRUCTION & FIXATION | 07.01.01 - Mesh - Metal | 07.01.01.10 - 0.5-0.8mm thick, >200cm² |  | SY785 | 2072 | Johnson & Johnson Medical Pty Ltd | AO/ASIF Plate | Titanium Contourable Mesh, Cranial Neuro | 0.5mm-0.8mm | 157706 |  | May 2018 | Group Benefit Change
06 - Specialist Orthopaedic | 06.03 - SKELETAL RECONSTRUCTION | 06.03.05 - Surgical Accessories | 06.03.05.02 - Pins |  | SY787 | 22 | Johnson & Johnson Medical Pty Ltd | AO/ASIF K-Wires | K-Wires | 0.25 - 3.2mm | 139010 |  | May 2018 | Group Benefit Change
06 - Specialist Orthopaedic | 06.03 - SKELETAL RECONSTRUCTION | 06.03.01 - Intramedullary Nails | 06.03.01.04 - Tibial/Fibular |  | SY788 | 1033 | Johnson & Johnson Medical Pty Ltd | AO/ASIF Intramedullary Nails | Tibial Nail | 7-19; 200-600mm | 161138 |  | July 2021 | Group Benefit Change
06 - Specialist Orthopaedic | 06.03 - SKELETAL RECONSTRUCTION | 06.03.01 - Intramedullary Nails | 06.03.01.01 - Femoral, Proximal short (<220mm) |  | SY790 | 914 | Johnson & Johnson Medical Pty Ltd | AO/ASIF Intramedullary Nails | Femoral Nail | 9-15mm D <220mm length | 161140 |  | May 2018 | Group Benefit Change
06 - Specialist Orthopaedic | 06.03 - SKELETAL RECONSTRUCTION | 06.03.01 - Intramedullary Nails | 06.03.01.02 - Femoral, Proximal long (≥220mm) |  | SY791 | 1214 | Johnson & Johnson Medical Pty Ltd | AO/ASIF Intramedullary Nails | Femoral Nail | 9-15mm D ≥ 220mm length | 161140 |  | May 2018 | Group Benefit Change
13 - Spinal | 13.10 - Fusion Cage | 13.10.02 - Interbody, No Integral Fixation | 13.10.02.01 - Cervical |  | SY792 | 2189 | Johnson & Johnson Medical Pty Ltd | ACIS | Anterior Cervical Interbody Spacer | Small to large | 133400 |  | May 2018 | Group Benefit Change
13 - Spinal | 13.12 - Vertebral Body Replacement | 13.12.01 - Telescoping Cage | 13.12.01.03 - End Plate |  | SY795 | 965 | Johnson & Johnson Medical Pty Ltd | XRL | Endplate | -10˚/+15˚ Degrees | 133398 |  | May 2018 | Group Benefit Change
13 - Spinal | 13.02 - Accessories for bone screws and connector components | 13.02.01 - Nut/Set Screw/Locking Screw |  |  | SY796 | 144 | Johnson & Johnson Medical Pty Ltd | Vertebral Body Replacement System | Endplate Screw | One Size | 133398 |  | May 2018 | Group Benefit Change
06 - Specialist Orthopaedic | 06.03 - SKELETAL RECONSTRUCTION | 06.03.04 - Screws | 06.03.04.02 - Small (2.71mm – 4.49mm) | CN,LK | SY797 | 202 | Johnson & Johnson Medical Pty Ltd | AO/ASIF Screws | Philos Cannulated locking screw | 3.5mm | 157068 |  | July 2020 | Group Benefit Change
06 - Specialist Orthopaedic | 06.03 - SKELETAL RECONSTRUCTION | 06.03.03 - Plates | 06.03.03.05 - Small (screw size 2.71mm – 4.49mm)(including blade) ≥ 7 to ≤ 15 holes | Com, VAL | SY798 | 897 | Johnson & Johnson Medical Pty Ltd | AO/ASIF Plates | Variable Angle Locking Specialty Plate | 7-15 Holes | 157069 |  | May 2018 | Group Benefit Change
06 - Specialist Orthopaedic | 06.03 - SKELETAL RECONSTRUCTION | 06.03.03 - Plates | 06.03.03.08 - Mini (screw size ≤2.7mm)(including blade) ≥ 7 to ≤ 15 holes | Com, VAL | SY799 | 943 | Johnson & Johnson Medical Pty Ltd | AO/ASIF Plates | LCP, Condylar, Mini Fragment Plates - Various | 7-15 holes | 286609 157069 |  | March 2020 | Group Benefit Change
06 - Specialist Orthopaedic | 06.03 - SKELETAL RECONSTRUCTION | 06.03.03 - Plates | 06.03.03.09 - Mini (screw size ≤2.7mm)(including blade) ≥ 16 holes | Com, VAL | SY800 | 1274 | Johnson & Johnson Medical Pty Ltd | AO/ASIF Plates | LCP, Condylar, Mini Fragment Plates - Various | ≥16 holes | 157069 |  | May 2018 | Group Benefit Change
06 - Specialist Orthopaedic | 06.03 - SKELETAL RECONSTRUCTION | 06.03.03 - Plates | 06.03.03.08 - Mini (screw size ≤2.7mm)(including blade) ≥ 7 to ≤ 15 holes | Com, VAL | SY802 | 943 | Johnson & Johnson Medical Pty Ltd | AO/ASIF Plates | Locking Plates | 7-15 Holes | 157069 |  | May 2018 | Group Benefit Change
06 - Specialist Orthopaedic | 06.03 - SKELETAL RECONSTRUCTION | 06.03.03 - Plates | 06.03.03.07 - Mini (screw size ≤2.7mm)(including blade) ≤ 6 holes | VAL | SY804 | 973 | Johnson & Johnson Medical Pty Ltd | AO/ASIF Plates | Locking Plates | ≤6 Holes | 157069 |  | May 2018 | Group Benefit Change
06 - Specialist Orthopaedic | 06.03 - SKELETAL RECONSTRUCTION | 06.03.03 - Plates | 06.03.03.07 - Mini (screw size ≤2.7mm)(including blade) ≤ 6 holes | LK | SY806 | 635 | Johnson & Johnson Medical Pty Ltd | AO/ASIF Plates | Pre-contoured locking plates | ≤6 Holes | 157069 |  | May 2018 | Group Benefit Change
06 - Specialist Orthopaedic | 06.03 - SKELETAL RECONSTRUCTION | 06.03.03 - Plates | 06.03.03.08 - Mini (screw size ≤2.7mm)(including blade) ≥ 7 to ≤ 15 holes | Com, LK | SY807 | 619 | Johnson & Johnson Medical Pty Ltd | AO/ASIF Plates | Pre-contoured locking plates | 7-15 holes | 157069 |  | May 2018 | Group Benefit Change
06 - Specialist Orthopaedic | 06.03 - SKELETAL RECONSTRUCTION | 06.03.03 - Plates | 06.03.03.07 - Mini (screw size ≤2.7mm)(including blade) ≤ 6 holes | Com, LK | SY808 | 1062 | Johnson & Johnson Medical Pty Ltd | AO/ASIF Plates | Pre-contoured locking plates | ≤6 Holes | 157069 |  | May 2018 | Group Benefit Change
06 - Specialist Orthopaedic | 06.03 - SKELETAL RECONSTRUCTION | 06.03.03 - Plates | 06.03.03.06 - Small (screw size 2.71mm – 4.49mm)(including blade) ≥ 16 holes | LK | SY810 | 700 | Johnson & Johnson Medical Pty Ltd | AO/ASIF Plates | Locking Specialty Plate | ≥16 holes | 157069 |  | May 2018 | Group Benefit Change
06 - Specialist Orthopaedic | 06.03 - SKELETAL RECONSTRUCTION | 06.03.03 - Plates | 06.03.03.36 - Periarticular anatomic - Fibula ≥ 7 to ≤ 15 holes | LK | SY811 | 1202 | Johnson & Johnson Medical Pty Ltd | AO/ASIF Plates | Distal fibula; lateral, posterolateral locking plates | 7 to 15 Holes | 157069 |  | May 2018 | Group Benefit Change
06 - Specialist Orthopaedic | 06.03 - SKELETAL RECONSTRUCTION | 06.03.03 - Plates | 06.03.03.37 - Periarticular anatomic - Fibula ≥ 16 holes | LK | SY812 | 996 | Johnson & Johnson Medical Pty Ltd | AO/ASIF Plates | Distal fibula; lateral, posterolateral locking plates | >16 Holes | 157069 |  | May 2018 | Group Benefit Change
06 - Specialist Orthopaedic | 06.03 - SKELETAL RECONSTRUCTION | 06.03.03 - Plates | 06.03.03.02 - Standard (screw size ≥4.5mm)(including blade) ≥ 7 to ≤ 15 holes | Com | SY814 | 798 | Johnson & Johnson Medical Pty Ltd | AO/ASIF Plates | Non Locking Fragment Plate | 7 - 15 holes | 157069 |  | May 2018 | Group Benefit Change
06 - Specialist Orthopaedic | 06.03 - SKELETAL RECONSTRUCTION | 06.03.03 - Plates | 06.03.03.36 - Periarticular anatomic - Fibula ≥ 7 to ≤ 15 holes | VAL | SY815 | 1331 | Johnson & Johnson Medical Pty Ltd | AO/ASIF Plates | LCP Lateral Distal Fibula | 7 to 15 Holes | 157069 |  | May 2018 | Group Benefit Change
06 - Specialist Orthopaedic | 06.03 - SKELETAL RECONSTRUCTION | 06.03.03 - Plates | 06.03.03.37 - Periarticular anatomic - Fibula ≥ 16 holes | VAL | SY816 | 1230 | Johnson & Johnson Medical Pty Ltd | AO/ASIF Plates | LCP Lateral Distal Fibula | >16 Holes | 157069 |  | May 2018 | Group Benefit Change
06 - Specialist Orthopaedic | 06.03 - SKELETAL RECONSTRUCTION | 06.03.03 - Plates | 06.03.03.07 - Mini (screw size ≤2.7mm)(including blade) ≤ 6 holes | Com, LK | SY817 | 1062 | Johnson & Johnson Medical Pty Ltd | AO/ASIF Plates | Locking plates | Less than 6 holes | 157069 |  | May 2018 | Group Benefit Change
06 - Specialist Orthopaedic | 06.03 - SKELETAL RECONSTRUCTION | 06.03.03 - Plates | 06.03.03.08 - Mini (screw size ≤2.7mm)(including blade) ≥ 7 to ≤ 15 holes | Com, LK | SY818 | 619 | Johnson & Johnson Medical Pty Ltd | AO/ASIF Plates | Locking plates | 7 to 15 holes | 157069 |  | May 2018 | Group Benefit Change
06 - Specialist Orthopaedic | 06.03 - SKELETAL RECONSTRUCTION | 06.03.03 - Plates | 06.03.03.09 - Mini (screw size ≤2.7mm)(including blade) ≥ 16 holes | Com, LK | SY819 | 1067 | Johnson & Johnson Medical Pty Ltd | AO/ASIF Plates | Pre-contoured Locking plate | ≥16 holes | 157069 |  | May 2018 | Group Benefit Change
06 - Specialist Orthopaedic | 06.03 - SKELETAL RECONSTRUCTION | 06.03.03 - Plates | 06.03.03.09 - Mini (screw size ≤2.7mm)(including blade) ≥ 16 holes | Com, VAL | SY820 | 1274 | Johnson & Johnson Medical Pty Ltd | AO/ASIF Plates | Pre-contoured Locking plate | ≥16 holes | 157069 |  | May 2018 | Group Benefit Change
06 - Specialist Orthopaedic | 06.03 - SKELETAL RECONSTRUCTION | 06.03.03 - Plates | 06.03.03.07 - Mini (screw size ≤2.7mm)(including blade) ≤ 6 holes | VAL | SY821 | 973 | Johnson & Johnson Medical Pty Ltd | AO/ASIF Plates | Anatomic Locking Hand Plates | 2-6 holes | 157069 |  | July 2021 | Group Benefit Change
06 - Specialist Orthopaedic | 06.03 - SKELETAL RECONSTRUCTION | 06.03.03 - Plates | 06.03.03.08 - Mini (screw size ≤2.7mm)(including blade) ≥ 7 to ≤ 15 holes | VAL | SY822 | 828 | Johnson & Johnson Medical Pty Ltd | AO/ASIF Plates | VA Locking Plates | 7-12 holes | 157069 |  | May 2018 | Group Benefit Change
07 - Plastic and Reconstructive | 07.02 - CRANIOMAXILLOFACIAL IMPLANTS | 07.02.05 - Mandible, Maxilla and Temperomandibular Joint (TMJ) | 07.02.05.01 - Mandible, Full | Biomodelled | SY824 | 5879 | Johnson & Johnson Medical Pty Ltd | OBL PorousiTi Patient Specific Implant - Mandible | Patient specific implant for mandible constructed of PourousiTi | The model is custom made so size will vary | 276733 |  | May 2018 | Group Benefit Change
07 - Plastic and Reconstructive | 07.02 - CRANIOMAXILLOFACIAL IMPLANTS | 07.02.02 - Cranium | 07.02.02.04 - Surgical Guide | Biomodelled | SY825 | 1634 | Johnson & Johnson Medical Pty Ltd | Surgical Guide for OBL PSI System - Cranium | Patient specific surgical guide for cranial implant | The device is custom made so sizes will vary | 276733 |  | May 2018 | Group Benefit Change
07 - Plastic and Reconstructive | 07.02 - CRANIOMAXILLOFACIAL IMPLANTS | 07.02.05 - Mandible, Maxilla and Temperomandibular Joint (TMJ) | 07.02.05.07 - Surgical Guide | Biomodelled | SY827 | 1725 | Johnson & Johnson Medical Pty Ltd | SynpliciTi System – Surgical Guides | Patient specific surgical guides for the mandible, maxilla and TMJ | The model is custom made so size will vary | 276733 |  | May 2018 | Group Benefit Change
07 - Plastic and Reconstructive | 07.02 - CRANIOMAXILLOFACIAL IMPLANTS | 07.02.05 - Mandible, Maxilla and Temperomandibular Joint (TMJ) | 07.02.05.07 - Surgical Guide | Biomodelled | SY829 | 1725 | Johnson & Johnson Medical Pty Ltd | Custom made plates (including Megaplates) – Surgical Guides | Surgical Guides for patient specific plates for the mandible and maxilla | The model is custom made so size will vary | 276733 |  | May 2018 | Group Benefit Change
07 - Plastic and Reconstructive | 07.02 - CRANIOMAXILLOFACIAL IMPLANTS | 07.02.05 - Mandible, Maxilla and Temperomandibular Joint (TMJ) | 07.02.05.05 - Plate | Biomodelled | SY832 | 3218 | Johnson & Johnson Medical Pty Ltd | SynpliciTi System - Plates | Patient specific plates for the mandible, maxilla and TMJ | The model is custom made so size will vary | 276733 |  | May 2018 | Group Benefit Change
07 - Plastic and Reconstructive | 07.02 - CRANIOMAXILLOFACIAL IMPLANTS | 07.02.05 - Mandible, Maxilla and Temperomandibular Joint (TMJ) | 07.02.05.07 - Surgical Guide | Biomodelled | SY835 | 1725 | Johnson & Johnson Medical Pty Ltd | Surgical Guide for OBL PorousiTi® PSI System – Mandible & Maxilla | Patient specific surgical guide for mandible and maxilla | The model is custom made so size will vary | 276733 |  | May 2018 | Group Benefit Change
07 - Plastic and Reconstructive | 07.02 - CRANIOMAXILLOFACIAL IMPLANTS | 07.02.05 - Mandible, Maxilla and Temperomandibular Joint (TMJ) | 07.02.05.05 - Plate | Biomodelled | SY836 | 3218 | Johnson & Johnson Medical Pty Ltd | Custom made plates (including Megaplates) | Patient specific plates for the mandible and maxilla | The model is custom made so size will vary | 276733 |  | May 2018 | Group Benefit Change
13 - Spinal | 13.10 - Fusion Cage | 13.10.02 - Interbody, No Integral Fixation | 13.10.02.01 - Cervical |  | SY838 | 2189 | Johnson & Johnson Medical Pty Ltd | Bengal System | Cervical Fusion Device | 4 to 16mm | 98094 200396 |  | July 2019 | Group Benefit Change
11 - Hip | 11.02 - FEMORAL HEADS | 11.02.01 - Conventional Femoral Heads, ≤32mm | 11.02.01.02 - Cobalt Chrome |  | TG005 | 621 | Future Medical Pty Ltd | JRI Femoral Head | Cobalt Chrome Femoral; Heads | 28mm, and 32mm head sizes | 132410 |  | May 2018 | Group Benefit Change
11 - Hip | 11.03 - ACETABULAR COMPONENTS | 11.03.04 - Insert/Liner | 11.03.04.03 - Ceramic |  | TG011 | 1776 | Future Medical Pty Ltd | JRI CSF Plus Cup ceramic Insert | CSF Plus Cup Liner, Delta Liner | 28mm, 32mm, 36mm, 40mm | 302539 |  | July 2023 | Group Benefit Change, Changed Product Sizes,
11 - Hip | 11.02 - FEMORAL HEADS | 11.02.01 - Conventional Femoral Heads, ≤32mm | 11.02.01.03 - Alumina | Sleeve | TG015 | 1723 | Future Medical Pty Ltd | JRI Total Hip System | Ceramic femoral head with sleeve | 28, 32, 36mm | 132410 |  | May 2018 | Group Benefit Change
11 - Hip | 11.02 - FEMORAL HEADS | 11.02.01 - Conventional Femoral Heads, ≤32mm | 11.02.01.03 - Alumina |  | TG020 | 1568 | Future Medical Pty Ltd | JRI Ceramic femoral Head | Total Hip Replacement (THR) Ceramic Femoral Heads, Biolox Delta Ceramic, and Alumina Oxide | 12 / 14 Taper, Biolox Delta Ceramic head sizes 28mm, 32mm. Alumina Oxide head sizes 28mm | 132410 |  | May 2018 | Group Benefit Change
11 - Hip | 11.01 - FEMORAL COMPONENTS - PRIMARY AND REVISION | 11.01.04 - Uncemented, HA Coated | 11.01.04.04 - Plasma |  | TG021 | 3493 | Future Medical Pty Ltd | Furlong Evolution | Collarless and collared 126-133 (degree) | 6-17 | 132478 |  | May 2018 | Group Benefit Change
11 - Hip | 11.03 - ACETABULAR COMPONENTS | 11.03.03 - Shells, Uncemented, HA | 11.03.03.04 - Plasma |  | TG022 | 2080 | Future Medical Pty Ltd | JRI CSF Plus Cup | Titanium, plasma, HA for modified poly insert | 44mm - 70mm O/D | 302542 |  | July 2023 | Group Benefit Change, Changed
11 - Hip | 11.01 - FEMORAL COMPONENTS - PRIMARY AND REVISION | 11.01.04 - Uncemented, HA Coated | 11.01.04.04 - Plasma | SCP | TG024 | 3493 | Future Medical Pty Ltd | JRI Furlong Total Hip System | Uncemented Femoral Stem, titanium, plasma sprayed, with HA | 12 /14 Taper, and 5mm offset, short and standard spigot | 302538 |  | March 2021 | Group Benefit Change
11 - Hip | 11.03 - ACETABULAR COMPONENTS | 11.03.04 - Insert/Liner | 11.03.04.02 - Modified polyethylene |  | TG025 | 930 | Future Medical Pty Ltd | JRI CSF Plus Cup Insert | UHMWPE modified | 10 degree liners 28mm, 32mm, 36mm | 132477 |  | May 2018 | Group Benefit Change
11 - Hip | 11.02 - FEMORAL HEADS | 11.02.02 - Conventional Femoral Heads, >32mm | 11.02.02.05 - Ceramic Mix |  | TG026 | 1793 | Future Medical Pty Ltd | JRI Total Hip System | Total Hip Replacement (THR) Ceramic Femoral Heads, Biolox Delta Ceramic, and Alumina Oxide | 12 / 14 Taper, Biolox Delta Ceramic head sizes 36mm & 40mm, Alumina Oxide head sizes 28mm | 132410 |  | May 2018 | Group Benefit Change
11 - Hip | 11.03 - ACETABULAR COMPONENTS | 11.03.03 - Shells, Uncemented, HA | 11.03.03.04 - Plasma |  | TG027 | 2080 | Future Medical Pty Ltd | JRI CSF Plus Cup | Titanium, plasma, HA for ceramic insert | 44mm - 70mm O/D | 302741 |  | July 2023 | Group Benefit Change, Changed
06 - Specialist Orthopaedic | 06.03 - SKELETAL RECONSTRUCTION | 06.03.04 - Screws | 06.03.04.06 - Screw Washers |  | TN003 | 59 | Newclip Technics Australia Pty Ltd | Washers | Washers | 4-8 mm | 260231 |  | November 2019 | Group Benefit Change
06 - Specialist Orthopaedic | 06.03 - SKELETAL RECONSTRUCTION | 06.03.03 - Plates | 06.03.03.36 - Periarticular anatomic - Fibula ≥ 7 to ≤ 15 holes | VAL | TN006 | 1331 | Newclip Technics Australia Pty Ltd | Newclip Activ Ankle Plate | Variable Angle Locking Fibular Plate | 7 to 15 holes | 260229 260232 |  | May 2018 | Group Benefit Change
06 - Specialist Orthopaedic | 06.03 - SKELETAL RECONSTRUCTION | 06.03.03 - Plates | 06.03.03.01 - Standard (screw size ≥4.5mm)(including blade) ≤ 6 holes | VAL | TN008 | 892 | Newclip Technics Australia Pty Ltd | Newclip Activmotion HTO Plate | Fixation plates for high tibial osteotomy (HTO) | ≤ 6 holes | 260229 260232 |  | November 2019 | Group Benefit Change
06 - Specialist Orthopaedic | 06.03 - SKELETAL RECONSTRUCTION | 06.03.03 - Plates | 06.03.03.26 - Periarticular anatomic - Ulna ≥ 7 to ≤ 15 holes | VAL | TN010 | 1248 | Newclip Technics Australia Pty Ltd | Newclip Plating System | Plates for fixation of fractures of the elbow and/or ulna | Periarticular anatomic - Ulna ≥ 7 to ≤ 15 holes | 260229 260232 |  | July 2021 | Group Benefit Change
06 - Specialist Orthopaedic | 06.03 - SKELETAL RECONSTRUCTION | 06.03.03 - Plates | 06.03.03.20 - Periarticular anatomic - Humerus ≥ 7 to ≤ 15 holes | VAL | TN013 | 1513 | Newclip Technics Australia Pty Ltd | Newclip Distal Humerus Plates - Periarticular 7-15 holes | Plates for the fixation of fractures of the elbow | Periarticular anatomic - Humerus ≥ 7 to ≤ 15 holes | 260229 260232 |  | July 2021 | Group Benefit Change
06 - Specialist Orthopaedic | 06.03 - SKELETAL RECONSTRUCTION | 06.03.04 - Screws | 06.03.04.03 - Mini (2.01 – 2.7 mm) | CN,DT | TN018 | 348 | Newclip Technics Australia Pty Ltd | Newclip Compression Screws | Self-Compressive Cannulated Screws | 2.01mm - 2.7mm diameter, length 10 - 38mm | 260233 260234 |  | November 2019 | Group Benefit Change
06 - Specialist Orthopaedic | 06.03 - SKELETAL RECONSTRUCTION | 06.03.03 - Plates | 06.03.03.17 - Periarticular anatomic - Clavicle plate ≥ 7 to ≤ 15 holes | LK | TN019 | 1357 | Newclip Technics Australia Pty Ltd | NewClip Clavicle Plate | Locking Clavicle plates | 7 to 15 holes | 260233 260234 260232 260229 |  | March 2023 | Group Benefit Change
06 - Specialist Orthopaedic | 06.03 - SKELETAL RECONSTRUCTION | 06.03.03 - Plates | 06.03.03.20 - Periarticular anatomic - Humerus ≥ 7 to ≤ 15 holes | VAL | TN020 | 1513 | Newclip Technics Australia Pty Ltd | Newclip Proximal Humerus Plate | Proximal Humerus Plate | 1/2/3 | 260232 |  | May 2018 | Group Benefit Change
06 - Specialist Orthopaedic | 06.03 - SKELETAL RECONSTRUCTION | 06.03.03 - Plates | 06.03.03.22 - Periarticular anatomic - Radius ≤ 6 holes | VAL | TN021 | 1372 | Newclip Technics Australia Pty Ltd | Xpert 2.4 Distal Radius Platform | Fragment specific radius plates | ≤ 6 holes | 260229 260232 |  | July 2020 | Group Benefit Change
06 - Specialist Orthopaedic | 06.03 - SKELETAL RECONSTRUCTION | 06.03.04 - Screws | 06.03.04.02 - Small (2.71mm – 4.49mm) |  | TN022 | 54 | Newclip Technics Australia Pty Ltd | Newclip Bone Screws | Non-Locking Bone Screws | 2.71mm – 4.49mm diameter, length 08-150 mm | 260233 260234 |  | March 2022 | Group Benefit Change
06 - Specialist Orthopaedic | 06.03 - SKELETAL RECONSTRUCTION | 06.03.04 - Screws | 06.03.04.02 - Small (2.71mm – 4.49mm) | LK | TN023 | 111 | Newclip Technics Australia Pty Ltd | Newclip Locking Bone Screws | Locking Bone Screws | 2.71-4.49mm diameter, length 10-95 mm | 260233 260234 |  | March 2022 | Group Benefit Change
06 - Specialist Orthopaedic | 06.03 - SKELETAL RECONSTRUCTION | 06.03.04 - Screws | 06.03.04.02 - Small (2.71mm – 4.49mm) | CN | TN025 | 180 | Newclip Technics Australia Pty Ltd | Newclip Cannulated Screws | Cannulated Screws | 2.71 - 4.49mm diameter, lengths 10 - 70mm | 260233 260234 |  | July 2021 | Group Benefit Change
06 - Specialist Orthopaedic | 06.03 - SKELETAL RECONSTRUCTION | 06.03.03 - Plates | 06.03.03.04 - Small (screw size 2.71mm – 4.49mm)(including blade) ≤ 6 holes | LK | TN026 | 305 | Newclip Technics Australia Pty Ltd | Newclip Plating System | Locking Bone Plates | ≤ 6 holes | 260229 260232 |  | May 2018 | Group Benefit Change
06 - Specialist Orthopaedic | 06.03 - SKELETAL RECONSTRUCTION | 06.03.03 - Plates | 06.03.03.05 - Small (screw size 2.71mm – 4.49mm)(including blade) ≥ 7 to ≤ 15 holes | LK | TN027 | 313 | Newclip Technics Australia Pty Ltd | Newclip Plating System | Locking Bone Plates | 7 to 15 holes | 260229 260232 |  | May 2018 | Group Benefit Change
06 - Specialist Orthopaedic | 06.03 - SKELETAL RECONSTRUCTION | 06.03.03 - Plates | 06.03.03.04 - Small (screw size 2.71mm – 4.49mm)(including blade) ≤ 6 holes | Com, LK | TN028 | 638 | Newclip Technics Australia Pty Ltd | Newclip Plating System | Complex Locking Bone Plates | ≤ 6 holes | 260229 260232 |  | November 2021 | Group Benefit Change
06 - Specialist Orthopaedic | 06.03 - SKELETAL RECONSTRUCTION | 06.03.04 - Screws | 06.03.04.01 - Standard ( ≥4.5mm) |  | TN030 | 57 | Newclip Technics Australia Pty Ltd | Newclip Non Locking Bone Screw | Non Locking Bone Screw | ≥4.5mm diameter, Length 20 - 110mm | 260233 260234 |  | March 2022 | Group Benefit Change
06 - Specialist Orthopaedic | 06.03 - SKELETAL RECONSTRUCTION | 06.03.03 - Plates | 06.03.03.03 - Standard (screw size ≥4.5mm)(including blade) ≥ 16 holes | VAL | TN034 | 1207 | Newclip Technics Australia Pty Ltd | Newclip Femoral Plate | Variable angle plates for femur | Standard ≥ 16 holes | 260229 260232 |  | July 2021 | Group Benefit Change
06 - Specialist Orthopaedic | 06.03 - SKELETAL RECONSTRUCTION | 06.03.03 - Plates | 06.03.03.23 - Periarticular anatomic - Radius ≥ 7 to ≤ 15 holes | VAL | TN035 | 1239 | Newclip Technics Australia Pty Ltd | Newclip Radius Plates | Variable Angle plates for the radius | 7-15 holes | 260229 260232 |  | July 2020 | Group Benefit Change
06 - Specialist Orthopaedic | 06.03 - SKELETAL RECONSTRUCTION | 06.03.04 - Screws | 06.03.04.03 - Mini (2.01 – 2.7 mm) |  | TN036 | 64 | Newclip Technics Australia Pty Ltd | Newclip Bone Screws | Non-locking Bone Screw | 2.01-2.7mm diameter, lengths 8 - 34mm | 260233 260234 |  | May 2018 | Group Benefit Change
06 - Specialist Orthopaedic | 06.03 - SKELETAL RECONSTRUCTION | 06.03.03 - Plates | 06.03.03.37 - Periarticular anatomic - Fibula ≥ 16 holes | VAL | TN037 | 1230 | Newclip Technics Australia Pty Ltd | Newclip Activ Ankle Plate | Periarticular distal fibular VAL Plate | L75-187mm | 260232 260229 |  | August 2018 | Group Benefit Change
06 - Specialist Orthopaedic | 06.03 - SKELETAL RECONSTRUCTION | 06.03.03 - Plates | 06.03.03.02 - Standard (screw size ≥4.5mm)(including blade) ≥ 7 to ≤ 15 holes | LK | TN038 | 615 | Newclip Technics Australia Pty Ltd | Newclip Activmotion HTO Plate | Fixation plates for high tibial osteotomy (HTO) | 7 to 15 holes | 260229 260232 |  | July 2019 | Group Benefit Change
06 - Specialist Orthopaedic | 06.03 - SKELETAL RECONSTRUCTION | 06.03.04 - Screws | 06.03.04.03 - Mini (2.01 – 2.7 mm) | LK | TN041 | 109 | Newclip Technics Australia Pty Ltd | Newclip Locking Bone Screws | Locking Bone Screw | 2.01 - 2.7mm diameter, lengths 8 - 34mm | 260233 260234 |  | May 2018 | Group Benefit Change
06 - Specialist Orthopaedic | 06.03 - SKELETAL RECONSTRUCTION | 06.03.03 - Plates | 06.03.03.05 - Small (screw size 2.71mm – 4.49mm)(including blade) ≥ 7 to ≤ 15 holes | VAL | TN044 | 641 | Newclip Technics Australia Pty Ltd | Newclip Clavicle Plate | Plate for fixation of fractures of the clavicle or Locking Clavicle Plate | 7 to 15 holes | 260229 260232 |  | March 2022 | Group Benefit Change
06 - Specialist Orthopaedic | 06.03 - SKELETAL RECONSTRUCTION | 06.03.03 - Plates | 06.03.03.07 - Mini (screw size ≤2.7mm)(including blade) ≤ 6 holes | VAL | TN046 | 973 | Newclip Technics Australia Pty Ltd | VAL plates screw size ≤2.7mm | Variable angle locking complex plates | Mini : screw size ≤2.7mm <= 6 holes | 260229 260232 |  | November 2019 | Group Benefit Change
06 - Specialist Orthopaedic | 06.03 - SKELETAL RECONSTRUCTION | 06.03.03 - Plates | 06.03.03.24 - Periarticular anatomic - Radius ≥ 16 holes | VAL | TN047 | 1525 | Newclip Technics Australia Pty Ltd | Periarticular anatomic plates VAL Radius >=16 holes | Periarticular anatomic plates VAL Radius | ≥16 holes | 260229 260232 |  | November 2019 | Group Benefit Change
06 - Specialist Orthopaedic | 06.03 - SKELETAL RECONSTRUCTION | 06.03.04 - Screws | 06.03.04.03 - Mini (2.01 – 2.7 mm) | CN | TN049 | 167 | Newclip Technics Australia Pty Ltd | Screws 2.01 - 2.7 CN | Mini screws 2.01-2.7 CN | 2.01mm – 2.7mm diameter, length 14-50 mm | 260233 260234 |  | July 2021 | Group Benefit Change
06 - Specialist Orthopaedic | 06.03 - SKELETAL RECONSTRUCTION | 06.03.03 - Plates | 06.03.03.04 - Small (screw size 2.71mm – 4.49mm)(including blade) ≤ 6 holes | VAL | TN050 | 642 | Newclip Technics Australia Pty Ltd | VAL plates screw size 2.71-4.49 | VAL complex plates | screw size 2.71-4.49 ≤ 6 holes | 260229 260232 |  | August 2018 | Group Benefit Change
06 - Specialist Orthopaedic | 06.03 - SKELETAL RECONSTRUCTION | 06.03.03 - Plates | 06.03.03.05 - Small (screw size 2.71mm – 4.49mm)(including blade) ≥ 7 to ≤ 15 holes | VAL | TN051 | 641 | Newclip Technics Australia Pty Ltd | VAL plates screw size 2.71-4.49 | VAL complex plates screw size 2.71-4.49 | 7≥ to ≤ 15 holes | 260229 260232 |  | August 2018 | Group Benefit Change
06 - Specialist Orthopaedic | 06.03 - SKELETAL RECONSTRUCTION | 06.03.03 - Plates | 06.03.03.38 - Periarticular anatomic - Tibia ≤ 6 holes | VAL | TN052 | 1518 | Newclip Technics Australia Pty Ltd | Periarticular anatomic tibia VAL ≤ 6 holes | Periarticular anatomic tibia VAL ≤ 6 holes | ≤ 6 holes | 260229 260232 |  | August 2018 | Group Benefit Change
06 - Specialist Orthopaedic | 06.03 - SKELETAL RECONSTRUCTION | 06.03.05 - Surgical Accessories | 06.03.05.02 - Pins |  | TN055 | 22 | Newclip Technics Australia Pty Ltd | Pins | Stainless steel pins | 1.1 to 1.4 mm | 309175 |  | March 2019 | Group Benefit Change
06 - Specialist Orthopaedic | 06.03 - SKELETAL RECONSTRUCTION | 06.03.03 - Plates | 06.03.03.23 - Periarticular anatomic - Radius ≥ 7 to ≤ 15 holes | VAL | TN057 | 1239 | Newclip Technics Australia Pty Ltd | Periarticular radius plate | Periarticular VAL radius plate | ≥7 to ≤15 holes | 260229 260232 |  | July 2019 | Group Benefit Change
06 - Specialist Orthopaedic | 06.03 - SKELETAL RECONSTRUCTION | 06.03.03 - Plates | 06.03.03.01 - Standard (screw size ≥4.5mm)(including blade) ≤ 6 holes | LK | TN058 | 445 | Newclip Technics Australia Pty Ltd | Plating system Com, LK | Plating system Com, LK | ≤ 6 holes | 260229 260232 |  | July 2020 | Group Benefit Change
06 - Specialist Orthopaedic | 06.03 - SKELETAL RECONSTRUCTION | 06.03.03 - Plates | 06.03.03.05 - Small (screw size 2.71mm – 4.49mm)(including blade) ≥ 7 to ≤ 15 holes |  | TN059 | 154 | Newclip Technics Australia Pty Ltd | Periarticular Clavicle plate | Periarticular plate for clavicle | ≥ 7 to ≤ 15 holes | 260229 260232 |  | March 2022 | Group Benefit Change
06 - Specialist Orthopaedic | 06.03 - SKELETAL RECONSTRUCTION | 06.03.03 - Plates | 06.03.03.02 - Standard (screw size ≥4.5mm)(including blade) ≥ 7 to ≤ 15 holes | LK | TN060 | 615 | Newclip Technics Australia Pty Ltd | Plating System Com, LK | Plating System Com, LK | ≥ 7 to ≤ 15 holes | 260229 260232 |  | July 2020 | Group Benefit Change
06 - Specialist Orthopaedic | 06.03 - SKELETAL RECONSTRUCTION | 06.03.03 - Plates | 06.03.03.17 - Periarticular anatomic - Clavicle plate ≥ 7 to ≤ 15 holes | VAL | TN062 | 1480 | Newclip Technics Australia Pty Ltd | Newclip Clavicle plates | Locking Clavicle plates | 7 to 15 holes | 260229 260232 |  | November 2019 | Group Benefit Change
06 - Specialist Orthopaedic | 06.03 - SKELETAL RECONSTRUCTION | 06.03.03 - Plates | 06.03.03.05 - Small (screw size 2.71mm – 4.49mm)(including blade) ≥ 7 to ≤ 15 holes | VAL | TN063 | 641 | Newclip Technics Australia Pty Ltd | Newclip Locking plates | Variable Angle Locking Plate | 7 to 15 holes | 260229 260232 |  | November 2019 | Group Benefit Change
06 - Specialist Orthopaedic | 06.03 - SKELETAL RECONSTRUCTION | 06.03.04 - Screws | 06.03.04.04 - Micro (≤ 2.0mm) | LK | TN064 | 106 | Newclip Technics Australia Pty Ltd | Newclip Locking Screws | VAL Locking screws | ≤2.0 mm diameter, length 08-30 mm | 260233 260234 |  | July 2021 | Group Benefit Change
06 - Specialist Orthopaedic | 06.03 - SKELETAL RECONSTRUCTION | 06.03.04 - Screws | 06.03.04.04 - Micro (≤ 2.0mm) |  | TN065 | 49 | Newclip Technics Australia Pty Ltd | Newclip Cortical Screws | Cortical screws | ≤2.0 mm diameter, length 08-30 mm | 260233 260234 |  | July 2021 | Group Benefit Change
06 - Specialist Orthopaedic | 06.03 - SKELETAL RECONSTRUCTION | 06.03.03 - Plates | 06.03.03.05 - Small (screw size 2.71mm – 4.49mm)(including blade) ≥ 7 to ≤ 15 holes | Com, VAL | TN066 | 897 | Newclip Technics Australia Pty Ltd | Newclip Plating System | VAL Locking plates | 7 to 15 holes | 260229 260232 |  | July 2020 | Group Benefit Change
06 - Specialist Orthopaedic | 06.03 - SKELETAL RECONSTRUCTION | 06.03.03 - Plates | 06.03.03.04 - Small (screw size 2.71mm – 4.49mm)(including blade) ≤ 6 holes | VAL | TN067 | 642 | Newclip Technics Australia Pty Ltd | Newclip Plating System | VAL Locking plates | ≤ 6 holes | 260229 260232 |  | November 2019 | Group Benefit Change
06 - Specialist Orthopaedic | 06.03 - SKELETAL RECONSTRUCTION | 06.03.04 - Screws | 06.03.04.03 - Mini (2.01 – 2.7 mm) | CN,LK | TN068 | 198 | Newclip Technics Australia Pty Ltd | Cannulated Locking Screws | Cannulated Locking Screws | 2.01 – 2.7 mm diameter | 260233 260234 |  | March 2022 | Group Benefit Change
06 - Specialist Orthopaedic | 06.03 - SKELETAL RECONSTRUCTION | 06.03.04 - Screws | 06.03.04.02 - Small (2.71mm – 4.49mm) | CN,LK | TN069 | 202 | Newclip Technics Australia Pty Ltd | Small cannulated Locking screws | Small cannulated Locking screws | 2.8 mm diameter ; 14-30 mm length | 260233 260234 |  | July 2020 | Group Benefit Change
06 - Specialist Orthopaedic | 06.03 - SKELETAL RECONSTRUCTION | 06.03.03 - Plates | 06.03.03.05 - Small (screw size 2.71mm – 4.49mm)(including blade) ≥ 7 to ≤ 15 holes | VAL | TN071 | 641 | Newclip Technics Australia Pty Ltd | Periarticular Clavicle plate | Periarticular plate for clavicle | ≥ 7 to ≤ 15 holes | 260229 260232 |  | March 2021 | Group Benefit Change
06 - Specialist Orthopaedic | 06.03 - SKELETAL RECONSTRUCTION | 06.03.03 - Plates | 06.03.03.07 - Mini (screw size ≤2.7mm)(including blade) ≤ 6 holes | VAL | TN072 | 973 | Newclip Technics Australia Pty Ltd | Newclip Anatomic Locking plates | Variable Angle Anatomic Locking Plate | ≤6 holes | 260229 260232 |  | March 2021 | Group Benefit Change
06 - Specialist Orthopaedic | 06.03 - SKELETAL RECONSTRUCTION | 06.03.03 - Plates | 06.03.03.05 - Small (screw size 2.71mm – 4.49mm)(including blade) ≥ 7 to ≤ 15 holes | Com, VAL | TN074 | 897 | Newclip Technics Australia Pty Ltd | Newclip Foot Plate | Variable-Angle Locking anatomic plates | ≥ 7 to ≤ 15 holes | 260229 260232 |  | July 2021 | Group Benefit Change
06 - Specialist Orthopaedic | 06.03 - SKELETAL RECONSTRUCTION | 06.03.03 - Plates | 06.03.03.23 - Periarticular anatomic - Radius ≥ 7 to ≤ 15 holes | VAL | TN075 | 1239 | Newclip Technics Australia Pty Ltd | Newclip distal radius plates | Pariarticular anatomic radius plates | ≥ 7 to ≤ 15 holes | 260229 260232 |  | July 2021 | Group Benefit Change
06 - Specialist Orthopaedic | 06.03 - SKELETAL RECONSTRUCTION | 06.03.03 - Plates | 06.03.03.01 - Standard (screw size ≥4.5mm)(including blade) ≤ 6 holes | LK | TN076 | 445 | Newclip Technics Australia Pty Ltd | Newclip pelvis plates | Pariarticular anatomic pelvis plates | ≤ 6 holes | 260229 260232 |  | July 2021 | Group Benefit Change
06 - Specialist Orthopaedic | 06.03 - SKELETAL RECONSTRUCTION | 06.03.03 - Plates | 06.03.03.02 - Standard (screw size ≥4.5mm)(including blade) ≥ 7 to ≤ 15 holes | LK | TN077 | 615 | Newclip Technics Australia Pty Ltd | Newclip pelvis plates | Pariarticular anatomic pelvis plates | ≥ 7 to ≤ 15 holes | 260229 260232 |  | July 2021 | Group Benefit Change
06 - Specialist Orthopaedic | 06.03 - SKELETAL RECONSTRUCTION | 06.03.03 - Plates | 06.03.03.03 - Standard (screw size ≥4.5mm)(including blade) ≥ 16 holes | LK | TN078 | 816 | Newclip Technics Australia Pty Ltd | Newclip pelvis plates | Pariarticular anatomic pelvis plates | ≥ 16 holes | 260229 260232 |  | July 2021 | Group Benefit Change
06 - Specialist Orthopaedic | 06.03 - SKELETAL RECONSTRUCTION | 06.03.05 - Surgical Accessories | 06.03.05.02 - Pins |  | TS001 | 22 | Trewavis Surgical Instruments Pty Ltd | Trewavis Surgical Kirschner Wires | Composition: Stainless Steel, Model Nos: 200-000-A to 200-930-T, 200-1110-A to 200-1210-Z, 200-370-X to 200-370-Y and TSS200 to TSS241 | Dia 0.7-2.8mm, Length 100-370mm | 123770 |  | May 2018 | Group Benefit Change
06 - Specialist Orthopaedic | 06.03 - SKELETAL RECONSTRUCTION | 06.03.05 - Surgical Accessories | 06.03.05.02 - Pins |  | TS002 | 22 | Trewavis Surgical Instruments Pty Ltd | Trewavis Surgical Steinmann Pins | Composition: Stainless Steel, Model Nos: 200-950-L to 200-970-Q | Dia 3.0 - 5.0mm | 123771 |  | May 2018 | Group Benefit Change
10 - Vascular | 10.03 - Grafts | 10.03.02 - Bifurcated |  |  | TU013 | 707 | Terumo Australia | Gelweave Graft | Bifurcated, Polyester, Woven | 12mmx 6mmx 45 cm to 24mmx12mm x 45cm | 125606 |  | May 2018 | Group Benefit Change
10 - Vascular | 10.03 - Grafts | 10.03.02 - Bifurcated |  |  | TU014 | 707 | Terumo Australia | Gelsoft Plus Graft | Bifurcated, Polyester, Knitted | 12mmx6mmx45cm to 24mmx12mmx45cm | 125679 |  | May 2018 | Group Benefit Change
10 - Vascular | 10.03 - Grafts | 10.03.01 - Tube | 10.03.01.03 - 21-49cm length |  | TU020 | 605 | Terumo Australia | Gelsoft Plus Graft | Straight, Polyester, Knitted | 6 - 24mm x 12.5 - 30cm | 125679 |  | May 2018 | Group Benefit Change
10 - Vascular | 10.03 - Grafts | 10.03.01 - Tube | 10.03.01.04 - ≥50cm length |  | TU021 | 712 | Terumo Australia | Gelsoft Plus Graft | Straight, Polyester, Knitted | 6-24mm x 50-60cm | 125679 |  | May 2018 | Group Benefit Change
09 - Cardiothoracic | 09.09 - Aorta and Side Branch Grafts | 09.09.06 - Straight Tube | 09.09.06.04 - ≥50cm length |  | TU023 | 685 | Terumo Australia | Gelweave Graft | Straight, Polyester, Woven | 6-38mm x 50-60cm | 125606 |  | March 2021 | Group Benefit Change
09 - Cardiothoracic | 09.09 - Aorta and Side Branch Grafts | 09.09.01 - Modified Tube (end modified eg valsalva) |  |  | TU036 | 2760 | Terumo Australia | Gelweave Valsalva Graft | Woven vascular prosthesis, polyester, gelatin sealed | Diameter 24 - 34 mm, Overall length 18.4 - 19.6cm | 125606 |  | May 2018 | Group Benefit Change
09 - Cardiothoracic | 09.09 - Aorta and Side Branch Grafts | 09.09.02 - Tube with one side branch |  |  | TU038 | 1500 | Terumo Australia | Gelweave Graft | Straight/Curved Thoracic Graft, with anteflo side branch, Polyester, woven, gelatin sealed | 20 -34 mm x 20-50 cm | 125606 |  | August 2018 | Group Benefit Change
09 - Cardiothoracic | 09.09 - Aorta and Side Branch Grafts | 09.09.06 - Straight Tube | 09.09.06.03 - 21-49cm length |  | TU047 | 554 | Terumo Australia | Gelweave Graft | Straight Polyester Woven | 6-38mm x 25-40cm | 125606 |  | March 2021 | Group Benefit Change
09 - Cardiothoracic | 09.09 - Aorta and Side Branch Grafts | 09.09.06 - Straight Tube | 09.09.06.02 - 11-20cm length |  | TU048 | 525 | Terumo Australia | Gelweave Graft | Straight Polyester Woven | 6-38mm x 15-20cm | 125606 |  | March 2021 | Group Benefit Change
10 - Vascular | 10.08 - Occlusion Devices | 10.08.02 - Coil, Peripheral | 10.08.02.01 - ≤200mm length | P, repositionable (Platinum, repositionable) | TU052 | 868 | Terumo Australia | AZUR Peripheral Framing Coil | AZUR Peripheral Coil,detachable, Framing Coil three dimensional complex shape | 8-20mm diameter, length 20-50cm | 190399 |  | May 2018 | Group Benefit Change
10 - Vascular | 10.08 - Occlusion Devices | 10.08.02 - Coil, Peripheral | 10.08.02.01 - ≤200mm length | P, Gel, repositionable (Platinum, Gel, repostionable) | TU053 | 986 | Terumo Australia | AZUR Peripheral HydroCoil | AZUR Peripheral Coil, detachable | 3-20mm diameter, length 3-50cm | 190399 |  | May 2018 | Group Benefit Change
10 - Vascular | 10.08 - Occlusion Devices | 10.08.06 - Delivery Device For Occlusion Media | 10.08.06.02 - Detachment Controller |  | TU054 | 228 | Terumo Australia | AZUR Peripheral Coil Detachment Controller | Hand held battery powered coil detachment controller | One size only | 190400 |  | May 2018 | Group Benefit Change
08 - Cardiac | 08.12 - Coronary Stents | 08.12.01 - Drug Eluting | 08.12.01.01 - General Purpose |  | TU064 | 1400 | Terumo Australia | Ultimaster Sirolimus Eluting Coronary Stent System | The Ultimaster Sirolimus Eluting Coronary Stent System is a device/drug combination comprised of a Co-Cr stent coated with sirolimus in a matrix of poly(D,L-Lactide-co-Caprolactone), mounted on a balloon delivery catheter | length 9-38mm; diameter 2.25-4.0mm | 288132 |  | August 2018 | Group Benefit Change
10 - Vascular | 10.08 - Occlusion Devices | 10.08.03 - Polymer | 10.08.03.03 - 2ml |  | TU065 | 347 | Terumo Australia | Embolization Microsphere | HydroPearl™ microspheres are part of a family of embolic materials based on MicroVention’s proprietary microsphere technology. These spheres are designed to offer controlled, targeted embolisation. HydroPearl™ is made using Poly-Ethylene Glycol and comprises of a range of microspheres that are pre-formed, compressible, calibrated, spherical and biocompatible. | 75-1100 micron | 292403 |  | May 2018 | Group Benefit Change
05 - Urogenital | 05.02 - Ureteric Stents | 05.02.01 - Fixed length | 05.02.01.02 - Other synthetic |  | TX003 | 161 | Teleflex Medical Australia | DD Ureteric Tumor Stent Set | Open/Closed end with introducer and guide wire, Polyurethane | 20 - 28cm | 136657 |  | May 2018 | Group Benefit Change
07 - Plastic and Reconstructive | 07.02 - CRANIOMAXILLOFACIAL IMPLANTS | 07.02.05 - Mandible, Maxilla and Temperomandibular Joint (TMJ) | 07.02.05.07 - Surgical Guide | Biomodelled | UI001 | 1725 | SPECIFICA PTY LTD | OsGuide | A non-sterile, custom-made surgical guide manufactured by 3-D printing and CAD/CAM techniques | Custom-made. Patient specific | 292759 |  | November 2019 | Group Benefit Change
07 - Plastic and Reconstructive | 07.02 - CRANIOMAXILLOFACIAL IMPLANTS | 07.02.09 - Anatomical Biomodel |  |  | UI002 | 1768 | SPECIFICA PTY LTD | BIOMODEL | 3D CT Based Patient Specific biomodels generated from Patient’s CT scan to replicate patient particular anatomical contours | Custom - made. Patient specific | 292561 |  | November 2019 | Group Benefit Change
07 - Plastic and Reconstructive | 07.02 - CRANIOMAXILLOFACIAL IMPLANTS | 07.02.05 - Mandible, Maxilla and Temperomandibular Joint (TMJ) | 07.02.05.07 - Surgical Guide | Biomodelled | UI003 | 1725 | SPECIFICA PTY LTD | DGUIDE | A custom made patient-specific and single-use aid, intended to be used in dental and craniomaxillofacial surgical procedures. | Patient specific | 322576 |  | March 2020 | Group Benefit Change
07 - Plastic and Reconstructive | 07.02 - CRANIOMAXILLOFACIAL IMPLANTS | 07.02.09 - Anatomical Biomodel |  |  | UI004 | 1768 | SPECIFICA PTY LTD | OMF Model | A custom made patient-specific and single-use aid, intended to be used in dental and craniomaxillofacial surgical procedures | Patient specific | 322576 |  | March 2020 | Group Benefit Change
06 - Specialist Orthopaedic | 06.03 - SKELETAL RECONSTRUCTION | 06.03.14 - Bone Cement | 06.03.14.05 - Accessories - Restrictors |  | UK024 | 182 | The Trustee for Giorgios and Katarina Loizou Family Trust | Cement Restrictors + inserter | Restrictors | 12-18mm, 18-24mm | 325020 |  | November 2020 | Group Benefit Change
03 - General Miscellaneous | 03.06 - LUMINAL STENTS | 03.06.04 - Pancreatic Stents | 03.06.04.01 - Self-expanding metal, Covered |  | UK025 | 3196 | The Trustee for Giorgios and Katarina Loizou Family Trust | HANAROSTENT Pancreatic Stent | Pancreatic Covered Stent | Diameter 10-12mm, Length 20-40mm | 336713 |  | July 2021 | Group Benefit Change
11 - Hip | 11.03 - ACETABULAR COMPONENTS | 11.03.03 - Shells, Uncemented, HA | 11.03.03.04 - Plasma |  | UK028 | 2080 | The Trustee for Giorgios and Katarina Loizou Family Trust | Novae Dual Mobility Cup | A cementless metal acetabular dual mobility cup designed to be used with a polyethylene liner. | 41mm to 73mm diameter in 2mm increments | 296620 296616 296615 |  | November 2021 | Group Benefit Change
13 - Spinal | 13.03 - Connector | 13.03.01 - In-Line |  |  | UL001 | 655 | Kynesis Pty Ltd | Precision Axial Connector | Axial Connectors | 2 and 4 hole | 229115 |  | May 2018 | Group Benefit Change
13 - Spinal | 13.10 - Fusion Cage | 13.10.02 - Interbody, No Integral Fixation | 13.10.02.02 - ThoracoLumbar / Lumbar | Paired | UL010 | 2346 | Kynesis Pty Ltd | Revolution Spacer | Spinal Spacer | 9-17mm high, 21-27mm length, 12-22 degrees | 285840 |  | May 2018 | Group Benefit Change
02 - Ear, Nose & Throat | 02.01 - EAR | 02.01.05 - Ossicle/Middle Ear Prosthesis | 02.01.05.04 - Total Ossicle Replacement (three) |  | UP001 | 344 | Rhino Surgical | Total Ossicle Replacement | a) TTP Tuebingen Type Aerial Type b) TTB-Vario Aerial c) TTP Variac System Total d) Malleus Notch Prosthesis e) Regensburg Type Total Prosthesis f) Malleus Replacement g) Duesseldorf Type Total h) Omega Connector | a) Length - 3 to to 7mm b) one size only c) one size only d) Length - 3 to 7mm e) Length - 4 to 5mm f) one size only g) lengths - 3 to 7mm h) length - 0.5mm | 119747 |  | July 2019 | Group Benefit Change
02 - Ear, Nose & Throat | 02.01 - EAR | 02.01.05 - Ossicle/Middle Ear Prosthesis | 02.01.05.03 - Partial Ossicle Replacement (one or two) |  | UP002 | 250 | Rhino Surgical | Partial Ossicle Replacement | a) TTP Tuebingen Type bell b) CliP Dresden Type c) Malleus d) Angular Plester e) Angular CliP f) TTP - Vario Bell TTP - Variac System, Partial g) CliP Partial FlexBAL h) Duesseldorf Type Partial | a) length 1.75 to 3.5mm b) length 1.75 to 3.5mm c) length 1.75 to 3.5mm d) length 2.25 or 3.25mm e) length 2.25 or 3.25mm f) one size g) length 1.75 to 3.5mm h) length 1.75 to 4.5mm | 119746 |  | July 2019 | Group Benefit Change
02 - Ear, Nose & Throat | 02.01 - EAR | 02.01.05 - Ossicle/Middle Ear Prosthesis | 02.01.05.03 - Partial Ossicle Replacement (one or two) |  | UP004 | 250 | Rhino Surgical | Stapes | Stapes Prosthesis | Ø 0.4mm, Ø 0.5mm & Ø 0.6mm Lengths 3.50mm - 5.50mm | 119746 |  | July 2019 | Group Benefit Change
02 - Ear, Nose & Throat | 02.01 - EAR | 02.01.02 - Speech Processors | 02.01.02.01 - Initial |  | US022 | 7648 | Med-El Implant Systems Australasia Pty Ltd | RONDO 2 Audio Processor | A Single Unit audio processor for the MED-EL Cochlear Implant System, integrating microphone, telecoil, coil cable, indicator LED, magnet & electronics package worn off the ear and held in place by magnetic attraction. It features an integrated wirelessly rechargeable battery, link-check function and water resistance (IP54). | one size - L 45.5 mm, W 35.7 mm, H 11.7 mm | 307121 |  | August 2018 | Group Benefit Change
02 - Ear, Nose & Throat | 02.01 - EAR | 02.01.04 - Implantable Bone Conduction Hearing System | 02.01.04.02 - Osseointegration | Implanted Transducer, Magnetic Coupler | US027 | 2222 | Med-El Implant Systems Australasia Pty Ltd | Bone Conduction Implant Kit, BCI 602 Kit | The BCI 602 Implant is an Active transcutaneous bone conduction implant consisting of attachment magnet, receiver coil, Bone Conduction-Floating Mass Transducer (BC-FMT) with electronics, bendable transition to FMT, implanted under intact skin. Included with the BCI 602 implant in the BCI602 Kit are 2 Self-Drilling Cortical Screws, an emergency screw and Surgical Screwdriver SD 2, as well as the BCI 602 Sizer Kit. | one size - 28.3 (w) x 64.3 (l) x 8.6 (h) mm | 389050 |  | July 2023 | Changed Product Name, Product Description
02 - Ear, Nose & Throat | 02.01 - EAR | 02.01.05 - Ossicle/Middle Ear Prosthesis | 02.01.05.03 - Partial Ossicle Replacement (one or two) |  | US033 | 250 | Med-El Implant Systems Australasia Pty Ltd | Passive Middle Ear Implant (partial tympanoplasty prosthesis and stapesplasty prosthesis) | The MED-EL passive middle ear implant – tympanoplasty and stapesplasty ossicular replacement prostheses are made of titanium with a bendable shaft (and headplate of the tympanoplasty prosthesis). MRI conditional up to 7.0 Tesla | mXACT, mCLIP, mCLIP ARC, mXACT PRO - FL 0.75-3.50mm; mAXIS(Ø 0.4/0.5/0.6 x FL 3.50-5.50mm), mLOOP (Ø 0.4/0.6 x FL 3.50-10.00mm), mZAM (Ø 0.4/0.5/0.6 x FL 3.50-5.50mm), mFIX (Ø 0.4/0.6 x FL 3.50-5.50mm), | 393386 393392 |  | March 2023 | Group Benefit Change
02 - Ear, Nose & Throat | 02.01 - EAR | 02.01.05 - Ossicle/Middle Ear Prosthesis | 02.01.05.04 - Total Ossicle Replacement (three) |  | US034 | 344 | Med-El Implant Systems Australasia Pty Ltd | Passive Middle Ear Implant (total tympanoplasty prosthesis) | The MED-EL passive middle ear implant – tympanoplasty ossicular replacement prosthesis is made of titanium with a bendable shaft and headplate. MRI conditional up to 7.0 Tesla | mXACT (Offcenter and Center) and mXACT PRO - FL 3.00-7.00mm | 393387 393391 |  | March 2023 | Group Benefit Change
13 - Spinal | 13.10 - Fusion Cage | 13.10.02 - Interbody, No Integral Fixation | 13.10.02.01 - Cervical |  | UT002 | 2189 | SOUTHERN CROSS SURGICAL PTY LTD | SPICCA Anterior Cervical Fusion Cage | Anterior cervical fusion cage; PEEK, Titanium coated PEEK, or 3D printed Titanium. | Footprints: 15mm x 12mm, 15mm x 14mm, 17.5mm x 15mm, 19.5mm x 17mm; Height: 4mm - 10mm; Lordosis: 7 or 12 degrees. | 322720 |  | July 2021 | Group Benefit Change
13 - Spinal | 13.06 - Rod | 13.06.01 - Standard |  |  | UT012 | 355 | SOUTHERN CROSS SURGICAL PTY LTD | SOLFIX2 Rods | Rods (straight soft rods, straight hard rods) | Diameter: 5.5mm, 6mm, Length: 35mm - 500mm | 320880 |  | March 2021 | Group Benefit Change
13 - Spinal | 13.02 - Accessories for bone screws and connector components | 13.02.01 - Nut/Set Screw/Locking Screw |  |  | UT013 | 144 | SOUTHERN CROSS SURGICAL PTY LTD | SOLFIX2 Set Screw | Set screw | One size | 320880 |  | March 2020 | Group Benefit Change
13 - Spinal | 13.03 - Connector | 13.03.03 - Transverse (Rod-to-Rod) | 13.03.03.02 - Adjustable |  | UT014 | 1137 | SOUTHERN CROSS SURGICAL PTY LTD | SOLFIX2 Cross Links | Cross links | 29mm - 63mm | 320880 |  | March 2020 | Group Benefit Change
13 - Spinal | 13.03 - Connector | 13.03.01 - In-Line |  |  | UT015 | 655 | SOUTHERN CROSS SURGICAL PTY LTD | SOLFIX2 Rod Connector | Rod connectors: long and square | One size of each | 320880 |  | March 2020 | Group Benefit Change
13 - Spinal | 13.01 - Bone Screws | 13.01.02 - Pedicle, Polyaxial |  | Cannulated | UT016 | 1124 | SOUTHERN CROSS SURGICAL PTY LTD | SOLFIX2 Pedicle Screws | Cannulated and fenestrated screws | Diameter: 5.4mm - 9.4mm Length: 30mm - 110mm | 320880 |  | March 2021 | Group Benefit Change
07 - Plastic and Reconstructive | 07.01 - CRANIOMAXILLOFACIAL RECONSTRUCTION & FIXATION | 07.01.01 - Mesh - Metal | 07.01.01.04 - 0.2-0.49mm thick, 11-50cm² | Complex | UT021 | 738 | SOUTHERN CROSS SURGICAL PTY LTD | SCS Interlink Plate | Titanium mesh plate - pre-shaped | 0.4mm thick, 11-50cm2 | 339425 |  | March 2021 | Group Benefit Change
07 - Plastic and Reconstructive | 07.01 - CRANIOMAXILLOFACIAL RECONSTRUCTION & FIXATION | 07.01.01 - Mesh - Metal | 07.01.01.08 - 0.5-0.8mm thick, 11-50cm² |  | UT024 | 413 | SOUTHERN CROSS SURGICAL PTY LTD | SCS Interlink Plate | Titanium mesh plate - pre-shaped | 0.6mm thick, 11-50cm2 | 339425 |  | March 2021 | Group Benefit Change
07 - Plastic and Reconstructive | 07.01 - CRANIOMAXILLOFACIAL RECONSTRUCTION & FIXATION | 07.01.05 - Fracture or Reconstruction Plates | 07.01.05.05 - 0.5-0.99mm thick, <4 holes |  | UT027 | 80 | SOUTHERN CROSS SURGICAL PTY LTD | SCS Interlink Plate - 2-hole | Titanium 2-hole plate | 0.6mm x 15mm, 0.6mm x 17mm | 339425 |  | March 2021 | Group Benefit Change
07 - Plastic and Reconstructive | 07.01 - CRANIOMAXILLOFACIAL RECONSTRUCTION & FIXATION | 07.01.05 - Fracture or Reconstruction Plates | 07.01.05.02 - <0.5mm thick, 4-7 holes | Burr | UT028 | 161 | SOUTHERN CROSS SURGICAL PTY LTD | SCS Interlink Plate - Burr Hole/Drainage Burr Hole | Titanium burr hole plate, drainage burr hole plate | 0.4mm thick; Diameter: 12mm, 16mm, 18mm, 22mm, | 339425 |  | March 2021 | Group Benefit Change
07 - Plastic and Reconstructive | 07.01 - CRANIOMAXILLOFACIAL RECONSTRUCTION & FIXATION | 07.01.01 - Mesh - Metal | 07.01.01.08 - 0.5-0.8mm thick, 11-50cm² |  | UT031 | 413 | SOUTHERN CROSS SURGICAL PTY LTD | SCS Titanium Mesh | Titanium mesh | 0.6mm thick; 11-50cm2 | 339425 |  | March 2021 | Group Benefit Change
07 - Plastic and Reconstructive | 07.01 - CRANIOMAXILLOFACIAL RECONSTRUCTION & FIXATION | 07.01.01 - Mesh - Metal | 07.01.01.10 - 0.5-0.8mm thick, >200cm² |  | UT032 | 2072 | SOUTHERN CROSS SURGICAL PTY LTD | SCS Titanium Mesh | Titanium mesh: 2D, 3D, pre-moulded 2D, pre-moulded 3D | 0.6mm thick; >200cm2 | 339425 |  | March 2021 | Group Benefit Change
13 - Spinal | 13.03 - Connector | 13.03.01 - In-Line |  |  | VB004 | 655 | VICKI PARTRIDGE PTY LTD | Lumfix Rod connector | Domino (parallel) rod connectoro - open or closed | (5.5 - 6.0)mm rod x (5-5 -6.0)mm Rod | 327225 |  | March 2022 | Group Benefit Change
13 - Spinal | 13.06 - Rod | 13.06.01 - Standard |  |  | VB005 | 355 | VICKI PARTRIDGE PTY LTD | Lumfix Rod | Rod, Strasight, Curved with or without end stop. Titanium or coCr | (5.5 - 6.0)mm diameter x (35-500)mm length | 327225 |  | March 2022 | Group Benefit Change
13 - Spinal | 13.01 - Bone Screws | 13.01.01 - Pedicle, Monoaxial |  |  | VB006 | 752 | VICKI PARTRIDGE PTY LTD | Lumfix Monoaxial Screw | Self Tapping Screw, single or dual thread , std or reduction castle. | (4.0 - 8.5)mm diameter x (20- 60)mm length | 327225 |  | March 2022 | Group Benefit Change
13 - Spinal | 13.01 - Bone Screws | 13.01.02 - Pedicle, Polyaxial |  |  | VB007 | 1050 | VICKI PARTRIDGE PTY LTD | Lumfix Polyaxial Screw | Std or double threaded, std or extended castle self tapping | (4.0 -8.5)mm diameter x (20-90)mm length | 327225 |  | March 2022 | Group Benefit Change
13 - Spinal | 13.02 - Accessories for bone screws and connector components | 13.02.01 - Nut/Set Screw/Locking Screw |  |  | VB008 | 144 | VICKI PARTRIDGE PTY LTD | Lumfix Set Screw | Std or Saddle | 9.9 mm outer diameter , 5.5 or 6mm rod | 327225 |  | March 2022 | Group Benefit Change
13 - Spinal | 13.03 - Connector | 13.03.03 - Transverse (Rod-to-Rod) | 13.03.03.02 - Adjustable |  | VB009 | 1137 | VICKI PARTRIDGE PTY LTD | Lunfix Cross Connector | Adjustable Cross Connector | (20-80) minimum sie to (25-98)mm expanded size | 327225 |  | March 2022 | Group Benefit Change
10 - Vascular | 10.01 - Vascular Stents | 10.01.01 - Bare Metal Stents | 10.01.01.02 - Self Expandable, <150mm |  | VD001 | 1299 | VISTAMED PTY LTD | JAGUAR Self-Expanding Stent with Delivery System (Regular) | The JAGUAR Self-Expanding Stent with Delivery System consists of a laser-cut self-expanding nitinol stent loaded onto the end of a delivery system. The device is intended for percutaneous intravascular implantation to maintain patency and improve luminal diamater of peripheral arteries in patients with atherosclerotic, radiation induced and post-traumatic lesions causing vessel stenosis | Stent Diameter: 4-14mm Stent Length: 15-120mm Guidewire Diameter: 0.018"-0.035" Guidewire Length: 80-135cm | 316740 |  | July 2019 | Group Benefit Change
10 - Vascular | 10.01 - Vascular Stents | 10.01.01 - Bare Metal Stents | 10.01.01.03 - Self Expandable, ≥150mm |  | VD002 | 1708 | VISTAMED PTY LTD | JAGUAR Self-Expanding Stent with Delivery System (Long) | The JAGUAR Self-Expanding Stent with Delivery System consists of a laser-cut self-expanding nitinol stent loaded onto the end of a delivery system. The device is intended for percutaneous intravascular implantation to maintain patency and improve luminal diamater of peripheral arteries in patients with atherosclerotic, radiation induced and post-traumatic lesions causing vessel stenosis | Stent Diameter: 4-14mm Stent Length: 150mm Guidewire Diameter: 0.018"-0.035" Guidewire Length: 80-135cm | 316740 |  | July 2019 | Group Benefit Change
10 - Vascular | 10.01 - Vascular Stents | 10.01.01 - Bare Metal Stents | 10.01.01.01 - Balloon Expandable |  | VD004 | 1189 | VISTAMED PTY LTD | NEFRO-C Renal Stent with Delivery System | The NEFRO-C Renal Stent with Delivery System is intended to be implanted in the renal artery to maintain its patency and improve its luminal diameter for the treatment of atherosclerotic, radiation-induced, and posttraumatic lesions resulting in arteriostenosis of haemodynamic importance and which are intractable otherwise. The device consists of a cobalt-chromium alloy L605 stent pre-loaded on a balloon catheter. | Stent diameter: 5-7mm Stent Length: 8-25 | 316764 |  | July 2019 | Group Benefit Change
10 - Vascular | 10.01 - Vascular Stents | 10.01.01 - Bare Metal Stents | 10.01.01.01 - Balloon Expandable |  | VD005 | 1189 | VISTAMED PTY LTD | NEPTUN C Peripheral Stent with Delivery System | The NEPTUN C Peripheral Stent with Delivery System is intended for use in percutaneous intravascular implantation in patients with atherosclerotic, radiation-induced and posttraumatic lesions causing peripheral vessel stenosis of hemodynamic significance and intractable in other forms of treatment.The device consists of a cobalt-chromium alloy L605 stent pre-loaded on a balloon catheter. | Stent Diameter: 2-12mm Stent Length: 8-100mm Delivery Catheter Length: 80-135cm Guidewire Diameter: 0.014"-0.035" | 316765 |  | July 2019 | Group Benefit Change
10 - Vascular | 10.01 - Vascular Stents | 10.01.01 - Bare Metal Stents | 10.01.01.02 - Self Expandable, <150mm |  | VD007 | 1299 | VISTAMED PTY LTD | MER Self-Expanding Stent with Delivery System | The MER Self-Expanding Stent with Delivery System consists of a laser-cut Nitinol stent loaded onto the end of a rapid-exchange delivery system. The device is intended to be implanted in the carotid artery to maintain its patency and improve its luminal diameter for the treatment of atherosclerotic carotid artery disease. | Straight Stent Model: Stent Diameter: 4-10mm Stent Length: 20-80mm Delivery System Length: 80-165cm Tapered Stent Model: Distal Diameter: 5-8mm Proximal Diameter: 7-10mm Stent Length: 20-80mm Delivery System Length: 80-165cm | 321233 |  | November 2019 | Group Benefit Change
06 - Specialist Orthopaedic | 06.03 - SKELETAL RECONSTRUCTION | 06.03.11 - External Fixateurs | 06.03.11.02 - Frame Complete - Monoplanar & Modular Frames |  | VK001 | 4570 | Akva Surgical Pty Ltd | Orthofix External Fixation System Ankle Fixator | Anodised aluminium and stainless steel | One size only | 117273 118320 123604 177324 |  | May 2018 | Group Benefit Change
06 - Specialist Orthopaedic | 06.03 - SKELETAL RECONSTRUCTION | 06.03.11 - External Fixateurs | 06.03.11.02 - Frame Complete - Monoplanar & Modular Frames | Small | VK002 | 1534 | Akva Surgical Pty Ltd | Orthofix External Fixation System Pennig Wrist Fixator | Anodised aluminium and stainless steel | One size only | 118320 123604 |  | May 2018 | Group Benefit Change
06 - Specialist Orthopaedic | 06.03 - SKELETAL RECONSTRUCTION | 06.03.11 - External Fixateurs | 06.03.11.12 - Frame Component - Coupling Device |  | VK003 | 641 | Akva Surgical Pty Ltd | Orthofix External Fixation System Elbow Fixator | Anodised aluminium and stainless steel | One size only | 117273 118320 123604 |  | May 2018 | Group Benefit Change
06 - Specialist Orthopaedic | 06.03 - SKELETAL RECONSTRUCTION | 06.03.11 - External Fixateurs | 06.03.11.12 - Frame Component - Coupling Device |  | VK004 | 641 | Akva Surgical Pty Ltd | Orthofix External Fixation System Hybrid Fixator | Anodised aluminium and stainless steel | One size only | 117273 118320 123604 177324 |  | May 2018 | Group Benefit Change
06 - Specialist Orthopaedic | 06.03 - SKELETAL RECONSTRUCTION | 06.03.11 - External Fixateurs | 06.03.11.12 - Frame Component - Coupling Device |  | VK005 | 641 | Akva Surgical Pty Ltd | Orthofix External Fixation System Knee Fixator | Anodised aluminium and stainless steel | One size only | 117273 118320 123604 177324 |  | May 2018 | Group Benefit Change
06 - Specialist Orthopaedic | 06.03 - SKELETAL RECONSTRUCTION | 06.03.11 - External Fixateurs | 06.03.11.18 - Upper body kit |  | VK006 | 5204 | Akva Surgical Pty Ltd | Orthopaedic External Fixation System - Radiolucent Wrist Fixator | Complete System Sterile | One size only | 197444 |  | May 2018 | Group Benefit Change
06 - Specialist Orthopaedic | 06.03 - SKELETAL RECONSTRUCTION | 06.03.11 - External Fixateurs | 06.03.11.14 - Frame Component - Pins |  | VK007 | 134 | Akva Surgical Pty Ltd | Screw | Frame Component - Pins | Shaft Dia 3.0 - 6.0mm Thread Dia 6.0 - 2.00mm Total Length 40 - 260mm Thread Length 15 - 100mm | 117274 |  | May 2018 | Group Benefit Change
06 - Specialist Orthopaedic | 06.03 - SKELETAL RECONSTRUCTION | 06.03.11 - External Fixateurs | 06.03.11.14 - Frame Component - Pins |  | VK008 | 134 | Akva Surgical Pty Ltd | Osteotite screw | HA coated screw used for fixation of an external frame | Shaft Dia 3.0 - 6.0mm, Thread Dia 6.0 - 2.0mm, Total Length 40 - 260mm, Thread Length 15 - 90mm | 117274 |  | May 2018 | Group Benefit Change
06 - Specialist Orthopaedic | 06.03 - SKELETAL RECONSTRUCTION | 06.03.11 - External Fixateurs | 06.03.11.02 - Frame Complete - Monoplanar & Modular Frames |  | VK009 | 4570 | Akva Surgical Pty Ltd | Orthopaedic External Fixation System - Xcaliber External Fixator | Metadiaphyseal Fixator | One size | 117273 118320 123604 |  | May 2018 | Group Benefit Change
06 - Specialist Orthopaedic | 06.03 - SKELETAL RECONSTRUCTION | 06.03.11 - External Fixateurs | 06.03.11.07 - Frame Component - Partial Circular Ring |  | VK011 | 978 | Akva Surgical Pty Ltd | Orthopaedic External Fixation System - Xcaliber External Fixator | Hybrid Fixator | One size only | 117273 118320 123604 |  | May 2018 | Group Benefit Change
06 - Specialist Orthopaedic | 06.03 - SKELETAL RECONSTRUCTION | 06.03.11 - External Fixateurs | 06.03.11.02 - Frame Complete - Monoplanar & Modular Frames | Mini | VK013 | 1551 | Akva Surgical Pty Ltd | Orthofix External Fixation Systems | MiniRail System | Short, Standard, Long and Articulated Horizontal and Vertical Axis | 197364 |  | May 2018 | Group Benefit Change
06 - Specialist Orthopaedic | 06.03 - SKELETAL RECONSTRUCTION | 06.03.11 - External Fixateurs | 06.03.11.02 - Frame Complete - Monoplanar & Modular Frames | Small, 3D, CDD | VK014 | 2069 | Akva Surgical Pty Ltd | Orthofix External Fixation Systems | Pennig Minifixator | Short, Standard, Long | 197364 |  | May 2018 | Group Benefit Change
06 - Specialist Orthopaedic | 06.03 - SKELETAL RECONSTRUCTION | 06.03.03 - Plates | 06.03.03.04 - Small (screw size 2.71mm – 4.49mm)(including blade) ≤ 6 holes |  | VK016 | 150 | Akva Surgical Pty Ltd | Orthofix eight-Plate | Guided growth plate for correction of angular deformities over an open growth plate. Titanium, two screw holes, wire guided. | 12mm, 16mm | 118320 189806 |  | May 2018 | Group Benefit Change
06 - Specialist Orthopaedic | 06.03 - SKELETAL RECONSTRUCTION | 06.03.03 - Plates | 06.03.03.01 - Standard (screw size ≥4.5mm)(including blade) ≤ 6 holes |  | VK027 | 399 | Akva Surgical Pty Ltd | eight-Plate Plus | The guided growth plate system plus consists of different sizes of eight-Plate plus. The device is designed for the gradual correction of paediatric congenital as well as acquired deformities in both upper and lower extremities. | 12mm 16mm 20mm | 289399 |  | July 2019 | Group Benefit Change
06 - Specialist Orthopaedic | 06.03 - SKELETAL RECONSTRUCTION | 06.03.03 - Plates | 06.03.03.04 - Small (screw size 2.71mm – 4.49mm)(including blade) ≤ 6 holes |  | VK028 | 150 | Akva Surgical Pty Ltd | Quad Plate Plus | The Guided Growth Plate System Plus consists of different sizes of quad- Plate plus, different cannulated and solid screw options. The device is designed for the gradual correction of paediatric congenital as well as acquired deformities in both the upper and lower extremities, provided that the physics are not fused. The plates feature a contoured waist and low profile for paediatric usage. There is a centre hole in the plates for a temporary guide pin to be implanted to aid application and removal of the plate. The plates are attached to the external surface of the bone over the growth plate by screws. These screws are not locked to the plate, but rather are allowed to swivel and diverge in their position as bone growth occurs. The implant acts like a flexible hinge, permitting growth at the growth plate to gradually straighten the limb. | 16mm plate 22mm plate | 289399 |  | July 2019 | Group Benefit Change
06 - Specialist Orthopaedic | 06.03 - SKELETAL RECONSTRUCTION | 06.03.11 - External Fixateurs | 06.03.11.07 - Frame Component - Partial Circular Ring |  | VK029 | 978 | Akva Surgical Pty Ltd | Orthofix Circular Frame Partial ring | The Orthofix circular frame is a surgeon designed, user-friendly ring fixation system for trauma applications, limb lengthening and deformity correction. It is based on the science, methodology and principles of Prof Ilizarov. The circular frame is simple offering pre-assembled functional components that are easy to connect and operate. The frame is stable with anti-rotational feature on connection elements that prevents any undesirable movement. It's unique wire and half pin fixation elements provide efficient bone segment stabilisation. A biomechanically superior metal-plastic interface is stable both during and between adjustments. The system is versatile, consisting of rings, half-rings, foot plates, 5/8 rings and arches. Full control of bone segments accomplished with orthodox circular frame allows precise movement of segments without compromising stability. | 100mm - 300mm partial rings | 177324 229624 |  | July 2019 | Group Benefit Change
06 - Specialist Orthopaedic | 06.03 - SKELETAL RECONSTRUCTION | 06.03.11 - External Fixateurs | 06.03.11.10 - Frame Component - Foot Plate |  | VK031 | 2129 | Akva Surgical Pty Ltd | Orthofix Circular Frame Foot Plate | The Orthofix circular frame is a surgeon designed, user-friendly ring fixation system for trauma applications, limb lengthening and deformity correction. It is based on the science, methodology and principles of Prof Ilizarov. The circular frame is simple, offering preassembled functional components that are easy to connect and operate. The frame is stable with anti-rotational feature on connection elements that prevents any undesirable movement. Its unique wire and half pin fixation elements provide efficient bone segment stabilisation. A biomechanically superior metal-plastic interface is stable both during and between adjustments. The system is versatile, consisting of rings, half-rings, foot plates, 5/8 rings and arches. Full control of bone segments accomplished with Orthofix circular frame allows precise movement of segments without compromising stability. | 100mm - 220mm foot plates | 177324 229624 |  | July 2019 | Group Benefit Change
06 - Specialist Orthopaedic | 06.03 - SKELETAL RECONSTRUCTION | 06.03.01 - Intramedullary Nails | 06.03.01.14 - Calcaneal |  | VK039 | 1120 | Akva Surgical Pty Ltd | C-Nail | C-Nail is an intramedullary nail for minimal-invasive fixation of intraarticular calcaneal fractures. The principle is to stabilise with the nail the four to five main fragments of the fractured calcaneus in conjunction with up to seven interlocking screws and thus creating angular stable fixation. The maximum stability is achieved by fixing the sustentacular fragment towards the nail with two interlocking screws guided by a very precise aiming devise. The design of the nail is clearly marked "L" for left foot and "R" for right foot. The nail length is 65mm with a diameter of 8mm. The nail can be extended and closed with an end cap that comes in 0mm, 5mm, 10mm, 15mm and 20mm sizes. | C-Nail: 65mm length x 8mm diameter (Left and Right option). | 301836 305133 308207 308208 308209 308210 |  | November 2021 | Group Benefit Change
10 - Vascular | 10.08 - Occlusion Devices | 10.08.03 - Polymer | 10.08.03.03 - 2ml |  | VN003 | 347 | Varian Medical Systems Australia | Embozene Microspheres | Uniquely colour-coded microspheres used in the embolization of hypervascular tumours and arteriovenous malformations | In between the range of 40 - 1130 micron - 2ml | 289243 |  | March 2021 | Group Benefit Change
07 - Plastic and Reconstructive | 07.01 - CRANIOMAXILLOFACIAL RECONSTRUCTION & FIXATION | 07.01.04 - Non-mesh | 07.01.04.01 - Resorbable |  | VQ001 | 251 | ORTHOCELL LIMITED | CelGro Dental and Striate+ | Resorbable collagen barrier membrane | 15mm x 20mm, 20 x 30mm, 30mm x 40mm, 40mm x 50mm | 352137 384272 |  | March 2023 | Group Benefit Change
01 - Ophthalmic | 01.04 - CAPSULAR TENSION RINGS | 01.04.01 - Simple |  | pl | VU001 | 168 | SURGIVISION PTY LTD | Jetring | Preloaded PMMA (polymethyl methacrylate) capsular tension ring. | JETRING 11ACB Right Overall diameter: 13.0 mm ±0.20 mm Compressed diameter: 11,0 mm ±0.20 mm Haptic: ø0.17 mm ±0.02 mm Haptic design: straight, open modified C-loop JETRING 12ACB Right Overall diameter: 14.5 mm ±0.20 mm Compressed diameter: 12,0 mm ±0.20 mm Haptic: ø0,20 mm ±0.02 mm Haptic design: straight, open modified C-loop | 354770 |  | March 2021 | Group Benefit Change
01 - Ophthalmic | 01.03 - INTRAOCULAR FLUIDS | 01.03.01 - Viscoelastic |  |  | VU002 | 55 | SURGIVISION PTY LTD | Albomed Visco HPMC 2.0% | A superior viscoelastic solution based on hydroxylpropyl methylcellulose for intraocular use where it serves as a volume substitute for aqueous humor during intraocular surgery. | Supplied in a 2 ml syringe | 353332 |  | March 2021 | Group Benefit Change
01 - Ophthalmic | 01.02 - POSTERIOR CHAMBER INTRAOCULAR LENSES | 01.02.02 - Foldable | 01.02.02.03 - Edge modification | at, pl, t1 | VU004 | 515 | SURGIVISION PTY LTD | Medicontur Bi-Flex POB-MA Toric 877PT | Single piece posterior chamber hydrophobic acrylic monofocal toric intraocular lens. Preloaded with biconvex aspheric optic. | Powers: +10.0 D to +30.0 D in 0.5 diopter increments Cylinder powers: 1.00 D, 1.50 D, 2.25 D, 3.00 D, 3.75 D, 4.50 D, 5.25 D, 6.00 D | 221834 |  | July 2021 | Group Benefit Change
01 - Ophthalmic | 01.02 - POSTERIOR CHAMBER INTRAOCULAR LENSES | 01.02.02 - Foldable | 01.02.02.03 - Edge modification | at, pl | VU005 | 238 | SURGIVISION PTY LTD | BiFlex 877PA Preloaded Hydrophobic Acrylic Foldable Aspheric Monofocal Lens without Blue Light Filter | Posterior Chamber IOL, special 360° sharp edge, Aspheric Aberration Balanced | Optic diameter: 6.0 mm ±0.10 mm, Overall diameter: 13.0 mm ±0.20 mm Powers available: -0.0 - +9.0 D ±0.25 D increment: 1.0 D +10.0 - +25.0 D ±0.25 D increment: 0.5 D +25.5 - +30.0 D ±0.5 D increment: 0.5 D +31.0 - +35.0 D ±0.5 D increment: 1.0 D | 221834 |  | July 2021 | Group Benefit Change
01 - Ophthalmic | 01.02 - POSTERIOR CHAMBER INTRAOCULAR LENSES | 01.02.02 - Foldable | 01.02.02.03 - Edge modification | at, t1 | VU007 | 514 | SURGIVISION PTY LTD | Medicontur BiFlex 677TA Hydrophilic Acrylic Foldable Toric Lens without Blue light Filter | Posterior chamber IOL, 360° Special Square Edge, Aspheric – Coma optimized – Toric | Optic diameter: 6.0 mm ±0.05 mm, Overall diameter: 13.0 mm ±0.10 mm Powers available: -10.0 - +30.0 D ±0.25 D increment: 0.5 D +31.0 - +35.0 D ±0.5 D increment: 1.0 D Cylinders available: +1.5 D - +7.0 D increment: 0.75 D | 221834 |  | July 2021 | Group Benefit Change
01 - Ophthalmic | 01.02 - POSTERIOR CHAMBER INTRAOCULAR LENSES | 01.02.02 - Foldable | 01.02.02.03 - Edge modification | at, t1, vblf | VU008 | 499 | SURGIVISION PTY LTD | Medicontur BiFlex 677TAY Hydrophilic Acrylic Foldable Toric Lens with Blue light Filter | Posterior chamber IOL, 360° Special Square Edge, Aspheric – Coma optimized – Toric | Optic diameter: 6.0 mm ±0.05 mm, Overall diameter: 13.0 mm ±0.10 mm Powers available: -10.0 - +30.0 D ±0.25 D increment: 0.5 D +31.0 - +35.0 D ±0.5 D increment: 1.0 D Cylinders available: +1.5 D - +7.0 D increment: 0.75 D | 221834 |  | July 2021 | Group Benefit Change
01 - Ophthalmic | 01.02 - POSTERIOR CHAMBER INTRAOCULAR LENSES | 01.02.02 - Foldable | 01.02.02.03 - Edge modification | at, t2, vblf | VU010 | 732 | SURGIVISION PTY LTD | Medicontur BiFlex 677TAY Hydrophilic Acrylic Foldable Toric Lens with Blue light Filter | Posterior chamber IOL, 360° Special Square Edge, Aspheric – Coma optimized – Toric | Optic diameter: 6.0 mm ±0.05 mm, Overall diameter: 13.0 mm ±0.10 mm Powers available: -10.0 - +30.0 D ±0.25 D increment: 0.5 D +31.0 - +35.0 D ±0.5 D increment: 1.0 D Cylinders available: +7.0 D - +9.0 D increment: 0.75 D +9.0 D - +10.0 D increment: 1.0 D | 221834 |  | July 2021 | Group Benefit Change
01 - Ophthalmic | 01.02 - POSTERIOR CHAMBER INTRAOCULAR LENSES | 01.02.02 - Foldable | 01.02.02.03 - Edge modification | at, pl | VU016 | 238 | SURGIVISION PTY LTD | Basis Z Preloaded Hydrophylic IOL | Hydrophylic preloaded IOL | 6mm Optic Diameter and 13mm Length | 280510 |  | July 2021 | Group Benefit Change
01 - Ophthalmic | 01.02 - POSTERIOR CHAMBER INTRAOCULAR LENSES | 01.02.02 - Foldable | 01.02.02.03 - Edge modification | at, t1, vblf | VU018 | 499 | SURGIVISION PTY LTD | Basis Z Hydrophilic Toric | Foldable hydrophilic toric intraocular lens | Available in spherical diopter powers from -10.0D to +35.0D in 0.5D steps from +10.0D to +30.0D and then 1.0D steps in the ranges of -10.0D to 9.0D and +31.0D to +35.0D. Cylinder Power range is 1.5-6.0D in 0.75D steps. | 280510 |  | July 2021 | Group Benefit Change
01 - Ophthalmic | 01.02 - POSTERIOR CHAMBER INTRAOCULAR LENSES | 01.02.02 - Foldable | 01.02.02.03 - Edge modification | at, pl, t1 | VU027 | 515 | SURGIVISION PTY LTD | Medicontur BiFlex 677CTA Preloaded Hydrophilic Acrylic Foldable Toric Lens without Blue light Filter | Preloaded Posterior chamber IOL, 360° Special Square Edge, Aspheric – Coma optimized – Toric | Optic diameter: 6.0 mm, Overall diameter: 13.0 mm. Sph eq powers available: +8.0 to +35.0, Cylinders 1.0 to 6.0D. | 221834 |  | March 2023 | Group Benefit Change
06 - Specialist Orthopaedic | 06.03 - SKELETAL RECONSTRUCTION | 06.03.07 - Soft Tissue Fixation Devices | 06.03.07.03 - Suture, Medium anchors (2.4 – 3.9mm) |  | VY001 | 442 | THE TRUSTEE FOR ELDA TRUST | Bonecam Suture Anchors with Suture | Suture Anchors with Suture | 2.4 - 3.9mm | 370602 |  | July 2023 | Changed Product Name
06 - Specialist Orthopaedic | 06.03 - SKELETAL RECONSTRUCTION | 06.03.07 - Soft Tissue Fixation Devices | 06.03.07.07 - Interference Screw (± sleeve) |  | VY003 | 181 | THE TRUSTEE FOR ELDA TRUST | Titan Interference Screws | Interference Screws | All sizes | 370602 |  | July 2023 | Changed Product Name
06 - Specialist Orthopaedic | 06.03 - SKELETAL RECONSTRUCTION | 06.03.07 - Soft Tissue Fixation Devices | 06.03.07.01 - No suture (including arrows) |  | VY004 | 234 | THE TRUSTEE FOR ELDA TRUST | Apollo Suture Anchor No Suture | Suture Anchor No Suture | All sizes | 370602 |  | July 2023 | Changed Product Name
05 - Urogenital | 05.02 - Ureteric Stents | 05.02.02 - Multi-length | 05.02.02.02 - Other synthetic |  | WC002 | 162 | WILLIAM A COOK AUSTRALIA PTY LTD | Sof-Flex Multi-length Ureteric Stent Set | Set includes Stent, Wire, Positioner | Multiple French Sizes, Multi-length | 216072 |  | May 2018 | Group Benefit Change
05 - Urogenital | 05.02 - Ureteric Stents | 05.02.02 - Multi-length | 05.02.02.02 - Other synthetic |  | WC003 | 162 | WILLIAM A COOK AUSTRALIA PTY LTD | Sof-Flex Multi-length Ureteric Stent Set | Stent and Positioner only | Multiple French Sizes, Multi-length | 216072 |  | May 2018 | Group Benefit Change
05 - Urogenital | 05.02 - Ureteric Stents | 05.02.02 - Multi-length | 05.02.02.02 - Other synthetic | Therm | WC035 | 181 | WILLIAM A COOK AUSTRALIA PTY LTD | Ureteric Stent Set | Set includes Aqueous Coated (AQ) firm multilength ureteric stent, positioner, with or without wire guide | Multiple French Sizes, Multi-Length | 216072 |  | May 2018 | Group Benefit Change
05 - Urogenital | 05.02 - Ureteric Stents | 05.02.02 - Multi-length | 05.02.02.02 - Other synthetic |  | WC104 | 162 | WILLIAM A COOK AUSTRALIA PTY LTD | Cook Ureteral Stent - Sof-Flex Double Pigtail Stent Set - Special | Radiopaque Sof-Flex Stent, Stainless Steel Wire Guide, Radiopaque Polyurethane Catheter and Radiolucent Vinyl Positioner | Multiple French Sizes and Lengths | 216072 |  | May 2018 | Group Benefit Change
05 - Urogenital | 05.02 - Ureteric Stents | 05.02.02 - Multi-length | 05.02.02.02 - Other synthetic | T | WC138 | 252 | WILLIAM A COOK AUSTRALIA PTY LTD | Filiform Double Pigtail Silicone Stent Set | Stent, Positioner | 6-8.5Fr, 20-28cm length | 216072 |  | July 2023 | Changed Product Name, Product Description, Product Sizes
05 - Urogenital | 05.02 - Ureteric Stents | 05.02.02 - Multi-length | 05.02.02.02 - Other synthetic |  | WC150 | 162 | WILLIAM A COOK AUSTRALIA PTY LTD | Sof-Flex Double Pigtail Ureteric Stent Set | Set includes: Stent, Wire, Positioner | Multiple French Sizes and Lengths | 216072 |  | May 2018 | Group Benefit Change
05 - Urogenital | 05.02 - Ureteric Stents | 05.02.02 - Multi-length | 05.02.02.02 - Other synthetic |  | WC272 | 162 | WILLIAM A COOK AUSTRALIA PTY LTD | Ureteric Stent Set | Set includes soft Aqueous Coated (AQ) ureteric stent, positioner, with or without wire guide | Multiple French Sizes, multi-length | 216072 |  | May 2018 | Group Benefit Change
05 - Urogenital | 05.02 - Ureteric Stents | 05.02.01 - Fixed length | 05.02.01.02 - Other synthetic |  | WC273 | 161 | WILLIAM A COOK AUSTRALIA PTY LTD | Ureteric Stent Set | Set includes soft Aqueous Coated (AQ) ureteric stent, positioner, with or without wire guide | Multiple French Sizes and Lengths | 216072 |  | May 2018 | Group Benefit Change
05 - Urogenital | 05.02 - Ureteric Stents | 05.02.02 - Multi-length | 05.02.02.01 - Polyurethane |  | WC282 | 189 | WILLIAM A COOK AUSTRALIA PTY LTD | Universa Soft Ureteral Stent Set | Universa Soft Ureteral Stent Set, with or without the TFE WireGuide, multi-length | 5, 6, 7 and 8FR in multi-length (22-32CM) | 216072 |  | July 2023 | Changed Product Sizes
10 - Vascular | 10.01 - Vascular Stents | 10.01.01 - Bare Metal Stents | 10.01.01.03 - Self Expandable, ≥150mm |  | WC285 | 1708 | WILLIAM A COOK AUSTRALIA PTY LTD | Zilver® Flex35™ Vascular Stent | The Zilver® Flex35™ Stent (ZFV) is a self-expandable stent made of nitinol. The special laser-cut pattern of the nitinol tube provides a construction with a strong radial force and high flexibility. The stent has radiopaque markers at both ends. | Diameter: 5-8mm; Length:170mm and 200mm | 183865 |  | May 2018 | Group Benefit Change
10 - Vascular | 10.01 - Vascular Stents | 10.01.01 - Bare Metal Stents | 10.01.01.02 - Self Expandable, <150mm |  | WC287 | 1299 | WILLIAM A COOK AUSTRALIA PTY LTD | Zilver® Flex 35™ Vascular Stent | The Zilver® Flew 35™ Stent (ZFV) is a self-expandable stent made of nitinol. The special laser-cut pattern of the nitinol tube provides a construction with a strong radial force and high flexibility. The stent has radiopaque markers at both ends. The stent is supplied preloaded in a 6.0 French inducer catheter. A radiopaque marker on the distal tip of the sheath is used to visualize deployment of the stent. Stent deployment is controlled by means of a hand held device. | The Zilver® Flex 35™ Stent is available in the following sizes: stent outer diameters of 5 -10mm and stent lengths of 20 -140mm. | 183865 |  | May 2018 | Group Benefit Change
10 - Vascular | 10.01 - Vascular Stents | 10.01.02 - Drug Eluting Stents |  |  | WC289 | 2042 | WILLIAM A COOK AUSTRALIA PTY LTD | Zilver PTX | The Zilver PTX Drug Eluting Peripheral Stent is a self-expanding stent made of nitinol and coated with the drug Paclitaxel. The stent is preloaded in a 6.0 French delivery catheter. | 6French: 5, 6, 7, 8 mm diameters in 20, 30, 40, 60, 80, 100, 120, 140mm lengths | 279510 |  | May 2018 | Group Benefit Change
10 - Vascular | 10.01 - Vascular Stents | 10.01.01 - Bare Metal Stents | 10.01.01.02 - Self Expandable, <150mm |  | WC290 | 1299 | WILLIAM A COOK AUSTRALIA PTY LTD | Zilver® Vena ™ Venous Stent | The Zilver® Vena™ Venous Stent is a self-expanding, flexible, slotted-tube nitinol stent. Post-deployment, the stent is designed to impart an outward radial force upon the inner lumen of the vessel, establishing patency in the stented region. | 14mm and 16mm diameters, and 60mm/100mm/140mm lengths. | 183864 |  | May 2018 | Group Benefit Change
05 - Urogenital | 05.09 - Nephrostomy Catheters | 05.09.01 - Nephrostomy Catheters |  |  | WC291 | 96 | WILLIAM A COOK AUSTRALIA PTY LTD | Dawson-Mueller Drainage Catheter | A drainage catheter intended for use for Nephrostomy applications either by direct stick or modified seldinger technique. | 5-14 Fr, Length: 15-25cm | 139357 |  | May 2018 | Group Benefit Change
03 - General Miscellaneous | 03.07 - PULMONARY/PERITONEAL DEVICES | 03.07.01 - Drainage Catheters | 03.07.01.02 - Intraperitoneal |  | WC315 | 96 | WILLIAM A COOK AUSTRALIA PTY LTD | Multipurpose Drainage Catheter | Catheter used in a variety of drainage applications | 8.5-14 Fr, Length: 15-60cm | 139357 |  | July 2023 | Changed Benefit
03 - General Miscellaneous | 03.07 - PULMONARY/PERITONEAL DEVICES | 03.07.01 - Drainage Catheters | 03.07.01.03 - Biliary |  | WC317 | 98 | WILLIAM A COOK AUSTRALIA PTY LTD | Ultrathane Biliary Drainage Catheter | Used for biliary drainage applications. | 8.5-14 Fr, 40-60cm length | 138381 |  | May 2018 | Group Benefit Change
10 - Vascular | 10.08 - Occlusion Devices | 10.08.02 - Coil, Peripheral | 10.08.02.01 - ≤200mm length | P, repositionable (Platinum, repositionable) | WC320 | 868 | WILLIAM A COOK AUSTRALIA PTY LTD | Retracta Detachable Embolization Coil | The Retracta Detachable Embolization Coil is a platinum coil with spaced synthetic fibers, and is attached to a delivery wire. | Coiled embolus diameters: 4-20mm Length: 7-14cm | 210182 |  | May 2018 | Group Benefit Change
05 - Urogenital | 05.02 - Ureteric Stents | 05.02.02 - Multi-length | 05.02.02.02 - Other synthetic | Therm | WJ001 | 181 | OZ-ROCA | Roca Multi-Length | Soft / Firm Ureteral Stent & Simple / Connectable Pusher & Without / With GuideWire | 4.8Fr / 6Fr / 7Fr ( 22cm-32cm ) | 381055 |  | July 2022 | Group Benefit Change
05 - Urogenital | 05.02 - Ureteric Stents | 05.02.01 - Fixed length | 05.02.01.02 - Other synthetic | SP | WJ002 | 210 | OZ-ROCA | Roca Endo-Sil | Silicone Ureteral Stent & Simple / Connectable Pusher & Without / With GuideWire | 6Fr / 7Fr / 8Fr ( 24cm-30cm ) | 381055 |  | July 2022 | Group Benefit Change
07 - Plastic and Reconstructive | 07.01 - CRANIOMAXILLOFACIAL RECONSTRUCTION & FIXATION | 07.01.02 - Mesh - Non-metal | 07.01.02.13 - >0.8mm thick, 11-25cm² |  | WM002 | 698 | OSTEOPORE AUSTRALASIA PTY LTD | Osteomesh | A scaffold bone void filler used to fill cranial defects | Length (mm): 35-60 Height (mm): 1-5 Width (mm): 15-50 | 334285 |  | November 2022 | Group Benefit Change
11 - Hip | 11.01 - FEMORAL COMPONENTS - PRIMARY AND REVISION | 11.01.04 - Uncemented, HA Coated | 11.01.04.04 - Plasma | SCP | WN001 | 3493 | PERMEDICA AUSTRALIA PTY LTD | Permedica Exacta Femoral Stem HaX-Pore -Press-fit hip femur | The Permedica Exacta HaX-Pore Femoral stem is a press-fit stem with pure titanium and hydroxyapatite coating. It is a self-locking stem with longitudinal and transverse grooves on the anterior and posterior surface to provide axial and rotational stability. The stem is manufactured using Titanium Aluminium Niobium forged alloy (Ti6AI7Nb) ISO5832/11 with a surface finish of 300 micron pure Titanium and a 50 micron hydroxyapatite plasma sprayed coating. | Sized 1-12 Angle (in degrees) 127 degrees and 135 degrees | 220150 |  | March 2023 | Group Benefit Change
11 - Hip | 11.03 - ACETABULAR COMPONENTS | 11.03.03 - Shells, Uncemented, HA | 11.03.03.04 - Plasma |  | WN002 | 2080 | PERMEDICA AUSTRALIA PTY LTD | Permedica JUMP System Acetabular Cup HaX-Pore - Acetabular Shell | This acetabular component is for un-cemented applications and is coated with a titanium plasma spray and hydroxyapatite coating. Anchorage of the device to the bone is by press-fit insertion which can be augmented with cancellous bone screws and the screw holes can be sealed with special plugs. The acetabular shell is a hemispherical shape with polar deflection and is used in combination with an articular liner, a femoral ball head and a femoral stem. | 44mm - 70mm in 2mm increments | 234000 |  | March 2023 | Group Benefit Change
11 - Hip | 11.03 - ACETABULAR COMPONENTS | 11.03.04 - Insert/Liner | 11.03.04.02 - Modified polyethylene |  | WN003 | 930 | PERMEDICA AUSTRALIA PTY LTD | Vital-XE Acetabular Liner | Crosslinked UHWMPE with Vitamin E | 28mm, 32mm, 36mm, 40mm, Angles 0, 10, 20 degrees. | 382990 |  | March 2023 | Group Benefit Change
11 - Hip | 11.02 - FEMORAL HEADS | 11.02.02 - Conventional Femoral Heads, >32mm | 11.02.02.05 - Ceramic Mix |  | WN005 | 1793 | PERMEDICA AUSTRALIA PTY LTD | Mac Surgical BIOLOX Delta Ceramic Heads 36mm and 40mm | BIOLOX Delta Ceramic Heads 36mm and 40mm | 36mm and 40mm - both diameters are available in 4 different nead-neck-lengths (short, Medium, Long, X-Long) | 230837 |  | March 2023 | Group Benefit Change
11 - Hip | 11.03 - ACETABULAR COMPONENTS | 11.03.04 - Insert/Liner | 11.03.04.06 - Ceramic Mix |  | WN006 | 1806 | PERMEDICA AUSTRALIA PTY LTD | MAC Surgical Delta Ceramic Liner | Biolox delta ceramic liner | Available in 10 different sizes (4 diameters for the articulating surface) | 230838 |  | March 2023 | Group Benefit Change
01 - Ophthalmic | 01.02 - POSTERIOR CHAMBER INTRAOCULAR LENSES | 01.02.02 - Foldable | 01.02.02.03 - Edge modification | at, pl | WP001 | 238 | The Trustee for The Ophthalmopro Unit Trust | ZOE | Preloaded Injector system, Posterior convex IOL, aspherical optic to correct far and intermediate vision, foldable, one piece, High purity hydrophobic acrylic, UV filter, 360 square edge | +5D to +36D in 0.5D increments | 397250 |  | March 2023 | Group Benefit Change
01 - Ophthalmic | 01.02 - POSTERIOR CHAMBER INTRAOCULAR LENSES | 01.02.02 - Foldable | 01.02.02.03 - Edge modification | at, t1, vblf | WP002 | 499 | The Trustee for The Ophthalmopro Unit Trust | Primus-HD Toric Yellow | Preloaded Injector system, Biconvex optical with toric and high order coefficient aspheric surface IOL, foldable, one piece, hydrophobic acrylic, blue light filter, 360 square edge | IOL Cylinder powers are : +1.00D, +1.50D, +2.25D, +3.00D, +4.00D and +4.50D Cylinder powers at corneal plane are : +0.72D, +1.07D, +1.59D, +2.11D, +2.8D, and +3.15D | 397250 |  | March 2023 | Group Benefit Change
01 - Ophthalmic | 01.02 - POSTERIOR CHAMBER INTRAOCULAR LENSES | 01.02.02 - Foldable | 01.02.02.03 - Edge modification | at, pl | WP003 | 238 | The Trustee for The Ophthalmopro Unit Trust | Primus-HD Clear | Preloaded Injector system, Posterior convex IOL, aspheric, foldable, one piece, High purity hydrophobic acrylic, UV filter, 360 square edge | -10.0D to +36D in 0.5D increments | 397250 |  | March 2023 | Group Benefit Change
01 - Ophthalmic | 01.04 - CAPSULAR TENSION RINGS | 01.04.01 - Simple |  | pl | WP004 | 168 | The Trustee for The Ophthalmopro Unit Trust | AJL Capsular Tension Ring | Preloaded PMAA Capsular Tension Ring | 9mm, 10mm,11mm, 12mm (closed diameter) 10mm, 11mm, 12mm, 13mm, 14mm (open diameter) | 392517 |  | March 2023 | Group Benefit Change
01 - Ophthalmic | 01.03 - INTRAOCULAR FLUIDS | 01.03.02 - Non Viscous |  |  | WP005 | 36 | The Trustee for The Ophthalmopro Unit Trust | AJL Blue | Trypan Blue STaining Dye | 1 ml syringe | 392390 |  | March 2023 | Group Benefit Change
06 - Specialist Orthopaedic | 06.03 - SKELETAL RECONSTRUCTION | 06.03.05 - Surgical Accessories | 06.03.05.02 - Pins | AB | WU001 | 257 | NATON MEDICAL AUS PTY LTD | CPS Bioabsorbable Fixation System | OTPS fixation system: PLGA/TMC copolymer | Pin 1.5 & 2 mm dia x 20-50 mm long | 154545 |  | July 2023 | Transferred from VK021
06 - Specialist Orthopaedic | 06.03 - SKELETAL RECONSTRUCTION | 06.03.07 - Soft Tissue Fixation Devices | 06.03.07.07 - Interference Screw (± sleeve) | AB | WU002 | 457 | NATON MEDICAL AUS PTY LTD | CPS Screw Hexalon Biodegradable ACL/PCL Reconstruction | Biodegradable ACL/PCL Recon Screw PLLA/PGA/TMC | 6 x 20, 6 x 25, 6 x 30, 7 x 20, 7 x 25, 7 x 30, 8 x 20, 8 x 25, 8 x 30, 9 x 20, 9 x 25, 9 x 30, 10 x 30 | 154551 |  | July 2023 | Transferred from VK020
07 - Plastic and Reconstructive | 07.01 - CRANIOMAXILLOFACIAL RECONSTRUCTION & FIXATION | 07.01.02 - Mesh - Non-metal | 07.01.02.04 - 0.2-0.49mm thick, 11-25cm² |  | WU003 | 654 | NATON MEDICAL AUS PTY LTD | Inion GTR Biodegradable System | PLGA/TMC Copolymer: membrane & tacks | a) 30 x 40mm membrane kit; b) 6 tack kit and applicator | 95697 |  | July 2023 | Transferred from VK019
07 - Plastic and Reconstructive | 07.01 - CRANIOMAXILLOFACIAL RECONSTRUCTION & FIXATION | 07.01.02 - Mesh - Non-metal | 07.01.02.08 - 0.5-0.8mm thick, 11-25cm² |  | WU004 | 908 | NATON MEDICAL AUS PTY LTD | CPS Bioabsorbable Fixation System | CPS Systems and Baby System Plates. Polylactic Acid Trimethylene Carbonate Copolymer | 1.5-2.5 mesh plate, 7 x 7 holes; 1.5mm baby mesh plate 7 x 7 holes | 154546 |  | July 2023 | Transferred from VK023
07 - Plastic and Reconstructive | 07.01 - CRANIOMAXILLOFACIAL RECONSTRUCTION & FIXATION | 07.01.05 - Fracture or Reconstruction Plates | 07.01.05.09 - 1.0-1.99mm thick, <4 holes | Resorbable | WU005 | 204 | NATON MEDICAL AUS PTY LTD | CPS Bioabsorbable Fixation System | CPS Systems and Baby System Plates. Polylactic Acid Trimethylene Carbonate Copolymer | 1.5-2.5mm plates:- 2-10 hole plates and extended, c-plate & x-plate 7 hole, H-plate 8 hole, orthognathic hole and L-plate L & R 7 hole | 154544 |  | July 2023 | Transferred from VK026
07 - Plastic and Reconstructive | 07.01 - CRANIOMAXILLOFACIAL RECONSTRUCTION & FIXATION | 07.01.05 - Fracture or Reconstruction Plates | 07.01.05.10 - 1.0-1.99mm thick, 4-7 holes | Resorbable | WU006 | 246 | NATON MEDICAL AUS PTY LTD | CPS Bioabsorbable Fixation System | CPS Systems and Baby System Plates. Polylactic Acid Trimethylene Carbonate Copolymer | 1.5mm plates:- 20 holes, c-plate & x-plate 7 hole, L-plate 7 hole L & R. burrhole | 154544 |  | July 2023 | Transferred from VK025
07 - Plastic and Reconstructive | 07.01 - CRANIOMAXILLOFACIAL RECONSTRUCTION & FIXATION | 07.01.05 - Fracture or Reconstruction Plates | 07.01.05.11 - 1.0-1.99mm thick, 8-15 holes | Resorbable | WU007 | 352 | NATON MEDICAL AUS PTY LTD | CPS Bioabsorbable Fixation System | OTPS fixation system: PLGA/TMC copolymer | Plates 6 & 8 hole | 154544 |  | July 2023 | Transferred from VK022
07 - Plastic and Reconstructive | 07.01 - CRANIOMAXILLOFACIAL RECONSTRUCTION & FIXATION | 07.01.05 - Fracture or Reconstruction Plates | 07.01.05.12 - 1.0-1.99mm thick, 16-32 holes | Resorbable | WU008 | 394 | NATON MEDICAL AUS PTY LTD | CPS Bioabsorbable Fixation System | CPS Systems and Baby System Plates. Polylactic Acid Trimethylene Carbonate Copolymer | 1.5mm baby plates:- 20 hole, c-plate & x-plate 7 hole, 2 hole | 154544 |  | July 2023 | Transferred from VK024
07 - Plastic and Reconstructive | 07.01 - CRANIOMAXILLOFACIAL RECONSTRUCTION & FIXATION | 07.01.06 - Screws | 07.01.06.02 - Diameter 1.25-3.24mm | Resorbable | WU009 | 109 | NATON MEDICAL AUS PTY LTD | CPS Bioabsorbable Fixation System | OTPS fixation system: PLGA/TMC copolymer | Screws 1.5 - 2.5mm dia x 5-8mm long | 154541 |  | July 2023 | Transferred from VK018
03 - General Miscellaneous | 03.08 - CLOSURE DEVICES | 03.08.03 - Ligating Devices | 03.08.03.03 - Clips with Disposable Applier | Endoscopic, OTS | WV001 | 884 | STERIS AUSTRALIA PTY LTD | Padlock clip | Defect closure system | Diameter - 9.5 - 14mm Length - 162cm | 295460 |  | July 2023 | Transferred from DE645
04 - Neurosurgical | 04.05 - NEUROSTIMULATION THERAPIES FOR PAIN MANAGEMENT | 04.05.05 - Accessories | 04.05.05.03 - Intraoperative Accessories |  | WW001 | 152 | Nevro Medical Pty Ltd | Nevro Spinal Cord Stimulation System (SCSS) - Insertion Needle Kit | The Insertion Needle is used during implant surgery to introduce the Lead between the vetebra into the epidural space. The insertion needle is a two part needle that contains a cannula and stylet to facilitate access to the spinal canal for lead placement | Length: 5-15cm, in increments of 1cm | 180426 |  | July 2023 | Transferred from ER037
04 - Neurosurgical | 04.05 - NEUROSTIMULATION THERAPIES FOR PAIN MANAGEMENT | 04.05.05 - Accessories | 04.05.05.03 - Intraoperative Accessories |  | WW002 | 152 | Nevro Medical Pty Ltd | Senza II IPG Template | Aid for physicians in proper sizing of the IPG implant pocket | One size only | 186043 |  | July 2023 | Transferred from ER511
04 - Neurosurgical | 04.05 - NEUROSTIMULATION THERAPIES FOR PAIN MANAGEMENT | 04.05.01 - Pulse Generators | 04.05.01.02 - Rechargeable Pulse Generator | Unlimited Deep Discharge Battery, 10kHz Stimulation | WW003 | 23465 | Nevro Medical Pty Ltd | Senza II IPG Kit | Implantable Pulse Generator Kit | One size only | 186043 |  | July 2023 | Transferred from ER496
06 - Specialist Orthopaedic | 06.03 - SKELETAL RECONSTRUCTION | 06.03.04 - Screws | 06.03.04.02 - Small (2.71mm – 4.49mm) |  | ZA004 | 54 | Zimmer Biomet Pty Ltd | ALPS Plating System & DVR Plating System | Non-locking bone screw | 2.7-4.0mm | 209305 210296 |  | May 2018 | Group Benefit Change
06 - Specialist Orthopaedic | 06.03 - SKELETAL RECONSTRUCTION | 06.03.04 - Screws | 06.03.04.02 - Small (2.71mm – 4.49mm) | LK | ZA005 | 111 | Zimmer Biomet Pty Ltd | ALPS Plating System & DVR Plating System | Locking screws and pegs | 2.7-4.0mm | 209305 210296 |  | May 2018 | Group Benefit Change
06 - Specialist Orthopaedic | 06.03 - SKELETAL RECONSTRUCTION | 06.03.04 - Screws | 06.03.04.03 - Mini (2.01 – 2.7 mm) |  | ZA006 | 64 | Zimmer Biomet Pty Ltd | ALPS Plating System, DVR Plating System & F3 Plating System | Non-locking bone screw | 2.01-2.7mm | 209305 210296 |  | May 2018 | Group Benefit Change
06 - Specialist Orthopaedic | 06.03 - SKELETAL RECONSTRUCTION | 06.03.04 - Screws | 06.03.04.03 - Mini (2.01 – 2.7 mm) | LK | ZA007 | 109 | Zimmer Biomet Pty Ltd | ALPS Plating System, DVR Plating System & F3 Plating System | Locking titanium and multidirectional bone screws | 2.2-2.7mm | 209305 210296 |  | May 2018 | Group Benefit Change
06 - Specialist Orthopaedic | 06.03 - SKELETAL RECONSTRUCTION | 06.03.04 - Screws | 06.03.04.06 - Screw Washers |  | ZA008 | 59 | Zimmer Biomet Pty Ltd | ALPS Plating System & Biodrive Screws | Flat and cupped Titanium washers | 3.0-6.5mm | 213857 |  | May 2018 | Group Benefit Change
07 - Plastic and Reconstructive | 07.01 - CRANIOMAXILLOFACIAL RECONSTRUCTION & FIXATION | 07.01.05 - Fracture or Reconstruction Plates | 07.01.05.10 - 1.0-1.99mm thick, 4-7 holes |  | ZA009 | 140 | Zimmer Biomet Pty Ltd | Mandibular Fracture System | plates, various shapes | 4-7 holes | 128458 211079 |  | May 2018 | Group Benefit Change
06 - Specialist Orthopaedic | 06.03 - SKELETAL RECONSTRUCTION | 06.03.11 - External Fixateurs | 06.03.11.02 - Frame Complete - Monoplanar & Modular Frames |  | ZA060 | 4570 | Zimmer Biomet Pty Ltd | FastFrame External Fixation System | Knee Spanning and damage control external fixator system - fully assembled, sterile | Length: 200mm | 315769 |  | July 2019 | Group Benefit Change
06 - Specialist Orthopaedic | 06.03 - SKELETAL RECONSTRUCTION | 06.03.11 - External Fixateurs | 06.03.11.02 - Frame Complete - Monoplanar & Modular Frames |  | ZA061 | 4570 | Zimmer Biomet Pty Ltd | FastFrame External Fixation System | Ankle Spanning - fully assembled, sterile | Length: 100-200mm | 315769 |  | July 2019 | Group Benefit Change
06 - Specialist Orthopaedic | 06.03 - SKELETAL RECONSTRUCTION | 06.03.11 - External Fixateurs | 06.03.11.18 - Upper body kit |  | ZA062 | 5204 | Zimmer Biomet Pty Ltd | FastFrame External Fixation System | Distal radius - fully assembled, sterile | Length: 150mm | 315769 |  | July 2019 | Group Benefit Change
11 - Hip | 11.03 - ACETABULAR COMPONENTS | 11.03.04 - Insert/Liner | 11.03.04.02 - Modified polyethylene | SCP | ZA067 | 930 | Zimmer Biomet Pty Ltd | Longevity XLPE Acetabular liner | XLPE Acetabular liner | 35-80mm | 226197 230853 231596 240575 284918 |  | July 2019 | Group Benefit Change
06 - Specialist Orthopaedic | 06.03 - SKELETAL RECONSTRUCTION | 06.03.03 - Plates | 06.03.03.17 - Periarticular anatomic - Clavicle plate ≥ 7 to ≤ 15 holes | VAL | ZA081 | 1480 | Zimmer Biomet Pty Ltd | ALPS Clavicle Plating System | clavicle variable angle locking plates | 7-15 holes | 209306 275084 |  | November 2022 | Group Benefit Change
06 - Specialist Orthopaedic | 06.03 - SKELETAL RECONSTRUCTION | 06.03.03 - Plates | 06.03.03.05 - Small (screw size 2.71mm – 4.49mm)(including blade) ≥ 7 to ≤ 15 holes | VAL | ZA082 | 641 | Zimmer Biomet Pty Ltd | ALPS Clavicle Plating System | clavicle variable angle locking plates | 7-15 holes | 209306 275084 |  | November 2022 | Group Benefit Change
12 - Knee | 12.03 - TIBIAL TRAY COMPONENT - TOTAL KNEE ARTHROPLASTY | 12.03.02 - Cemented, Alloy |  | Revision | ZA093 | 2758 | Zimmer Biomet Pty Ltd | Persona Revision Tibia Fixed Non-Porous | Fixed Tibial component made of Tivanium® for cemented use. | A, B, C, D, E, F, G, H, J in Left and Right configurations | 374551 |  | November 2021 | Group Benefit Change
06 - Specialist Orthopaedic | 06.03 - SKELETAL RECONSTRUCTION | 06.03.05 - Surgical Accessories | 06.03.05.05 - Cables - with >1 locking device |  | ZA097 | 403 | Zimmer Biomet Pty Ltd | Pioneer Cable System | Pioneer Titanium Sternal Orthopaedic Cable and Crimp - Single | One diameter size (1.10mm) Reverse cutting needle | 193369 |  | July 2023 | Changed Benefit
06 - Specialist Orthopaedic | 06.03 - SKELETAL RECONSTRUCTION | 06.03.05 - Surgical Accessories | 06.03.05.05 - Cables - with >1 locking device |  | ZA098 | 403 | Zimmer Biomet Pty Ltd | Pioneer Cable System | Pioneer Stainless Steel Sternal Orthopaedic cable and crimp - Single | One diameter size (1.10mm) There are 4 needle types on the cables. Cutting Edge, Blunt Tip, Tapered Tip, Reverse Cutting. | 193369 |  | July 2023 | Changed Benefit
06 - Specialist Orthopaedic | 06.03 - SKELETAL RECONSTRUCTION | 06.03.05 - Surgical Accessories | 06.03.05.05 - Cables - with >1 locking device |  | ZA099 | 403 | Zimmer Biomet Pty Ltd | Pioneer Cable System | Pioneer Stainless Steel Sternal Orthopeadic Cable and Crimp - 4 Pack | One diameter size (1.10mm) There are four needle types on the cables. Cutting edge, Blunt Tip, Tapered Tip, reverse Cutting. | 193369 |  | July 2023 | Changed Benefit
06 - Specialist Orthopaedic | 06.03 - SKELETAL RECONSTRUCTION | 06.03.04 - Screws | 06.03.04.02 - Small (2.71mm – 4.49mm) | LK | ZA103 | 111 | Zimmer Biomet Pty Ltd | Tritum SCP (Sternal Cable Plate), Rescue Screw | Cannullous Locking Rescue Screw for use with Pioneer Tritium SCP (Sternal Cable Plate), 3.0mm | Diameter: 3.0mm Lengths: 8mm, 10mm, 12mm, 14mm, 16mm,18mm,20mm | 193369 |  | November 2021 | Group Benefit Change
11 - Hip | 11.02 - FEMORAL HEADS | 11.02.02 - Conventional Femoral Heads, >32mm | 11.02.02.02 - Cobalt Chrome |  | ZA111 | 673 | Zimmer Biomet Pty Ltd | Zimmer Biomet Femoral Heads | Modular Femoral Head | 36-44 mm diameter | 224807 231255 237314 273693 |  | March 2022 | Group Benefit Change
11 - Hip | 11.03 - ACETABULAR COMPONENTS | 11.03.03 - Shells, Uncemented, HA | 11.03.03.03 - Mesh | SCP | ZI035 | 2212 | Zimmer Biomet Pty Ltd | Trilogy Acetabular Cup | Titanium mesh (fibre metal) with HA for UHMPE insert | 38 - 80 | 213174 |  | May 2018 | Group Benefit Change
11 - Hip | 11.02 - FEMORAL HEADS | 11.02.01 - Conventional Femoral Heads, ≤32mm | 11.02.01.02 - Cobalt Chrome |  | ZI051 | 621 | Zimmer Biomet Pty Ltd | Femoral Head | CoCr Femoral heads | 22mm - 32mm | 346245 |  | March 2022 | Group Benefit Change
11 - Hip | 11.02 - FEMORAL HEADS | 11.02.02 - Conventional Femoral Heads, >32mm | 11.02.02.02 - Cobalt Chrome |  | ZI054 | 673 | Zimmer Biomet Pty Ltd | Femoral Head | Cobalt Chrome Femoral Head | 36-57mm | 346245 228449 241192 241232 274713 344990 |  | March 2022 | Group Benefit Change
12 - Knee | 12.03 - TIBIAL TRAY COMPONENT - TOTAL KNEE ARTHROPLASTY | 12.03.02 - Cemented, Alloy |  | Revision | ZI126 | 2758 | Zimmer Biomet Pty Ltd | NexGen Knee Tibial Baseplate | Stemmed AP wedged tibial baseplate, cemented, for fixed insert, titanium, PMMA coated, with capacity for augment and stem attachment | 1 - 10 | 217359 |  | May 2018 | Group Benefit Change
12 - Knee | 12.08 - PATELLAR COMPONENT | 12.08.03 - Uncemented, Polyethylene, Metal Backed | 12.08.03.02 - Moulded |  | ZI147 | 385 | Zimmer Biomet Pty Ltd | NexGen Patella Component | Metal backed, trabecular metal (Tantalum), patella component, with moulded UHMWPE, uncemented | 26 - 41 | 227807 |  | May 2018 | Group Benefit Change
12 - Knee | 12.08 - PATELLAR COMPONENT | 12.08.01 - Cemented, All Polyethylene |  |  | ZI148 | 385 | Zimmer Biomet Pty Ltd | NexGen/Persona Patella | All poly, cemented, patella, UHMWPE | 26 - 41 | 198145 |  | May 2018 | Group Benefit Change
06 - Specialist Orthopaedic | 06.03 - SKELETAL RECONSTRUCTION | 06.03.04 - Screws | 06.03.04.01 - Standard ( ≥4.5mm) |  | ZI149 | 57 | Zimmer Biomet Pty Ltd | Periarticular Plates | Periarticular 6.5mm Cancellous Screws - Stainless Steel | 16mm Thread - 35-90mm Long, 32mm Thread - 45-90mm Long, Fully Threaded - 25-90mm Long | 112735 |  | May 2018 | Group Benefit Change
06 - Specialist Orthopaedic | 06.03 - SKELETAL RECONSTRUCTION | 06.03.04 - Screws | 06.03.04.02 - Small (2.71mm – 4.49mm) |  | ZI150 | 54 | Zimmer Biomet Pty Ltd | Periarticular Plates | Periarticular 4.0mm Cancellous Screws - Stainless Steel | Part thread - 30-60 mm, Full thread 30-110 mm | 112735 |  | May 2018 | Group Benefit Change
06 - Specialist Orthopaedic | 06.03 - SKELETAL RECONSTRUCTION | 06.03.04 - Screws | 06.03.04.01 - Standard ( ≥4.5mm) |  | ZI151 | 57 | Zimmer Biomet Pty Ltd | Periarticular Plates | Periarticular 4.5mm Self Tapping Screws - Stainless Steel | 26 - 90mm | 112735 |  | May 2018 | Group Benefit Change
06 - Specialist Orthopaedic | 06.03 - SKELETAL RECONSTRUCTION | 06.03.04 - Screws | 06.03.04.02 - Small (2.71mm – 4.49mm) |  | ZI152 | 54 | Zimmer Biomet Pty Ltd | Periarticular Plates | 3.5mm screws | lengths up to 130mm | 112735 |  | May 2018 | Group Benefit Change
06 - Specialist Orthopaedic | 06.03 - SKELETAL RECONSTRUCTION | 06.03.04 - Screws | 06.03.04.05 - Dynamic |  | ZI158 | 169 | Zimmer Biomet Pty Ltd | Zimmer Internal Fixation Systems: Compression Hip Screw | Versa-FX Femoral Fixation Screw - Stainless Steel | 55 mm - 155 mm long | 112735 169898 |  | November 2022 | Group Benefit Change
06 - Specialist Orthopaedic | 06.03 - SKELETAL RECONSTRUCTION | 06.03.04 - Screws | 06.03.04.02 - Small (2.71mm – 4.49mm) | CN | ZI177 | 180 | Zimmer Biomet Pty Ltd | Zimmer Internal Fixation Systems: Cannulated Screw | Mini Magna-FX - Stainless Steel | 4 & 5mm diameters | 112735 |  | May 2018 | Group Benefit Change
06 - Specialist Orthopaedic | 06.03 - SKELETAL RECONSTRUCTION | 06.03.04 - Screws | 06.03.04.03 - Mini (2.01 – 2.7 mm) | LK | ZI201 | 109 | Zimmer Biomet Pty Ltd | Zimmer Cortical Screws | Cortical Screws | 6 - 50mm | 112735 |  | May 2018 | Group Benefit Change
06 - Specialist Orthopaedic | 06.03 - SKELETAL RECONSTRUCTION | 06.03.04 - Screws | 06.03.04.02 - Small (2.71mm – 4.49mm) |  | ZI202 | 54 | Zimmer Biomet Pty Ltd | Zimmer ECT Screws | 3.5mm Cortical Screws | 10 - 130 mm | 112735 |  | May 2018 | Group Benefit Change
06 - Specialist Orthopaedic | 06.03 - SKELETAL RECONSTRUCTION | 06.03.04 - Screws | 06.03.04.02 - Small (2.71mm – 4.49mm) |  | ZI203 | 54 | Zimmer Biomet Pty Ltd | Zimmer ECT Screws | 4.0mm Cancellous Screws | 10 - 60 mm | 112735 |  | May 2018 | Group Benefit Change
06 - Specialist Orthopaedic | 06.03 - SKELETAL RECONSTRUCTION | 06.03.04 - Screws | 06.03.04.01 - Standard ( ≥4.5mm) |  | ZI205 | 57 | Zimmer Biomet Pty Ltd | Zimmer Screws | 4.5mm Cortical Screws | 14 - 120mm | 112735 |  | May 2018 | Group Benefit Change
06 - Specialist Orthopaedic | 06.03 - SKELETAL RECONSTRUCTION | 06.03.04 - Screws | 06.03.04.01 - Standard ( ≥4.5mm) |  | ZI207 | 57 | Zimmer Biomet Pty Ltd | Zimmer Screws | 6.5mm Cancellous Screws | 25 - 120mm | 112735 |  | May 2018 | Group Benefit Change
06 - Specialist Orthopaedic | 06.03 - SKELETAL RECONSTRUCTION | 06.03.04 - Screws | 06.03.04.06 - Screw Washers |  | ZI210 | 59 | Zimmer Biomet Pty Ltd | Zimmer Washers | Washer | Small & Large | 112735 |  | November 2022 | Group Benefit Change
12 - Knee | 12.08 - PATELLAR COMPONENT | 12.08.03 - Uncemented, Polyethylene, Metal Backed | 12.08.03.02 - Moulded | Revision | ZI266 | 385 | Zimmer Biomet Pty Ltd | NexGen Trabecular Metal Augmented Patella | Augmented trabecular metal combined with NexGen all poly patella component (2 piece) | Small, medium, large and x-large | 228294 |  | May 2018 | Group Benefit Change
11 - Hip | 11.02 - FEMORAL HEADS | 11.02.06 - Bipolar/Multipolar | 11.02.06.01 - Bipolar |  | ZI286 | 654 | Zimmer Biomet Pty Ltd | Zimmer Acetabular Cup | Multipolar (Bipolar) Cup-Co Chr W/WHMWPE | Outer Diameter 38 - 72mm, Inner Diameter 22,28, or 32mm | 95692 |  | May 2018 | Group Benefit Change
06 - Specialist Orthopaedic | 06.03 - SKELETAL RECONSTRUCTION | 06.03.05 - Surgical Accessories | 06.03.05.02 - Pins |  | ZI293 | 22 | Zimmer Biomet Pty Ltd | Zimmer Wires | Stainless Steel | Length 23cm, Thickness 2mm, 0-4mm, 8mm | 112735 |  | May 2018 | Group Benefit Change
12 - Knee | 12.11 - KNEE ACCESSORIES | 12.11.04 - Connectors for hinged prostheses |  |  | ZI309 | 2581 | Zimmer Biomet Pty Ltd | Nexgen Rotating Hinge Replacement | Rotating hinge replacement which includes metal rotating hinge plus Polyethylene bushing and fixation pin | B-F | 109936 |  | May 2018 | Group Benefit Change
06 - Specialist Orthopaedic | 06.03 - SKELETAL RECONSTRUCTION | 06.03.05 - Surgical Accessories | 06.03.05.02 - Pins |  | ZI323 | 22 | Zimmer Biomet Pty Ltd | Zimmer Wires | Stainless Steel Rushpins | Diameter 2.4 - 6.4mm; Length 2.5 - 52.7cm | 112735 |  | May 2018 | Group Benefit Change
11 - Hip | 11.03 - ACETABULAR COMPONENTS | 11.03.04 - Insert/Liner | 11.03.04.02 - Modified polyethylene | SCP | ZI357 | 930 | Zimmer Biomet Pty Ltd | Alpha Durasul Insert | UHMPE modified | 22mm x 42 to 28mm x 68 | 226717 230651 |  | May 2018 | Group Benefit Change
11 - Hip | 11.02 - FEMORAL HEADS | 11.02.01 - Conventional Femoral Heads, ≤32mm | 11.02.01.02 - Cobalt Chrome |  | ZI358 | 621 | Zimmer Biomet Pty Ltd | Durasul Ballhead for Inserts | CoCr femoral head | 22, 28, 32 | 216181 |  | May 2018 | Group Benefit Change
11 - Hip | 11.01 - FEMORAL COMPONENTS - PRIMARY AND REVISION | 11.01.03 - Uncemented | 11.01.03.01 - Grit Blast |  | ZI376 | 2916 | Zimmer Biomet Pty Ltd | Cone Hip prosthesis | Titanium, grit blast, non HA | 13 to 24mm | 210381 |  | May 2018 | Group Benefit Change
11 - Hip | 11.02 - FEMORAL HEADS | 11.02.01 - Conventional Femoral Heads, ≤32mm | 11.02.01.02 - Cobalt Chrome |  | ZI380 | 621 | Zimmer Biomet Pty Ltd | Femoral Head | Head - Metal (Zweymuller Allopro) - CoCr | 22mm, 28mm, 32mm | 216181 |  | May 2018 | Group Benefit Change
11 - Hip | 11.03 - ACETABULAR COMPONENTS | 11.03.02 - Shells, Uncemented | 11.03.02.03 - Mesh |  | ZI386 | 1903 | Zimmer Biomet Pty Ltd | Fitmore Cup | Titanium mesh non HA | 42 to 68mm | 223627 |  | May 2018 | Group Benefit Change
12 - Knee | 12.08 - PATELLAR COMPONENT | 12.08.01 - Cemented, All Polyethylene |  |  | ZI454 | 385 | Zimmer Biomet Pty Ltd | Natural Knee Patella CSTi | All Poly, Cemented, Patella | 0-3 | 228016 |  | May 2018 | Group Benefit Change
11 - Hip | 11.01 - FEMORAL COMPONENTS - PRIMARY AND REVISION | 11.01.03 - Uncemented | 11.01.03.01 - Grit Blast | SCP | ZI462 | 2916 | Zimmer Biomet Pty Ltd | Alloclassic Hip Stem | Titanium, grit blast, non HA, standard and high offset | 1 - 14 | 206912 |  | May 2018 | Group Benefit Change
11 - Hip | 11.01 - FEMORAL COMPONENTS - PRIMARY AND REVISION | 11.01.03 - Uncemented | 11.01.03.01 - Grit Blast | SCP | ZI463 | 2916 | Zimmer Biomet Pty Ltd | Alloclassic Hip Stem | Zweymuller, Ti alloy, Short Cone, Slender Neck | 01, 0, 1, 10-13 | 206912 |  | May 2018 | Group Benefit Change
11 - Hip | 11.01 - FEMORAL COMPONENTS - PRIMARY AND REVISION | 11.01.03 - Uncemented | 11.01.03.01 - Grit Blast | SCP | ZI468 | 2916 | Zimmer Biomet Pty Ltd | CLS Cementless Hip | Titanium, grit blast, non HA | 5 - 20 | 206682 |  | May 2018 | Group Benefit Change
11 - Hip | 11.01 - FEMORAL COMPONENTS - PRIMARY AND REVISION | 11.01.04 - Uncemented, HA Coated | 11.01.04.04 - Plasma |  | ZI493 | 3493 | Zimmer Biomet Pty Ltd | M/L Taper Stem | Plasma sprayed titanium with HA | Sizes 5 to 22 with standard and extended offsets | 207912 |  | May 2018 | Group Benefit Change
11 - Hip | 11.02 - FEMORAL HEADS | 11.02.02 - Conventional Femoral Heads, >32mm | 11.02.02.05 - Ceramic Mix |  | ZI539 | 1793 | Zimmer Biomet Pty Ltd | Ceramic primary & revision femoral head | Biolox Delta Ceramic | 36 - 48mm | 215999 |  | May 2018 | Group Benefit Change
06 - Specialist Orthopaedic | 06.03 - SKELETAL RECONSTRUCTION | 06.03.03 - Plates | 06.03.03.04 - Small (screw size 2.71mm – 4.49mm)(including blade) ≤ 6 holes | Com, LK | ZI543 | 638 | Zimmer Biomet Pty Ltd | Zimmer Universal Locking System | 3.5mm Locking T plate | 3 hole head 5 hole shaft 73mm length; 4 hole head 6 hole shaft 85mm length; 3 hole head 3 hole shaft left 51mm length; 3 hole head 4 hole shaft left 63mm length; 3 hole head 3 hole shaft right 51mm length; 3 hole head 4 hole shaft right 63mm length. | 112735 |  | May 2018 | Group Benefit Change
11 - Hip | 11.01 - FEMORAL COMPONENTS - PRIMARY AND REVISION | 11.01.04 - Uncemented, HA Coated | 11.01.04.01 - Grit Blast |  | ZI556 | 3223 | Zimmer Biomet Pty Ltd | Avenir- Muller Stem | Titanium, grit blast, with HA | Standard sizes 1-8; Lateral sizes 1-8 | 216175 |  | May 2018 | Group Benefit Change
12 - Knee | 12.11 - KNEE ACCESSORIES | 12.11.04 - Connectors for hinged prostheses |  |  | ZI571 | 2581 | Zimmer Biomet Pty Ltd | Zimmer segmental system - segmental poly insert | Segmental poly insert | B & C | 292689 |  | May 2018 | Group Benefit Change
12 - Knee | 12.11 - KNEE ACCESSORIES | 12.11.04 - Connectors for hinged prostheses |  |  | ZI573 | 2581 | Zimmer Biomet Pty Ltd | Zimmer segmental system - hinge servicing kit | Segmental femoral hinge servicing kit | B & C | 292690 |  | May 2018 | Group Benefit Change
06 - Specialist Orthopaedic | 06.03 - SKELETAL RECONSTRUCTION | 06.03.04 - Screws | 06.03.04.10 - Screw Accessories - Caps |  | ZI597 | 97 | Zimmer Biomet Pty Ltd | NCB Plating System | NCB Spacers & Screw Caps | 1, 2 and 3 | 100337 |  | May 2018 | Group Benefit Change
11 - Hip | 11.03 - ACETABULAR COMPONENTS | 11.03.04 - Insert/Liner | 11.03.04.02 - Modified polyethylene |  | ZI620 | 930 | Zimmer Biomet Pty Ltd | Continuum Acetabular System | HXPE Liner (Highly Cross Linked) - Neutral, Elevated, Offset and Oblique | 28mm Neutral - EE to QU; 32mm Neutral GG to VV; 36mm Neutral II to W; 40mm Neutral KK to VV; 22mm Elevated - CC to FF; 28mm Elevated EE to QU; 32mm Elevated GG to VV; 36mm Elevated II to VV; 28mm 7 mm Offset CC28 to QU28; 32mm 7mm Offset EE32 to QU32; 36m | 231010 231319 231320 |  | May 2018 | Group Benefit Change
11 - Hip | 11.03 - ACETABULAR COMPONENTS | 11.03.04 - Insert/Liner | 11.03.04.06 - Ceramic Mix |  | ZI621 | 1806 | Zimmer Biomet Pty Ltd | Continuum Acetabular System | Biolox Delta Taper Ceramic Liner | 28mm: EE28 to HH28; 32mm: GG32 to JJ32; 36mm: II36 to TT36; 40mm: KK40 to VV40 | 209626 |  | May 2018 | Group Benefit Change
06 - Specialist Orthopaedic | 06.03 - SKELETAL RECONSTRUCTION | 06.03.01 - Intramedullary Nails | 06.03.01.02 - Femoral, Proximal long (≥220mm) |  | ZI715 | 1214 | Zimmer Biomet Pty Ltd | Zimmer Natural Nail System | Cephalomedullary, Femoral Long Nails, Titanium | 10mm to 14.5mm (in 1.5mm increments) x 30 to 48cm (in 2cm increments) x 125 & 130 CCD Left and Right. | 112735 |  | May 2018 | Group Benefit Change
06 - Specialist Orthopaedic | 06.03 - SKELETAL RECONSTRUCTION | 06.03.01 - Intramedullary Nails | 06.03.01.04 - Tibial/Fibular |  | ZI719 | 1033 | Zimmer Biomet Pty Ltd | Zimmer Natural Nail System | Tibial Nails - Titanium | 8.3mm; 9.3mm; 10mm; 11mm; 12mm; 14mm x 24 to 44cm in 2cm increments | 112735 |  | May 2018 | Group Benefit Change
06 - Specialist Orthopaedic | 06.03 - SKELETAL RECONSTRUCTION | 06.03.01 - Intramedullary Nails | 06.03.01.03 - Femoral, Distal |  | ZI721 | 996 | Zimmer Biomet Pty Ltd | Zimmer Natural Nail System | Retrograde Femoral Nail - Titanium | 10mm to 13mm x 16, 20, 24, 28, 30, 32, 34, 36, 38, 40, 42, 44cm Universal. | 169891 |  | March 2020 | Group Benefit Change
06 - Specialist Orthopaedic | 06.03 - SKELETAL RECONSTRUCTION | 06.03.01 - Intramedullary Nails | 06.03.01.02 - Femoral, Proximal long (≥220mm) |  | ZI722 | 1214 | Zimmer Biomet Pty Ltd | Zimmer Natural Nail System | Antegrade Femoral Nails, Greater Trochanter, Titanium | 8 to 14mm x 24 to 48cm (in 2cm increments) Left and Right | 112735 |  | May 2018 | Group Benefit Change
06 - Specialist Orthopaedic | 06.03 - SKELETAL RECONSTRUCTION | 06.03.01 - Intramedullary Nails | 06.03.01.01 - Femoral, Proximal short (<220mm) |  | ZI723 | 914 | Zimmer Biomet Pty Ltd | Zimmer Natural Nail System | Cephalomedullary, Short Nails, Titanium | 10mm to 14.5mm (in 1.5mm increments) x 21.5cm 125 to 135 CCD (in 5 CCD increments) Left and Right. | 112735 |  | May 2018 | Group Benefit Change
06 - Specialist Orthopaedic | 06.03 - SKELETAL RECONSTRUCTION | 06.03.04 - Screws | 06.03.04.04 - Micro (≤ 2.0mm) |  | ZI742 | 49 | Zimmer Biomet Pty Ltd | Zimmer ECT Screws | 1.5mm Cortical Screws | 6 - 18mm | 112735 |  | May 2018 | Group Benefit Change
06 - Specialist Orthopaedic | 06.03 - SKELETAL RECONSTRUCTION | 06.03.03 - Plates | 06.03.03.34 - Periarticular anatomic - Femur ≥ 16 holes | VAL | ZI748 | 2024 | Zimmer Biomet Pty Ltd | NCB Polyaxial Locking Plate System | NCB Periprosthetic Variable Angle Locking Plate - Femur - Ti Alloy | Over 16 holes Left & Right | 100337 100349 |  | May 2018 | Group Benefit Change
06 - Specialist Orthopaedic | 06.03 - SKELETAL RECONSTRUCTION | 06.03.03 - Plates | 06.03.03.33 - Periarticular anatomic - Femur ≥ 7 to ≤ 15 holes | LK | ZI749 | 1215 | Zimmer Biomet Pty Ltd | NCB Polyaxial Locking Plate System | NCB Variable Angle Locking Plate - Femur - Ti Alloy | 9 holes - 13 holes Left & Right | 100337 100349 |  | May 2018 | Group Benefit Change
06 - Specialist Orthopaedic | 06.03 - SKELETAL RECONSTRUCTION | 06.03.03 - Plates | 06.03.03.38 - Periarticular anatomic - Tibia ≤ 6 holes | VAL | ZI750 | 1518 | Zimmer Biomet Pty Ltd | NCB Polyaxial Locking Plate System | NCB Variable Angle Locking Plate - Tibia - Ti Alloy | 5 holes Left & Right | 274566 |  | November 2022 | Group Benefit Change
06 - Specialist Orthopaedic | 06.03 - SKELETAL RECONSTRUCTION | 06.03.03 - Plates | 06.03.03.01 - Standard (screw size ≥4.5mm)(including blade) ≤ 6 holes | Com | ZI752 | 593 | Zimmer Biomet Pty Ltd | ZPS-Zimmer Plate & Screw System | 3.5mm and 4.5mm pelvic plates | 6 holes or less | 112735 |  | May 2018 | Group Benefit Change
06 - Specialist Orthopaedic | 06.03 - SKELETAL RECONSTRUCTION | 06.03.03 - Plates | 06.03.03.10 - Dynamic - Hip ≤ 6 holes |  | ZI768 | 278 | Zimmer Biomet Pty Ltd | Zimmer Internal Fixation System: Compression Hip Screw | Versa Fx II CHS Tube Plates | 2-6 holes left and right | 112735 |  | May 2018 | Group Benefit Change
06 - Specialist Orthopaedic | 06.03 - SKELETAL RECONSTRUCTION | 06.03.03 - Plates | 06.03.03.11 - Dynamic - Hip ≥ 7 to ≤ 15 holes |  | ZI769 | 550 | Zimmer Biomet Pty Ltd | Versa Fx II Compression Hip Screw | Versa Fx II CHS Tube Plates | 7-15 holes left and right | 112735 |  | May 2018 | Group Benefit Change
06 - Specialist Orthopaedic | 06.03 - SKELETAL RECONSTRUCTION | 06.03.03 - Plates | 06.03.03.13 - Dynamic - supracondylar ≤ 6 holes |  | ZI770 | 528 | Zimmer Biomet Pty Ltd | Versa Fx II Compression Hip Screw | Versa Fx II CHS Tube Plates | 2-6 holes left and right | 112735 |  | May 2018 | Group Benefit Change
06 - Specialist Orthopaedic | 06.03 - SKELETAL RECONSTRUCTION | 06.03.03 - Plates | 06.03.03.14 - Dynamic - supracondylar ≥ 7 to ≤ 15 holes |  | ZI771 | 452 | Zimmer Biomet Pty Ltd | Versa Fx II Compression Hip Screw | Versa Fx II CHS Tube Plates | 7-15 holes left and right | 112735 |  | May 2018 | Group Benefit Change
06 - Specialist Orthopaedic | 06.03 - SKELETAL RECONSTRUCTION | 06.03.03 - Plates | 06.03.03.04 - Small (screw size 2.71mm – 4.49mm)(including blade) ≤ 6 holes |  | ZI778 | 150 | Zimmer Biomet Pty Ltd | ZPS-Zimmer Plate and Screw System | 3.5mm Straight Compression Plate | 2-6 holes | 112735 |  | May 2018 | Group Benefit Change
06 - Specialist Orthopaedic | 06.03 - SKELETAL RECONSTRUCTION | 06.03.03 - Plates | 06.03.03.05 - Small (screw size 2.71mm – 4.49mm)(including blade) ≥ 7 to ≤ 15 holes |  | ZI779 | 154 | Zimmer Biomet Pty Ltd | ZPS-Zimmer Plate and Screw System | 3.5mm Straight Compression Plate | 7-15 holes | 112735 |  | May 2018 | Group Benefit Change
06 - Specialist Orthopaedic | 06.03 - SKELETAL RECONSTRUCTION | 06.03.03 - Plates | 06.03.03.04 - Small (screw size 2.71mm – 4.49mm)(including blade) ≤ 6 holes |  | ZI781 | 150 | Zimmer Biomet Pty Ltd | ZPS-Zimmer Plate and Screw System | 3.5mm ZPS One Third Tubular Plates | 2-6 holes left and right | 112735 |  | May 2018 | Group Benefit Change
06 - Specialist Orthopaedic | 06.03 - SKELETAL RECONSTRUCTION | 06.03.03 - Plates | 06.03.03.05 - Small (screw size 2.71mm – 4.49mm)(including blade) ≥ 7 to ≤ 15 holes |  | ZI782 | 154 | Zimmer Biomet Pty Ltd | ZPS-Zimmer Plate and Screw System | 3.5mm ZPS One Third Tubular Plates | 7 holes - 15 holes left and right | 112735 |  | May 2018 | Group Benefit Change
06 - Specialist Orthopaedic | 06.03 - SKELETAL RECONSTRUCTION | 06.03.03 - Plates | 06.03.03.04 - Small (screw size 2.71mm – 4.49mm)(including blade) ≤ 6 holes | Com | ZI786 | 305 | Zimmer Biomet Pty Ltd | ZPS-Zimmer Plate and Screw System | 3.5mm T-Plates | 2 holes - 6 holes | 112735 |  | May 2018 | Group Benefit Change
06 - Specialist Orthopaedic | 06.03 - SKELETAL RECONSTRUCTION | 06.03.03 - Plates | 06.03.03.04 - Small (screw size 2.71mm – 4.49mm)(including blade) ≤ 6 holes |  | ZI789 | 150 | Zimmer Biomet Pty Ltd | ZPS-Zimmer Plate and Screw System | 3.5mm Straight Reconstruction Plates | 3-6 holes | 112735 |  | May 2018 | Group Benefit Change
06 - Specialist Orthopaedic | 06.03 - SKELETAL RECONSTRUCTION | 06.03.03 - Plates | 06.03.03.05 - Small (screw size 2.71mm – 4.49mm)(including blade) ≥ 7 to ≤ 15 holes |  | ZI790 | 154 | Zimmer Biomet Pty Ltd | ZPS-Zimmer Plate and Screw System | 3.5mm Straight Reconstruction Plates | 7-15 holes | 112735 |  | May 2018 | Group Benefit Change
06 - Specialist Orthopaedic | 06.03 - SKELETAL RECONSTRUCTION | 06.03.03 - Plates | 06.03.03.04 - Small (screw size 2.71mm – 4.49mm)(including blade) ≤ 6 holes | LK | ZI800 | 305 | Zimmer Biomet Pty Ltd | Zimmer Universal Locking System | 3.5mm One Third Tubular Locking Plate | 5-6 holes | 112735 |  | May 2018 | Group Benefit Change
06 - Specialist Orthopaedic | 06.03 - SKELETAL RECONSTRUCTION | 06.03.03 - Plates | 06.03.03.05 - Small (screw size 2.71mm – 4.49mm)(including blade) ≥ 7 to ≤ 15 holes | LK | ZI801 | 313 | Zimmer Biomet Pty Ltd | Zimmer Universal Locking System | 3.5mm One Third Tubular Locking Plate | 7-15 holes | 112735 |  | May 2018 | Group Benefit Change
06 - Specialist Orthopaedic | 06.03 - SKELETAL RECONSTRUCTION | 06.03.03 - Plates | 06.03.03.04 - Small (screw size 2.71mm – 4.49mm)(including blade) ≤ 6 holes | LK | ZI810 | 305 | Zimmer Biomet Pty Ltd | Zimmer Universal Locking System | 3.5mm Dual Compression Locking Plates | 4 - 6 holes | 112735 |  | May 2018 | Group Benefit Change
06 - Specialist Orthopaedic | 06.03 - SKELETAL RECONSTRUCTION | 06.03.03 - Plates | 06.03.03.05 - Small (screw size 2.71mm – 4.49mm)(including blade) ≥ 7 to ≤ 15 holes | LK | ZI811 | 313 | Zimmer Biomet Pty Ltd | Zimmer Universal Locking System | 3.5mm Dual Compression Locking Plates | 7 - 14 holes | 112735 |  | May 2018 | Group Benefit Change
06 - Specialist Orthopaedic | 06.03 - SKELETAL RECONSTRUCTION | 06.03.03 - Plates | 06.03.03.38 - Periarticular anatomic - Tibia ≤ 6 holes |  | ZI823 | 980 | Zimmer Biomet Pty Ltd | Periarticular Plates | Periarticular Tibial Plateau Plates - Stainless Steel | 2 holes - 6 holes Left and Right | 112735 |  | May 2018 | Group Benefit Change
06 - Specialist Orthopaedic | 06.03 - SKELETAL RECONSTRUCTION | 06.03.04 - Screws | 06.03.04.01 - Standard ( ≥4.5mm) |  | ZI831 | 57 | Zimmer Biomet Pty Ltd | NCB Polyaxial Locking System | Variable Angle Locking Screw Cap - Ti Alloy | 8mm | 100337 |  | May 2018 | Group Benefit Change
06 - Specialist Orthopaedic | 06.03 - SKELETAL RECONSTRUCTION | 06.03.04 - Screws | 06.03.04.02 - Small (2.71mm – 4.49mm) | CN | ZI835 | 180 | Zimmer Biomet Pty Ltd | NCB Polyaxial Locking System | 4.0mm Cannulated Variable Angle Locking Screws - Ti Alloy | 14 - 65mm | 100337 |  | May 2018 | Group Benefit Change
06 - Specialist Orthopaedic | 06.03 - SKELETAL RECONSTRUCTION | 06.03.03 - Plates | 06.03.03.33 - Periarticular anatomic - Femur ≥ 7 to ≤ 15 holes | LK | ZI845 | 1215 | Zimmer Biomet Pty Ltd | Zimmer Periarticular Locking Plates | 5.5mm Periarticular Plates - Femur | 7 - 15 Holes Left & Right | 112735 |  | May 2018 | Group Benefit Change
06 - Specialist Orthopaedic | 06.03 - SKELETAL RECONSTRUCTION | 06.03.03 - Plates | 06.03.03.35 - Periarticular anatomic - Fibula ≤ 6 holes | LK | ZI847 | 1196 | Zimmer Biomet Pty Ltd | Zimmer Periarticular Locking Plates | 2.7mm Periarticular Locking Plates - Fibula | 2 - 6 Holes Left & Right | 112735 |  | May 2018 | Group Benefit Change
06 - Specialist Orthopaedic | 06.03 - SKELETAL RECONSTRUCTION | 06.03.03 - Plates | 06.03.03.36 - Periarticular anatomic - Fibula ≥ 7 to ≤ 15 holes | LK | ZI848 | 1202 | Zimmer Biomet Pty Ltd | Zimmer Periarticular Locking Plates | 2.7 mm Periarticular Locking Plates - Fibula | 8 - 14 Holes Left & Right | 112735 |  | May 2018 | Group Benefit Change
06 - Specialist Orthopaedic | 06.03 - SKELETAL RECONSTRUCTION | 06.03.04 - Screws | 06.03.04.02 - Small (2.71mm – 4.49mm) | LK | ZI852 | 111 | Zimmer Biomet Pty Ltd | Zimmer Periarticular Plating System | 4.5mm Periarticular Locking Screws | 12 - 110mm | 112735 |  | May 2018 | Group Benefit Change
06 - Specialist Orthopaedic | 06.03 - SKELETAL RECONSTRUCTION | 06.03.04 - Screws | 06.03.04.02 - Small (2.71mm – 4.49mm) | CN,LK | ZI853 | 202 | Zimmer Biomet Pty Ltd | Zimmer Periarticular Plating System | 5.5mm Cannulated Periarticular Locking Screws | 30 - 150mm | 112735 |  | May 2018 | Group Benefit Change
06 - Specialist Orthopaedic | 06.03 - SKELETAL RECONSTRUCTION | 06.03.04 - Screws | 06.03.04.02 - Small (2.71mm – 4.49mm) | LK | ZI854 | 111 | Zimmer Biomet Pty Ltd | Zimmer Universal Locking System | 3.5mm Universal Locking Screws | 12 - 90mm | 112735 |  | May 2018 | Group Benefit Change
06 - Specialist Orthopaedic | 06.03 - SKELETAL RECONSTRUCTION | 06.03.04 - Screws | 06.03.04.02 - Small (2.71mm – 4.49mm) | CN,LK | ZI855 | 202 | Zimmer Biomet Pty Ltd | Zimmer Periarticular Locking System | 3.5mm Cannulated Periarticular Locking Screws | 30 - 90mm | 112735 |  | May 2018 | Group Benefit Change
06 - Specialist Orthopaedic | 06.03 - SKELETAL RECONSTRUCTION | 06.03.04 - Screws | 06.03.04.02 - Small (2.71mm – 4.49mm) | LK | ZI856 | 111 | Zimmer Biomet Pty Ltd | Zimmer Universal Locking System | 3.5mm Universal Locking Screws - Ti Alloy | 12 - 60mm | 112735 |  | May 2018 | Group Benefit Change
12 - Knee | 12.03 - TIBIAL TRAY COMPONENT - TOTAL KNEE ARTHROPLASTY | 12.03.02 - Cemented, Alloy |  | Revision | ZI867 | 2758 | Zimmer Biomet Pty Ltd | NexGen Stemmed Tibial Component - cemented | Stemmed tibial baseplate, cemented,for fixed insert, titanium PMMA coated, with capacity for augment and stem attachment | 1-10 | 227159 |  | May 2018 | Group Benefit Change
06 - Specialist Orthopaedic | 06.03 - SKELETAL RECONSTRUCTION | 06.03.04 - Screws | 06.03.04.01 - Standard ( ≥4.5mm) |  | ZI891 | 57 | Zimmer Biomet Pty Ltd | NCB System | NCB Screws | 14- 100mm | 100337 |  | May 2018 | Group Benefit Change
06 - Specialist Orthopaedic | 06.03 - SKELETAL RECONSTRUCTION | 06.03.04 - Screws | 06.03.04.02 - Small (2.71mm – 4.49mm) |  | ZI892 | 54 | Zimmer Biomet Pty Ltd | NCB System | NCB Screws | 4mm x 14-90mm | 100337 |  | May 2018 | Group Benefit Change
06 - Specialist Orthopaedic | 06.03 - SKELETAL RECONSTRUCTION | 06.03.05 - Surgical Accessories | 06.03.05.02 - Pins |  | ZI895 | 22 | Zimmer Biomet Pty Ltd | Zimmer Pins | Stainless steel, Threaded | Length 230mm, Diameter 2.0mm - 4.8mm | 112735 |  | May 2018 | Group Benefit Change
07 - Plastic and Reconstructive | 07.01 - CRANIOMAXILLOFACIAL RECONSTRUCTION & FIXATION | 07.01.05 - Fracture or Reconstruction Plates | 07.01.05.07 - 0.5-0.99mm thick, 8-32 holes | Locking | ZI923 | 267 | Zimmer Biomet Pty Ltd | OmniMax Arch Bar | Arch Bar | One size | 211079 |  | May 2018 | Group Benefit Change
06 - Specialist Orthopaedic | 06.03 - SKELETAL RECONSTRUCTION | 06.03.05 - Surgical Accessories | 06.03.05.12 - Chest Wall Reconstruction Plates |  | ZI928 | 1170 | Zimmer Biomet Pty Ltd | RibFix Blu | Rib Osteosynthesis Plates | 8-24 hole | 128458 |  | May 2018 | Group Benefit Change
06 - Specialist Orthopaedic | 06.03 - SKELETAL RECONSTRUCTION | 06.03.03 - Plates | 06.03.03.19 - Periarticular anatomic - Humerus ≤ 6 holes | VAL | ZI929 | 1492 | Zimmer Biomet Pty Ltd | Proximal Humerus Plating System | Proximal Humerus Plates | ≤ 6 holes | 275084 |  | July 2021 | Group Benefit Change
06 - Specialist Orthopaedic | 06.03 - SKELETAL RECONSTRUCTION | 06.03.03 - Plates | 06.03.03.20 - Periarticular anatomic - Humerus ≥ 7 to ≤ 15 holes | VAL | ZI930 | 1513 | Zimmer Biomet Pty Ltd | Proximal Humerus Plating System | Proximal Humerus Plates | 7-15 holes | 209306 275084 |  | November 2022 | Group Benefit Change
06 - Specialist Orthopaedic | 06.03 - SKELETAL RECONSTRUCTION | 06.03.04 - Screws | 06.03.04.02 - Small (2.71mm – 4.49mm) |  | ZI940 | 54 | Zimmer Biomet Pty Ltd | Screws - Standard | Standard Screws | 10 - 70mm | 140687 |  | May 2018 | Group Benefit Change
06 - Specialist Orthopaedic | 06.03 - SKELETAL RECONSTRUCTION | 06.03.03 - Plates | 06.03.03.07 - Mini (screw size ≤2.7mm)(including blade) ≤ 6 holes | Com, LK | ZI946 | 1062 | Zimmer Biomet Pty Ltd | Normed fracture fixation plates | Titanium locking foot plates | 4/6 hole and 2.7mm screws | 140687 |  | May 2018 | Group Benefit Change
06 - Specialist Orthopaedic | 06.03 - SKELETAL RECONSTRUCTION | 06.03.04 - Screws | 06.03.04.02 - Small (2.71mm – 4.49mm) | LK | ZI947 | 111 | Zimmer Biomet Pty Ltd | Screws -Locking | Locking Screw | 10 - 70mm | 140687 |  | May 2018 | Group Benefit Change
06 - Specialist Orthopaedic | 06.03 - SKELETAL RECONSTRUCTION | 06.03.11 - External Fixateurs | 06.03.11.15 - Frame Component - Pin Clamp Assembly |  | ZI966 | 934 | Zimmer Biomet Pty Ltd | XtraFix External Fixation System | Pin clamp assembly | large | 270757 |  | May 2018 | Group Benefit Change
06 - Specialist Orthopaedic | 06.03 - SKELETAL RECONSTRUCTION | 06.03.11 - External Fixateurs | 06.03.11.15 - Frame Component - Pin Clamp Assembly | 3D | ZI967 | 2900 | Zimmer Biomet Pty Ltd | XtraFix External Fixation System | Clamp, 3D | Large | 270757 |  | May 2018 | Group Benefit Change
06 - Specialist Orthopaedic | 06.03 - SKELETAL RECONSTRUCTION | 06.03.11 - External Fixateurs | 06.03.11.14 - Frame Component - Pins |  | ZI968 | 134 | Zimmer Biomet Pty Ltd | XtraFix External Fixation System | Pins | 2.5-6 | 272132 |  | May 2018 | Group Benefit Change
11 - Hip | 11.03 - ACETABULAR COMPONENTS | 11.03.04 - Insert/Liner | 11.03.04.02 - Modified polyethylene |  | ZI969 | 930 | Zimmer Biomet Pty Ltd | Vivacit-E Highly Crossed Linked Polyethylene Liner | Highly Crossed Linked Polyethylene Liner | 22-40mm | 273104 273105 |  | May 2018 | Group Benefit Change
07 - Plastic and Reconstructive | 07.01 - CRANIOMAXILLOFACIAL RECONSTRUCTION & FIXATION | 07.01.05 - Fracture or Reconstruction Plates | 07.01.05.11 - 1.0-1.99mm thick, 8-15 holes |  | ZI970 | 352 | Zimmer Biomet Pty Ltd | Mandibular Fracture System | Mandibular fracture plates | 8-15 holes | 128458 |  | May 2018 | Group Benefit Change
11 - Hip | 11.03 - ACETABULAR COMPONENTS | 11.03.03 - Shells, Uncemented, HA | 11.03.03.04 - Plasma |  | ZI987 | 2080 | Zimmer Biomet Pty Ltd | G7 Acetabular Shell | Acetabular Shell, porous plasma, HA | 42-68mm in 2mm increments | 231250 |  | May 2018 | Group Benefit Change
07 - Plastic and Reconstructive | 07.02 - CRANIOMAXILLOFACIAL IMPLANTS | 07.02.05 - Mandible, Maxilla and Temperomandibular Joint (TMJ) | 07.02.05.02 - Fossa Replacement |  | ZZ044 | 4484 | AA-Med Pty Ltd | OrthoTin TMJ Fossa Component | Titanium fossa component with UHMWPE bearing surface | The device is custom made so the size will vary | 293845 |  | May 2018 | Group Benefit Change
07 - Plastic and Reconstructive | 07.02 - CRANIOMAXILLOFACIAL IMPLANTS | 07.02.05 - Mandible, Maxilla and Temperomandibular Joint (TMJ) | 07.02.05.05 - Plate |  | ZZ045 | 5198 | AA-Med Pty Ltd | OrthoTin TMJ Ramus Component | TiN coated titanium mandibular ramus | The device is custom made so the size will vary | 293845 |  | May 2018 | Group Benefit Change
07 - Plastic and Reconstructive | 07.02 - CRANIOMAXILLOFACIAL IMPLANTS | 07.02.09 - Anatomical Biomodel |  |  | ZZ046 | 1768 | AA-Med Pty Ltd | OrthoTin Anatomic Biomodel | Anatomic Biomodel | The device is custom so the size will vary | 293845 |  | May 2018 | Group Benefit Change
07 - Plastic and Reconstructive | 07.02 - CRANIOMAXILLOFACIAL IMPLANTS | 07.02.05 - Mandible, Maxilla and Temperomandibular Joint (TMJ) | 07.02.05.07 - Surgical Guide | Biomodelled | ZZ047 | 1725 | AA-Med Pty Ltd | OrthoTin Surgical Guide | Patient specific surgical guide | The device is custom so the size may vary | 293845 |  | May 2018 | Group Benefit Change
07 - Plastic and Reconstructive | 07.02 - CRANIOMAXILLOFACIAL IMPLANTS | 07.02.05 - Mandible, Maxilla and Temperomandibular Joint (TMJ) | 07.02.05.05 - Plate | Biomodelled | ZZ048 | 3218 | AA-Med Pty Ltd | Lyka Smith Patient Specific Plate | 3D printed custom plate | The device is custom so the size will vary | 293845 |  | May 2018 | Group Benefit Change
07 - Plastic and Reconstructive | 07.02 - CRANIOMAXILLOFACIAL IMPLANTS | 07.02.05 - Mandible, Maxilla and Temperomandibular Joint (TMJ) | 07.02.05.07 - Surgical Guide | Biomodelled | ZZ049 | 1725 | AA-Med Pty Ltd | Lyka Smith Patient Specific Guides | Patient specific surgical guide | The device is custom made so the size will vary. | 293845 |  | May 2018 | Group Benefit Change
07 - Plastic and Reconstructive | 07.02 - CRANIOMAXILLOFACIAL IMPLANTS | 07.02.09 - Anatomical Biomodel |  |  | ZZ050 | 1768 | AA-Med Pty Ltd | Lyka-Smith Anatomical Biomodel | Three-dimensional anatomical biomodel | The device is custom made so the size will vary | 293845 |  | May 2018 | Group Benefit Change
07 - Plastic and Reconstructive | 07.01 - CRANIOMAXILLOFACIAL RECONSTRUCTION & FIXATION | 07.01.05 - Fracture or Reconstruction Plates | 07.01.05.07 - 0.5-0.99mm thick, 8-32 holes | Locking | ZZ061 | 267 | AA-Med Pty Ltd | Lyka Smith Jeil Le Forte Locking Plates 8-32 holes | Titanium locking plates for craniofacial reconstruction | Thickness - 0.8mm Holes - 8-32 | 310093 |  | March 2020 | Group Benefit Change
06 - Specialist Orthopaedic | 06.03 - SKELETAL RECONSTRUCTION | 06.03.04 - Screws | 06.03.04.02 - Small (2.71mm – 4.49mm) |  | ZZ070 | 54 | AA-Med Pty Ltd | Bone Screw | Cortical Bone Screw | 2.71mm – 4.49mm | 239817 |  | November 2021 | Group Benefit Change
06 - Specialist Orthopaedic | 06.03 - SKELETAL RECONSTRUCTION | 06.03.04 - Screws | 06.03.04.02 - Small (2.71mm – 4.49mm) | LK | ZZ071 | 111 | AA-Med Pty Ltd | Bone Screw | Locking Screw | 2.71mm – 4.49mm | 239817 |  | November 2021 | Group Benefit Change
06 - Specialist Orthopaedic | 06.03 - SKELETAL RECONSTRUCTION | 06.03.04 - Screws | 06.03.04.04 - Micro (≤ 2.0mm) |  | ZZ072 | 49 | AA-Med Pty Ltd | Bone Screw | Cortical Bone Screw | ≤ 2.0mm | 239817 |  | November 2021 | Group Benefit Change
06 - Specialist Orthopaedic | 06.03 - SKELETAL RECONSTRUCTION | 06.03.03 - Plates | 06.03.03.07 - Mini (screw size ≤2.7mm)(including blade) ≤ 6 holes | VAL | ZZ073 | 973 | AA-Med Pty Ltd | Arix Hand Plating System | Mini Plates | ≤ 6 holes | 239812 |  | November 2021 | Group Benefit Change
06 - Specialist Orthopaedic | 06.03 - SKELETAL RECONSTRUCTION | 06.03.03 - Plates | 06.03.03.07 - Mini (screw size ≤2.7mm)(including blade) ≤ 6 holes | Com, VAL | ZZ074 | 1120 | AA-Med Pty Ltd | Arix Hand Plating System | Mini Locking Plates | ≤ 6 holes | 239812 |  | November 2021 | Group Benefit Change
06 - Specialist Orthopaedic | 06.03 - SKELETAL RECONSTRUCTION | 06.03.03 - Plates | 06.03.03.08 - Mini (screw size ≤2.7mm)(including blade) ≥ 7 to ≤ 15 holes | VAL | ZZ075 | 828 | AA-Med Pty Ltd | Locking Plate System | Variable Locking Plate | ≥ 7 to ≤ 15 holes | 239812 |  | November 2021 | Group Benefit Change
06 - Specialist Orthopaedic | 06.03 - SKELETAL RECONSTRUCTION | 06.03.03 - Plates | 06.03.03.08 - Mini (screw size ≤2.7mm)(including blade) ≥ 7 to ≤ 15 holes | Com, VAL | ZZ076 | 943 | AA-Med Pty Ltd | Arix Hand Plating System | Mini Locking Plate | ≥ 7 to ≤ 15 holes | 239812 |  | November 2021 | Group Benefit Change
06 - Specialist Orthopaedic | 06.03 - SKELETAL RECONSTRUCTION | 06.03.04 - Screws | 06.03.04.03 - Mini (2.01 – 2.7 mm) | LK | ZZ077 | 109 | AA-Med Pty Ltd | Arix Locking Screw | Locking Screw | 2.01 – 2.7 mm | 239817 |  | November 2021 | Group Benefit Change
06 - Specialist Orthopaedic | 06.03 - SKELETAL RECONSTRUCTION | 06.03.04 - Screws | 06.03.04.03 - Mini (2.01 – 2.7 mm) |  | ZZ078 | 64 | AA-Med Pty Ltd | Bone Screw | Cortical Bone Screw | 2.01mm – 2.7mm | 239817 |  | November 2021 | Group Benefit Change
06 - Specialist Orthopaedic | 06.03 - SKELETAL RECONSTRUCTION | 06.03.04 - Screws | 06.03.04.04 - Micro (≤ 2.0mm) | LK | ZZ079 | 106 | AA-Med Pty Ltd | Bone Screw | Locking Screw | ≤ 2.0mm | 239817 |  | November 2021 | Group Benefit Change
07 - Plastic and Reconstructive | 07.01 - CRANIOMAXILLOFACIAL RECONSTRUCTION & FIXATION | 07.01.05 - Fracture or Reconstruction Plates | 07.01.05.10 - 1.0-1.99mm thick, 4-7 holes | Compression | ZZ086 | 140 | AA-Med Pty Ltd | Materialise Standard+ Solutions - Plates | Titanium plate | 1.0-1.99mm thick, 4-7 holes | 377044 |  | July 2022 | Group Benefit Change
07 - Plastic and Reconstructive | 07.01 - CRANIOMAXILLOFACIAL RECONSTRUCTION & FIXATION | 07.01.05 - Fracture or Reconstruction Plates | 07.01.05.10 - 1.0-1.99mm thick, 4-7 holes | Locking | ZZ087 | 376 | AA-Med Pty Ltd | Materialise Standard+ Solutions - Plates | Titanium plate, Locking | 1.0-1.99mm thick, 4-7 holes | 377044 |  | July 2022 | Group Benefit Change
07 - Plastic and Reconstructive | 07.01 - CRANIOMAXILLOFACIAL RECONSTRUCTION & FIXATION | 07.01.05 - Fracture or Reconstruction Plates | 07.01.05.11 - 1.0-1.99mm thick, 8-15 holes |  | ZZ089 | 352 | AA-Med Pty Ltd | Materialise Standard+ Solutions - Plates | Titanium plate | 1.0-1.99mm thick, 8-15 holes | 377044 |  | July 2022 | Group Benefit Change
07 - Plastic and Reconstructive | 07.02 - CRANIOMAXILLOFACIAL IMPLANTS | 07.02.05 - Mandible, Maxilla and Temperomandibular Joint (TMJ) | 07.02.05.01 - Mandible, Full | Biomodelled | ZZ097 | 5879 | AA-Med Pty Ltd | Materialise PorousiTi - Mandible | Patient specific Titanium 3D printed implant for mandible | Personalized so the size is variable | 377044 |  | July 2022 | Group Benefit Change
07 - Plastic and Reconstructive | 07.02 - CRANIOMAXILLOFACIAL IMPLANTS | 07.02.05 - Mandible, Maxilla and Temperomandibular Joint (TMJ) | 07.02.05.05 - Plate | Biomodelled | ZZ098 | 3218 | AA-Med Pty Ltd | Materialise Titanium 3D Printed Plates | Patient specific Titanium 3D printed plates for maxillofacial applications | Personalized so the size is variable | 377044 |  | July 2022 | Group Benefit Change
06 - Specialist Orthopaedic | 06.03 - SKELETAL RECONSTRUCTION | 06.03.03 - Plates | 06.03.03.04 - Small (screw size 2.71mm – 4.49mm)(including blade) ≤ 6 holes | Com, LK | ZZ103 | 638 | AA-Med Pty Ltd | Merete TTF Anterior Ankle Plate | Anterior Ankle Plates | ≤ 6 holes Left and right | 203737 |  | March 2023 | Group Benefit Change
06 - Specialist Orthopaedic | 06.03 - SKELETAL RECONSTRUCTION | 06.03.04 - Screws | 06.03.04.02 - Small (2.71mm – 4.49mm) | LK | ZZ104 | 111 | AA-Med Pty Ltd | Merete - MetaFix LS - Locking Screws | Bone screws, Titanium, Locking | 2.71mm - 4.49mm diameter, lengths 12 - 48mm | 212520 |  | March 2023 | Group Benefit Change