## Prescribed List
Billing Code | Product Category | Product Name | Description | Size | Sponsor | Condition | Change
QQ221 | 01 - Ophthalmic | Ophteis FR Pro | Viscoelastic solution for intraocular use - 2.0% sodium hyaluronate and 4.0% sorbitol | 1.2 mL | KEVIN GRUNDY (IBD) PTY. LIMITED |  | Change to ARTG
QQ223 | 01 - Ophthalmic | OphteisBio 3.0 | Viscoelastic solution for intraocular use - 3.0% sodium hyaluronate | 1.1mL | KEVIN GRUNDY (IBD) PTY. LIMITED |  | Change to ARTG
QQ235 | 01 - Ophthalmic | OphteisBio 1.8 | Viscoelastic solution for intraocular use - 1.8% sodium hyaluronate | 1.1 mL | KEVIN GRUNDY (IBD) PTY. LIMITED |  | Change to ARTG
QQ247 | 01 - Ophthalmic | OphteisBio 1.6 | Viscoelastic solution for intraocular use - 1.6% sodium hyaluronate | 1.1 mL | KEVIN GRUNDY (IBD) PTY. LIMITED |  | Change to ARTG
CO087 | 02 - Ear, Nose & Throat | Cochlear Baha 6 Max Sound Processor | The Baha 6 Max is Cochlear’s next generation off-the-ear (OTE) sound processor for use with Cochlear Baha ‘Connect’ and ‘Attract’ Implantable Bone Conduction Hearing Systems with a fitting range up to 55dB HL. Baha 6 Max has broader bandwidth at higher frequencies, SmartSound iQ automatic noise reduction technology, iOS and Android smartphone direct streaming, and smaller, lighter, and more discreet OTE technology. | 1 x SP size with 2 options of the snap coupling sizes | COCHLEAR LIMITED |  | Change to Product name, Suffix, Description,Change to Group benefit
OL091 | 02 - Ear, Nose & Throat | Olympus Stapes Piston | Causse Pistons, Cawthorne Pistons, Fisch-Type Pistons, Fluoroplastic Pistons, McGee Pistons, Richards Platinum Fluoroplastic Pistons, Schuknecht Pistons, Schuknecht Malleus Attached Pistons SMart Pistons, SMart 360 Pistons SMart Malleus, Armstrong Style Pistons | Diameter: 0.3mm to 0.8mm Functional Length: 3.5mm to 6.5mm | OLYMPUS AUSTRALIA PTY LTD |  | Change to Product name, Description
OL085 | 02 - Ear, Nose & Throat | Tympanostomy ventilation tubes | This listing covers a range of sterile, single use tympanostomy ventilation tubes designed to ventilate the middle ear and facilitate fluid drainage in patients with otitis media or Eustachian tube dysfunction. The billing code includes multiple recognised designs to accommodate anatomical variation and clinical preference. Types included under this listing: Collar Button, Donaldson, Shepard Grommet, Shea Parasol, Paparella type including Paparella 2000, Armstrong Bevelled Grommets, Armstrong Bevelled Plain End, Richards T, Modified T, Butterfly, DuraVent, Tiny T, Sheehy type Collar Button. The tubes are available in various biocompatible materials including fluoroplastic, silicone, Ultrasil (surface treated silicone), polyethylene, titanium, and stainless steel. Variants may feature flanges, tabs, angled profiles, or wire reinforcements depending on the design. The range provides solutions for both short term and extended middle ear ventilation. | Internal Diameter ID: 0.75 mm to 1.57 mm Tube Length: 4.0 mm to 15.0 mm Flange or Tab Width where applicable: up to 9.8 mm | OLYMPUS AUSTRALIA PTY LTD |  | Change to Product name, Description, Size
UK013 | 03 - General Miscellaneous | HANAROSTENT with delivery system | HANAROSTENT Biliary Hilar (NNN) HANAROSTENT FAST Biliary (NNN) HANAROSTENT Biliary (NNN) HANAROSTENT Benefit Biliary (NNN), HANAROSTENT Biliary Lasso(NNN), HANAROSTENT Biliary Valve (NNN) with delivery system | Diameter 6-10mm, Length 40-120mm | The Trustee for Giorgios and Katarina Loizou Family Trust |  | Change to Product name, ARTG, Description
UK012 | 03 - General Miscellaneous | HANAROSTENT with delivery system | HANAROSTENT Biliary, Biliary Flap, Biliary Flap Lasso, Biliary Lasso, Multi-Hole Biliary, FAST Biliary Flap, Benefit Biliary. Self-expanding nitinol biliary stent. | Diameter 6-16mm, Length 40-120mm | The Trustee for Giorgios and Katarina Loizou Family Trust |  | Change to Product name, ARTG, Description, Size
UK019 | 03 - General Miscellaneous | HANAROSTENT with delivery system | HANAROSTENT Trachea/Bronchium with delivery system. Covered trachea/bronchium stent, self-expanding nitinol | Length 20-80mm, Diameter 10-22mm | The Trustee for Giorgios and Katarina Loizou Family Trust |  | Change to Product name, ARTG, Description, Size
MI398 | 04 - Neurosurgical | Medtronic Activa RC System - Recharger Kit | Wireless Recharger Kit (RS6200) including Recharging Dock | One size only | MEDTRONIC AUSTRALASIA PTY LTD |  | Change to Product name, ARTG, Description
SJ359 | 04 - Neurosurgical | Axium Neurostimulator System - Implant Lead Kit | Implant lead kit and Implant lead kit, slim tip | Package containing either 50cm or 90cm lead | ABBOTT MEDICAL AUSTRALIA PTY LTD. |  | Change to ARTG
SJ358 | 04 - Neurosurgical | Axium Neurostimulator System - Lead Extension Kit | Lead extension kit. | 1 size (1 presentation) | ABBOTT MEDICAL AUSTRALIA PTY LTD. |  | Change to ARTG
MI445 | 04 - Neurosurgical | Neurostimulation System - Extensions | 1 x 8 Extension Kit Model 37081 | 20, 40 & 60cm | MEDTRONIC AUSTRALASIA PTY LTD |  | Change to ARTG
SJ287 | 04 - Neurosurgical | Anchor (Cinch) | Cinch Anchor | One size only | ABBOTT MEDICAL AUSTRALIA PTY LTD. |  | Change to ARTG
MI048 | 04 - Neurosurgical | Ascenda Intrathecal Catheter Accessories | Spinal needles and Stainless steel tunnelling rods | 9.1-60cm | MEDTRONIC AUSTRALASIA PTY LTD |  | Change to Product name, ARTG
BS367 | 05 - Urogenital | Tactra | Malleable Penile Prosthesis | 9.5mm - 13mm | BOSTON SCIENTIFIC PTY LTD |  | Change to ARTG
BH050 | 06 - Specialist Orthopaedic | Comprehensive Shoulder - Glenoid Stem | Glenoid Post, Ti Regenerex | 1 size | ZIMMER BIOMET PTY LTD |  | Change to ARTG, Description,Change to Group benefit
HW951 | 06 - Specialist Orthopaedic | Tornier Flex Shoulder System Reversed Tray | Reverse humeral tray - Titanium | Thickness: 0mm, 6mm, 12mm Offset: 0mm, 1.5mm, 3.5mm | STRYKER AUSTRALIA PTY LTD |  | Change to Product name
BU014 | 06 - Specialist Orthopaedic | Airlock Plating System | Lisfranc H and Utility plates | 8 hole Small, Medium, Large H plates and 7-hole Utility plate | CAB MEDICAL PTY LTD |  | Change to Product name
BU028 | 06 - Specialist Orthopaedic | Centrolock Plating System | CENTROLOCK Implant | Right and left 2, 4 and 6mm | CAB MEDICAL PTY LTD |  | Change to Product name, Suffix, Description, Size,Change to Group benefit
DZ001 | 06 - Specialist Orthopaedic | Austofix Small Fragment System | Humeral Plates - Distal Lateral Dorsal and Distal Medial | 7-15 Holes | AUSTRALIAN ORTHOPAEDIC FIXATIONS PTY LTD |  | Change to Product name, Suffix, Description, Size,Change to Group benefit
TN033 | 06 - Specialist Orthopaedic | Alians Elbow S Plates | Distal humerus plates | 7 - 15 holes | NEWCLIP TECHNICS AUSTRALIA PTY LTD |  | Change to Product name, Description
TN042 | 06 - Specialist Orthopaedic | Alians Elbow S Plates | Distal Humerus Y Plates | ≥ 16 holes | NEWCLIP TECHNICS AUSTRALIA PTY LTD |  | Change to Product name, Description
TN031 | 06 - Specialist Orthopaedic | Newclip Activ Ankle Plate | Distal Tibia Hook Plate | 5 holes | NEWCLIP TECHNICS AUSTRALIA PTY LTD |  | Change to Description, Size
DZ027 | 06 - Specialist Orthopaedic | Valetis Ankle - Tibial | Distal Tibial Anatomical Locking Plates | 3 to 6 hole, left and right | AUSTRALIAN ORTHOPAEDIC FIXATIONS PTY LTD |  | Change to Suffix,Change to Group benefit
DZ028 | 06 - Specialist Orthopaedic | Austofix Tibial Plates | Anterolateral Distal, Distal Medial, Distal Lateral, Proximal, Proximal Lateral, Proximal Medial | 7-15 holes | AUSTRALIAN ORTHOPAEDIC FIXATIONS PTY LTD |  | Change to Suffix, Description,Change to Group benefit
DZ104 | 06 - Specialist Orthopaedic | Austofix Small Fragment System | Anterolateral Distal, Distal Medial, Distal Lateral, Proximal, Proximal Lateral Tibial Plates | greater than or equal to 16 Holes | AUSTRALIAN ORTHOPAEDIC FIXATIONS PTY LTD |  | Change to Product name, Description, Size
JV024 | 06 - Specialist Orthopaedic | VariAx 2 MIS Calcaneal Plating System | Variable Angle Locking Calcaneal Plating System | Small (5-6 Holes) | STRYKER AUSTRALIA PTY LTD |  | Change to Suffix,Change to Group benefit
JV025 | 06 - Specialist Orthopaedic | VariAx 2 MIS Calcaneal Plating System | Variable Angle Locking Calcaneal Plating System | Small - Large (7-9 Holes) | STRYKER AUSTRALIA PTY LTD |  | Change to Suffix, ARTG,Change to Group benefit
JJ558 | 06 - Specialist Orthopaedic | DELTA Xtend | Metaglene Screw Dia 4.5 | 4.5mm; 24, 30, 36, 42, 48 | JOHNSON & JOHNSON MEDICAL PTY LTD |  | Change to Suffix, ARTG, Description,Change to Group benefit
HU297 | 06 - Specialist Orthopaedic | KreuLock Locking Compression Screw, Ti | Locking Compression Screws Titanium | 3.0mm-3.5mm | ARTHREX AUSTRALIA PTY LTD |  | Change to Product name, ARTG, Description
HU316 | 06 - Specialist Orthopaedic | KrueLock Locking Compression Screws SS | locking compression screw | 3.5mm | ARTHREX AUSTRALIA PTY LTD |  | Change to ARTG
TN016 | 06 - Specialist Orthopaedic | Newclip Compression Screws | Self-compressive cannulated screw | 2.71-4.49mm diameter, length 10-70mm | NEWCLIP TECHNICS AUSTRALIA PTY LTD |  | Change to Product name
HU298 | 06 - Specialist Orthopaedic | KreuLock Locking Compression Screws, Ti | Locking Compression Screws,Ti | 2.4 mm | ARTHREX AUSTRALIA PTY LTD |  | Change to ARTG, Description, Size
HU315 | 06 - Specialist Orthopaedic | KreuLock Locking Compression Screws SS | Locking Compression Screw | 2.7mm | ARTHREX AUSTRALIA PTY LTD |  | Change to ARTG
SL259 | 06 - Specialist Orthopaedic | Q-Fix and Q-Fix KNOTLESS All Suture Anchor | Soft suture anchor, with MINITAPE and/or with Needle, or with ULTRABRAID | 1.8mm | SMITH & NEPHEW PTY LIMITED |  | Change to Product name, Description
QQ808 | 06 - Specialist Orthopaedic | Revolution Surgical All-Suture Anchor | All-Suture Anchor, loaded with sutures and/or suture tapes | 2.8mm | REVOLUTION SURGICAL PTY. LTD. |  | Change to Description,Change to Group benefit
QQ811 | 06 - Specialist Orthopaedic | Revolution Surgical FastLock Suture Anchor | PEEK anchor fully threaded, preloaded with core sutures and/or suture tapes | 4.5mm and 5.5mm | REVOLUTION SURGICAL PTY. LTD. |  | Change to Description
HU221 | 06 - Specialist Orthopaedic | TightRope Implant with FiberTag Suture | TightRope implant pre-loaded with FiberTag suture | One size only | ARTHREX AUSTRALIA PTY LTD |  | Change to Group benefit
QQ052 | 06 - Specialist Orthopaedic | Sekure-Loop Suspensory Fixation Device onto Titanium Button | Non-absorbable polyester continuous loop captured on a titanium button; includes a passing suture and a flipping suture. | Loop - 10 mm, 15 mm, 20 mm, 25 mm, 30 mm, 35 mm, 40 mm, 45 mm, 50 mm, 55 mm, 60 mm | NeoSurgical Pty Ltd |  | Change to Product name, Description, Size
HW790 | 06 - Specialist Orthopaedic | ProDense / Osteoset XR | Composite Injectable Bone Void Filler | 2cc-5cc | STRYKER AUSTRALIA PTY LTD |  | Change to Suffix,Change to Group benefit
JV016 | 06 - Specialist Orthopaedic | ProDense 2.0 | Injectable Bone Graft Substitute | 2cc, 5cc | STRYKER AUSTRALIA PTY LTD |  | Change to Suffix,Change to Group benefit
HW993 | 06 - Specialist Orthopaedic | ProDense / Osteoset XR | Composite Injectable Bone Void Filler | 10cc | STRYKER AUSTRALIA PTY LTD |  | Change to Suffix,Change to Group benefit
JV017 | 06 - Specialist Orthopaedic | ProDense 2.0 | Injectable Bone Graft Substitute | 7cc, 10cc | STRYKER AUSTRALIA PTY LTD |  | Change to Suffix,Change to Group benefit
HW682 | 06 - Specialist Orthopaedic | ProDense/Osteoset XR | Composite Injectable Bone Void Filler | 20cc | STRYKER AUSTRALIA PTY LTD |  | Change to Suffix,Change to Group benefit
JV015 | 06 - Specialist Orthopaedic | ProDense 2.0 | Injectable Bone Graft Substitute | 12cc, 15cc | STRYKER AUSTRALIA PTY LTD |  | Change to Suffix,Change to Group benefit
QQ014 | 07 - Plastic and Reconstructive | Anatomics Surgical Guide | Biomodelled surgical guides to support surgical decision making both pre and intra-operatively | The device is custom made so the size will vary | ANATOMICSRX PTY LTD | Prescribed List reimbursement is restricted to the use of the device in craniomaxillofacial surgery procedures involving insertion of an implantable medical device, where that implantable device is listed in either sub-category 07.01 - Craniomaxillofacial Reconstruction & Fixation, or 07.02 – Craniomaxillofacial Implants, or 07.04 – Distractor Systems of Schedule 1, or sub-category 07.03 - Dental Implants, but only if the implantable dental medical device is explicitly identified in the product name or description of the billing code for the surgical guide or biomodel and is used in hospital. Not limiting the above, for a claim for any implantation procedure (defined by the respective MBS items stated in the claim) for a patient, the Prescribed List reimbursement is limited to 6 PL benefits for any billing codes for surgical guides and/or biomodels, which have been used in an implantation procedure for a patient. This restriction is not impacted by the number of devices implanted during the procedure, for which claim has been submitted. | Change to Condition
SY777 | 07 - Plastic and Reconstructive | ProPlan | Patient Specific Cranical Surgical Guides, Implants | Custom | JOHNSON & JOHNSON MEDICAL PTY LTD | Prescribed List reimbursement is restricted to the use of the device in craniomaxillofacial surgery procedures involving insertion of an implantable medical device, where that implantable device is listed in either sub-category 07.01 - Craniomaxillofacial Reconstruction & Fixation, or 07.02 – Craniomaxillofacial Implants, or 07.04 – Distractor Systems of Schedule 1, or sub-category 07.03 - Dental Implants, but only if the implantable dental medical device is explicitly identified in the product name or description of the billing code for the surgical guide or biomodel and is used in hospital. Not limiting the above, for a claim for any implantation procedure (defined by the respective MBS items stated in the claim) for a patient, the Prescribed List reimbursement is limited to 6 PL benefits for any billing codes for surgical guides and/or biomodels, which have been used in an implantation procedure for a patient. This restriction is not impacted by the number of devices implanted during the procedure, for which claim has been submitted. | Change to Condition
RV021 | 07 - Plastic and Reconstructive | ReconPILOT Biomodelled Patient Specific Surgical Guide for Craniofacial Surgery | Biomodelled Patient Specific Surgical Guide for Craniofacial Surgery | Custom | PERSONALISED SURGERY PTY LTD | Prescribed List reimbursement is restricted to the use of the device in craniomaxillofacial surgery procedures involving insertion of an implantable medical device, where that implantable device is listed in either sub-category 07.01 - Craniomaxillofacial Reconstruction & Fixation, or 07.02 – Craniomaxillofacial Implants, or 07.04 – Distractor Systems of Schedule 1, or sub-category 07.03 - Dental Implants, but only if the implantable dental medical device is explicitly identified in the product name or description of the billing code for the surgical guide or biomodel and is used in hospital. Not limiting the above, for a claim for any implantation procedure (defined by the respective MBS items stated in the claim) for a patient, the Prescribed List reimbursement is limited to 6 PL benefits for any billing codes for surgical guides and/or biomodels, which have been used in an implantation procedure for a patient. This restriction is not impacted by the number of devices implanted during the procedure, for which claim has been submitted. | Change to Condition
ZZ108 | 07 - Plastic and Reconstructive | Materialise Titanium 3D Printed Guides | Patient specific maxillofacial guides for specific use with Materialise peronalised implants and plates included in rebate codes ZZ096, ZZ097, ZZ098, ZZ099, ZZ100, ZZ101, and standard plates and screws ZZ081, ZZ082, ZZ083, ZZ084, ZZ085, ZZ086, ZZ087, ZZ088, ZZ089, ZZ090, ZZ091, Z092, ZZ093, ZZ094, ZZ095 and ZZ102 | Custom | AA-Med Pty Ltd | Prescribed List reimbursement is restricted to the use of the device in craniomaxillofacial surgery procedures involving insertion of an implantable medical device, where that implantable device is listed in either sub-category 07.01 - Craniomaxillofacial Reconstruction & Fixation, or 07.02 – Craniomaxillofacial Implants, or 07.04 – Distractor Systems of Schedule 1, or sub-category 07.03 - Dental Implants, but only if the implantable dental medical device is explicitly identified in the product name or description of the billing code for the surgical guide or biomodel and is used in hospital. Not limiting the above, for a claim for any implantation procedure (defined by the respective MBS items stated in the claim) for a patient, the Prescribed List reimbursement is limited to 6 PL benefits for any billing codes for surgical guides and/or biomodels, which have been used in an implantation procedure for a patient. This restriction is not impacted by the number of devices implanted during the procedure, for which claim has been submitted. | Change to Condition
QQ008 | 07 - Plastic and Reconstructive | Anatomics Patient Specifc Surgical Guide | Patient specific surgical guide created from patient CT scan data, used to assist surgeons to implant the device by assisting in clinical decision making both pre- and intraoperatively | The device is custom made so the size will vary. | ANATOMICSRX PTY LTD | Prescribed List reimbursement is restricted to the use of the device in craniomaxillofacial surgery procedures involving insertion of an implantable medical device, where that implantable device is listed in either sub-category 07.01 - Craniomaxillofacial Reconstruction & Fixation, or 07.02 – Craniomaxillofacial Implants, or 07.04 – Distractor Systems of Schedule 1, or sub-category 07.03 - Dental Implants, but only if the implantable dental medical device is explicitly identified in the product name or description of the billing code for the surgical guide or biomodel and is used in hospital. Not limiting the above, for a claim for any implantation procedure (defined by the respective MBS items stated in the claim) for a patient, the Prescribed List reimbursement is limited to 6 PL benefits for any billing codes for surgical guides and/or biomodels, which have been used in an implantation procedure for a patient. This restriction is not impacted by the number of devices implanted during the procedure, for which claim has been submitted. | Change to Condition
QQ312 | 07 - Plastic and Reconstructive | AI Guide | Custom made patient specific guide for use with the ARDS Dental System (JN001) | size will vary as patent specific | DENTAL DEVICES PTY LTD | Prescribed List reimbursement is restricted to the use of the device in craniomaxillofacial surgery procedures involving insertion of an implantable medical device, where that implantable device is listed in either sub-category 07.01 - Craniomaxillofacial Reconstruction & Fixation, or 07.02 – Craniomaxillofacial Implants, or 07.04 – Distractor Systems of Schedule 1, or sub-category 07.03 - Dental Implants, but only if the implantable dental medical device is explicitly identified in the product name or description of the billing code for the surgical guide or biomodel and is used in hospital. Not limiting the above, for a claim for any implantation procedure (defined by the respective MBS items stated in the claim) for a patient, the Prescribed List reimbursement is limited to 6 PL benefits for any billing codes for surgical guides and/or biomodels, which have been used in an implantation procedure for a patient. This restriction is not impacted by the number of devices implanted during the procedure, for which claim has been submitted. | Change to Condition
HI001 | 07 - Plastic and Reconstructive | DDN Guide | Custom made patient specific guide for use with the Neoss Implant System (NJ001) | The device is custom made so the size will vary | DIGITAL DENTAL NETWORK PTY LTD | Prescribed List reimbursement is restricted to the use of the device in craniomaxillofacial surgery procedures involving insertion of an implantable medical device, where that implantable device is listed in either sub-category 07.01 - Craniomaxillofacial Reconstruction & Fixation, or 07.02 – Craniomaxillofacial Implants, or 07.04 – Distractor Systems of Schedule 1, or sub-category 07.03 - Dental Implants, but only if the implantable dental medical device is explicitly identified in the product name or description of the billing code for the surgical guide or biomodel and is used in hospital. Not limiting the above, for a claim for any implantation procedure (defined by the respective MBS items stated in the claim) for a patient, the Prescribed List reimbursement is limited to 6 PL benefits for any billing codes for surgical guides and/or biomodels, which have been used in an implantation procedure for a patient. This restriction is not impacted by the number of devices implanted during the procedure, for which claim has been submitted. | Change to Condition
HI006 | 07 - Plastic and Reconstructive | DDN Guide | Custom made patient specific guide for use with the STRAUMANN Implant System (SB024), (SB009), (SB015), (SB023), (SB008), (SB012), (SB018), (SB029), (SB030) and (SB035). | The device is custom made so the size will vary. | DIGITAL DENTAL NETWORK PTY LTD | Prescribed List reimbursement is restricted to the use of the device in craniomaxillofacial surgery procedures involving insertion of an implantable medical device, where that implantable device is listed in either sub-category 07.01 - Craniomaxillofacial Reconstruction & Fixation, or 07.02 – Craniomaxillofacial Implants, or 07.04 – Distractor Systems of Schedule 1, or sub-category 07.03 - Dental Implants, but only if the implantable dental medical device is explicitly identified in the product name or description of the billing code for the surgical guide or biomodel and is used in hospital. Not limiting the above, for a claim for any implantation procedure (defined by the respective MBS items stated in the claim) for a patient, the Prescribed List reimbursement is limited to 6 PL benefits for any billing codes for surgical guides and/or biomodels, which have been used in an implantation procedure for a patient. This restriction is not impacted by the number of devices implanted during the procedure, for which claim has been submitted. | Change to Condition
SY778 | 07 - Plastic and Reconstructive | ProPlan | Pateint specific Maxillofacial Surgical Guides, Implants | Custom | JOHNSON & JOHNSON MEDICAL PTY LTD | Prescribed List reimbursement is restricted to the use of the device in craniomaxillofacial surgery procedures involving insertion of an implantable medical device, where that implantable device is listed in either sub-category 07.01 - Craniomaxillofacial Reconstruction & Fixation, or 07.02 – Craniomaxillofacial Implants, or 07.04 – Distractor Systems of Schedule 1, or sub-category 07.03 - Dental Implants, but only if the implantable dental medical device is explicitly identified in the product name or description of the billing code for the surgical guide or biomodel and is used in hospital. Not limiting the above, for a claim for any implantation procedure (defined by the respective MBS items stated in the claim) for a patient, the Prescribed List reimbursement is limited to 6 PL benefits for any billing codes for surgical guides and/or biomodels, which have been used in an implantation procedure for a patient. This restriction is not impacted by the number of devices implanted during the procedure, for which claim has been submitted. | Change to Condition
SY829 | 07 - Plastic and Reconstructive | Custom made plates (including Megaplates) – Surgical Guides | Surgical Guides for patient specific plates for the mandible and maxilla | The model is custom made so size will vary | JOHNSON & JOHNSON MEDICAL PTY LTD | Prescribed List reimbursement is restricted to the use of the device in craniomaxillofacial surgery procedures involving insertion of an implantable medical device, where that implantable device is listed in either sub-category 07.01 - Craniomaxillofacial Reconstruction & Fixation, or 07.02 – Craniomaxillofacial Implants, or 07.04 – Distractor Systems of Schedule 1, or sub-category 07.03 - Dental Implants, but only if the implantable dental medical device is explicitly identified in the product name or description of the billing code for the surgical guide or biomodel and is used in hospital. Not limiting the above, for a claim for any implantation procedure (defined by the respective MBS items stated in the claim) for a patient, the Prescribed List reimbursement is limited to 6 PL benefits for any billing codes for surgical guides and/or biomodels, which have been used in an implantation procedure for a patient. This restriction is not impacted by the number of devices implanted during the procedure, for which claim has been submitted. | Change to Condition
KT005 | 07 - Plastic and Reconstructive | UNIQOS Patient Specific Surgical guides | UNIQOS Patient Specific Surgical guides | Custom - Patient specific | KLS MARTIN AUSTRALIA PTY LIMITED | Prescribed List reimbursement is restricted to the use of the device in craniomaxillofacial surgery procedures involving insertion of an implantable medical device, where that implantable device is listed in either sub-category 07.01 - Craniomaxillofacial Reconstruction & Fixation, or 07.02 – Craniomaxillofacial Implants, or 07.04 – Distractor Systems of Schedule 1, or sub-category 07.03 - Dental Implants, but only if the implantable dental medical device is explicitly identified in the product name or description of the billing code for the surgical guide or biomodel and is used in hospital. Not limiting the above, for a claim for any implantation procedure (defined by the respective MBS items stated in the claim) for a patient, the Prescribed List reimbursement is limited to 6 PL benefits for any billing codes for surgical guides and/or biomodels, which have been used in an implantation procedure for a patient. This restriction is not impacted by the number of devices implanted during the procedure, for which claim has been submitted. | Change to Condition
XU020 | 07 - Plastic and Reconstructive | OrthoTin Surgical Guide | Patient specific surgical guide | The device is custom so the size may vary | LYKA SMITH PTY LTD | Prescribed List reimbursement is restricted to the use of the device in craniomaxillofacial surgery procedures involving insertion of an implantable medical device, where that implantable device is listed in either sub-category 07.01 - Craniomaxillofacial Reconstruction & Fixation, or 07.02 – Craniomaxillofacial Implants, or 07.04 – Distractor Systems of Schedule 1, or sub-category 07.03 - Dental Implants, but only if the implantable dental medical device is explicitly identified in the product name or description of the billing code for the surgical guide or biomodel and is used in hospital. Not limiting the above, for a claim for any implantation procedure (defined by the respective MBS items stated in the claim) for a patient, the Prescribed List reimbursement is limited to 6 PL benefits for any billing codes for surgical guides and/or biomodels, which have been used in an implantation procedure for a patient. This restriction is not impacted by the number of devices implanted during the procedure, for which claim has been submitted. | Change to Condition
XU022 | 07 - Plastic and Reconstructive | Lyka Smith Patient Specific Guides | Patient specific surgical guide | The device is custom made so the size will vary. | LYKA SMITH PTY LTD | Prescribed List reimbursement is restricted to the use of the device in craniomaxillofacial surgery procedures involving insertion of an implantable medical device, where that implantable device is listed in either sub-category 07.01 - Craniomaxillofacial Reconstruction & Fixation, or 07.02 – Craniomaxillofacial Implants, or 07.04 – Distractor Systems of Schedule 1, or sub-category 07.03 - Dental Implants, but only if the implantable dental medical device is explicitly identified in the product name or description of the billing code for the surgical guide or biomodel and is used in hospital. Not limiting the above, for a claim for any implantation procedure (defined by the respective MBS items stated in the claim) for a patient, the Prescribed List reimbursement is limited to 6 PL benefits for any billing codes for surgical guides and/or biomodels, which have been used in an implantation procedure for a patient. This restriction is not impacted by the number of devices implanted during the procedure, for which claim has been submitted. | Change to Condition
OG001 | 07 - Plastic and Reconstructive | OMX Solutions patient Optimized Guide system | CT Based Patient Specific Surgical Guide | The device is patient specific so size will vary | MAXONIQ PTY LTD | Prescribed List reimbursement is restricted to the use of the device in craniomaxillofacial surgery procedures involving insertion of an implantable medical device, where that implantable device is listed in either sub-category 07.01 - Craniomaxillofacial Reconstruction & Fixation, or 07.02 – Craniomaxillofacial Implants, or 07.04 – Distractor Systems of Schedule 1, or sub-category 07.03 - Dental Implants, but only if the implantable dental medical device is explicitly identified in the product name or description of the billing code for the surgical guide or biomodel and is used in hospital. Not limiting the above, for a claim for any implantation procedure (defined by the respective MBS items stated in the claim) for a patient, the Prescribed List reimbursement is limited to 6 PL benefits for any billing codes for surgical guides and/or biomodels, which have been used in an implantation procedure for a patient. This restriction is not impacted by the number of devices implanted during the procedure, for which claim has been submitted. | Change to Condition
OG006 | 07 - Plastic and Reconstructive | MAXONIQ Surgical Guide Dental (Southern Implants) | The MAXONIQ Surgical Dental Guide is a patient-specific and single use device that is intended to be used in conventional and multiple dental, partial and full dental arch and zygomatic implantation procedures to be used with Southern Dental Implant systems. It is designed from patient scan data or surgical restoration templates and is given a predefined shape and hole configuration to guide the placement of dental-guided surgery reference pins. It is also used as a drill guide for the placement of dental implants in the early stages of dental implantation procedures. The surgical guides manufactured by MAXONIQ Pty Ltd using the coDiagnosiX software are specifically designed to be used with Southern Implants listed under the following rebate codes, IC008. | Sizes vary | MAXONIQ PTY LTD | Prescribed List reimbursement is restricted to the use of the device in craniomaxillofacial surgery procedures involving insertion of an implantable medical device, where that implantable device is listed in either sub-category 07.01 - Craniomaxillofacial Reconstruction & Fixation, or 07.02 – Craniomaxillofacial Implants, or 07.04 – Distractor Systems of Schedule 1, or sub-category 07.03 - Dental Implants, but only if the implantable dental medical device is explicitly identified in the product name or description of the billing code for the surgical guide or biomodel and is used in hospital. Not limiting the above, for a claim for any implantation procedure (defined by the respective MBS items stated in the claim) for a patient, the Prescribed List reimbursement is limited to 6 PL benefits for any billing codes for surgical guides and/or biomodels, which have been used in an implantation procedure for a patient. This restriction is not impacted by the number of devices implanted during the procedure, for which claim has been submitted. | Change to Condition
OG007 | 07 - Plastic and Reconstructive | MAXONIQ Surgical Guide Dental (STMN) | The MAXONIQ Surgical Dental Guide is a patient-specific and single use device that is intended to be used in conventional and multiple dental, partial and full dental arch and zygomatic implantation procedures to be used with Straumann Implant systems. It is designed from patient scan data or surgical restoration templates and is given a predefined shape and hole configuration to guide the placement of dental-guided surgery reference pins. It is also used as a drill guide for the placement of dental implants in the early stages of dental implantation procedures. The surgical guides manufactured by MAXONIQ Pty Ltd using the coDiagnosiX software are specifically designed to be used with Straumann dental implants listed under the following rebate codes, SB008, SB009, SB015, SB018, SB029, SB030 and SB035. | Sizes vary | MAXONIQ PTY LTD | Prescribed List reimbursement is restricted to the use of the device in craniomaxillofacial surgery procedures involving insertion of an implantable medical device, where that implantable device is listed in either sub-category 07.01 - Craniomaxillofacial Reconstruction & Fixation, or 07.02 – Craniomaxillofacial Implants, or 07.04 – Distractor Systems of Schedule 1, or sub-category 07.03 - Dental Implants, but only if the implantable dental medical device is explicitly identified in the product name or description of the billing code for the surgical guide or biomodel and is used in hospital. Not limiting the above, for a claim for any implantation procedure (defined by the respective MBS items stated in the claim) for a patient, the Prescribed List reimbursement is limited to 6 PL benefits for any billing codes for surgical guides and/or biomodels, which have been used in an implantation procedure for a patient. This restriction is not impacted by the number of devices implanted during the procedure, for which claim has been submitted. | Change to Condition
MV007 | 07 - Plastic and Reconstructive | MGuide | Custom made patient specific guide for use with the MIS Implant System (MV004), (MV015), (MV018) | Custom-made, patient specific so size will vary | MORE GROUP PTY LTD | Prescribed List reimbursement is restricted to the use of the device in craniomaxillofacial surgery procedures involving insertion of an implantable medical device, where that implantable device is listed in either sub-category 07.01 - Craniomaxillofacial Reconstruction & Fixation, or 07.02 – Craniomaxillofacial Implants, or 07.04 – Distractor Systems of Schedule 1, or sub-category 07.03 - Dental Implants, but only if the implantable dental medical device is explicitly identified in the product name or description of the billing code for the surgical guide or biomodel and is used in hospital. Not limiting the above, for a claim for any implantation procedure (defined by the respective MBS items stated in the claim) for a patient, the Prescribed List reimbursement is limited to 6 PL benefits for any billing codes for surgical guides and/or biomodels, which have been used in an implantation procedure for a patient. This restriction is not impacted by the number of devices implanted during the procedure, for which claim has been submitted. | Change to Condition
RV022 | 07 - Plastic and Reconstructive | ReconPILOT Biomodelled Patient Specific Surgical guide for Maxillofacial surgery | Biomodelled Patient Specific Surgical guide for Maxillofacial patient Specific Implant | Custom | PERSONALISED SURGERY PTY LTD | Prescribed List reimbursement is restricted to the use of the device in craniomaxillofacial surgery procedures involving insertion of an implantable medical device, where that implantable device is listed in either sub-category 07.01 - Craniomaxillofacial Reconstruction & Fixation, or 07.02 – Craniomaxillofacial Implants, or 07.04 – Distractor Systems of Schedule 1, or sub-category 07.03 - Dental Implants, but only if the implantable dental medical device is explicitly identified in the product name or description of the billing code for the surgical guide or biomodel and is used in hospital. Not limiting the above, for a claim for any implantation procedure (defined by the respective MBS items stated in the claim) for a patient, the Prescribed List reimbursement is limited to 6 PL benefits for any billing codes for surgical guides and/or biomodels, which have been used in an implantation procedure for a patient. This restriction is not impacted by the number of devices implanted during the procedure, for which claim has been submitted. | Change to Condition
UI001 | 07 - Plastic and Reconstructive | OsGuide | A non-sterile, custom-made surgical guide manufactured by 3-D printing and CAD/CAM techniques | Custom-made. Patient specific | SPECIFICA PTY LTD | Prescribed List reimbursement is restricted to the use of the device in craniomaxillofacial surgery procedures involving insertion of an implantable medical device, where that implantable device is listed in either sub-category 07.01 - Craniomaxillofacial Reconstruction & Fixation, or 07.02 – Craniomaxillofacial Implants, or 07.04 – Distractor Systems of Schedule 1, or sub-category 07.03 - Dental Implants, but only if the implantable dental medical device is explicitly identified in the product name or description of the billing code for the surgical guide or biomodel and is used in hospital. Not limiting the above, for a claim for any implantation procedure (defined by the respective MBS items stated in the claim) for a patient, the Prescribed List reimbursement is limited to 6 PL benefits for any billing codes for surgical guides and/or biomodels, which have been used in an implantation procedure for a patient. This restriction is not impacted by the number of devices implanted during the procedure, for which claim has been submitted. | Change to Condition
UI003 | 07 - Plastic and Reconstructive | DGUIDE | Custom made patient specific guide for use with the JD Implant System (GZ001), (GZ002) | Patient specific | SPECIFICA PTY LTD | Prescribed List reimbursement is restricted to the use of the device in craniomaxillofacial surgery procedures involving insertion of an implantable medical device, where that implantable device is listed in either sub-category 07.01 - Craniomaxillofacial Reconstruction & Fixation, or 07.02 – Craniomaxillofacial Implants, or 07.04 – Distractor Systems of Schedule 1, or sub-category 07.03 - Dental Implants, but only if the implantable dental medical device is explicitly identified in the product name or description of the billing code for the surgical guide or biomodel and is used in hospital. Not limiting the above, for a claim for any implantation procedure (defined by the respective MBS items stated in the claim) for a patient, the Prescribed List reimbursement is limited to 6 PL benefits for any billing codes for surgical guides and/or biomodels, which have been used in an implantation procedure for a patient. This restriction is not impacted by the number of devices implanted during the procedure, for which claim has been submitted. | Change to Condition
HW650 | 07 - Plastic and Reconstructive | VSP Orthognathics Bundle (Surgical Guide and Implants) | VSP Orthognathic Bundle (Surgical Guide and Implants - Plates and Screws) | Custom | STRYKER AUSTRALIA PTY LTD | Prescribed List reimbursement is restricted to the use of the device in craniomaxillofacial surgery procedures involving insertion of an implantable medical device, where that implantable device is listed in either sub-category 07.01 - Craniomaxillofacial Reconstruction & Fixation, or 07.02 – Craniomaxillofacial Implants, or 07.04 – Distractor Systems of Schedule 1, or sub-category 07.03 - Dental Implants, but only if the implantable dental medical device is explicitly identified in the product name or description of the billing code for the surgical guide or biomodel and is used in hospital. Not limiting the above, for a claim for any implantation procedure (defined by the respective MBS items stated in the claim) for a patient, the Prescribed List reimbursement is limited to 6 PL benefits for any billing codes for surgical guides and/or biomodels, which have been used in an implantation procedure for a patient. This restriction is not impacted by the number of devices implanted during the procedure, for which claim has been submitted. | Change to Condition
HW653 | 07 - Plastic and Reconstructive | VSP Reconstruction Mandibular/Maxillary Case Bundle | VSP Reconstruction Mandibular/Maxillary Case Bundle (With Metal Inserts) Customized Bundle | Custom | STRYKER AUSTRALIA PTY LTD | Prescribed List reimbursement is restricted to the use of the device in craniomaxillofacial surgery procedures involving insertion of an implantable medical device, where that implantable device is listed in either sub-category 07.01 - Craniomaxillofacial Reconstruction & Fixation, or 07.02 – Craniomaxillofacial Implants, or 07.04 – Distractor Systems of Schedule 1, or sub-category 07.03 - Dental Implants, but only if the implantable dental medical device is explicitly identified in the product name or description of the billing code for the surgical guide or biomodel and is used in hospital. Not limiting the above, for a claim for any implantation procedure (defined by the respective MBS items stated in the claim) for a patient, the Prescribed List reimbursement is limited to 6 PL benefits for any billing codes for surgical guides and/or biomodels, which have been used in an implantation procedure for a patient. This restriction is not impacted by the number of devices implanted during the procedure, for which claim has been submitted. | Change to Condition
QQ013 | 07 - Plastic and Reconstructive | Anatomics Patient Specific Surgical Guide | The Surgical Guide component of the system is created from the patient's CT scan data to assist the surgeon with pre- and intraoperative planning. | The device is custom made so the size will vary. | ANATOMICSRX PTY LTD | Prescribed List reimbursement is restricted to the use of the device in craniomaxillofacial surgery procedures involving insertion of an implantable medical device, where that implantable device is listed in either sub-category 07.01 - Craniomaxillofacial Reconstruction & Fixation, or 07.02 – Craniomaxillofacial Implants, or 07.04 – Distractor Systems of Schedule 1, or sub-category 07.03 - Dental Implants, but only if the implantable dental medical device is explicitly identified in the product name or description of the billing code for the surgical guide or biomodel and is used in hospital. Not limiting the above, for a claim for any implantation procedure (defined by the respective MBS items stated in the claim) for a patient, the Prescribed List reimbursement is limited to 6 PL benefits for any billing codes for surgical guides and/or biomodels, which have been used in an implantation procedure for a patient. This restriction is not impacted by the number of devices implanted during the procedure, for which claim has been submitted. | Change to Condition
SY830 | 07 - Plastic and Reconstructive | Surgical Guide for OBL PorousiTi® PSI System – Orbital Floor | Patient specific surgical guide for orbital floor implant | The model is custom made so size will vary | JOHNSON & JOHNSON MEDICAL PTY LTD | Prescribed List reimbursement is restricted to the use of the device in craniomaxillofacial surgery procedures involving insertion of an implantable medical device, where that implantable device is listed in either sub-category 07.01 - Craniomaxillofacial Reconstruction & Fixation, or 07.02 – Craniomaxillofacial Implants, or 07.04 – Distractor Systems of Schedule 1, or sub-category 07.03 - Dental Implants, but only if the implantable dental medical device is explicitly identified in the product name or description of the billing code for the surgical guide or biomodel and is used in hospital. Not limiting the above, for a claim for any implantation procedure (defined by the respective MBS items stated in the claim) for a patient, the Prescribed List reimbursement is limited to 6 PL benefits for any billing codes for surgical guides and/or biomodels, which have been used in an implantation procedure for a patient. This restriction is not impacted by the number of devices implanted during the procedure, for which claim has been submitted. | Change to Condition
QQ001 | 07 - Plastic and Reconstructive | Anatomics Biomodel | A patient-specific, 3D printed biomodel intended to assist the surgeon during pre- and intraoperative procedural planning. | The device is custom made so the size will vary. | ANATOMICSRX PTY LTD | Prescribed List reimbursement is restricted to the use of the device in craniomaxillofacial surgery procedures involving insertion of an implantable medical device, where that implantable device is listed in either sub-category 07.01 - Craniomaxillofacial Reconstruction & Fixation, or 07.02 – Craniomaxillofacial Implants, or 07.04 – Distractor Systems of Schedule 1, or sub-category 07.03 - Dental Implants, but only if the implantable dental medical device is explicitly identified in the product name or description of the billing code for the surgical guide or biomodel and is used in hospital. Not limiting the above, for a claim for any implantation procedure (defined by the respective MBS items stated in the claim) for a patient, the Prescribed List reimbursement is limited to 6 PL benefits for any billing codes for surgical guides and/or biomodels, which have been used in an implantation procedure for a patient. This restriction is not impacted by the number of devices implanted during the procedure, for which claim has been submitted. | Change to Condition
JN004 | 07 - Plastic and Reconstructive | ARDS Anatomic Biomodel | Anatomic patient specific model for use with ARDS Implants JN001 | Patient Specific | DENTAL DEVICES PTY LTD | Prescribed List reimbursement is restricted to the use of the device in craniomaxillofacial surgery procedures involving insertion of an implantable medical device, where that implantable device is listed in either sub-category 07.01 - Craniomaxillofacial Reconstruction & Fixation, or 07.02 – Craniomaxillofacial Implants, or 07.04 – Distractor Systems of Schedule 1, or sub-category 07.03 - Dental Implants, but only if the implantable dental medical device is explicitly identified in the product name or description of the billing code for the surgical guide or biomodel and is used in hospital. Not limiting the above, for a claim for any implantation procedure (defined by the respective MBS items stated in the claim) for a patient, the Prescribed List reimbursement is limited to 6 PL benefits for any billing codes for surgical guides and/or biomodels, which have been used in an implantation procedure for a patient. This restriction is not impacted by the number of devices implanted during the procedure, for which claim has been submitted. | Change to Condition
HI002 | 07 - Plastic and Reconstructive | DDN Biomodel | Custom made biomodel for use with the Neoss Implant System (NJ001) | The device is custom made so the size will vary. | DIGITAL DENTAL NETWORK PTY LTD | Prescribed List reimbursement is restricted to the use of the device in craniomaxillofacial surgery procedures involving insertion of an implantable medical device, where that implantable device is listed in either sub-category 07.01 - Craniomaxillofacial Reconstruction & Fixation, or 07.02 – Craniomaxillofacial Implants, or 07.04 – Distractor Systems of Schedule 1, or sub-category 07.03 - Dental Implants, but only if the implantable dental medical device is explicitly identified in the product name or description of the billing code for the surgical guide or biomodel and is used in hospital. Not limiting the above, for a claim for any implantation procedure (defined by the respective MBS items stated in the claim) for a patient, the Prescribed List reimbursement is limited to 6 PL benefits for any billing codes for surgical guides and/or biomodels, which have been used in an implantation procedure for a patient. This restriction is not impacted by the number of devices implanted during the procedure, for which claim has been submitted. | Change to Condition
HI005 | 07 - Plastic and Reconstructive | DDN Biomodel | Custom made biomodel for use with the STRAUMANN Implant System (SB024), (SB009), (SB015), (SB023), (SB008), (SB012), (SB018), (SB029), (SB030), (SB035) | The device is custom made so the size will vary. | DIGITAL DENTAL NETWORK PTY LTD | Prescribed List reimbursement is restricted to the use of the device in craniomaxillofacial surgery procedures involving insertion of an implantable medical device, where that implantable device is listed in either sub-category 07.01 - Craniomaxillofacial Reconstruction & Fixation, or 07.02 – Craniomaxillofacial Implants, or 07.04 – Distractor Systems of Schedule 1, or sub-category 07.03 - Dental Implants, but only if the implantable dental medical device is explicitly identified in the product name or description of the billing code for the surgical guide or biomodel and is used in hospital. Not limiting the above, for a claim for any implantation procedure (defined by the respective MBS items stated in the claim) for a patient, the Prescribed List reimbursement is limited to 6 PL benefits for any billing codes for surgical guides and/or biomodels, which have been used in an implantation procedure for a patient. This restriction is not impacted by the number of devices implanted during the procedure, for which claim has been submitted. | Change to Condition
SY779 | 07 - Plastic and Reconstructive | ProPlan | Patient Specific Craniofacial Anatomical Biomodel | Custom | JOHNSON & JOHNSON MEDICAL PTY LTD | Prescribed List reimbursement is restricted to the use of the device in craniomaxillofacial surgery procedures involving insertion of an implantable medical device, where that implantable device is listed in either sub-category 07.01 - Craniomaxillofacial Reconstruction & Fixation, or 07.02 – Craniomaxillofacial Implants, or 07.04 – Distractor Systems of Schedule 1, or sub-category 07.03 - Dental Implants, but only if the implantable dental medical device is explicitly identified in the product name or description of the billing code for the surgical guide or biomodel and is used in hospital. Not limiting the above, for a claim for any implantation procedure (defined by the respective MBS items stated in the claim) for a patient, the Prescribed List reimbursement is limited to 6 PL benefits for any billing codes for surgical guides and/or biomodels, which have been used in an implantation procedure for a patient. This restriction is not impacted by the number of devices implanted during the procedure, for which claim has been submitted. | Change to Condition
KT004 | 07 - Plastic and Reconstructive | UNIQOS Patient Specific Anatomical Biomodel | Patient specific antomical biomodel | Custom-Patient Specific | KLS MARTIN AUSTRALIA PTY LIMITED | Prescribed List reimbursement is restricted to the use of the device in craniomaxillofacial surgery procedures involving insertion of an implantable medical device, where that implantable device is listed in either sub-category 07.01 - Craniomaxillofacial Reconstruction & Fixation, or 07.02 – Craniomaxillofacial Implants, or 07.04 – Distractor Systems of Schedule 1, or sub-category 07.03 - Dental Implants, but only if the implantable dental medical device is explicitly identified in the product name or description of the billing code for the surgical guide or biomodel and is used in hospital. Not limiting the above, for a claim for any implantation procedure (defined by the respective MBS items stated in the claim) for a patient, the Prescribed List reimbursement is limited to 6 PL benefits for any billing codes for surgical guides and/or biomodels, which have been used in an implantation procedure for a patient. This restriction is not impacted by the number of devices implanted during the procedure, for which claim has been submitted. | Change to Condition
XU019 | 07 - Plastic and Reconstructive | OrthoTin Anatomic Biomodel | Anatomic Biomodel | The device is custom so the size will vary | LYKA SMITH PTY LTD | Prescribed List reimbursement is restricted to the use of the device in craniomaxillofacial surgery procedures involving insertion of an implantable medical device, where that implantable device is listed in either sub-category 07.01 - Craniomaxillofacial Reconstruction & Fixation, or 07.02 – Craniomaxillofacial Implants, or 07.04 – Distractor Systems of Schedule 1, or sub-category 07.03 - Dental Implants, but only if the implantable dental medical device is explicitly identified in the product name or description of the billing code for the surgical guide or biomodel and is used in hospital. Not limiting the above, for a claim for any implantation procedure (defined by the respective MBS items stated in the claim) for a patient, the Prescribed List reimbursement is limited to 6 PL benefits for any billing codes for surgical guides and/or biomodels, which have been used in an implantation procedure for a patient. This restriction is not impacted by the number of devices implanted during the procedure, for which claim has been submitted. | Change to Condition
XU023 | 07 - Plastic and Reconstructive | Lyka-Smith Anatomical Biomodel | Three-dimensional anatomical biomodel | The device is custom made so the size will vary | LYKA SMITH PTY LTD | Prescribed List reimbursement is restricted to the use of the device in craniomaxillofacial surgery procedures involving insertion of an implantable medical device, where that implantable device is listed in either sub-category 07.01 - Craniomaxillofacial Reconstruction & Fixation, or 07.02 – Craniomaxillofacial Implants, or 07.04 – Distractor Systems of Schedule 1, or sub-category 07.03 - Dental Implants, but only if the implantable dental medical device is explicitly identified in the product name or description of the billing code for the surgical guide or biomodel and is used in hospital. Not limiting the above, for a claim for any implantation procedure (defined by the respective MBS items stated in the claim) for a patient, the Prescribed List reimbursement is limited to 6 PL benefits for any billing codes for surgical guides and/or biomodels, which have been used in an implantation procedure for a patient. This restriction is not impacted by the number of devices implanted during the procedure, for which claim has been submitted. | Change to Condition
OG004 | 07 - Plastic and Reconstructive | The OMX Solutions Biomodel | CT Based Patient Specific Anatomical Biomodel | The device is patient specific so size will vary | MAXONIQ PTY LTD | Prescribed List reimbursement is restricted to the use of the device in craniomaxillofacial surgery procedures involving insertion of an implantable medical device, where that implantable device is listed in either sub-category 07.01 - Craniomaxillofacial Reconstruction & Fixation, or 07.02 – Craniomaxillofacial Implants, or 07.04 – Distractor Systems of Schedule 1, or sub-category 07.03 - Dental Implants, but only if the implantable dental medical device is explicitly identified in the product name or description of the billing code for the surgical guide or biomodel and is used in hospital. Not limiting the above, for a claim for any implantation procedure (defined by the respective MBS items stated in the claim) for a patient, the Prescribed List reimbursement is limited to 6 PL benefits for any billing codes for surgical guides and/or biomodels, which have been used in an implantation procedure for a patient. This restriction is not impacted by the number of devices implanted during the procedure, for which claim has been submitted. | Change to Condition
MV025 | 07 - Plastic and Reconstructive | MGuide | Anatomic model for use with MGuide (MV007) and MIS Implants (MV004, MV015, MV018) | Patient Specific | MORE GROUP PTY LTD | Prescribed List reimbursement is restricted to the use of the device in craniomaxillofacial surgery procedures involving insertion of an implantable medical device, where that implantable device is listed in either sub-category 07.01 - Craniomaxillofacial Reconstruction & Fixation, or 07.02 – Craniomaxillofacial Implants, or 07.04 – Distractor Systems of Schedule 1, or sub-category 07.03 - Dental Implants, but only if the implantable dental medical device is explicitly identified in the product name or description of the billing code for the surgical guide or biomodel and is used in hospital. Not limiting the above, for a claim for any implantation procedure (defined by the respective MBS items stated in the claim) for a patient, the Prescribed List reimbursement is limited to 6 PL benefits for any billing codes for surgical guides and/or biomodels, which have been used in an implantation procedure for a patient. This restriction is not impacted by the number of devices implanted during the procedure, for which claim has been submitted. | Change to Condition
UI002 | 07 - Plastic and Reconstructive | BIOMODEL | 3D CT Based Patient Specific biomodels generated from Patient’s CT scan to replicate patient particular anatomical contours | Custom - made. Patient specific | SPECIFICA PTY LTD | Prescribed List reimbursement is restricted to the use of the device in craniomaxillofacial surgery procedures involving insertion of an implantable medical device, where that implantable device is listed in either sub-category 07.01 - Craniomaxillofacial Reconstruction & Fixation, or 07.02 – Craniomaxillofacial Implants, or 07.04 – Distractor Systems of Schedule 1, or sub-category 07.03 - Dental Implants, but only if the implantable dental medical device is explicitly identified in the product name or description of the billing code for the surgical guide or biomodel and is used in hospital. Not limiting the above, for a claim for any implantation procedure (defined by the respective MBS items stated in the claim) for a patient, the Prescribed List reimbursement is limited to 6 PL benefits for any billing codes for surgical guides and/or biomodels, which have been used in an implantation procedure for a patient. This restriction is not impacted by the number of devices implanted during the procedure, for which claim has been submitted. | Change to Condition
UI004 | 07 - Plastic and Reconstructive | OMF Model | Custom made biomodel for use with the JD Implant System (GZ001), (GZ002) | Patient specific | SPECIFICA PTY LTD | Prescribed List reimbursement is restricted to the use of the device in craniomaxillofacial surgery procedures involving insertion of an implantable medical device, where that implantable device is listed in either sub-category 07.01 - Craniomaxillofacial Reconstruction & Fixation, or 07.02 – Craniomaxillofacial Implants, or 07.04 – Distractor Systems of Schedule 1, or sub-category 07.03 - Dental Implants, but only if the implantable dental medical device is explicitly identified in the product name or description of the billing code for the surgical guide or biomodel and is used in hospital. Not limiting the above, for a claim for any implantation procedure (defined by the respective MBS items stated in the claim) for a patient, the Prescribed List reimbursement is limited to 6 PL benefits for any billing codes for surgical guides and/or biomodels, which have been used in an implantation procedure for a patient. This restriction is not impacted by the number of devices implanted during the procedure, for which claim has been submitted. | Change to Condition
HW544 | 07 - Plastic and Reconstructive | Stryker Anatomical Biomodel for Mandible | Patient Specific Craniofacial Anatomical Biomodel | Custom | STRYKER AUSTRALIA PTY LTD | Prescribed List reimbursement is restricted to the use of the device in craniomaxillofacial surgery procedures involving insertion of an implantable medical device, where that implantable device is listed in either sub-category 07.01 - Craniomaxillofacial Reconstruction & Fixation, or 07.02 – Craniomaxillofacial Implants, or 07.04 – Distractor Systems of Schedule 1, or sub-category 07.03 - Dental Implants, but only if the implantable dental medical device is explicitly identified in the product name or description of the billing code for the surgical guide or biomodel and is used in hospital. Not limiting the above, for a claim for any implantation procedure (defined by the respective MBS items stated in the claim) for a patient, the Prescribed List reimbursement is limited to 6 PL benefits for any billing codes for surgical guides and/or biomodels, which have been used in an implantation procedure for a patient. This restriction is not impacted by the number of devices implanted during the procedure, for which claim has been submitted. | Change to Condition
HW546 | 07 - Plastic and Reconstructive | Stryker Anatomical Biomodel for PEEK | Patient Specific Craniofacial Anatomical Biomodel | Custom | STRYKER AUSTRALIA PTY LTD | Prescribed List reimbursement is restricted to the use of the device in craniomaxillofacial surgery procedures involving insertion of an implantable medical device, where that implantable device is listed in either sub-category 07.01 - Craniomaxillofacial Reconstruction & Fixation, or 07.02 – Craniomaxillofacial Implants, or 07.04 – Distractor Systems of Schedule 1, or sub-category 07.03 - Dental Implants, but only if the implantable dental medical device is explicitly identified in the product name or description of the billing code for the surgical guide or biomodel and is used in hospital. Not limiting the above, for a claim for any implantation procedure (defined by the respective MBS items stated in the claim) for a patient, the Prescribed List reimbursement is limited to 6 PL benefits for any billing codes for surgical guides and/or biomodels, which have been used in an implantation procedure for a patient. This restriction is not impacted by the number of devices implanted during the procedure, for which claim has been submitted. | Change to Condition
HW651 | 07 - Plastic and Reconstructive | VSP Orthognathics Bundle (Custom Biomodel and Implants) | VSP Orthognathics Bundle (Custom Biomodel and Implants - Plates and Screws) | Custom | STRYKER AUSTRALIA PTY LTD | Prescribed List reimbursement is restricted to the use of the device in craniomaxillofacial surgery procedures involving insertion of an implantable medical device, where that implantable device is listed in either sub-category 07.01 - Craniomaxillofacial Reconstruction & Fixation, or 07.02 – Craniomaxillofacial Implants, or 07.04 – Distractor Systems of Schedule 1, or sub-category 07.03 - Dental Implants, but only if the implantable dental medical device is explicitly identified in the product name or description of the billing code for the surgical guide or biomodel and is used in hospital. Not limiting the above, for a claim for any implantation procedure (defined by the respective MBS items stated in the claim) for a patient, the Prescribed List reimbursement is limited to 6 PL benefits for any billing codes for surgical guides and/or biomodels, which have been used in an implantation procedure for a patient. This restriction is not impacted by the number of devices implanted during the procedure, for which claim has been submitted. | Change to Condition
HW652 | 07 - Plastic and Reconstructive | VSP Reconstruction Maxillofacial Case Bundle | VSP Reconstruction Maxillofacial Case Bundle (Includes Skull Model) | Custom | STRYKER AUSTRALIA PTY LTD | Prescribed List reimbursement is restricted to the use of the device in craniomaxillofacial surgery procedures involving insertion of an implantable medical device, where that implantable device is listed in either sub-category 07.01 - Craniomaxillofacial Reconstruction & Fixation, or 07.02 – Craniomaxillofacial Implants, or 07.04 – Distractor Systems of Schedule 1, or sub-category 07.03 - Dental Implants, but only if the implantable dental medical device is explicitly identified in the product name or description of the billing code for the surgical guide or biomodel and is used in hospital. Not limiting the above, for a claim for any implantation procedure (defined by the respective MBS items stated in the claim) for a patient, the Prescribed List reimbursement is limited to 6 PL benefits for any billing codes for surgical guides and/or biomodels, which have been used in an implantation procedure for a patient. This restriction is not impacted by the number of devices implanted during the procedure, for which claim has been submitted. | Change to Condition
QQ311 | 07 - Plastic and Reconstructive | Stryker Patient-Matched TMJ – Anatomic Biomodel | The anatomical bone model (biomodel) is produced from a computer tomography (CT) scan of the patient’s mandible and maxilla and intended to be used by the surgeon as an anatomical reference in planning and performing the implantation of the prosthesis. | Patient Specific | STRYKER AUSTRALIA PTY LTD | Prescribed List reimbursement is restricted to the use of the device in craniomaxillofacial surgery procedures involving insertion of an implantable medical device, where that implantable device is listed in either sub-category 07.01 - Craniomaxillofacial Reconstruction & Fixation, or 07.02 – Craniomaxillofacial Implants, or 07.04 – Distractor Systems of Schedule 1, or sub-category 07.03 - Dental Implants, but only if the implantable dental medical device is explicitly identified in the product name or description of the billing code for the surgical guide or biomodel and is used in hospital. Not limiting the above, for a claim for any implantation procedure (defined by the respective MBS items stated in the claim) for a patient, the Prescribed List reimbursement is limited to 6 PL benefits for any billing codes for surgical guides and/or biomodels, which have been used in an implantation procedure for a patient. This restriction is not impacted by the number of devices implanted during the procedure, for which claim has been submitted. | Change to Condition
GZ002 | 07 - Plastic and Reconstructive | JD Evolution Dental Implants | Titanium Dental Implants | 2.75mm to 6.0mm (diameter), 6 to 26 mm (height) | AUSTRALIAN CRANIOFACIAL IMPLANTS PTY LTD |  | Change to Size
QQ199 | 08 - Cardiac | NEUTRINO NxT VR ICD Model CDVRA600Q | Single Chamber Cardioverter Defibrillator | 30cc, 69g | ABBOTT MEDICAL AUSTRALIA PTY LTD. | The benefit includes a component for remote monitoring services provided via a remote monitoring system or a smart device application. A separate benefit cannot be claimed in respect of a remote monitoring system listed on Part C of the Schedule. | Change to Group benefit
SJ326 | 08 - Cardiac | Ellipse VR CD1377-36C | Single Chamber Cardioverter Defribrillator | 31cc, 66g | ABBOTT MEDICAL AUSTRALIA PTY LTD. |  | Change to Product name, ARTG,Change to Group benefit
SJ332 | 08 - Cardiac | Ellipse VR CD1377-36QC | Single Chamber Cardioverter Defibrillator with 36 J delivered energy | 67g, 30cc | ABBOTT MEDICAL AUSTRALIA PTY LTD. |  | Change to Group benefit
SJ333 | 08 - Cardiac | Fortify Assura VR CD1359-40/CD1359-40C | Single Chamber Cardioverter Defibrillator with 40J delivered energy | 76g , 35cc | ABBOTT MEDICAL AUSTRALIA PTY LTD. |  | Change to Group benefit
SJ417 | 08 - Cardiac | Gallant VR ICD Model CDVRA500Q | Single Chamber Cardioverter Defibrillator | 30cc, 69g | ABBOTT MEDICAL AUSTRALIA PTY LTD. | The benefit includes a component for remote monitoring services provided via a remote monitoring system or a smart device application. A separate benefit cannot be claimed in respect of a remote monitoring system listed on Part C of the Schedule. | Change to Group benefit
BT226 | 08 - Cardiac | Rivacor 7 VR-T DX | Single Chamber ICD, ventricular capture control, physiological rate adaption, additional atrial detection (DX),automatic event (IEGM) & trend triggered transmission. Wandless telemetry, Home Monitoring w/ QuickCheck, MRI conditional and AutoDetect, ComfortDesign DF4, IS-1 connector | 66.5mm x 60mm x 10mm, 32cm3, 77grams | BIOTRONIK AUSTRALIA PTY LIMITED |  | Change to Group benefit
BT229 | 08 - Cardiac | Intica Neo 7 VR-T | Single Chamber ICD, ventricular capture control, physiological rate adaption, automatic event (IEGM) & trend triggered transmission. Wandless telemetry, Home Monitoring w/ QuickCheck, MRI conditional and AutoDetect, DF-1, IS-1 connector | W x H x D (mm) 65 x 55 x 11, Volume: 33cc, Mass: 82g | BIOTRONIK AUSTRALIA PTY LIMITED |  | Change to Group benefit
BT230 | 08 - Cardiac | Intica Neo 7 VR-T DX | Single Chamber ICD, ventricular capture control, physiological rate adaption, additional atrial detection (DX),automatic event (IEGM) & trend triggered transmission. Wandless telemetry, Home Monitoring w/ QuickCheck, MRI conditional and AutoDetect, DF-1, IS-1 connector | 65mm x 55mm x 11mm, 33cm3, 82grams | BIOTRONIK AUSTRALIA PTY LIMITED |  | Change to Group benefit
BT239 | 08 - Cardiac | Rivacor 7 VR-T | Single Chamber ICD, ventricular capture control, physiological rate adaption, automatic event (IEGM) & trend triggered transmission. Wandless telemetry, Home Monitoring w/ QuickCheck, MRI Conditional and AutoDetect, ComfortDesign, DF4, IS-1 connector | W x H x D (mm) 61.5 x 60 x 10, Volume: 30cc, Mass: 75g | BIOTRONIK AUSTRALIA PTY LIMITED |  | Change to Group benefit
BS276 | 08 - Cardiac | AUTOGEN ICD VR DF-4 | Single Chamber implantable cardioverter defibrillation, 4IJ, DF-4 RV connector | 26.5cc - 29.5cc, 60.0g - 68.9g, 9.9mm | BOSTON SCIENTIFIC PTY LTD |  | Change to Group benefit
BS278 | 08 - Cardiac | AUTOGEN ICD VR DF-1 | Single Chamber implantable cardioverter defibrillation, 4IJ, DF-1 RV connector | 28.5cc -31.5cc, 61.9g - 70.7g, 9.9mm | BOSTON SCIENTIFIC PTY LTD |  | Change to Group benefit
BS338 | 08 - Cardiac | RESONATE EL VR DF-4 | Single Chamber implantable cardioverter defibrillation, 4IJ, DF-4 RV connector. ENDURALIFE Battery Technology and IMAGEREADY MR-Conditional | 29.5cc, 68.9g, 5.37 x 7.36 x 0.99 (cm) | BOSTON SCIENTIFIC PTY LTD |  | Change to Group benefit
BS340 | 08 - Cardiac | MOMENTUM EL VR DF-1 | Single Chamber implantable cardioverter defibrillation, 4IJ, DF-1 RV connector. ENDURALIFE Battery Technology | 29.5cc, 68.9g, 5.37 x 7.79 x 0.99 cm | BOSTON SCIENTIFIC PTY LTD |  | Change to Group benefit
MI112 | 08 - Cardiac | Evera XT VR DF1/ Evera MRI XT VR SureScan DF1 | Single Chamber Implantable Cardioverter Defibrillator with PhysionCurve Design, Optimised Battery Chemistry, SmartShock Technology 2.0, Optivol 2.0 Fluid Status Monitoring, Complete Capture Management. DF1 | 33cm³ 77g | MEDTRONIC AUSTRALASIA PTY LTD |  | Change to Group benefit
MI114 | 08 - Cardiac | Evera MRI S VR SureScan DF1 | Single Chamber Implantable Cardioverter Defibrillator with PhysioCurve Design, Optimised Battery Chemistry, Smart Shock Technology 2.0, DF1 | 33cm³ 77g | MEDTRONIC AUSTRALASIA PTY LTD |  | Change to Group benefit
MI253 | 08 - Cardiac | VISIA AF XT MRI ICD | Single Chamber, MRI compatible, Implantable Cardioverter Defibrillator with AF detection and diagnosis, PhysioCurve Design, Optimised Battery Chemistry, Smart Shock Technology 2.0, Optivol 2.0 Fluid Status Monitoring, Complete Capture Management. DF4 | 33cm³ 77g | MEDTRONIC AUSTRALASIA PTY LTD |  | Change to Group benefit
MI254 | 08 - Cardiac | VISIA AF S MRI ICD | Single Chamber, MRI compatible, Implantable Cardioverter Defibrillator with AF detection and diagnosis, PhysioCurve Design, Optimised Battery Chemistry, Smart Shock Technology 2.0, Optivol 2.0 Fluid Status Monitoring, Complete Capture Management. DF4 | 33cm³ 77g | MEDTRONIC AUSTRALASIA PTY LTD |  | Change to Group benefit
MI255 | 08 - Cardiac | VISIA AF XT ICDs/ VISIA AF MRI XT SureScan ICDs | Digital single chamber implantable cardioverter defibrillator. PhysioCurve™ Design, SmartShock™ Technology, OptiVol™ 2.0 Fluid Status Monitoring, Complete Capture Management™ Diagnostic (RVCM), AF Diagnostics including SureScan/ MRI models | 33cm³ 77g | MEDTRONIC AUSTRALASIA PTY LTD |  | Change to Group benefit
MI256 | 08 - Cardiac | VISIA AF S ICDs/ VISIA AF MRI S SureScan ICDs | Digital single chamber implantable cardioverter defibrillator. PhysioCurve™ Design, SmartShock™ Technology, OptiVol™ 2.0 Fluid Status Monitoring, Complete Capture Management™ Diagnostic (RVCM), AF Diagnostics including SureScan/ MRI models | 33cm³ 77g | MEDTRONIC AUSTRALASIA PTY LTD |  | Change to Group benefit
MI257 | 08 - Cardiac | Evera MRI XT VR ICD | Single chamber implantable cardioverter defibrillators with SureScan MRI Technology | 33cm³ 77g | MEDTRONIC AUSTRALASIA PTY LTD |  | Change to Group benefit
MI258 | 08 - Cardiac | Evera MRI S VR ICD | Single chamber implantable cardioverter defibrillators with SureScan MRI Technology | 33cm3 77g | MEDTRONIC AUSTRALASIA PTY LTD |  | Change to Group benefit
MI384 | 08 - Cardiac | Crome™ VR ICD MRI SureScan™ | Single Chamber Implantable Cardioverter Defibrillator with PhysionCurve Design, MRI compatible, Optimised Battery Chemistry, SmartShock 2.0 Technology, Complete Capture Management, BlueSync technology, DF4 | 32.8 cm3, 79 g | MEDTRONIC AUSTRALASIA PTY LTD |  | Change to Group benefit
MI385 | 08 - Cardiac | Crome™ VR ICD MRI SureScan™ | Single Chamber Implantable Cardioverter Defibrillator with PhysionCurve Design, MRI compatible, Optimised Battery Chemistry, SmartShock 2.0 Technology, Complete Capture Management, BlueSync technology, DF1 | 33.2 cm3, 79 g | MEDTRONIC AUSTRALASIA PTY LTD |  | Change to Group benefit
MI386 | 08 - Cardiac | Cobalt™ VR ICD MRI SureScan™ | Single Chamber Implantable Cardioverter Defibrillator with PhysionCurve Design, MRI compatible, Optimised Battery Chemistry, SmartShock 2.0 Technology, Complete Capture Management, BlueSync technology, DF1 | 33.2 cm3, 79 g | MEDTRONIC AUSTRALASIA PTY LTD |  | Change to Group benefit
MI388 | 08 - Cardiac | Cobalt™ VR ICD MRI SureScan™ | Single Chamber Implantable Cardioverter Defibrillator with PhysionCurve Design, MRI compatible, Optimised Battery Chemistry, SmartShock 2.0 Technology, Complete Capture Management, BlueSync technology, DF4 | 32.8 cm3, 79 g | MEDTRONIC AUSTRALASIA PTY LTD |  | Change to Group benefit
MI393 | 08 - Cardiac | Cobalt™ XT VR ICD MRI SureScan™ | Single Chamber Implantable Cardioverter Defibrillator with PhysionCurve Design, MRI compatible, Optimised Battery Chemistry, SmartShock 2.0+ Technology, Optivol 2.0 Fluid Status Monitoring, Complete Capture Management, BlueSync technology, DF4 | 32.8 cm3, 79 g | MEDTRONIC AUSTRALASIA PTY LTD |  | Change to Group benefit
MI394 | 08 - Cardiac | Cobalt™ XT VR ICD MRI SureScan™ | Single Chamber Implantable Cardioverter Defibrillator with PhysionCurve Design, MRI compatible, Optimised Battery Chemistry, SmartShock 2.0+ Technology, Optivol 2.0 Fluid Status Monitoring, Complete Capture Management, BlueSync technology, DF1 | 33.2 cm3, 79 g | MEDTRONIC AUSTRALASIA PTY LTD |  | Change to Group benefit
MI407 | 08 - Cardiac | Cobalt™ XT VR ICD MRI SureScan™ with BlueSync mobile remote monitoring | Single Chamber Implantable Cardioverter Defibrillator with PhysionCurve Design, MRI compatible, Optimised Battery Chemistry, SmartShock 2.0+ Technology, Optivol 2.0 Fluid Status Monitoring, Complete Capture Management, BlueSync technology, DF4 | 32.8 cm3, 79 g | MEDTRONIC AUSTRALASIA PTY LTD | The benefit includes a component for remote monitoring services provided via a remote monitoring system or a smart device application. A separate benefit cannot be claimed in respect of a remote monitoring system listed on Part C of the Schedule. | Change to Group benefit
MI408 | 08 - Cardiac | Cobalt™ VR ICD MRI SureScan™ with BlueSync mobile remote monitoring | Single Chamber Implantable Cardioverter Defibrillator with PhysionCurve Design, MRI compatible, Optimised Battery Chemistry, SmartShock 2.0 Technology, Complete Capture Management, BlueSync technology, DF4 with BlueSync mobile remote monitoring | 32.8 cm3, 79 g | MEDTRONIC AUSTRALASIA PTY LTD | The benefit includes a component for remote monitoring services provided via a remote monitoring system or a smart device application. A separate benefit cannot be claimed in respect of a remote monitoring system listed on Part C of the Schedule. | Change to Group benefit
MI409 | 08 - Cardiac | Crome™ VR ICD MRI SureScan™ with BlueSync mobile remote monitoring | Single Chamber Implantable Cardioverter Defibrillator with PhysionCurve Design, MRI compatible, Optimised Battery Chemistry, SmartShock 2.0 Technology, Complete Capture Management, BlueSync technology, DF4 with BlueSync mobile remote monitoring | 32.8 cm3, 79 g | MEDTRONIC AUSTRALASIA PTY LTD | The benefit includes a component for remote monitoring services provided via a remote monitoring system or a smart device application. A separate benefit cannot be claimed in respect of a remote monitoring system listed on Part C of the Schedule. | Change to Group benefit
MI410 | 08 - Cardiac | Cobalt™ XT VR ICD MRI SureScan™ with BlueSync mobile remote monitoring | Single Chamber Implantable Cardioverter Defibrillator with PhysionCurve Design, MRI compatible, Optimised Battery Chemistry, SmartShock 2.0+ Technology, Optivol 2.0 Fluid Status Monitoring, Complete Capture Management, BlueSync technology, DF1 with BlueSync mobile remote monitoring | 33.2 cm3, 79 g | MEDTRONIC AUSTRALASIA PTY LTD | The benefit includes a component for remote monitoring services provided via a remote monitoring system or a smart device application. A separate benefit cannot be claimed in respect of a remote monitoring system listed on Part C of the Schedule. | Change to Group benefit
MI411 | 08 - Cardiac | Cobalt™ VR ICD MRI SureScan™ with BlueSync mobile remote monitoring | Single Chamber Implantable Cardioverter Defibrillator with PhysionCurve Design, MRI compatible, Optimised Battery Chemistry, SmartShock 2.0 Technology, Complete Capture Management, BlueSync technology, DF1 with BlueSync mobile remote monitoring | 33.2 cm3, 79 g | MEDTRONIC AUSTRALASIA PTY LTD | The benefit includes a component for remote monitoring services provided via a remote monitoring system or a smart device application. A separate benefit cannot be claimed in respect of a remote monitoring system listed on Part C of the Schedule. | Change to Group benefit
MI412 | 08 - Cardiac | Crome™ VR ICD MRI SureScan™ with BlueSync mobile remote monitoring | Single Chamber Implantable Cardioverter Defibrillator with PhysionCurve Design, MRI compatible, Optimised Battery Chemistry, SmartShock 2.0 Technology, Complete Capture Management, BlueSync technology, DF1 with BlueSync mobile remote monitoring | 33.2 cm3, 79 g | MEDTRONIC AUSTRALASIA PTY LTD | The benefit includes a component for remote monitoring services provided via a remote monitoring system or a smart device application. A separate benefit cannot be claimed in respect of a remote monitoring system listed on Part C of the Schedule. | Change to Group benefit
QQ631 | 08 - Cardiac | Talentia VR 3210 | Single chamber implantable cardioverter defibrillator | Weight - 85g Volume - 33cc | MICROPORT CRM PTY LIMITED |  | Change to Group benefit
QQ651 | 08 - Cardiac | Talentia VR 3240-DF4 | Single chamber implantable cardioverter defibrillator. | Weight - 84g Volume - 31.2 cc | MICROPORT CRM PTY LIMITED |  | Change to Group benefit
QQ200 | 08 - Cardiac | Neutrino NxT DR ICD Model CDDRA600Q | Dual Chamber Cardioverter Defibrillator | 31cc, 71g | ABBOTT MEDICAL AUSTRALIA PTY LTD. | The benefit includes a component for remote monitoring services provided via a remote monitoring system or a smart device application. A separate benefit cannot be claimed in respect of a remote monitoring system listed on Part C of the Schedule. | Change to Group benefit
SJ324 | 08 - Cardiac | Fortify Assura DR CD2359-40C | Dual Chamber Cardioverter Defibrillator | 75g, 35cc | ABBOTT MEDICAL AUSTRALIA PTY LTD. |  | Change to Group benefit
SJ325 | 08 - Cardiac | Fortify Assura DR CD2359-40Q/CD2359-40QC | Dual Chamber Cardioverter Defibrillator with 40J delivered energy | 75g, 35cc | ABBOTT MEDICAL AUSTRALIA PTY LTD. |  | Change to Group benefit
SJ327 | 08 - Cardiac | Ellipse DR CD2377-36C | Dual Chamber ICD | 66g, 31cc | ABBOTT MEDICAL AUSTRALIA PTY LTD. |  | Change to Product name, ARTG,Change to Group benefit
SJ331 | 08 - Cardiac | Ellipse DR CD2377-36QC | Dual Chamber Cardioverter Defibrillator with 36J delivered energy | 68g, 31cc | ABBOTT MEDICAL AUSTRALIA PTY LTD. |  | Change to Product name, ARTG,Change to Group benefit
SJ418 | 08 - Cardiac | Gallant DR ICD Model CDDRA500Q | Dual Chamber Cardioverter Defibrillator | 31cc, 71g | ABBOTT MEDICAL AUSTRALIA PTY LTD. | The benefit includes a component for remote monitoring services provided via a remote monitoring system or a smart device application. A separate benefit cannot be claimed in respect of a remote monitoring system listed on Part C of the Schedule. | Change to Group benefit
BT227 | 08 - Cardiac | Rivacor 7 DR-T | Dual Chamber ICD, ventricular capture control, physiological rate adaption, automatic event (IEGM) & trend triggered transmission. Wandless telemetry, Home Monitoring w/ QuickCheck, MRI conditional and AutoDetect, ComfortDesign DF4, IS-1 connector | 66.5mm x 60mm x 10mm, 32cm3, 77grams | BIOTRONIK AUSTRALIA PTY LIMITED |  | Change to Group benefit
BT231 | 08 - Cardiac | Intica Neo 7 DR-T | Dual Chamber ICD, ventricular capture control, physiological rate adaption, automatic event (IEGM) & trend triggered transmission. Wandless telemetry, Home Monitoring w/ QuickCheck, MRI conditional and AutoDetect, DF-1, IS-1 connector | 65mm x 55mm x 11mm, 33cm3, 82grams | BIOTRONIK AUSTRALIA PTY LIMITED |  | Change to Group benefit
BS277 | 08 - Cardiac | AUTOGEN ICD DR DF-4 | Dual Chamber implantable cardioverter defibrillation, 4IJ, DF-4 RV connector | 28.0cc - 31.0cc, 62.5g - 71.4g, 9.9mm | BOSTON SCIENTIFIC PTY LTD |  | Change to Group benefit
BS279 | 08 - Cardiac | AUTOGEN ICD DR DF-1 | Dual Chamber implantable cardioverter defibrillation, 4IJ, DF-1 RV connector | 28.5cc - 31.5cc, 62.3g - 71g, 9.9mm | BOSTON SCIENTIFIC PTY LTD |  | Change to Group benefit
BS339 | 08 - Cardiac | RESONATE EL DR DF-4 | Dual Chamber implantable cardioverter defibrillation, 4IJ, DF-4 RV connector. ENDURALIFE Battery Technology and IMAGEREADY MR-Conditional | 71.4g, 31.0cc, 5.37 x 7.68 x 0.99cm | BOSTON SCIENTIFIC PTY LTD |  | Change to Group benefit
BS341 | 08 - Cardiac | MOMENTUM EL DR DF-1 | Dual Chamber implantable cardioverter defibrillation, 4IJ, DF-1 RV connector. ENDURALIFE Battery Technology | 31.5cc, 71.0g, 5.37 x 7.79 x 0.99cm | BOSTON SCIENTIFIC PTY LTD |  | Change to Group benefit
MI116 | 08 - Cardiac | Evera MRI XT DR SureScan IS1/DF1 | Dual Chamber Implantable Cardioverter Defibrillator with PhysioCurve Design, Optimised Battery Chemistry, Smart Shock Technology 2.0, Optivol 2.0 Fluid Status Monitoring, Complete Capture Management and Atrial Therapies. DF1 | 33cm³ 77g | MEDTRONIC AUSTRALASIA PTY LTD |  | Change to Group benefit
MI118 | 08 - Cardiac | Evera MRI S DR SureScan IS1/DF1 | Dual Chamber Implantable Cardioverter Defibrillator with PhysioCurve Design, Optimised Battery Chemistry, Smart Shock Technology 2.0, DF1 | 33cm³ 77g | MEDTRONIC AUSTRALASIA PTY LTD |  | Change to Group benefit
MI251 | 08 - Cardiac | Evera MRI XT DR ICD | Dual chamber implantable cardioverter defibrillator with SureScan MRI Technology | 34cm3 78g | MEDTRONIC AUSTRALASIA PTY LTD |  | Change to Group benefit
MI252 | 08 - Cardiac | Evera MRI S DR ICD | Dual chamber implantable cardioverter defibrillator with SureScan MRI Technology | 34cm3 78g | MEDTRONIC AUSTRALASIA PTY LTD |  | Change to Group benefit
MI379 | 08 - Cardiac | Cobalt™ XT DR ICD MRI SureScan™ | Dual Chamber Implantable Cardioverter Defibrillator with PhysioCurve Design, MRI compatible, Optimised Battery Chemistry, SmartShock 2.0+ Technology, Optivol 2.0 Fluid Status Monitoring, Complete Capture Management, BlueSync technology, DF4 | 33.7 cm3, 80 g | MEDTRONIC AUSTRALASIA PTY LTD |  | Change to Group benefit
MI380 | 08 - Cardiac | Cobalt™ DR ICD MRI SureScan™ | Dual Chamber Implantable Cardioverter Defibrillator with PhysioCurve Design, MRI compatible, Optimised Battery Chemistry, SmartShock 2.0 Technology, Complete Capture Management, BlueSync technology, DF4 | 33.7 cm3, 80 g | MEDTRONIC AUSTRALASIA PTY LTD |  | Change to Group benefit
MI381 | 08 - Cardiac | Crome™ DR ICD MRI SureScan™ | Dual Chamber Implantable Cardioverter Defibrillator with PhysioCurve Design, MRI compatible, Optimised Battery Chemistry, SmartShock 2.0 Technology, Complete Capture Management, BlueSync technology, DF4 | 33.7 cm3, 80 g | MEDTRONIC AUSTRALASIA PTY LTD |  | Change to Group benefit
MI382 | 08 - Cardiac | Cobalt™ DR ICD MRI SureScan™ | Dual Chamber Implantable Cardioverter Defibrillator with PhysioCurve Design, MRI compatible, Optimised Battery Chemistry, SmartShock 2.0 Technology, Complete Capture Management, BlueSync technology, DF1 | 33.1 cm3, 79 g | MEDTRONIC AUSTRALASIA PTY LTD |  | Change to Group benefit
MI383 | 08 - Cardiac | Crome™ DR ICD MRI SureScan™ | Dual Chamber Implantable Cardioverter Defibrillator with PhysioCurve Design, MRI compatible, Optimised Battery Chemistry, SmartShock 2.0 Technology, Complete Capture Management, BlueSync technology, DF1 | 33.1 cm3, 79 g | MEDTRONIC AUSTRALASIA PTY LTD |  | Change to Group benefit
MI392 | 08 - Cardiac | Cobalt™ XT DR ICD MRI SureScan™ | Dual Chamber Implantable Cardioverter Defibrillator with PhysioCurve Design, MRI compatible, Optimised Battery Chemistry, SmartShock 2.0+ Technology, Optivol 2.0 Fluid Status Monitoring, Complete Capture Management, BlueSync technology, DF1 | 33.1 cm3, 79 g | MEDTRONIC AUSTRALASIA PTY LTD |  | Change to Group benefit
MI402 | 08 - Cardiac | Cobalt™ XT DR ICD MRI SureScan™ with BlueSync mobile remote monitoring | Dual Chamber Implantable Cardioverter Defibrillator with PhysioCurve Design, MRI compatible, Optimised Battery Chemistry, SmartShock 2.0+ Technology, Optivol 2.0 Fluid Status Monitoring, Complete Capture Management, BlueSync technology, DF4 with BlueSync mobile remote monitoring | 33.7 cm3, 80 g | MEDTRONIC AUSTRALASIA PTY LTD | The benefit includes a component for remote monitoring services provided via a remote monitoring system or a smart device application. A separate benefit cannot be claimed in respect of a remote monitoring system listed on Part C of the Schedule. | Change to Group benefit
MI403 | 08 - Cardiac | Cobalt™ DR ICD MRI SureScan™ with BlueSync mobile remote monitoring | Dual Chamber Implantable Cardioverter Defibrillator with PhysioCurve Design, MRI compatible, Optimised Battery Chemistry, SmartShock 2.0 Technology, Complete Capture Management, BlueSync technology, DF4 with BlueSync mobile remote monitoring | 33.7 cm3, 80 g | MEDTRONIC AUSTRALASIA PTY LTD | The benefit includes a component for remote monitoring services provided via a remote monitoring system or a smart device application. A separate benefit cannot be claimed in respect of a remote monitoring system listed on Part C of the Schedule. | Change to Group benefit
MI404 | 08 - Cardiac | Crome™ DR ICD MRI SureScan™ with BlueSync mobile remote monitoring | Dual Chamber Implantable Cardioverter Defibrillator with PhysioCurve Design, MRI compatible, Optimised Battery Chemistry, SmartShock 2.0 Technology, Complete Capture Management, BlueSync technology, DF4 with BlueSync mobile remote monitoring | 33.7 cm3, 80 g | MEDTRONIC AUSTRALASIA PTY LTD | The benefit includes a component for remote monitoring services provided via a remote monitoring system or a smart device application. A separate benefit cannot be claimed in respect of a remote monitoring system listed on Part C of the Schedule. | Change to Group benefit
MI405 | 08 - Cardiac | Cobalt™ XT DR ICD MRI SureScan™ with BlueSync mobile remote monitoring | Dual Chamber Implantable Cardioverter Defibrillator with PhysioCurve Design, MRI compatible, Optimised Battery Chemistry, SmartShock 2.0+ Technology, Optivol 2.0 Fluid Status Monitoring, Complete Capture Management, BlueSync technology, DF1 with BlueSync mobile remote monitoring | 33.1 cm3, 79 g | MEDTRONIC AUSTRALASIA PTY LTD | The benefit includes a component for remote monitoring services provided via a remote monitoring system or a smart device application. A separate benefit cannot be claimed in respect of a remote monitoring system listed on Part C of the Schedule. | Change to Group benefit
MI406 | 08 - Cardiac | Cobalt™ DR ICD MRI SureScan™ with BlueSync mobile remote monitoring | Dual Chamber Implantable Cardioverter Defibrillator with PhysioCurve Design, MRI compatible, Optimised Battery Chemistry, SmartShock 2.0 Technology, Complete Capture Management, BlueSync technology, DF1 with BlueSync mobile remote monitoring | 33.1 cm3, 79 g | MEDTRONIC AUSTRALASIA PTY LTD | The benefit includes a component for remote monitoring services provided via a remote monitoring system or a smart device application. A separate benefit cannot be claimed in respect of a remote monitoring system listed on Part C of the Schedule. | Change to Group benefit
MI413 | 08 - Cardiac | Crome™ DR ICD MRI SureScan™ with BlueSync mobile remote monitoring | Dual Chamber Implantable Cardioverter Defibrillator with PhysioCurve Design, MRI compatible, Optimised Battery Chemistry, SmartShock 2.0 Technology, Complete Capture Management, BlueSync technology, DF1 with BlueSync mobile remote monitoring | 33.1 cm3, 79 g | MEDTRONIC AUSTRALASIA PTY LTD | The benefit includes a component for remote monitoring services provided via a remote monitoring system or a smart device application. A separate benefit cannot be claimed in respect of a remote monitoring system listed on Part C of the Schedule. | Change to Group benefit
QQ632 | 08 - Cardiac | Talentia 3510 DR | Dual chamber implantable cardioverter defibrillator | Weight: 86g Volume: 33cc | MICROPORT CRM PTY LIMITED |  | Change to Group benefit
QQ655 | 08 - Cardiac | Talentia DR 3540 | Dual Chamber Cardioverter Defibrillator | Weight - 86g Volume - 33cc | MICROPORT CRM PTY LIMITED |  | Change to Group benefit
QQ164 | 08 - Cardiac | Neutrino NxT HF CRT-D Model CDHFA600Q | Cardiac Resynchronisation Therapy Defibrillator | 34cc, 81g | ABBOTT MEDICAL AUSTRALIA PTY LTD. | The benefit includes a component for remote monitoring services provided via a remote monitoring system or a smart device application. A separate benefit cannot be claimed in respect of a remote monitoring system listed on Part C of the Schedule. | Change to Group benefit
SJ319 | 08 - Cardiac | Quadra Assura MP CD3371-40C | Cardiac Resynchronisation Therapy Cardioverter Defibrillator | 83g, 40cc | ABBOTT MEDICAL AUSTRALIA PTY LTD. |  | Change to Product name, ARTG,Change to Group benefit
SJ320 | 08 - Cardiac | Unify Assura CD3361-40C | Cardiac Resynchronisation Therapy Cardioverter Defibrillator | 78g, 36cc | ABBOTT MEDICAL AUSTRALIA PTY LTD. |  | Change to Product name, ARTG,Change to Group benefit
SJ321 | 08 - Cardiac | Quadra Assura MP CD3371-40QC | Cardiac Resynchronisation Therapy Defibrillator | 80gm, 38cc | ABBOTT MEDICAL AUSTRALIA PTY LTD. |  | Change to Product name, ARTG,Change to Group benefit
SJ329 | 08 - Cardiac | Unify Assura CD3361-40QC | Cardiac Resynchronisation Therapy Cardioverter Defibrillator | 77g, 36cc | ABBOTT MEDICAL AUSTRALIA PTY LTD. |  | Change to Product name, ARTG,Change to Group benefit
SJ424 | 08 - Cardiac | Gallant HF CRT-D Model CDHFA500Q | Cardiac Resynchronisation Therapy Defibrillator | 34cc, 81g | ABBOTT MEDICAL AUSTRALIA PTY LTD. | The benefit includes a component for remote monitoring services provided via a remote monitoring system or a smart device application. A separate benefit cannot be claimed in respect of a remote monitoring system listed on Part C of the Schedule. | Change to Group benefit
BT228 | 08 - Cardiac | Rivacor 7 HF-T | Triple Chamber ICD, ventricular capture control, physiological rate adaption, automatic event (IEGM) & trend triggered transmission. Wandless telemetry, Home Monitoring, MRI conditional and AutoDetect, ComfortDesign DF4, IS-1 connector | 71.5mm x 60mm x 10 mm, 33cm3, 78grams | BIOTRONIK AUSTRALIA PTY LIMITED |  | Change to Group benefit
BT232 | 08 - Cardiac | Intica Neo 7 HF-T | Triple Chamber ICD, ventricular capture control, physiological rate adaption, automatic event (IEGM) & trend triggered transmission. Wandless telemetry, Home Monitoring w/ QuickCheck, MRI conditional and AutoDetect, DF-1, IS-1 connector | 65mm x 58.5mm x 11mm, 34cm3, 83grams | BIOTRONIK AUSTRALIA PTY LIMITED |  | Change to Group benefit
BT233 | 08 - Cardiac | Intica Neo 7 HF-T QP | Triple Chamber ICD, ventricular capture control, physiological rate adaption, automatic event (IEGM) & trend triggered transmission. Wandless telemetry, LV Multipolar pacing, Home Monitoring w/ QuickCheck, MRI conditional and AutoDetect, DF-1,IS-1, IS4 quadripolar connectors | 65mm x 60.5mm x 11mm, 36cm3, 86grams | BIOTRONIK AUSTRALIA PTY LIMITED |  | Change to Group benefit
BT240 | 08 - Cardiac | Rivacor 7 HF-T QP | Triple Chamber ICD, ventricular capture control, physiological rate adaption, automatic event (IEGM) & trend triggered transmission. Wandless telemetry, LV Multipole pacing, Home Monitoring w/ Quickcheck, MRI conditional and AutoDetect, ComfortDesign, DF4,IS-1, IS-4 quadripolar connector, | 75mm x 60mm x 10mm, 35cm3, 82grams | BIOTRONIK AUSTRALIA PTY LIMITED |  | Change to Group benefit
BS284 | 08 - Cardiac | AUTOGEN CRT-D DF-4 | ICD with cardiac resynchronization therapy. PaceSafe RV, RA, and LV auto threshold. | 32.5cc, 73.6g, 9.9mm | BOSTON SCIENTIFIC PTY LTD |  | Change to Group benefit
BS285 | 08 - Cardiac | AUTOGEN X4 CRT-D DF-4 | ICD with cardiac resynchronization therapy. | 32.5cc, 73.8g, 9.9mm | BOSTON SCIENTIFIC PTY LTD |  | Change to Group benefit
BS286 | 08 - Cardiac | AUTOGEN CRT-D DF-1 | High energy CRT-D with DF-1 RV connector & lS-1 (G173) or LV-1 (G175) LV connector. PaceSafe RV, RA, and LV auto threshold. | 32.0cc, 72.8g, 9.9mm | BOSTON SCIENTIFIC PTY LTD |  | Change to Group benefit
BS287 | 08 - Cardiac | AUTOGEN X4 CRT-D DF-1 | High energy CRT-D with DF-1 RV connector & lS4 LV connector | 32.0cc, 73.4g, 9.9mm | BOSTON SCIENTIFIC PTY LTD |  | Change to Group benefit
BS342 | 08 - Cardiac | RESONATE X4 CRT-D DF-4 | High energy CRT-D with DF-4 RV connector & lS4 LV connector. SmartCRT, Heart Failure Sensor Suite, ENDURALIFE Battery Technology, IMAGEREADY MR-Conditional | 32.5cc, 73.8g, 5.37 x 8.18 x 0.99cm | BOSTON SCIENTIFIC PTY LTD |  | Change to Group benefit
BS343 | 08 - Cardiac | MOMENTUM X4 CRT-D DF-1 | High energy CRT-D with DF-1 RV connector & lS4 LV connector. ENDURALIFE Battery Technology | 32cc, 73.4g, 5.37 x 8.08 x 0.99cm | BOSTON SCIENTIFIC PTY LTD |  | Change to Group benefit
BS344 | 08 - Cardiac | MOMENTUM CRT-D DF-4 | High energy CRT-D with DF-4 RV connector & IS-1 LV connector. SmartCRT, Heart Failure Sensor Suite, ENDURALIFE Battery Technology | 32.5cc, 73.6g, 5.37 x 8.18 x 0.99cm | BOSTON SCIENTIFIC PTY LTD |  | Change to Group benefit
BS345 | 08 - Cardiac | MOMENTUM CRT-D DF-1 | High energy CRT-D with DF-1 RV connector & lS-1/LV-1 LV connector. SmartCRT, Heart Failure Sensor Suite, ENDURALIFE Battery Technology | 32cc, 72.8-72.9g, 5.37 x 8.08 x 0.99cm | BOSTON SCIENTIFIC PTY LTD |  | Change to Group benefit
MI109 | 08 - Cardiac | VIVA QUAD XT CRT-D IS4/DF4 | ICD with CRT. PhysioCurve Design, AdaptivCRT Algorithm, CardioSync Optimisation, VextorExpress, LV Automated Test, Optimised Battery Chemistry, Smart Shock Technology 2.0, Optivol 2.0 Fluid Status Monitoring, Complete Capture Management and Atrial Therapies. IS4 DF4 | 35cm³ 81g | MEDTRONIC AUSTRALASIA PTY LTD |  | Change to Group benefit
MI200 | 08 - Cardiac | Claria Quad MRI CRT-D | Digital implantable cardioverter defibrillator with cardiac resynchronisation therapy and SureScan™ Technology | 35cm3 81g | MEDTRONIC AUSTRALASIA PTY LTD |  | Change to Group benefit
MI205 | 08 - Cardiac | Amplia MRI CRT-D | ICD with CRT. MRI compatible, PhysioCurve Design, CardioSync Optimisation, VectorExpress, V Automated Test, Optimised Battery Chemistry, Smart Shock Technology 2.0. Complete Capture management. DF4. | 35cm3 80g | MEDTRONIC AUSTRALASIA PTY LTD |  | Change to Group benefit
MI206 | 08 - Cardiac | Amplia MRI Quad CRT-D | ICD with CRT. MRI compatible, PhysioCurve Design, CardioSync Optimisation, VectorExpress, V Automated Test, Optimised Battery Chemistry, Smart Shock Technology 2.0. Complete Capture management. Quad DF4. | 35cm3 81g | MEDTRONIC AUSTRALASIA PTY LTD |  | Change to Group benefit
MI210 | 08 - Cardiac | Claria MRI CRT-D | Digital implantable cardioverter defibrillator with cardiac resynchronisation therapy and SureScan™ Technology | 35cm3 80g | MEDTRONIC AUSTRALASIA PTY LTD |  | Change to Group benefit
MI230 | 08 - Cardiac | Claria MRI Quad CRT-D SureScan | Digital implantable cardioverter defibrillator with cardiac resynchronization therapy and SureScan™ Technology (DDE-DDDR), DF1 | 36 cm3 82 g | MEDTRONIC AUSTRALASIA PTY LTD |  | Change to Group benefit
MI232 | 08 - Cardiac | Claria MRI CRT-D SureScan | Digital implantable cardioverter defibrillator with cardiac resynchronisation therapy and SureScanTM technology | 35cm3 80g | MEDTRONIC AUSTRALASIA PTY LTD |  | Change to Group benefit
MI235 | 08 - Cardiac | Amplia MRI CRT-D SureScan IS1/DF1 | Digital implantable cardioverter defibrillator with cardiac resynchronization therapy and SureScan™ Technology (DDE-DDDR), DF1 | 35cm3 80g | MEDTRONIC AUSTRALASIA PTY LTD |  | Change to Group benefit
MI370 | 08 - Cardiac | Cobalt™ XT HF Quad CRT-D MRI SureScan™ | Implantable Cardioverter Defibrillator with Cardiac Resynchronisation therapy with PhysioCurve Design, MRI compatible, SmartShock 2.0+ Technology, OptiVol 2.0 Fluid Status Monitoring, CardioSync Optimisation Test, VectorExpress LV Automated Test, Complete Capture Management, BlueSync technology, Quad DF4 | 35.5 cm3, 83 g | MEDTRONIC AUSTRALASIA PTY LTD |  | Change to Group benefit
MI371 | 08 - Cardiac | Cobalt™ XT HF CRT-D MRI SureScan™ | Implantable Cardioverter Defibrillator with Cardiac Resynchronisation therapy with PhysioCurve Design, MRI compatible, SmartShock 2.0+ Technology, OptiVol 2.0 Fluid Status Monitoring, CardioSync Optimisation Test, Complete Capture Management, BlueSync technology, DF4 | 35 cm3, 82.1 g | MEDTRONIC AUSTRALASIA PTY LTD |  | Change to Group benefit
MI372 | 08 - Cardiac | Cobalt™ XT HF Quad CRT-D MRI SureScan™ | Implantable Cardioverter Defibrillator with Cardiac Resynchronisation therapy, MRI compatible, SmartShock 2.0+ Technology, OptiVol 2.0 Fluid Status Monitoring, CardioSync Optimisation Test, VectorExpress LV Automated Test, Complete Capture Management, BlueSync technology, DF1 | 36.3 cm3, 83 g | MEDTRONIC AUSTRALASIA PTY LTD |  | Change to Group benefit
MI373 | 08 - Cardiac | Cobalt™ HF CRT-D MRI SureScan™ | Implantable Cardioverter Defibrillator with Cardiac Resynchronisation therapy with PhysioCurve Design, MRI compatible, SmartShock 2.0 Technology, OptiVol 2.0 Fluid Status Monitoring, CardioSync Optimisation Test, Complete Capture Management, BlueSync technology, DF4 | 35 cm3, 82.1g | MEDTRONIC AUSTRALASIA PTY LTD |  | Change to Group benefit
MI374 | 08 - Cardiac | Crome™ HF Quad CRT-D MRI SureScan™ | Implantable Cardioverter Defibrillator with Cardiac Resynchronisation therapy with PhysioCurve Design, MRI compatible, SmartShock 2.0 Technology, OptiVol 2.0 Fluid Status Monitoring, CardioSync Optimisation Test, VectorExpress LV Automated Test, Complete Capture Management, BlueSync technology, Quad DF4 | 35.5 cm3, 83 g | MEDTRONIC AUSTRALASIA PTY LTD |  | Change to Group benefit
MI375 | 08 - Cardiac | Crome™ HF CRT-D MRI SureScan™ | Implantable Cardioverter Defibrillator with Cardiac Resynchronisation therapy with PhysioCurve Design, MRI compatible, SmartShock 2.0 Technology, OptiVol 2.0 Fluid Status Monitoring, CardioSync Optimisation Test, Complete Capture Management, BlueSync technology, DF4 | 35 cm3, 82.1 g | MEDTRONIC AUSTRALASIA PTY LTD |  | Change to Group benefit
MI376 | 08 - Cardiac | Cobalt™ HF Quad CRT-D MRI SureScan™ | Implantable Cardioverter Defibrillator with Cardiac Resynchronisation therapy, MRI compatible, SmartShock 2.0 Technology, OptiVol 2.0 Fluid Status Monitoring, CardioSync Optimisation Test, VectorExpress LV Automated Test, Complete Capture Management, BlueSync technology, DF1 | 36.3 cm3, 83 g | MEDTRONIC AUSTRALASIA PTY LTD |  | Change to Group benefit
MI377 | 08 - Cardiac | Cobalt™ HF CRT-D MRI SureScan™ | Implantable Cardioverter Defibrillator with Cardiac Resynchronisation therapy, MRI compatible, SmartShock 2.0 Technology, OptiVol 2.0 Fluid Status Monitoring, CardioSync Optimisation Test, Complete Capture Management, BlueSync technology, DF1 | 35 cm3, 83 g | MEDTRONIC AUSTRALASIA PTY LTD |  | Change to Group benefit
MI378 | 08 - Cardiac | Crome™ HF CRT-D MRI SureScan™ | Implantable Cardioverter Defibrillator with Cardiac Resynchronisation therapy, MRI compatible, SmartShock 2.0 Technology, OptiVol 2.0 Fluid Status Monitoring, CardioSync Optimisation Test, Complete Capture Management, BlueSync technology, DF1 | 35 cm3, 82 g | MEDTRONIC AUSTRALASIA PTY LTD |  | Change to Group benefit
MI389 | 08 - Cardiac | Cobalt™ HF Quad CRT-D MRI SureScan™ | Implantable Cardioverter Defibrillator with Cardiac Resynchronisation therapy with PhysioCurve Design, MRI compatible, SmartShock 2.0 Technology, OptiVol 2.0 Fluid Status Monitoring, CardioSync Optimisation Test, VectorExpress LV Automated Test, Complete Capture Management, BlueSync technology, Quad DF4 | 35.5 cm3, 83 g | MEDTRONIC AUSTRALASIA PTY LTD |  | Change to Group benefit
MI390 | 08 - Cardiac | Cobalt™ XT HF CRT-D MRI SureScan™ | Implantable Cardioverter Defibrillator with Cardiac Resynchronisation therapy, MRI compatible, SmartShock 2.0+ Technology, OptiVol 2.0 Fluid Status Monitoring, CardioSync Optimisation Test, Complete Capture Management, BlueSync technology, DF1 | 35 cm3, 82g | MEDTRONIC AUSTRALASIA PTY LTD |  | Change to Group benefit
MI391 | 08 - Cardiac | Crome™ HF Quad CRT-D MRI SureScan™ | Implantable Cardioverter Defibrillator with Cardiac Resynchronisation therapy, MRI compatible, SmartShock 2.0 Technology, OptiVol 2.0 Fluid Status Monitoring, CardioSync Optimisation Test, VectorExpress LV Automated Test, Complete Capture Management, BlueSync technology, DF1 | 36.3 cm3, 83 g | MEDTRONIC AUSTRALASIA PTY LTD |  | Change to Group benefit
MI416 | 08 - Cardiac | Cobalt™ HF Quad CRT-D MRI SureScan™ with BlueSync mobile remote monitoring | Implantable Cardioverter Defibrillator with Cardiac Resynchronisation therapy, MRI compatible, SmartShock 2.0 Technology, OptiVol 2.0 Fluid Status Monitoring, CardioSync Optimisation Test, VectorExpress LV Automated Test, Complete Capture Management, BlueSync technology, DF1 with BlueSync mobile remote monitoring | 36.3 cm3, 83 g | MEDTRONIC AUSTRALASIA PTY LTD | The benefit includes a component for remote monitoring services provided via a remote monitoring system or a smart device application. A separate benefit cannot be claimed in respect of a remote monitoring system listed on Part C of the Schedule. | Change to Group benefit
MI417 | 08 - Cardiac | Cobalt™ HF CRT-D MRI SureScan™ with BlueSync mobile remote monitoring | Implantable Cardioverter Defibrillator with Cardiac Resynchronisation therapy, MRI compatible, SmartShock 2.0 Technology, OptiVol 2.0 Fluid Status Monitoring, CardioSync Optimisation Test, Complete Capture Management, BlueSync technology, DF1 with BlueSync mobile remote monitoring | 35 cm3, 82 g | MEDTRONIC AUSTRALASIA PTY LTD | The benefit includes a component for remote monitoring services provided via a remote monitoring system or a smart device application. A separate benefit cannot be claimed in respect of a remote monitoring system listed on Part C of the Schedule. | Change to Group benefit
MI418 | 08 - Cardiac | Crome™ HF Quad CRT-D MRI SureScan™ with BlueSync mobile remote monitoring | Implantable Cardioverter Defibrillator with Cardiac Resynchronisation therapy, MRI compatible, SmartShock 2.0 Technology, OptiVol 2.0 Fluid Status Monitoring, CardioSync Optimisation Test, VectorExpress LV Automated Test, Complete Capture Management, BlueSync technology, DF1 with BlueSync mobile remote monitoring | 36.3 cm3, 83 g | MEDTRONIC AUSTRALASIA PTY LTD | The benefit includes a component for remote monitoring services provided via a remote monitoring system or a smart device application. A separate benefit cannot be claimed in respect of a remote monitoring system listed on Part C of the Schedule. | Change to Group benefit
MI419 | 08 - Cardiac | Crome™ HF CRT-D MRI SureScan™ with BlueSync mobile remote monitoring | Implantable Cardioverter Defibrillator with Cardiac Resynchronisation therapy, MRI compatible, SmartShock 2.0 Technology, OptiVol 2.0 Fluid Status Monitoring, CardioSync Optimisation Test, Complete Capture Management, BlueSync technology, DF1 with BlueSync mobile remote monitoring | 35 cm3, 82 g | MEDTRONIC AUSTRALASIA PTY LTD | The benefit includes a component for remote monitoring services provided via a remote monitoring system or a smart device application. A separate benefit cannot be claimed in respect of a remote monitoring system listed on Part C of the Schedule. | Change to Group benefit
MI420 | 08 - Cardiac | Cobalt™ XT HF Quad CRT-D MRI SureScan™ with BlueSync mobile remote monitoring | Implantable Cardioverter Defibrillator with Cardiac Resynchronisation therapy with PhysioCurve Design, MRI compatible, SmartShock 2.0+ Technology, OptiVol 2.0 Fluid Status Monitoring, CardioSync Optimisation Test, VectorExpress LV Automated Test, Complete Capture Management, BlueSync technology, Quad DF4 with BlueSync mobile remote monitoring | 35.5 cm3, 83 g | MEDTRONIC AUSTRALASIA PTY LTD | The benefit includes a component for remote monitoring services provided via a remote monitoring system or a smart device application. A separate benefit cannot be claimed in respect of a remote monitoring system listed on Part C of the Schedule. | Change to Group benefit
MI421 | 08 - Cardiac | Cobalt™ XT HF CRT-D MRI SureScan™ with BlueSync mobile remote monitoring | Implantable Cardioverter Defibrillator with Cardiac Resynchronisation therapy with PhysioCurve Design, MRI compatible, SmartShock 2.0+ Technology, OptiVol 2.0 Fluid Status Monitoring, CardioSync Optimisation Test, Complete Capture Management, BlueSync technology, DF4 with BlueSync mobile remote monitoring | 35 cm3, 82.1 g | MEDTRONIC AUSTRALASIA PTY LTD | The benefit includes a component for remote monitoring services provided via a remote monitoring system or a smart device application. A separate benefit cannot be claimed in respect of a remote monitoring system listed on Part C of the Schedule. | Change to Group benefit
MI422 | 08 - Cardiac | Crome™ HF Quad CRT-D MRI SureScan™ with BlueSync mobile remote monitoring | Implantable Cardioverter Defibrillator with Cardiac Resynchronisation therapy with PhysioCurve Design, MRI compatible, SmartShock 2.0 Technology, OptiVol 2.0 Fluid Status Monitoring, CardioSync Optimisation Test, VectorExpress LV Automated Test, Complete Capture Management, BlueSync technology, Quad DF4 with BlueSync mobile remote monitoring | 35.5 cm3, 83 g | MEDTRONIC AUSTRALASIA PTY LTD | The benefit includes a component for remote monitoring services provided via a remote monitoring system or a smart device application. A separate benefit cannot be claimed in respect of a remote monitoring system listed on Part C of the Schedule. | Change to Group benefit
MI423 | 08 - Cardiac | Crome™ HF CRT-D MRI SureScan™ with BlueSync mobile remote monitoring | Implantable Cardioverter Defibrillator with Cardiac Resynchronisation therapy with PhysioCurve Design, MRI compatible, SmartShock 2.0 Technology, OptiVol 2.0 Fluid Status Monitoring, CardioSync Optimisation Test, Complete Capture Management, BlueSync technology, DF4 with BlueSync mobile remote monitoring | 35 cm3, 82.1 g | MEDTRONIC AUSTRALASIA PTY LTD | The benefit includes a component for remote monitoring services provided via a remote monitoring system or a smart device application. A separate benefit cannot be claimed in respect of a remote monitoring system listed on Part C of the Schedule. | Change to Group benefit
MI424 | 08 - Cardiac | Cobalt™ XT HF Quad CRT-D MRI SureScan™ with BlueSync mobile remote monitoring | Implantable Cardioverter Defibrillator with Cardiac Resynchronisation therapy, MRI compatible, SmartShock 2.0+ Technology, OptiVol 2.0 Fluid Status Monitoring, CardioSync Optimisation Test, VectorExpress LV Automated Test, Complete Capture Management, BlueSync technology, DF1 with BlueSync mobile remote monitoring | 36.3 cm3, 83 g | MEDTRONIC AUSTRALASIA PTY LTD | The benefit includes a component for remote monitoring services provided via a remote monitoring system or a smart device application. A separate benefit cannot be claimed in respect of a remote monitoring system listed on Part C of the Schedule. | Change to Group benefit
MI425 | 08 - Cardiac | Cobalt™ XT HF CRT-D MRI SureScan™ with BlueSync mobile remote monitoring | Implantable Cardioverter Defibrillator with Cardiac Resynchronisation therapy, MRI compatible, SmartShock 2.0+ Technology, OptiVol 2.0 Fluid Status Monitoring, CardioSync Optimisation Test, Complete Capture Management, BlueSync technology, DF1 with BlueSync mobile remote monitoring | 35 cm3, 82 g | MEDTRONIC AUSTRALASIA PTY LTD | The benefit includes a component for remote monitoring services provided via a remote monitoring system or a smart device application. A separate benefit cannot be claimed in respect of a remote monitoring system listed on Part C of the Schedule. | Change to Group benefit
MI426 | 08 - Cardiac | Cobalt™ HF Quad CRT-D MRI SureScan™ with BlueSync mobile remote monitoring | Implantable Cardioverter Defibrillator with Cardiac Resynchronisation therapy with PhysioCurve Design, MRI compatible, SmartShock 2.0 Technology, OptiVol 2.0 Fluid Status Monitoring, CardioSync Optimisation Test, VectorExpress LV Automated Test, Complete Capture Management, BlueSync technology, Quad DF4 with BlueSync mobile remote monitoring | 35.5 cm3, 83 g | MEDTRONIC AUSTRALASIA PTY LTD | The benefit includes a component for remote monitoring services provided via a remote monitoring system or a smart device application. A separate benefit cannot be claimed in respect of a remote monitoring system listed on Part C of the Schedule. | Change to Group benefit
MI427 | 08 - Cardiac | Cobalt™ HF CRT-D MRI SureScan™ with BlueSync mobile remote monitoring | Implantable Cardioverter Defibrillator with Cardiac Resynchronisation therapy with PhysioCurve Design, MRI compatible, SmartShock 2.0 Technology, OptiVol 2.0 Fluid Status Monitoring, CardioSync Optimisation Test, Complete Capture Management, BlueSync technology, DF4 with BlueSync mobile remote monitoring | 35 cm3, 82.1 g | MEDTRONIC AUSTRALASIA PTY LTD | The benefit includes a component for remote monitoring services provided via a remote monitoring system or a smart device application. A separate benefit cannot be claimed in respect of a remote monitoring system listed on Part C of the Schedule. | Change to Group benefit
QQ652 | 08 - Cardiac | Talentia 4LV SonR CRT-D 3844 | Implantable cardioverter defibrillator with cardiac resynchronisation therapy and DF4 connector | Weight- 91g Volume - 33.7cc | MICROPORT CRM PTY LIMITED |  | Change to Group benefit
QQ657 | 08 - Cardiac | Talentia SonR CRT-D 3811 | Implantable cardioverter defibrillator with cardiac resynchronisation therapy and SonR optimisation. | Weight - 86g Volume - 33cc | MICROPORT CRM PTY LIMITED |  | Change to Group benefit
QQ658 | 08 - Cardiac | Talentia SonR CRT-D 3841 | Implantable cardioverter defibrillator with cardiac resynchronisation therapy and DF4 connector | Weight - 87g Volume - 33cc | MICROPORT CRM PTY LIMITED |  | Change to Group benefit
SJ363 | 08 - Cardiac | Assurity MRI PM1272 | MRI Conditional RF Single Chamber Rate Responsive Pacemaker | 10.4cc, 20g | ABBOTT MEDICAL AUSTRALIA PTY LTD. |  | Change to ARTG,Change to Group benefit
SJ365 | 08 - Cardiac | Endurity MRI PM1172 | MR Conditional Single Chamber Pacing System | 9.7cc, 19g | ABBOTT MEDICAL AUSTRALIA PTY LTD. |  | Change to Group benefit
BT203 | 08 - Cardiac | Edora 8 SR-T | Single Chamber Pacemaker, ventricular capture control, physiological rate adaption, automatic event (IEGM) & trend triggered transmission. Wandless telemetry, Home Monitoring, MRI AutoDect, MRI conditional, IS-1 connector | 48 x 40 x 6.5 mm, 10 cm3 , 20.8 grams | BIOTRONIK AUSTRALIA PTY LIMITED |  | Change to Group benefit
BT215 | 08 - Cardiac | Evity 8 SR-T | Single Chamber Pacemaker, ventricular capture control, physiological rate adaption, automatic event (IEGM) & trend triggered transmission. Wandless telemetry, Home Monitoring, MRI AutoDect, MRI conditional, IS-1 connector | IS-1 (1x) 10 cm3/ 20.8g 48 mm × 40 mm × 6.5 mm | BIOTRONIK AUSTRALIA PTY LIMITED |  | Change to Group benefit
QQ134 | 08 - Cardiac | Amvia Sky SR-T | Single Chamber Pacemaker, ventricular capture control, physiological rate adaption, Quick/Early Check, automatic event (IEGM) & trend triggered transmission. Wandless telemetry, Home Monitoring, MRI Guard 24/7, Closed Loop Stimulation, IS-1 connector | 48 x 40 x 6.5 mm, 10 cm3 , 20.8 grams | BIOTRONIK AUSTRALIA PTY LIMITED |  | Change to Group benefit
QQ139 | 08 - Cardiac | Solvia Rise SR-T | Single Chamber Pacemaker, ventricular capture control, physiological rate adaption, automatic event (IEGM) & trend triggered transmission. Wandless telemetry, Home Monitoring, MRI Guard 24/7, Closed Loop Stimulation, IS-1 connector | 48 x 40 x 6.5 mm, 10cm3 20.8g | BIOTRONIK AUSTRALIA PTY LIMITED |  | Change to Group benefit
BS271 | 08 - Cardiac | VITALIO MRI SR | Single Chamber Pacemaker, MRI Compatible | 11.5cc | BOSTON SCIENTIFIC PTY LTD |  | Change to Group benefit
BS320 | 08 - Cardiac | ACCOLADE MRI SR | Single Chamber Pacemaker, MRI Conditional | ACCOLADE MRI SR 4.45 x 4.81 x 0.75cm | BOSTON SCIENTIFIC PTY LTD |  | Change to Group benefit
MC728 | 08 - Cardiac | Adapta Pacemaker | SR Pacemaker Models ADSR01, ADSR06, ADSR03 | 9.7 - 11.0cc 21.5 - 22.5g | MEDTRONIC AUSTRALASIA PTY LTD |  | Change to Group benefit
MI161 | 08 - Cardiac | Advisa SR MRI SureScan pacemaker A3SR01 | Single chamber pacemaker with SureScan MRI Technology | 11.9cm3 21g | MEDTRONIC AUSTRALASIA PTY LTD |  | Change to Group benefit
MI223 | 08 - Cardiac | Azure S SR MRI SureScan | MR Conditional single chamber pacemaker with SureScan™ technology and Bluetooth® wireless telemetry (OOE-VVIR) | 12.25cm3 22.5g | MEDTRONIC AUSTRALASIA PTY LTD |  | Change to Group benefit
MI228 | 08 - Cardiac | Attesta SR MRI SureScan pacemaker | MRI, single chamber rate responsive pacemaker (AAIR/VVIR, AAI/VVI) | 9.7cm3 21.5g | MEDTRONIC AUSTRALASIA PTY LTD |  | Change to Group benefit
MI246 | 08 - Cardiac | Azure XT SR MRI SureScan | MR Conditional single chamber pacemaker with SureScan™ technology and Bluetooth® wireless telemetry (OOE-VVIR) | 12.25cm3 22.5g | MEDTRONIC AUSTRALASIA PTY LTD |  | Change to Group benefit
MI446 | 08 - Cardiac | Azure XT SR MRI SureScan with BlueSync mobile remote monitoring | MR Conditional single chamber pacemaker with SureScan™ technology and Bluetooth® wireless telemetry (OOE-VVIR) with BlueSync mobile remote monitoring | 12.25cm3 22.5g | MEDTRONIC AUSTRALASIA PTY LTD | The benefit includes a component for remote monitoring services provided via a remote monitoring system or a smart device application. A separate benefit cannot be claimed in respect of a remote monitoring system listed on Part C of the Schedule. | Change to Group benefit
MI447 | 08 - Cardiac | Azure S SR MRI SureScanTM with BlueSync mobile remote monitoring | MR Conditional single chamber pacemaker with SureScan™ technology and Bluetooth® wireless telemetry (OOE-VVIR) with BlueSync mobile remote monitoring | 12.25cm3 22.5g | MEDTRONIC AUSTRALASIA PTY LTD | The benefit includes a component for remote monitoring services provided via a remote monitoring system or a smart device application. A separate benefit cannot be claimed in respect of a remote monitoring system listed on Part C of the Schedule. | Change to Group benefit
RF031 | 08 - Cardiac | ENO SR | Single Chamber MRI Conditional Pacemaker | Weight -19g Volume 7.5cc | MICROPORT CRM PTY LIMITED |  | Change to Group benefit
RF043 | 08 - Cardiac | Alizea™ SR | Single Chamber MRI Conditional Pacemaker | Volume - 10.5cc Weight -23.3g | MICROPORT CRM PTY LIMITED |  | Change to Group benefit
QQ547 | 08 - Cardiac | Aveir VR Transcatheter Leadless Pacemaker Model LSP112V | Single chamber transcatheter leadless pacemaker, MRI-ready, 243 mAh battery capacity, chronically retrievable, active helix fixation, expandable to dual chamber, including delivery catheter (LSCD111). | 3.8cm length, 0.65 outer diameter and 2.4 grams weight | ABBOTT MEDICAL AUSTRALIA PTY LTD. |  | Change to ARTG, Description
SJ364 | 08 - Cardiac | Assurity MRI PM2272 | MR Conditional RF Dual Chamber Rate Responsive Pacemaker | 10.4cc, 20g | ABBOTT MEDICAL AUSTRALIA PTY LTD. |  | Change to ARTG,Change to Group benefit
SJ366 | 08 - Cardiac | Endurity MRI PM2172 | Dual Chamber MR Conditional Rate Responsive Pacemaker | 10.4cc, 20g | ABBOTT MEDICAL AUSTRALIA PTY LTD. |  | Change to Group benefit
BT193 | 08 - Cardiac | Edora 8 DR-T | Dual Chamber Pacemaker, ventricular capture control, physiological rate adaption, automatic event (IEGM) & trend triggered transmission. Wandless telemetry, Home Monitoring, MRI AutoDetect, MRI conditional, IS-1 connector | 48 x 44 x 6.5 mm, 11 cm3, 23.2 grams | BIOTRONIK AUSTRALIA PTY LIMITED |  | Change to Group benefit
BT214 | 08 - Cardiac | Evity 8 DR-T | Dual Chamber Pacemaker, ventricular capture control, physiological rate adaption, automatic event (IEGM) & trend triggered transmission. Wandless telemetry, Home Monitoring, MRI AutoDetect, MRI conditional, IS-1 connector | IS-1 (2x) 11 cm3/ 23.2 g 48 mm × 44 mm × 6.5 mm | BIOTRONIK AUSTRALIA PTY LIMITED |  | Change to Group benefit
BT242 | 08 - Cardiac | Enitra 8 DR-T | Dual Chamber Pacemaker, ventricular capture control, physiological rate adaption,automatic event (IEGM) & trend triggered transmission. Wandless telemetry, Home Monitoring, MRI AutoDetect, MRI conditional, IS-1 connector | 11 cm3/ 23.2 g 48 mm × 44 mm × 6.5 mm | BIOTRONIK AUSTRALIA PTY LIMITED |  | Change to Group benefit
QQ135 | 08 - Cardiac | Solvia Rise DR-T | Dual Chamber Pacemaker, ventricular capture control, physiological rate adaption, EarlyCheck, automatic event (IEGM) & trend triggered transmission. Wandless telemetry, Home Monitoring, MRI Guard 24/7, Closed Loop Stimulation, IS-1 connector | 48 x 44 x 6.5 mm, 11cm3 23.2g | BIOTRONIK AUSTRALIA PTY LIMITED |  | Change to Group benefit
QQ151 | 08 - Cardiac | Amvia Sky DR-T | Dual Chamber Pacemaker, ventricular capture control, physiological rate adaption, atrial anti-tachycardia pacing, Quick/Early Check, automatic event (IEGM) & trend triggered transmission. Wandless telemetry, Home Monitoring, MRI Guard 24/7, Closed Loop Stimulation, IS-1 connector | 48 x 44 x 6.5 mm, 11 cm3, 23.2 grams | BIOTRONIK AUSTRALIA PTY LIMITED |  | Change to Group benefit
BS269 | 08 - Cardiac | VITALIO MRI EL DR | Dual Chamber Pacemaker, extended life MRI Compatible | 14cc | BOSTON SCIENTIFIC PTY LTD |  | Change to Group benefit
BS321 | 08 - Cardiac | ACCOLADE MRI DR SL and EL | Dual Chamber Pacemaker, MRI Conditional | ACCOLADE MRI DR SL 4.45 x 5.02 x 0.75cm and ACCOLADE MRI DR EL 4.45 x 5.88 x 0.75cm | BOSTON SCIENTIFIC PTY LTD |  | Change to Group benefit
MC726 | 08 - Cardiac | Adapta Pacemaker | DR Pacemaker Models ADDR01, ADDRS1, ADDR03 | 11.1 - 13cc 23.6g - 28.1g | MEDTRONIC AUSTRALASIA PTY LTD |  | Change to Group benefit
MC933 | 08 - Cardiac | Advisa DR MRI SureScan | Advisa DR MRI SureScan A3DR01 - Dual-chamber pacemaker | 12.7cc, 22g | MEDTRONIC AUSTRALASIA PTY LTD |  | Change to Group benefit
MI222 | 08 - Cardiac | Attesta DR MRI SureScan pacemaker | MRI safe, dual chamber rate responsive pacemaker (DDDR) | 12.1cm3 23.6g | MEDTRONIC AUSTRALASIA PTY LTD |  | Change to Group benefit
MI226 | 08 - Cardiac | Attesta L DR MRI SureScan pacemaker | MRI, dual chamber rate responsible pacemaker (DDDR) | 13.1cm3 31.3g | MEDTRONIC AUSTRALASIA PTY LTD |  | Change to Group benefit
MI233 | 08 - Cardiac | Attesta S DR MRI SureScan pacemaker | MRI, dual chamber rate responsive pacemaker (DDDR) | 11.1cm3 23.6g | MEDTRONIC AUSTRALASIA PTY LTD |  | Change to Group benefit
MI237 | 08 - Cardiac | Azure XT DR MRI SureScan | MR Conditional dual chamber pacemaker with SureScan™ technology and Bluetooth® wireless telemetry | 12.75 cm3 22.5g | MEDTRONIC AUSTRALASIA PTY LTD |  | Change to Group benefit
MI243 | 08 - Cardiac | Azure S DR MRI SureScan | MR Conditional dual chamber pacemaker with SureScan™ technology and Bluetooth® wireless telemetry (OOE-DDDR) | 12.75cm3 22.5g | MEDTRONIC AUSTRALASIA PTY LTD |  | Change to Group benefit
MI448 | 08 - Cardiac | Azure XT DR MRI SureScan with BlueSync mobile remote monitoring | MR Conditional dual chamber pacemaker with SureScan™ technology and Bluetooth® wireless telemetry with BlueSync mobile remote monitoring | 12.75 cm3 22.5g | MEDTRONIC AUSTRALASIA PTY LTD | The benefit includes a component for remote monitoring services provided via a remote monitoring system or a smart device application. A separate benefit cannot be claimed in respect of a remote monitoring system listed on Part C of the Schedule. | Change to Group benefit
MI449 | 08 - Cardiac | Azure S DR MRI SureScan with BlueSync mobile remote monitoring | MR Conditional dual chamber pacemaker with SureScan™ technology and Bluetooth® wireless telemetry (OOE-DDDR) with BlueSync mobile remote monitoring | 12.75 cm3 22.5g | MEDTRONIC AUSTRALASIA PTY LTD | The benefit includes a component for remote monitoring services provided via a remote monitoring system or a smart device application. A separate benefit cannot be claimed in respect of a remote monitoring system listed on Part C of the Schedule. | Change to Group benefit
RF026 | 08 - Cardiac | ENO DR | Dual Chamber MRI Conditional Pacemaker | Weight 20g Volume 8cc | MICROPORT CRM PTY LIMITED |  | Change to Group benefit
RF042 | 08 - Cardiac | Alizea™ DR | Dual chamber MRI conditional pacemaker | Volume - 10.95cc Weight - 24.2g | MICROPORT CRM PTY LIMITED |  | Change to Group benefit
SJ337 | 08 - Cardiac | Allure RF PM3222 | CRT Rate Responsive Pacemaker with RF Telemetry | 14cc, 24g | ABBOTT MEDICAL AUSTRALIA PTY LTD. |  | Change to ARTG
MC026 | 08 - Cardiac | Medtronic Transvene SVC Lead Model 6937; | Model 6937-35, Model 6937-52, Model 6937-58, Model 6937-110; Silicone; | 35 - 110cm x 660mm | MEDTRONIC AUSTRALASIA PTY LTD |  | Change to Group benefit
MC251 | 08 - Cardiac | Implantable Subcutaneous Defibrillator Lead Model 6996SQ 41cm, 58cm, 85cm | Silicone and Platinum Alloy | Lengths 41-85cm inclusive | MEDTRONIC AUSTRALASIA PTY LTD |  | Change to Group benefit
SJ245 | 08 - Cardiac | Durata 7170Q, 7171Q and 7172Q | 7170Q/7171Q - passive fixation, bipolar, dual coil, 7172Q - passive fixation, bipolar - single coil steroid eluting endocardial defibrillation leads with Optim insulation overlay and SJ4 quadripolar lead connector | 52, 58 and 65cm, 7F introducer | ABBOTT MEDICAL AUSTRALIA PTY LTD. |  | Change to Group benefit
SJ346 | 08 - Cardiac | Optisure ICD Lead LDP210Q/220Q/230Q | Passive fixation ICD lead with DF-4 connector. | 52cm-65cm | ABBOTT MEDICAL AUSTRALIA PTY LTD. |  | Change to Group benefit
BS180 | 08 - Cardiac | Endotak Reliance 4-SITE | Passive fixation dual coil defibrillation leads with 4-SITE connector | 50-70cm | BOSTON SCIENTIFIC PTY LTD |  | Change to Group benefit
BS181 | 08 - Cardiac | Endotak Reliance SG 4-SITE | Passive fixation single coil defibrillation leads with ePTFE covered coil & 4-SITE connector | 50-70 | BOSTON SCIENTIFIC PTY LTD |  | Change to Group benefit
BS183 | 08 - Cardiac | Endotak Reliance 4-SITE | Passive fixation dual coil defibrillation leads with 4-SITE connector | 50-70cm | BOSTON SCIENTIFIC PTY LTD |  | Change to Group benefit
BS261 | 08 - Cardiac | RELIANCE 4-FRONT | Passive, single/dual coil, defibrillation lead | Length: 59cm - 70cm | BOSTON SCIENTIFIC PTY LTD |  | Change to Group benefit
MI369 | 08 - Cardiac | Medtronic Sprint Quattro 6946M Lead | Passive fixation, tined, steroid eluting, quadripolar, dual coil defibrillation leads with silicone backfill and DF-4 connector, including MRI compatible models | 55-62 cm | MEDTRONIC AUSTRALASIA PTY LTD |  | Change to Group benefit
SJ157 | 08 - Cardiac | Durata 7120, 7121, 7122 | Active fixation bipolar, dual-coil/single coil Steroid-eluting Endocardial Defibrillation Leads | 60, 65, 75cm | ABBOTT MEDICAL AUSTRALIA PTY LTD. |  | Change to Group benefit
SJ230 | 08 - Cardiac | Durata 7120Q, 7121Q and 7122Q | 7120/1Q - Adtive fixation, true bipolar; 7122Q - Active fixation true bipolar - single coil steroid eluting endocardial defibrillation leads with Optim insulation overlay and SJ4 quadripolar lead connector. | 52cm, 58cm and 65cm | ABBOTT MEDICAL AUSTRALIA PTY LTD. |  | Change to Group benefit
SJ344 | 08 - Cardiac | Optisure ICD Lead LDA210Q/220Q/230Q | Active fixation ICD lead with DF-4 connector | 52cm-65cm | ABBOTT MEDICAL AUSTRALIA PTY LTD. |  | Change to Group benefit
BT209 | 08 - Cardiac | Plexa ProMRI DF-1 S | Tripolar MR conditional ICD lead with active fixation | Diameter 7.8 F ; Length 65cm ,75cm | BIOTRONIK AUSTRALIA PTY LIMITED |  | Change to Group benefit
BT211 | 08 - Cardiac | Plexa ProMRI DF-1 S DX | Pentapolar MR conditional ICD lead with active fixation | Diameter 7.8F; Length/Dist Dipole to Tip 65/15 cm , 65/17 cm. | BIOTRONIK AUSTRALIA PTY LIMITED |  | Change to Group benefit
BT212 | 08 - Cardiac | Plexa ProMRI S | Tripolar MR conditional ICD lead with active fixation | Diameter 7.8F ; Length 61cm, 65cm , 75cm | BIOTRONIK AUSTRALIA PTY LIMITED |  | Change to Group benefit
BT213 | 08 - Cardiac | Plexa ProMRI SD | Quadripolar MR conditional ICD lead with active fixation | Diamter 7.8F , Length/Dist prox. shock coil to tip 61/16cm, 65/16cm, 65/18cm, 75/18cm | BIOTRONIK AUSTRALIA PTY LIMITED |  | Change to Group benefit
BT245 | 08 - Cardiac | Plexa ProMRI DF4 S DX | Pentapolar MR conditional ICD lead with active fixation | Diameter 7.8F; Length/Dist Dipole to Tip 65/15 cm , 65/17 cm. | BIOTRONIK AUSTRALIA PTY LIMITED |  | Change to Group benefit
BT259 | 08 - Cardiac | Pamira ProMRI S | Tripolar MR conditional ICD lead with active fixation | Diameter 8.4F ; Length 61cm, 65cm , 75cm | BIOTRONIK AUSTRALIA PTY LIMITED |  | Change to Group benefit
BT261 | 08 - Cardiac | Pamira ProMRI SD | Quadripolar MR conditional ICD lead with active fixation | Diameter 8.4F , Length/Dist prox. shock coil to tip 61/16cm, 65/16cm, 65/18cm, 75/18cm | BIOTRONIK AUSTRALIA PTY LIMITED |  | Change to Group benefit
BT262 | 08 - Cardiac | Pamira ProMRI S DX | Pentapolar MR conditional ICD lead with active fixation | Diameter 8.4F; Length/Dist Dipole to Tip 65/15 cm , 65/17 cm. | BIOTRONIK AUSTRALIA PTY LIMITED |  | Change to Group benefit
BS174 | 08 - Cardiac | Endotak Reliance SG 4-SITE | Active fixation single coil defibrillation leads with ePTFE covered coil & 4-SITE connector. | 50-70cm | BOSTON SCIENTIFIC PTY LTD |  | Change to Group benefit
BS179 | 08 - Cardiac | Endotak Reliance S 4-SITE | Active fixation single coil defibrillation leads & 4-SITE connector | 50-70cm | BOSTON SCIENTIFIC PTY LTD |  | Change to Group benefit
BS182 | 08 - Cardiac | Endotak Reliance 4-SITE | Active fixation dual coil defibrillation leads with 4-SITE connector. | 50-70cm | BOSTON SCIENTIFIC PTY LTD |  | Change to Group benefit
BS260 | 08 - Cardiac | RELIANCE 4-FRONT | Active, Single/Dual coil, defibrillation lead | Length: 59cm -70cm | BOSTON SCIENTIFIC PTY LTD |  | Change to Group benefit
BS352 | 08 - Cardiac | ENDOTAK RELIANCE SG Active | Active Single coil with GORE ePTFE covered coils | 59-90cm | BOSTON SCIENTIFIC PTY LTD |  | Change to Group benefit
MC208 | 08 - Cardiac | Medtronic Sprint Quattro Secure Lead Model 6947 (MRI SureScan) | Leads, Defibrillator, Implantable, Silicone, polyurethane, platinized tantalum coils, steroid eluting tip, including MRI compatible versions | 58-100cm | MEDTRONIC AUSTRALASIA PTY LTD |  | Change to Group benefit
MC834 | 08 - Cardiac | Sprint Quattro Secure S (MRI SureScan) | Model 6935, Active Fixation Single Coil Defibrillation Lead, including MRI models | 52 - 100cm | MEDTRONIC AUSTRALASIA PTY LTD |  | Change to Group benefit
MI033 | 08 - Cardiac | Sprint Quattro Secure 6947M Lead | Active fixation, true bipolar, dual coil defibrillation leads with silicone backfill and DF-4 connector | 45-110cm | MEDTRONIC AUSTRALASIA PTY LTD |  | Change to Group benefit
MI108 | 08 - Cardiac | Sprint Quattro Secure S DF4 | Dexamethasone acetate and dexamethasone sodium phosphate steroid-eluting, tripolar, screw-in, ventricular lead with RV defibrillation coil electrode | 49 - 97 cm | MEDTRONIC AUSTRALASIA PTY LTD |  | Change to Group benefit
RF053 | 08 - Cardiac | InVicta™ | MRI DF4 Active Fixation Defibrillation Leads including delivery accessories (1 funnel, 1 PSA adaptor, 1 vein filter, 2 fixation tools, 2 x-soft straight stylets, 2 soft straight stylets, 2 firm straight stylets) | 58cm and 68cm | MICROPORT CRM PTY LIMITED |  | Change to Group benefit
MC027 | 08 - Cardiac | Model 6721 Unipolar Epicardial Patch Leads S/M/L | Model 6721S-50, Model 6721M-50, Model 6721L-50; Silicone | 370, 660, 840mm | MEDTRONIC AUSTRALASIA PTY LTD |  | Change to Group benefit
BS153 | 08 - Cardiac | Myopore | Bipolar sutureless myocardial pacing lead | 25-54cm | BOSTON SCIENTIFIC PTY LTD |  | Change to Group benefit
MC011 | 08 - Cardiac | Capsure EPI steroid eluting bipolar epicardial lead Model 4968 - ventricle | Silicone | 25 - 60cm | MEDTRONIC AUSTRALASIA PTY LTD |  | Change to Group benefit
MC053 | 08 - Cardiac | Capsure EPI steroid eluting unipolar epicardial lead Model 4965 ventricle | Silicone | 25 - 50cm | MEDTRONIC AUSTRALASIA PTY LTD |  | Change to Group benefit
BS133 | 08 - Cardiac | Acuity Spiral | Unipolar passive fixation | 80, 90 & 100cm | BOSTON SCIENTIFIC PTY LTD |  | Change to Group benefit
SJ146 | 08 - Cardiac | Isoflex 1944T & 1948T | Passive-Fixation, Bipolar, Steriod Eluting, Endocardial Pacing Lead with Optim insulation | 46cm, 52cm, 58cm | ABBOTT MEDICAL AUSTRALIA PTY LTD. |  | Change to Group benefit
BT163 | 08 - Cardiac | Solia T | Sub 6F, steoid-eluting transvenous, endocardial, bipolar passive-fixation lead MRI conditional | Lengths: 53, 60cm; Diameter: 5.6Fr | BIOTRONIK AUSTRALIA PTY LIMITED |  | Change to Group benefit
BT216 | 08 - Cardiac | Solia JT | Sub 6F, steroid-eluting, transvenous, endocardial, bipolar passive fixation lead. MRI conditional | Lengths: 45, 53 cm; Diameter: 5.6Fr | BIOTRONIK AUSTRALIA PTY LIMITED |  | Change to Group benefit
BS295 | 08 - Cardiac | Ingevity | Passive MR conditional pacing lead | 45cm to 59cm | BOSTON SCIENTIFIC PTY LTD |  | Change to Group benefit
BS346 | 08 - Cardiac | Fineline II Sterox IROX Lead | Bipolar passive fixation | 52cm, 58cm | BOSTON SCIENTIFIC PTY LTD |  | Change to Group benefit
BS347 | 08 - Cardiac | Fineline II Sterox IROX Lead | Bipolar, passive fixation | 45cm, 52cm | BOSTON SCIENTIFIC PTY LTD |  | Change to Group benefit
MC372 | 08 - Cardiac | CapSure Sense MRI SureScan pacemaker leads Models 4074 & 4574 | Bipolar, steroid, passive fixation pacing lead | Model 4074: 52 - 58cm; Model 4574: 45 - 53cm | MEDTRONIC AUSTRALASIA PTY LTD |  | Change to Group benefit
QQ653 | 08 - Cardiac | UltiPace LPA1231 Pacing Leads | Endocardial Bi-polar Steroid-Eluting Active Fixation Pacing Leads | Length (cm) 46, 52, 58, 65cm | ABBOTT MEDICAL AUSTRALIA PTY LTD. |  | Change to Group benefit
SJ238 | 08 - Cardiac | Tendril STS 2088TC | Endocardial Bi-polar Steroid-Eluting Active Fixation Pacing Leads | 34cm-100cm | ABBOTT MEDICAL AUSTRALIA PTY LTD. |  | Change to Group benefit
SJ484 | 08 - Cardiac | UltiPace LPA1231 Pacing Leads with accesories | Steroid eluting, bipolar, implantable, nonretractable screw-in, atrial/ventricular, catheter delivered, transvenous pacemaker lead including accessories. | Length (cm) 46, 52, 58, 65cm | ABBOTT MEDICAL AUSTRALIA PTY LTD. |  | Change to Group benefit
BT164 | 08 - Cardiac | Solia S | Sub 6F, steroid-eluting, transvenous, endocardial, bipolar active fixation lead with an extendable/retractable, electrically active screw. MRI conditional | Lengths: 45, 53, 60cm; Diameter: 5.6Fr | BIOTRONIK AUSTRALIA PTY LIMITED |  | Change to Group benefit
BS296 | 08 - Cardiac | Ingevity | Active MR conditional pacing lead | 45cm to 59cm | BOSTON SCIENTIFIC PTY LTD |  | Change to Group benefit
BS348 | 08 - Cardiac | Fineline II EZ Sterox IROX Lead | Bipolar, active fixation | 45cm, 52cm, 58cm | BOSTON SCIENTIFIC PTY LTD |  | Change to Group benefit
BS390 | 08 - Cardiac | Ingevity+ | Active MR conditional pacing lead | 45cm to 59cm | BOSTON SCIENTIFIC PTY LTD |  | Change to Group benefit
MC301 | 08 - Cardiac | SelectSecure Model 3830 and SelectSecure MRI SureScan Model 3830 | Steroid eluting, bipolar, implantable, nonretractable screw-in, atrial/ventricular, catheter delivered, transvenous pacemaker lead. | 49-110 cm | MEDTRONIC AUSTRALASIA PTY LTD |  | Change to Group benefit
MC338 | 08 - Cardiac | Medtronic Capsurefix Novus Model 5076 Pacing Lead | Silicone; Contents: 1 x lead with anchoring sleeve, stylet & guide, 1 x vein lifter, 2 x fixation tools, extra stylets | 45-85cm | MEDTRONIC AUSTRALASIA PTY LTD |  | Change to Group benefit
MC833 | 08 - Cardiac | CapSureFix Novus Model 4076 Pacing Lead (MRI SureScan) | Active fixation pacemaker lead, including MRI compatible models | 35 - 85cm | MEDTRONIC AUSTRALASIA PTY LTD |  | Change to Group benefit
RF013 | 08 - Cardiac | SonR tip PS55D Lead | The SonR tip™ lead is an atrial endocardial pacemaker lead equipped with a hemodynamic sensor embedded in the tip of a straight, bipolar RA pacing lead · Unlike other automatic optimisation strategies, the signal recorded by the SonR sensor reflects global ventricular contractility · Optimisation by SonR is similar to continuous AV and VV optimisation by echocardiography. It is supplied in a non-MRI and MRI conditional version. The package includes a lead, with a straight stylet inserted, suture sleeve mounted and funnel mounted on the connector pin, a vein lifter and stylets. | Length - 520mm, Diameter 2.6mm, 7.8 F | MICROPORT CRM PTY LIMITED |  | Change to Group benefit
RF044 | 08 - Cardiac | VEGA Pacemaker Lead | Bipolar endocardial pacemaker lead | 45cm, 52cm, and 58cm | MICROPORT CRM PTY LIMITED |  | Change to Group benefit
SJ208 | 08 - Cardiac | Quick Flex µ 1258T | 4F Bipolar Left Ventricular Pacing Lead | 75cm, 86cm, 92cm | ABBOTT MEDICAL AUSTRALIA PTY LTD. |  | Change to Group benefit
SJ243 | 08 - Cardiac | Quartet | Quadripolar, Left Ventricular Pacing Lead with Optim Lead Insulation | 75, 86 and 92cm, 5 French introducer | ABBOTT MEDICAL AUSTRALIA PTY LTD. |  | Change to Group benefit
BT185 | 08 - Cardiac | Sentus ProMRI OTW QP L & S | Quadripolar, steroid eluting left ventricular lead with standard/short pole spacing's and fractal coating. IS4 Connector & MRI Conditional for CRT | Lengths: 77cm, 87 cm, 97cm 4.8F | BIOTRONIK AUSTRALIA PTY LIMITED |  | Change to Group benefit
BS292 | 08 - Cardiac | ACUITY X4 | Left ventricular family of quad leads with four pacing and sensing electrodes. Three lead configurations offered to assist in LV lead placement and avoid phrenic nerve stimulation and high thresholds. | 86cm, 95cm | BOSTON SCIENTIFIC PTY LTD |  | Change to Group benefit
MC811 | 08 - Cardiac | Attain Ability 4196 LV Lead/ Attain Ability SureScan 4196 MRI LV Lead | Over the wire dual electrode left ventricular lead | 78, 88, and 103 cm | MEDTRONIC AUSTRALASIA PTY LTD |  | Change to Group benefit
MI013 | 08 - Cardiac | Attain Ability Plus 4296/ Attain Ability Plus SureScan MRI 4296 | Over the wire electrode left ventricular lead | 78cm, 88cm | MEDTRONIC AUSTRALASIA PTY LTD |  | Change to Group benefit
MI014 | 08 - Cardiac | Attain Ability Straight 4396/ Attain Ability Straight 4396 SureScan MRI | Over the wire dual left ventricular lead | 78cm, 88cm | MEDTRONIC AUSTRALASIA PTY LTD |  | Change to Group benefit
MI129 | 08 - Cardiac | Attain Performa Leads/ Attain Performa SureScan MRI Leads | LV lead family with four electrodes and an IS4 connector for LV pacing w/premium and standard IS4 CRT-D devices. The Attain Perfoma™ Lead provides LV pacing options to avoid the following: phrenic nerve stimulation, high pacing thresholds, and ischemic tissue (including MRI versions) | 78, 88cm | MEDTRONIC AUSTRALASIA PTY LTD |  | Change to Group benefit
MI283 | 08 - Cardiac | Attain Stability Quad MRI SureScan | Steroid-eluting, quadripolar electrode, transvenous, over-the-wire, cardiac vein pacing lead with active fixation | 88 cm | MEDTRONIC AUSTRALASIA PTY LTD |  | Change to Group benefit
RF047 | 08 - Cardiac | NAVIGO™ 4LV | MRI IS4 Quadripolar left ventricular pacing lead | 78cm, 88cm | MICROPORT CRM PTY LIMITED |  | Change to Group benefit
SJ393 | 08 - Cardiac | Lead Adaptor Kit | Lead adaptors/extender for ICD/Pacemakers | one size per model | ABBOTT MEDICAL AUSTRALIA PTY LTD. |  | Change to Group benefit
BS334 | 08 - Cardiac | Bipolar Lead Adaptor Models 6986, 4402, 4403 | Model 6986: Bipolar 3.2mm to IS-1; Model 4402: Bipolar IS-1 to Bipolar LV-1; Model 4403: Bipolar or Unipolar LV-1 to Bipolar or Unipolar IS-1 | 14cm-17cm | BOSTON SCIENTIFIC PTY LTD |  | Change to Group benefit
BS335 | 08 - Cardiac | Unipolar Lead Adaptor Models 6161, 6162 | Model 6161: 6mm Unipolar to IS-1; Model 6162: Split 5mm Unipolar to IS-1 | 10cm-15cm | BOSTON SCIENTIFIC PTY LTD |  | Change to Group benefit
MI045 | 08 - Cardiac | Adaptor Kits | Lead adaptors | 10-50cm | MEDTRONIC AUSTRALASIA PTY LTD |  | Change to Group benefit
BS333 | 08 - Cardiac | Bipolar Lead Extender Model 6987 | Bipolar 3.2mm to IS-1 lead extender | 45cm | BOSTON SCIENTIFIC PTY LTD |  | Change to Group benefit
MC831 | 08 - Cardiac | Medtronic Lead Extender Kits | Lead extenders | 10 - 50cm | MEDTRONIC AUSTRALASIA PTY LTD |  | Change to Group benefit
SJ317 | 09 - Cardiothoracic | Regent Mechanical Heart Valve with FlexCuff | Aortic bi-leaflet mechanical heart valve prosthesis | The devices have a tissue annulus diameter of 17-29mm and a cuff outer diameter of 25.0-37.0mm. | ABBOTT MEDICAL AUSTRALIA PTY LTD. |  | Change to Product name, ARTG, Description, Size
BS137 | 10 - Vascular | EPIC Nitinol Stent | Nitinol self expanding stent | Stent diameters up to 14mm and lengths up to 120mm | BOSTON SCIENTIFIC PTY LTD |  | Change to ARTG
BS364 | 10 - Vascular | Sentinel Cerebral Protection System | The device Sentinel Cerebral Protection System (Sentinel) is percutaneously delivered to capture and remove debris dislodged during endovascular procedures. The system utilises an embolic filter delivered to the brachiocephalic artery (Proximal Filter), and a second embolic filter delivered to the left common carotid artery (Distal Filter). The Sentinel Cerebral Protection System consists of 6 French catheter, with deployable proximal and distal filters, articulating sheath and integral handle assembly. | Proximal filter 15mm, Distal filter 7-10mm | BOSTON SCIENTIFIC PTY LTD |  | Change to ARTG
BI889 | 11 - Hip | Orthopaedic Salvage System | Proximal Femoral Component, Letson or Finn, Elliptical, Low Profile, Anatomic, Ti, Reduced Resection Compress Finn Segmental Proximal Femur | 7, 8.5, 10 cm, Left or Right | ZIMMER BIOMET PTY LTD |  | Change to ARTG, Description, Size
CR301 | 11 - Hip | BioBall Femoral Head | Femoral Head Vivium > 32mm | 36mm to 58mm | Corin (Australia) Pty Limited |  | Change to Group benefit
MJ027 | 11 - Hip | ReCerf Ceramic Resurfacing Head | Biolox Delta Resurfacing Head Cemented | Diameter 40mm to 64mm | MATORTHO AUSTRALIA PTY LIMITED |  | Change to Group benefit
MJ026 | 11 - Hip | ReCerf Acetabular Cup | Biolox Delta Acetabular Cup Cementless with Plasma Titanium and HA Coating | 46mm to 70mm | MATORTHO AUSTRALIA PTY LIMITED |  | Change to Group benefit
QQ689 | 11 - Hip | EPORE Acetabular Augment System | Highly porous titanium alloy acetabular spacer, buttress, shim and IC restrictor augments | 8mm spacers 46/10 to 70/30 , buttress left posterior/right anterior , right posterior/left anterior, Straight 54-58mm. Shims 5-15 degrees, IC restrictor 26-38mm | LIFEHEALTHCARE PTY LIMITED |  | Change to Description, Size
LH618 | 11 - Hip | Mutars RS revision system - Bone Screw | 4.5mm diameter implatan TiAI6V4 cortical bone screw | 4.5mm x 25mm, 30mm, 35mm, 40mm, 42mm, 45mm, 50mm, 55mm, 60mm | LIFEHEALTHCARE PTY LIMITED |  | Change to Product name, Description, Size
MU138 | 12 - Knee | GMK Revision Cemented fixed Tibia Tray | Asymmetric polished cemented fixed tibial component | 1 to 6, left to right | MEDACTA AUSTRALIA PTY. LTD. |  | Change to ARTG
BI868 | 12 - Knee | Orthopaedic Salvage System | Diaphyseal Segment or Diaphyseal Coupler, Stacking Adapter, IM femoral rod and Locking Screws, Ti | Diaphyseal Segment 1-23cm, Diaphyseal coupler 10-30cm, IM Femoral Rod 20-30cm | ZIMMER BIOMET PTY LTD |  | Change to ARTG, Description, Size
BI864 | 12 - Knee | Orthopaedic Salvage System | Stem, Cemented or Porous, Ti | (9-22.5)mm diameter x (80-300)mm length | ZIMMER BIOMET PTY LTD |  | Change to ARTG
BH136 | 12 - Knee | Orthopaedic Salvage System | OSS connector accessories - Polyethylenefemoral and tibial bushings, Polyethylene Lock Pin, CoCrMo standard axle, CoCrMo reinforced yoke, MAK Metal Lock and Polyethylene Bumper Lock Pins | One size only | ZIMMER BIOMET PTY LTD |  | Change to ARTG, Description
SR037 | 12 - Knee | Triathlon Knee System Femoral Distal Fixation Peg | Modular Femoral Distal Fixation Peg CoCr | one size | STRYKER AUSTRALIA PTY LTD |  | Change to Product Group,Change to Group benefit
IY003 | 13 - Spinal | Katana Monoaxial Screw | Monoaxial/Uniplanar Pedicle Screw | 4.5 - 7.5mm diameter 20 - 55mm length | EVOLUTION SURGICAL PTY LTD |  | Change to Description, Size
NV151 | 13 - Spinal | Reline (Cannulated Monoaxial Screw) | Cannulated Fixed Pedicle Screw | Diameter 4.5-7.5mm x length 25-60mm | NUVASIVE (AUST/NZ) PTY LTD |  | Change to ARTG, Size
MI515 | 13 - Spinal | Anteralign - Bone Screws | Titanium bone screw to be used with the Anteralign TL cage and Anteralign Mini-Plate | Length: 20 mm - 50 mm; Diameter: 5 mm | MEDTRONIC AUSTRALASIA PTY LTD |  | Change to Product name, Description, Size
DE665 | 13 - Spinal | Mariner Pedicle Screw Modular Head | Polyaxial, Extended, Deformity and Trauma Heads and MIS open polyaxial | One size each | DEVICE TECHNOLOGIES AUSTRALIA PTY. LTD. |  | Change to Description
QQ741 | 13 - Spinal | SIGNUS DIPLOMAT Pedicle Screw System - Screw Head (Tulip) | SIGNUS DIPLOMAT Pedicle Screw System - Screw Head (Tulip); standard, reduction, percutaneous and lateral; non-sterile and sterile packed with set screw. | dia 12.5 mm x height 14.9-150 mm; lateral tulip width 25 mm x height 15 mm (accommodates 5.5 mm rods) | EMERGO ASIA-PACIFIC PTY. LIMITED |  | Change to Description, Size
QQ739 | 13 - Spinal | SIGNUS DIPLOMAT Pedicle Screw System - Parallel Connector, incl set screws | SIGNUS DIPLOMAT Pedicle Screw System - Parallel Connector, non-sterile and sterile; incl set screws | (5.5-6.5) mm x (4.5-15.0) mm | EMERGO ASIA-PACIFIC PTY. LIMITED |  | Change to Product name, Size
QQ738 | 13 - Spinal | SIGNUS DIPLOMAT Pedicle Screw System - Offset Connector, incl. set screws | SIGNUS DIPLOMAT Pedicle Screw System - Offset Connector, non-sterile and sterile incl. set screws | dia 5.5 mm x length (15-90 mm) | EMERGO ASIA-PACIFIC PTY. LIMITED |  | Change to Product name, Size
QQ744 | 13 - Spinal | SIGNUS DIPLOMAT Pedicle Screw System –Transverse Connector, adjustable, preassembled with set screws | SIGNUS DIPLOMAT Pedicle Screw System – Cross Connector, adjustable, non-sterile and sterile, preassembled with set screws | extra small, small, medium, large, extra large, (25-61mm x 31-99mm) | EMERGO ASIA-PACIFIC PTY. LIMITED |  | Change to Product name, ARTG, Description, Size
IY018 | 13 - Spinal | Katana Cross-Connector | Adjustable Cross-Connector | Extra Small to Extra Large, 22-60 x 28-75 | EVOLUTION SURGICAL PTY LTD |  | Change to Description, Size
PZ030 | 13 - Spinal | Aquila Plate System | Anterior Cervical Plate | 12-54mm | Prism Surgical Designs Pty Ltd |  | Change to Product Group, Size,Change to Group benefit
PZ031 | 13 - Spinal | Aquila Plate System | Anterior Cervical Plate | 57 - 105mm | Prism Surgical Designs Pty Ltd |  | Change to Product Group, Suffix, Size,Change to Group benefit
MC587 | 13 - Spinal | CD Horizon Spinal System - Percutaneous Rod | Longitude II 4.75 and 5.5; Solera Voyager 5.5 – Cobalt Chrome and Titanium; Straight and Pre-Bent | Length: 30 mm to 500 mm | MEDTRONIC AUSTRALASIA PTY LTD |  | Change to Product name, Description, Size
LB001 | 13 - Spinal | Independence Spacer | Spacer with integral plate and screws | small (24 X30mm), medium (26 X 34mm), large (29mm X 39mm) 8,15, 20, 25 and 30 deg 11mm - 25mm height | Globus Medical Australia Pty Limited |  | Change to Product name, Size
MI513 | 13 - Spinal | Anteralign - LS cage | Interbody cage and fixation screws | Height: 10 mm - 20 mm; Width: 32 mm - 42 mm; Length: 25 mm - 32 mm; Lordosis: 6 - 30 | MEDTRONIC AUSTRALASIA PTY LTD |  | Change to Product name, ARTG, Size
QQ531 | 13 - Spinal | IFUSE Implant System | Sacral fusion implants IFUSE & IFUSE 3D | 7-13.5mm x 30-90mm length | LIFEHEALTHCARE PTY LIMITED |  | Change to Product name, Description, Size