## Prescribed List
Sponsor | Product Category | Billing Code | Product Name | Description | Size | End Cycle | Delete Comment
BAUSCH & LOMB (AUSTRALIA) PTY LTD | 01 - Ophthalmic | BL026 | Akreos AO Micro Incision Lens | Micro Incision, posterior chamber, foldable acrylic, aphakic, anterior & posterior edge modification, preloaded, with aberration control, intraocular lens | 6mm optic overall diameter 11.0mm(10D-15D), 10.7mm (15.50-22D), 10.5mm (22.50-30D) | 2025-07-01 | DELETE
BAUSCH & LOMB (AUSTRALIA) PTY LTD | 01 - Ophthalmic | BL023 | Akreos Advanced Optic | Posterior chamber, foldable acrylic IOL, with anterior optic-haptic square edge, posterior optic-haptic square edge, 360 degree optic square edge and aspheric optic for aberration control | 0 D to 30.0 D | 2025-07-01 | DELETE
Designs for Vision Pty Ltd | 01 - Ophthalmic | DV231 | Vision Blue | Trypan blue dye for ophthalmic applications | 0.5ml syringe | 2025-07-01 | DELETE
SURGIVISION PTY LTD | 01 - Ophthalmic | QQ532 | OCUBLU-TRY Trypan Blue | Ocublu-Try Trypan Blue is a sterile tissue dye for anterior segment surgery. | 1mL | 2025-07-01 | DELETE
DEVICE TECHNOLOGIES AUSTRALIA PTY. LTD. | 01 - Ophthalmic | DE641 | ESNOPER Glaucoma Implant | Glaucoma Drainage Implant | 3.00mm x 1.40mm x 2.85mm | 2025-07-01 | DELETE
EMERGO ASIA-PACIFIC PTY. LIMITED | 01 - Ophthalmic | ER501 | Hydrus Microstent | Intracanalicular scaffold, made from a biocompatible alloy, for the treatment of primary open angle glaucoma | 8 mm in length | 2025-07-01 | DELETE
DEVICE TECHNOLOGIES AUSTRALIA PTY. LTD. | 01 - Ophthalmic | DE277 | Frontalis Suspension Set | Stainless steel needles with solid silicone rods and silicone tubing - packaged sterile | needles 0.90mm x 6.5cm, rod 40cm - 0.80mm, sleeve 10 x 2mm | 2025-07-01 | DELETE
Designs for Vision Pty Ltd | 01 - Ophthalmic | DV270 | OcuGas | Tamponade gas for retinal surgery | OCUGAS SF6 (15 ml) OCUGAS C2F6 (12 ml) OCUGAS C3F8 (9 ml) | 2025-07-01 | DELETE
Designs for Vision Pty Ltd | 01 - Ophthalmic | DV244 | D.O.R.C. Eftiar | Eftiar Decaline and Octane | 5ml, 7ml | 2025-07-01 | DELETE
Designs for Vision Pty Ltd | 01 - Ophthalmic | DV243 | D.O.R.C. Silicon Oil | D.O.R.C. Silicon Oil 1000/2000/5000-S | 10ml | 2025-07-01 | DELETE
AUDMET AUSTRALIA PTY LTD | 02 - Ear, Nose & Throat | OI035 | Neuro Zti Cochlear Implant | The Neuro Zti is a multi-channel cochlear implant. It is designed to be surgically implanted and consists of the receiver/stimulator implanted under the skin on the temporal aspect of the skull and a multichannel electrode designed to be inserted within the Scala Tympani of the cochlea. These electrodes will provide electrical stimulation to the auditory nerve, leading to activation of user’s auditory pathway, and perception of sound percept. | Two variants exist for the Neuro Zti: EVO (atraumatic) Insertion length 25mm CLA (classic) Insertion length 26mm | 2025-07-01 | DELETE
AUDMET AUSTRALIA PTY LTD | 02 - Ear, Nose & Throat | OI036 | Neuro 2 Sound Processor | The behind the ear Neuro 2 sound processor performs with the Neuro Zti cochlear implants. It consists of two microphones allowing for 3 automatic adaptive directionality modes, voice tracker and wind noise reduction features. Its benefits include: smaller and more cosmetically appealing design and rechargeable batteries. The processor is placed on the auricle of the either one of the patient's ears and an external antenna transmits the acoustic signal processed by the processor, by means of electromagnetic induction, to the internal component implanted beneath the skin and secured onto the mastoid. | One size | 2025-07-01 | DELETE
AUDMET AUSTRALIA PTY LTD | 02 - Ear, Nose & Throat | OI037 | Neuro 2 Sound Processor Replacement | The behind the ear Neuro 2 sound processor performs with the Neuro Zti cochlear implants. It consists of two microphones allowing for three automatic adaptive directionality modes, voice tracker and wind noise reduction features. Its benefits include: smaller and more cosmetically appealing design and rechargeable batteries. The processor is placed on the auricle of the either one of the patient's ears and an external antenna transmits the acoustic signal processed by the processor, by means of electromagnetic induction, to the internal component implanted beneath the skin and secured onto the mastoid. | One size | 2025-07-01 | DELETE
Alphaxrt Pty Ltd | 03 - General Miscellaneous | CL001 | Advantage I-125 Pre-load | Advantage I-125 Pre-load consists of stranded Advantage I-125 seeds pre-loaded on prescription into brachytherapy needles specifically for treatment of an individual patient. They arrive sterile and pre-packaged ready for use in theatre | Stranded seeds are pre-loaded in brachytherapy needles in a prescribed configuration; up to 120 seeds | 2025-07-01 | DELETE
Alphaxrt Pty Ltd | 03 - General Miscellaneous | CL002 | Advantage I-125 Seed | Advantage I-125 seeds are sealed radioactive sources containing Iodine-125 for interstitial brachytherapy | 3mm x 0.5mm silver rod within 4.5 x 0.8mm sealed titanium capsule, up to 120 seeds | 2025-07-01 | DELETE
RQSOLUTIONS MEDICAL DEVICES DISTRIBUTION SUPPORT PTY LTD | 03 - General Miscellaneous | RQ079 | I-Seed AgX100 Cartridge Brachytherapy Kit | The I-Seed AgX100 Cartridge brachytherapy kit comprises 8 or fewer cartridges (max. 20 seed) in a vertical seed magazine, VSM20. The kit is supplied sterile and is compatible with the Mick applicator. | The I-Seed AgX100 Cartridge Brachytherapy Kit generally contains 8 or fewer cartridges, each a max. 20 seeds, a total of 80-100 seeds. Each seed comprises a silver rod with the source within 4.5 x 0.8mm sealed titanium capsule. | 2025-07-01 | DELETE
Alphaxrt Pty Ltd | 03 - General Miscellaneous | CL003 | Advantage I-125 Seed | The Advantage I-125 seed is a sealed radioactive source containing Iodine-125 for interstitial brachytherapy | 3mm x 0.5mm silver rod within 4.5 x 0.8mm sealed titanium capsule | 2025-07-01 | DELETE
CK Surgitech Pty Ltd | 03 - General Miscellaneous | AK013 | Biliary Nitinol Stents | Biliary Nitinol Stents, self expandable | 6mm - 10mm wide 40mm - 120mm long | 2025-07-01 | DELETE
Pyramed Pty Limited | 03 - General Miscellaneous | PY038 | Niti-S Biliary Uncovered Stents | Niti-S Biliary Uncovered Stents. | Diameter: 6mm to 10mm Length: 40mm to 120mm | 2025-07-01 | DELETE
Pyramed Pty Limited | 03 - General Miscellaneous | PY049 | Niti-S Biliary Covered and Partially Covered Stents | Niti-S Biliary Covered and Partially Covered Stents | Diameter: 4mm to 16mm Length: 10mm to 120mm | 2025-07-01 | DELETE
CK Surgitech Pty Ltd | 03 - General Miscellaneous | AK009 | Oesophageal Tracheal Stents | Nitinol wire expandable stents, covered and non covered, Y shaped | multiple sizes | 2025-07-01 | DELETE
CK Surgitech Pty Ltd | 03 - General Miscellaneous | AK010 | Oesophageal Tracheal Stents | self expanding nitinol stent, covered and uncovered, straight and J shape | multiple sizes | 2025-07-01 | DELETE
CK Surgitech Pty Ltd | 03 - General Miscellaneous | AK008 | Ligation Loop | A device used in combination with a dedicated endoscope. It is intended to ligate a polyp using loop wire for haemostasis or necrosis during endoscopy. It consist of an insertion sheath, a loop wire attached at the distal end of the sheath, and a control handle and operation wire connected to both the loop wire and control handle. | Introducer up to 240cm long Loop sizes 15mm-40mm | 2025-07-01 | DELETE
CK Surgitech Pty Ltd | 03 - General Miscellaneous | AK012 | Lockado Clip and SureClip | An endotherapy device used in combination with a compatible flexible endoscope for the application of haemostatic clips to the mucosal lining of the gastrointestinal (GI) tract for endoscopic marking, haemostasis, tissue approximation, closure of luminal perforations, and/or for treating mucosal/submucosal defects during an endoscopic procedure. | 8mm, 11mm, 16mm, 20mm | 2025-07-01 | DELETE
WILLIAM A. COOK AUSTRALIA PTY. LTD. | 03 - General Miscellaneous | WC311 | Instinct Endoscopic Hemoclip | Endoscopic hemoclip used within the GI tract | Opening span up to 16mm. | 2025-07-01 | DELETE
CK Surgitech Pty Ltd | 03 - General Miscellaneous | AK011 | Band Ligator | A surgical instrument used to apply a ligature to haemorrhoids. A ligator typically consists of a long shaft or cannula with a clamp or grip at the distal end for holding the ligature. The proximal end consists of a handle with moving parts that mechanically operate the distal clamp or grip. | Barrel with 5 bands | 2025-07-01 | DELETE
Alliance Surgical | 03 - General Miscellaneous | AA016 | 4D - DOME SEMI ABSORBABLE HERNIA MESH | 4D DOME semi absorbable bio mesh for abdominal reinforcement inguinal, femoral and incisional hernias | 2.4, 9 x 5 cm 3.0, 9 x 5 cm 3.8, 9 x 5 cm | 2025-07-01 | DELETE
Alliance Surgical | 03 - General Miscellaneous | AA017 | 4D - SEMI ABSORBABLE HERNIA MESH | 4DMESH semi absorbable bio mesh for abdominal reinforcement inguinal, femoral and incisional hernias | 6 x 13.5 cm 10.5 x 14 cm 12 x 15 cm | 2025-07-01 | DELETE
Alliance Surgical | 03 - General Miscellaneous | AA018 | 4D - Semi Absorbable Hernia Mesh | 4DMESH semi absorbable bio mesh for abdominal reinforcement inguinal, femoral and incisional hernias. | 12 x 17 cm 17 x 17 cm | 2025-07-01 | DELETE
JOHNSON & JOHNSON MEDICAL PTY LTD | 03 - General Miscellaneous | MN186 | PROLENE Soft Polypropylene Mesh | Nonabsorbable Synthetic Surgical Mesh | ≥2500cm² | 2025-07-01 | DELETE
JOHNSON & JOHNSON MEDICAL PTY LTD | 03 - General Miscellaneous | JJ240 | VYPRO II Mesh | Composition - equal part Vicryl polyglactin yarn - non-absorbable Prolene polypropylene yarn. Partly absorbable lightweight mesh for tension free-inguinal hernia techniques | Small 6 x 11cm | 2025-07-01 | DELETE
JOHNSON & JOHNSON MEDICAL PTY LTD | 03 - General Miscellaneous | JJ241 | VYPRO II Mesh | Composition - equal part Vicryl polyglactin yarn - non-absorbable Prolene polypropylene yarn. Partly absorbable lightweight mesh for tension free-inguinal hernia techniques | Medium 12 x 10cm | 2025-07-01 | DELETE
JOHNSON & JOHNSON MEDICAL PTY LTD | 03 - General Miscellaneous | JJ242 | VYPRO II Mesh | Composition - equal part Vicryl polyglactin yarn - non-absorbable Prolene polypropylene yarn. Partly absorbable lightweight mesh for tension free-inguinal hernia techniques | Large 15 x 10cm | 2025-07-01 | DELETE
JOHNSON & JOHNSON MEDICAL PTY LTD | 03 - General Miscellaneous | JJ446 | PROCEED Surgical Mesh | PROCEED Surgical Mesh B1 | 2x4 (inches) | 2025-07-01 | DELETE
JOHNSON & JOHNSON MEDICAL PTY LTD | 03 - General Miscellaneous | JJ447 | PROCEED Surgical Mesh | PROCEED Surgical Mesh R1 | 3x6 inches | 2025-07-01 | DELETE
JOHNSON & JOHNSON MEDICAL PTY LTD | 03 - General Miscellaneous | JJ449 | PROCEED Surgical Mesh | PROCEED Surgical Mesh D1 | 4x8 inches | 2025-07-01 | DELETE
JOHNSON & JOHNSON MEDICAL PTY LTD | 03 - General Miscellaneous | MN192 | PHYSIOMESH Open | Flexible Composite Mesh | ≤200cm² | 2025-07-01 | DELETE
Alliance Surgical | 03 - General Miscellaneous | AA019 | 4D VENTRAL COMPOSITE MESH | 4D VENTRAL COMPOSITE MESH | 15 X 15 CM | 2025-07-01 | DELETE
JOHNSON & JOHNSON MEDICAL PTY LTD | 03 - General Miscellaneous | JJ243 | VYPRO II Mesh | Composition - equal part Vicryl polyglactin yarn - non-absorbable Prolene polypropylene yarn. Partly absorbable lightweight mesh for tension free-inguinal hernia techniques | Extra large 15 x 15cm | 2025-07-01 | DELETE
JOHNSON & JOHNSON MEDICAL PTY LTD | 03 - General Miscellaneous | MN193 | PHYSIOMESH Open | Flexible Composite Mesh | 201-400cm² | 2025-07-01 | DELETE
Alliance Surgical | 03 - General Miscellaneous | AA020 | 4D VENTRAL COMPOSITE MESH | 4D VENTRAL COMPOSITE MESH | 15 X 30 CM, 20 X 25 CM. | 2025-07-01 | DELETE
JOHNSON & JOHNSON MEDICAL PTY LTD | 03 - General Miscellaneous | MN194 | PHYSIOMESH Open | Flexible Composite Mesh | 401-600cm² | 2025-07-01 | DELETE
Alliance Surgical | 03 - General Miscellaneous | AA021 | 4D VENTRAL COMPOSITE MESH | 4D VENTRAL COMPOSITE MESH | 30 X 30 | 2025-07-01 | DELETE
JOHNSON & JOHNSON MEDICAL PTY LTD | 03 - General Miscellaneous | JJ454 | PROCEED Surgical Mesh | PROCEED Surgical Mesh T1 | 10x13 inches oval | 2025-07-01 | DELETE
JOHNSON & JOHNSON MEDICAL PTY LTD | 03 - General Miscellaneous | JJ455 | PROCEED Surgical Mesh | PROCEED Surgical Mesh W1 | 10x14 inches | 2025-07-01 | DELETE
JOHNSON & JOHNSON MEDICAL PTY LTD | 03 - General Miscellaneous | MN195 | PHYSIOMESH Open | Flexible Composite Mesh | 601cm²-1000cm² | 2025-07-01 | DELETE
Alliance Surgical | 03 - General Miscellaneous | AA022 | 4D VENTRAL COMPOSITE MESH | 4D VENTRAL COMPOSITE MESH | 30 X 50 CM | 2025-07-01 | DELETE
LIFEHEALTHCARE PTY LIMITED | 04 - Neurosurgical | LH722 | TissuePatchDural 100*100 | Self adhesive dural sealant | 100*100mm | 2025-07-01 | DELETE
ABBOTT MEDICAL AUSTRALIA PTY LTD. | 04 - Neurosurgical | SJ197 | Libra Deep Brain Stimulation System - Libra IPG - 6608 | Implantable pulse generator for deep brain stimulation - 8 channel | 50mm x 54mm x 14mm | 2025-07-01 | DELETE
ABBOTT MEDICAL AUSTRALIA PTY LTD. | 04 - Neurosurgical | SJ206 | Libra XP DBS IPG 6644 | Implantable pulse generation for deep brain stimulation - Dual 4 Channel | 76mm x 58mm x 14mm | 2025-07-01 | DELETE
LMT SURGICAL PTY LTD | 04 - Neurosurgical | LM429 | Single Channel Implantable Pulse Generator | Single Channel Implantable Pulse Generator | Suitable for patient anatomy | 2025-07-01 | DELETE
LMT SURGICAL PTY LTD | 04 - Neurosurgical | LM433 | Dual Channel Implantable Pulse generator | Dual Channel Implantable Pulse generator | Sizes as suitable for patient anatomy | 2025-07-01 | DELETE
LMT SURGICAL PTY LTD | 04 - Neurosurgical | LM434 | Dual Channel Rechargeable Implantable Pulse Generator | Dual Channel Rechargeable Implantable Pulse Generator | Sized as suitable for patient anatomy | 2025-07-01 | DELETE
LMT SURGICAL PTY LTD | 04 - Neurosurgical | LM431 | Patient or Clinician Programmer | Patient or Clinician Programmer | N/A | 2025-07-01 | DELETE
LMT SURGICAL PTY LTD | 04 - Neurosurgical | LM432 | Patient programmer Recharger | Patient programmer Recharger | N/A | 2025-07-01 | DELETE
ABBOTT MEDICAL AUSTRALIA PTY LTD. | 04 - Neurosurgical | SJ148 | Libra Deep Brain Stimulation System - Leads 6142 - 6149 | DBS Leads 6142-6145 1.5mm electrode and space 1.5mm; 6146-6149 1.5mm electrode and 0.5mm space | 25-40cm | 2025-07-01 | DELETE
LMT SURGICAL PTY LTD | 04 - Neurosurgical | LM430 | Implantable Lead Kits | Implantable Lead Kits | Multiple sizes suitable for patient anatomy | 2025-07-01 | DELETE
LMT SURGICAL PTY LTD | 04 - Neurosurgical | LM435 | Implantable Extension Kit | Implantable Extension Kit | Suitable for patient anatomy | 2025-07-01 | DELETE
ABBOTT MEDICAL AUSTRALIA PTY LTD. | 04 - Neurosurgical | SJ379 | Proclaim IPG | Implantable pulse generator | 55mm, 68mm | 2025-07-01 | DELETE
EMERGO ASIA-PACIFIC PTY. LIMITED | 04 - Neurosurgical | ER007 | Nevro Spinal Cord Stimulation System (SCSS) - Lead Extension Kit | The lead extender is intended to be used when the implant site for the Implantable Pulse Generator is too far from the stimulation site to directly connect the stimulation lead. | Length: 15cm-60cm, in increments of 5cm | 2025-07-01 | DELETE
ABBOTT MEDICAL AUSTRALIA PTY LTD. | 04 - Neurosurgical | SJ288 | Anchor (Butterfly) | Lead Anchor (Butterfly) | One size only | 2025-07-01 | DELETE
ABBOTT MEDICAL AUSTRALIA PTY LTD. | 04 - Neurosurgical | SJ289 | Anchor (long) | Lead Anchor (Long) | One size only | 2025-07-01 | DELETE
Nevro Medical Pty Ltd | 04 - Neurosurgical | WW002 | Senza II IPG Template | Aid for physicians in proper sizing of the IPG implant pocket | One size only | 2025-07-01 | DELETE
Nevro Medical Pty Ltd | 04 - Neurosurgical | WW013 | Nevro Spinal Cord Stimulation System (SCSS) - IPG Template Kit | The Implantable Pulse Generator (IPG) Template is an aid for the physician to assist in the proper sizing of the IPG pocket. | N/A | 2025-07-01 | DELETE
ABBOTT MEDICAL AUSTRALIA PTY LTD. | 04 - Neurosurgical | SJ371 | St Jude neurostimulation screening cable | MultiLead screening cable | one size only | 2025-07-01 | DELETE
ABBOTT MEDICAL AUSTRALIA PTY LTD. | 04 - Neurosurgical | SJ372 | St Jude neurostimulation trial header connector | Trial System Header Connector | one size only | 2025-07-01 | DELETE
GETZ HEALTHCARE PTY LTD | 04 - Neurosurgical | ME209 | Leo+ | Leo+ Stent | D 2.0mm L 12mm, 18mm, 25mm. D 2.5mm L 12mm, 18mm, 25mm, 30mm, 35mm. D 3.0mm L 12mm, 18mm, 25mm, 35mm D 3.5mm L 12mm, 18mm, 25mm, 30mm, 35mm, 50mm. D 4.5mm L 15mm, 20mm, 25mm, 30mm, 40mm, 50mm, 75mm. D 5.5mm L 25mm, 30mm, 35mm, 50mm, 60mm, 75mm. | 2025-07-01 | DELETE
GETZ HEALTHCARE PTY LTD | 04 - Neurosurgical | ME226 | Optima Coil System | Implantable embolization Coil comprised of platinum-tungsten alloy attached to a proximal stainless steel hypo-tube and distal body coil delivery pusher with a radiopaque distal positioning marker and a proximal fluorosafe marker. | Various sizes as attached. | 2025-07-01 | DELETE
GETZ HEALTHCARE PTY LTD | 04 - Neurosurgical | ME227 | Optima XCEL Detachment Controller | The EXCEL Detachment Controller is used to detach the Pusher from the Coil after the coil is deployed, it is compatible with all Optima Coil configurations and is used to detach all coils needed for a single patient. | one size | 2025-07-01 | DELETE
GETZ HEALTHCARE PTY LTD | 04 - Neurosurgical | ME215 | Copernic RC | Venous remodelling balloon | Diameter: 8.0 - 10mm Balloon Length: 80mm Catheter Length: 160mm | 2025-07-01 | DELETE
MEDTRONIC AUSTRALASIA PTY LTD | 04 - Neurosurgical | AS198 | ev3 Occlusion Balloon Catheters | Single lumen balloon catheter to temporarily occlude the central lumen allowing inflation of the balloon during neurosurgical and vascular procedures. | 3-7mm diameter; 7-30mm length | 2025-07-01 | DELETE
Coloplast Pty Ltd | 05 - Urogenital | CT024 | PU-R Double Loop Ureteral Stents | Double Loop Ureteral Stents in Rigid Polyurethane, with pusher. With or without guidewire depending on the model. | Various in 4.8, 6, 7, 8Fr. Various in 24, 26, 28, 30cm lengths. Various in O/O or O/C. Various with or without guidewire. With either streerable or simple pusher | 2025-07-01 | DELETE
Coloplast Pty Ltd | 05 - Urogenital | CT034 | PU-S Double Loop Ureteral Stents | Double Loop Ureteral Stents in Soft Polyurethane, with pusher and guidewire. | Various in 6 and 7Fr. Various in 24, 26, 28 cm lengths. Various in O/O or O/C. With either Steerable or simple pusher. | 2025-07-01 | DELETE
Pyramed Pty Limited | 05 - Urogenital | PY011 | Optimed Opti-J Stents | Dual Use directional Double J stent and delivery system. Can also be used as urinary diversion stent. | 4.5Fr to 8Fr Length: 22cm to 36cm | 2025-07-01 | DELETE
Pyramed Pty Limited | 05 - Urogenital | PY012 | Ex-Stent Tumour Ureteral Stent Set | Open end stent with guide wire and pusher | Diameter: 6Fr-8Fr Length: 26cm-36cm | 2025-07-01 | DELETE
Pyramed Pty Limited | 05 - Urogenital | PY001 | Optimed Ureteral Stents | Soft-Polyurethane. Ureteral. Paediatric Ureteral. Renal Transplantation. Urinary Diversion. | Ureteral - Diameter: 4.5Fr-8Fr Length: 22cm-36cm Paediatric Ureteral - Diameter: 3Fr-4Fr Length: 10cm-16cm Renal Transplantation - Diameter: 6Fr-8Fr Length:8cm-18cm Urinary Diversion - Diameter: 4.5Fr-9Fr Length: 70cm | 2025-07-01 | DELETE
Pyramed Pty Limited | 05 - Urogenital | PY030 | Taewoong ePTFE covered dual nitinol ureteral/urethral stent | Taewoong ePTFE covered dual nitinol ureteral/urethral stent | Diameter: 6mm to 16mm Length: 4cm to 20cm | 2025-07-01 | DELETE
WILLIAM A. COOK AUSTRALIA PTY. LTD. | 05 - Urogenital | WC023 | Greene Renal Transplant Stent Set | Transplant stent set | Multiple French Sizes, Multi-length | 2025-07-01 | DELETE
Emagin Pty Ltd | 05 - Urogenital | EG026 | Testicular Implant | Gel Filled Testicular Implant | Height : 25 , 34, 40, 50, 53mm | 2025-07-01 | DELETE
J T Medical Pty Ltd | 05 - Urogenital | JT008 | Testicular Implants | Testicular Implants with needle guide or reinforced cap for fixation | The Testicular Implants with needle guide or reinforced cap are available in 5 different sizes ranging from 5, 12, 21, 27 and 36 grams. | 2025-07-01 | DELETE
LMT SURGICAL PTY LTD | 06 - Specialist Orthopaedic | LM100 | HyProCure | Sinus Tarsi Implant | 05 to 10 | 2025-07-01 | DELETE
SMITH & NEPHEW PTY LIMITED | 06 - Specialist Orthopaedic | SL189 | MBA Titanium Subtalar Implant | Implant for subtalar joint arthroereisis | 6, 8, 9, 10, 12mm and guide pin 2mm | 2025-07-01 | DELETE
ALLEGRA INNOVATIONS PTY LTD | 06 - Specialist Orthopaedic | QQ125 | Hemi CAP Articular Resurfacing Great Toe System | Articular Component | 12mm (1-2mm x 1.5-3mm offset), 15mm (1.5-2.5mm x 2.5-4.5mm offset) | 2025-07-01 | DELETE
ALLEGRA INNOVATIONS PTY LTD | 06 - Specialist Orthopaedic | QQ126 | Hemi CAP Articular Resurfacing Great Toe System | Fixation Component | 8mm x 16mm, 9.5mm x 18mm | 2025-07-01 | DELETE
LMT SURGICAL PTY LTD | 06 - Specialist Orthopaedic | LM347 | KinematX Wrist Arthroplasty System | Modular Wrist Arthroplasty | 1, 2, 3 | 2025-07-01 | DELETE
LMT SURGICAL PTY LTD | 06 - Specialist Orthopaedic | LM297 | Pyrocarbon Lunate | Pyrocarbon Lunate replacement | Mulitple | 2025-07-01 | DELETE
LIFEHEALTHCARE PTY LIMITED | 06 - Specialist Orthopaedic | QQ368 | Radio-Ulnar Joint Stem | Radio-Ulnar Joint Stem | Multiple Sizes | 2025-07-01 | DELETE
LMT SURGICAL PTY LTD | 06 - Specialist Orthopaedic | LM148 | Ascension DRUJ Ulna Head, Implant System | Cobalt chromium stem with PyroCarbon or Cobalt Chromium Articular Surface | 0, 1, 2, 3, 4 | 2025-07-01 | DELETE
LIFEHEALTHCARE PTY LIMITED | 06 - Specialist Orthopaedic | QQ371 | UHMWP Ball | UHMWP Ball | Multiple | 2025-07-01 | DELETE
LMT SURGICAL PTY LTD | 06 - Specialist Orthopaedic | LM149 | Ascension DRUJ Ulna Head, Implant System | Cobalt chromium stem with PyroCarbon or Cobalt Chromium Articular Surface | 0, 1, 2, 3, 4 | 2025-07-01 | DELETE
LMT SURGICAL PTY LTD | 06 - Specialist Orthopaedic | LM245 | Universal Tendon Spacer | Tendon Spacer | 1 size only | 2025-07-01 | DELETE
LIFEHEALTHCARE PTY LIMITED | 06 - Specialist Orthopaedic | QQ388 | Distal Radio-Ulnar Joint Prosthesis | Distal Radio-Ulnar Joint Prosthesis | Multiple sizes | 2025-07-01 | DELETE
LMT SURGICAL PTY LTD | 06 - Specialist Orthopaedic | LM294 | Ascension MCP Finger Joint Replacement | PyroCarbon MCP Proximal Component | 05P, 10P, 20P, 30P, 40P, 50P | 2025-07-01 | DELETE
LMT SURGICAL PTY LTD | 06 - Specialist Orthopaedic | LM293 | Ascension MCP Finger Joint Replacement | PyroCarbon MCP Distal Component | 05D, 10D, 20D, 30D, 40D, 50D | 2025-07-01 | DELETE
LMT SURGICAL PTY LTD | 06 - Specialist Orthopaedic | LM296 | Ascension PIP Finger Joint Replacement | PyroCarbon PIP Proximal Component. | 10P, 20P, 30P, 40P | 2025-07-01 | DELETE
LMT SURGICAL PTY LTD | 06 - Specialist Orthopaedic | LM295 | Ascension PIP Finger Joint Replacement | PyroCarbon PIP Distal Component | 10D, 20D, 30D, 40D | 2025-07-01 | DELETE
LMT SURGICAL PTY LTD | 06 - Specialist Orthopaedic | LM102 | Ascension Silicone Finger joint replacement | MCP moulded silicone finger joint | Various | 2025-07-01 | DELETE
LMT SURGICAL PTY LTD | 06 - Specialist Orthopaedic | LM103 | Ascension Silicone Finger joint replacement | PIP moulded silicone finger joint | 00-05 | 2025-07-01 | DELETE
LMT SURGICAL PTY LTD | 06 - Specialist Orthopaedic | LM298 | Pyrocarbon carpal implants | Pyrocarbon carpal replacement implants | Multiple sizes | 2025-07-01 | DELETE
LMT SURGICAL PTY LTD | 06 - Specialist Orthopaedic | LM104 | Ascension Radial Head | Proximal Radial Stem | 01/02/03/04, standard & long | 2025-07-01 | DELETE
LMT SURGICAL PTY LTD | 06 - Specialist Orthopaedic | LM105 | Ascension Radial head | Proximal Radial Head | 20/22/24mm | 2025-07-01 | DELETE
JOHNSON & JOHNSON MEDICAL PTY LTD | 06 - Specialist Orthopaedic | JJ969 | Global Shoulder System | Humeral Stem | 6-16mm | 2025-07-01 | DELETE
Lima Orthopaedics Australia Pty Ltd | 06 - Specialist Orthopaedic | LC044 | SMR Large Resection Stem | Resection Stem Large Ti6AI4V | 7-10mm Dia x 50-80 Height | 2025-07-01 | DELETE
Enovis Surgical Australia Pty Limited | 06 - Specialist Orthopaedic | DD066 | Altivate Reverse Humeral Stem | Altivate Reverse Humeral Stem | Standard and Small Shell, 108, 175 & 220mm Length | 2025-07-01 | DELETE
JOHNSON & JOHNSON MEDICAL PTY LTD | 06 - Specialist Orthopaedic | MN374 | Global Shoulder System | Humeral Stem | 6-16mm | 2025-07-01 | DELETE
Lima Orthopaedics Australia Pty Ltd | 06 - Specialist Orthopaedic | LC188 | SMR Humeral Body with Locking Screw | Humeral Body Ti6aI4V - Finned - Trauma | Short/Medium/Long | 2025-07-01 | DELETE
Lima Orthopaedics Australia Pty Ltd | 06 - Specialist Orthopaedic | LC189 | SMR Reverse Humeral Body with Locking Screw | SMR Humeral Body -Reverse | Reverse Humeral body - short; Reverse humeral body - finned; Reverse humeral body - Standard HA Coated; 140° Reverse Humeral body - short; 140° Reverse humeral body - finned; 140°Reverse humeral body - Standard HA Coated | 2025-07-01 | DELETE
Lima Orthopaedics Australia Pty Ltd | 06 - Specialist Orthopaedic | LC042 | SMR Shoulder System | Short and Revision Cemented Stem | Dia 12-20mm x length 80-210mm | 2025-07-01 | DELETE
Lima Orthopaedics Australia Pty Ltd | 06 - Specialist Orthopaedic | LC178 | SMR System - Finned & Revision Humeral Stem | Finned Humeral Stem Ti6AI4V | Dia 11-26mm x Length 45 - 80mm, Dia 13-16mm x H 150 - 180mm | 2025-07-01 | DELETE
Lima Orthopaedics Australia Pty Ltd | 06 - Specialist Orthopaedic | LC179 | SMR Resurfacing Humeral Stem | Resurfacing Humeral Stem Ti6AI4V - Uncemented | Dia 11-13mm x length 32-36mm | 2025-07-01 | DELETE
JOHNSON & JOHNSON MEDICAL PTY LTD | 06 - Specialist Orthopaedic | DP962 | Delta Shoulder system | DELTA Humeral Head INOX / ST.Steel / Nichtrostender St. | 36 - 42 mm in +0-+4 | 2025-07-01 | DELETE
Lima Orthopaedics Australia Pty Ltd | 06 - Specialist Orthopaedic | LC180 | SMR Humeral Head | Humeral Head CoCrMo | Diameter (mm) 38 to 54 Offset 2 - 7 mm Eccentric Shape Standard or Flattened | 2025-07-01 | DELETE
Lima Orthopaedics Australia Pty Ltd | 06 - Specialist Orthopaedic | LC181 | SMR CTA Humeral Head | CTA Humeral Head CoCRMo | 42 - 54mm | 2025-07-01 | DELETE
JOHNSON & JOHNSON MEDICAL PTY LTD | 06 - Specialist Orthopaedic | JJ787 | Global CAP Resurfacing Humeral Head Implant | Global CAP Conservative Anatomical Prosthesis (Shoulder Humeral Head Surface Replacement) | 40-56mm Diameter | 2025-07-01 | DELETE
Lima Orthopaedics Australia Pty Ltd | 06 - Specialist Orthopaedic | LC182 | SMR Resurfacing Humeral Head | Resurfacing Humeral Head CoCrMo + Poro+Ti+HA coated | 42 - 54mm | 2025-07-01 | DELETE
Lima Orthopaedics Australia Pty Ltd | 06 - Specialist Orthopaedic | LC183 | SMR Resurfacing CTA Humeral Head | CTA Resurfacing Humeral Head CoCrMo +Poro+Ti+Ha Coated | 42 - 54mm | 2025-07-01 | DELETE
Lima Orthopaedics Australia Pty Ltd | 06 - Specialist Orthopaedic | LC176 | SMR Reverse Liner (Cup) UHMWPE X-Lima | Reverse Liner UHMWPE X-Lima | 36mm x +3/+6mm Standard & Retentive | 2025-07-01 | DELETE
Lima Orthopaedics Australia Pty Ltd | 06 - Specialist Orthopaedic | LC177 | SMR Reverse Liner (Cup) CoCrMo | Reverse Liner Standard & Excentric CoCrMo | Dia 40 - 44mm x Short to Long | 2025-07-01 | DELETE
ZIMMER BIOMET PTY LTD | 06 - Specialist Orthopaedic | ZI577 | Anatomical Shoulder | Anatomical Inverse/Reverse Humeral Poly inlay | 36mm x 0, 3 & 6mm; 40mm x 0, 3 & 6mm. | 2025-07-01 | DELETE
EXACTECH AUSTRALIA PTY LTD | 06 - Specialist Orthopaedic | FA028 | Equinoxe Glenoid, pegged | UHMWPE component used to replace the Glenoid during total shoulder arthroplasty. This component is to be used with the Equinoxe total shoulder replacement | small, medium, large, X-Large | 2025-07-01 | DELETE
Lima Orthopaedics Australia Pty Ltd | 06 - Specialist Orthopaedic | LC172 | SMR Cemented Glenoid | All Poly Glenoid Cemented UHMWPE | Small - Large | 2025-07-01 | DELETE
Lima Orthopaedics Australia Pty Ltd | 06 - Specialist Orthopaedic | LC173 | SMR - Glenoid 3 Peg UHMWPE | Glenoid 3 Peg UHMWPE X-Lima | Extra small, Standard, Small, and Large | 2025-07-01 | DELETE
Lima Orthopaedics Australia Pty Ltd | 06 - Specialist Orthopaedic | LC038 | SMR Shoulder System | Metal Back Glenoid | Small, Small R, Standard, Large | 2025-07-01 | DELETE
EXACTECH AUSTRALIA PTY LTD | 06 - Specialist Orthopaedic | FA029 | Equinoxe Glenoid, Cage Pegged | UHMWPE component with Ti Alloy peripheral pegs and a Ti Alloy & Ti plasma-coated central peg. It is used to replace the Glenoid during total shoulder arthroplasty. This component is to be used with the Equinoxe total shoulder replacement. | small, medium, large, X-Large | 2025-07-01 | DELETE
Lima Orthopaedics Australia Pty Ltd | 06 - Specialist Orthopaedic | LC186 | SMR Reverse Glenoid Base Plate | Reverse Glenoid Base Plate | Small-R or Small/Standard | 2025-07-01 | DELETE
Lima Orthopaedics Australia Pty Ltd | 06 - Specialist Orthopaedic | LC184 | SMR Reverse Poly Gleonsphere | Reverse Glenophere UHMWPE X-Lima Ti6AI4V | 40 - 44 Standard & Exxentric | 2025-07-01 | DELETE
Lima Orthopaedics Australia Pty Ltd | 06 - Specialist Orthopaedic | LC185 | SMR Reverse Glenosphere | Reverse Glenosphere CoCrMo | 36mm Standard and Eccentric | 2025-07-01 | DELETE
Lima Orthopaedics Australia Pty Ltd | 06 - Specialist Orthopaedic | LC036 | SMR Shoulder - Modular Augment | Modular Augment Ti6AI4V | 20 - 50mm | 2025-07-01 | DELETE
Lima Orthopaedics Australia Pty Ltd | 06 - Specialist Orthopaedic | LC117 | SMR Shoulder Accessories | SMR Connector and Screw | Small R / Small STD | 2025-07-01 | DELETE
Enovis Surgical Australia Pty Limited | 06 - Specialist Orthopaedic | DD063 | Altivate Reverse - Metal Spacer | Small and Standard Metal Spacer | +8 and +12 | 2025-07-01 | DELETE
Lima Orthopaedics Australia Pty Ltd | 06 - Specialist Orthopaedic | LC037 | SMR Adaptor | Adaptor Eccentric / Neutral / CTA | Standard & long 0 to +8mm | 2025-07-01 | DELETE
Lima Orthopaedics Australia Pty Ltd | 06 - Specialist Orthopaedic | LC175 | SMR Reverse Modular Humeral Body Extension | Reverse Modular Mumeral Body Extension Ti6AI4V | +9mm | 2025-07-01 | DELETE
SMITH & NEPHEW PTY LIMITED | 06 - Specialist Orthopaedic | SN763 | IMHS CP | Intramedullary Hip Nail, stainless steel | 10 - 16mm x 19.5cm left and right | 2025-07-01 | DELETE
Surgical Specialties Pty Limited | 06 - Specialist Orthopaedic | SQ158 | PediNail Platform | Pediatric Nailing Platform Femur | 7mm x 200mm Child Left, Right | 2025-07-01 | DELETE
SMITH & NEPHEW PTY LIMITED | 06 - Specialist Orthopaedic | SN764 | IMHS CP | Intramedullary Hip Nail, stainless steel | 10 - 14mm x 32 - 44cm left and right | 2025-07-01 | DELETE
Surgical Specialties Pty Limited | 06 - Specialist Orthopaedic | SQ086 | PediNail System | Intramedullary Femoral Nail | 7-10mm x 12-42cm Left, Right | 2025-07-01 | DELETE
Surgical Specialties Pty Limited | 06 - Specialist Orthopaedic | SQ157 | PediNail Platform | Pediatric Nailing Platform Femur | 7-12mm x 220-420mm Left, Right Child, Adolescent | 2025-07-01 | DELETE
SMITH & NEPHEW PTY LIMITED | 06 - Specialist Orthopaedic | SL205 | Panta Arthrodesis Nail | Ankle Nail, Titanium | Diameter 10 -13 mm Length - 150-240 mm | 2025-07-01 | DELETE
Surgical Specialties Pty Limited | 06 - Specialist Orthopaedic | SQ094 | PediFlex System | Intramedullary Flexible Nail, Titanium, Stainless Steel, Standard, Tapered Tip, Round Tip | 1.5-4.5mm x 300-450mm | 2025-07-01 | DELETE
LMT SURGICAL PTY LTD | 06 - Specialist Orthopaedic | LM300 | Hammerfix | Implant for small joint Arthrodesis | Small, Medium, Large | 2025-07-01 | DELETE
SMITH & NEPHEW PTY LIMITED | 06 - Specialist Orthopaedic | SL228 | Panta Arthrodesis Nail | Partially threaded lag Screw, Titanium | Diameter 5 mm Length - 20 - 110 mm | 2025-07-01 | DELETE
SMITH & NEPHEW PTY LIMITED | 06 - Specialist Orthopaedic | SN774 | IMHS CP | Captured Compression Screw, Stainless Steel | 19mm | 2025-07-01 | DELETE
SMITH & NEPHEW PTY LIMITED | 06 - Specialist Orthopaedic | SL229 | Panta Arthrodesis Nail | Fully threaded lag Screw, Titanium | Diameter 5 mm Length - 20 - 110 mm | 2025-07-01 | DELETE
Lima Orthopaedics Australia Pty Ltd | 06 - Specialist Orthopaedic | LC187 | SMR Revision Modular Locking Ring | Modular Locking Collar (Ring) Ti6AI4V | One Size | 2025-07-01 | DELETE
SMITH & NEPHEW PTY LIMITED | 06 - Specialist Orthopaedic | SN775 | IMHS CP | Set Screw, Stainless Steel | Standard | 2025-07-01 | DELETE
SMITH & NEPHEW PTY LIMITED | 06 - Specialist Orthopaedic | SL206 | Panta Arthrodesis Nail | End Cap, Titanium | One Size | 2025-07-01 | DELETE
Surgical Specialties Pty Limited | 06 - Specialist Orthopaedic | SQ087 | Intramedullary Nail End Caps | PediNail End Caps PediFlex End Caps | 0-20mm | 2025-07-01 | DELETE
LMT SURGICAL PTY LTD | 06 - Specialist Orthopaedic | LM066 | TriMed Olecranon Sled | Washer | one size | 2025-07-01 | DELETE
SMITH & NEPHEW PTY LIMITED | 06 - Specialist Orthopaedic | SL198 | Newdeal Reinforced Bendable Osteosynthesis Plates | Stainless Steel 2 - 4 Holes | 2 holes, 4 holes/77mm, 4 holes/112mm | 2025-07-01 | DELETE
SMITH & NEPHEW PTY LIMITED | 06 - Specialist Orthopaedic | SL199 | Newdeal Bendable Osteosynthesis Plates | Composition - 316L Stainless Steel. To be used only with Newdeal screws/lock screws. | 3-6 holes | 2025-07-01 | DELETE
SMITH & NEPHEW PTY LIMITED | 06 - Specialist Orthopaedic | SL200 | Newdeal Distal Femoral Varus Osteotomy Plate | Stainless steel periarticular anatomically shaped plate fixed with 3 locking screws into femoral condyle | 1 Size | 2025-07-01 | DELETE
SMITH & NEPHEW PTY LIMITED | 06 - Specialist Orthopaedic | SL201 | Newdeal Femoral Varus and De-rotation Osteotomy Plates | Stainless steel periarticular anatomic plate fixed with locking screws into proximal femur | Newdeal Femoral Varus and De-rotation Osteotomy Plates - 3 holes, Newdeal Femoral Varus and De-rotation Osteotomy Plates - 4 holes, Newdeal Reinforced Femoral Newdeal and De-rotation Osteotomy Plates - left and right | 2025-07-01 | DELETE
SMITH & NEPHEW PTY LIMITED | 06 - Specialist Orthopaedic | SL202 | Newdeal HTO Plates | Stainless steel anatomically shaped plates for high tibial osteotomy;4 or 5 holes | Opening wedge HTO plates, left and right. Closing wedge HTO plates, left and right. Reinforced closing wedge HTO plates, left and right | 2025-07-01 | DELETE
SMITH & NEPHEW PTY LIMITED | 06 - Specialist Orthopaedic | SN071 | TC 100 | 4.5mm Straight Plates | ≤ 6 holes | 2025-07-01 | DELETE
SMITH & NEPHEW PTY LIMITED | 06 - Specialist Orthopaedic | SN143 | TC 100 | 4.5mm Reconstruction Plate | < 6 holes | 2025-07-01 | DELETE
SMITH & NEPHEW PTY LIMITED | 06 - Specialist Orthopaedic | SN942 | Peri-Loc | 4.5 Straight Non Locking Plates | ≤6 holes | 2025-07-01 | DELETE
Surgical Specialties Pty Limited | 06 - Specialist Orthopaedic | SQ074 | PediPlates Plating System | O-Plate, Delta Plate, Center Hole | 12-24mm | 2025-07-01 | DELETE
Surgical Specialties Pty Limited | 06 - Specialist Orthopaedic | SQ075 | PediPlates Plating System | I-Plate Center Hole | 16-32mm | 2025-07-01 | DELETE
Surgical Specialties Pty Limited | 06 - Specialist Orthopaedic | SQ077 | PediLoc Plating System | 4.5mm Locking Plate | 2-6 Holes | 2025-07-01 | DELETE
Surgical Specialties Pty Limited | 06 - Specialist Orthopaedic | SQ149 | PediLoc Plating System | PediFrag Clavicle Plates | 2.7-3.5mm 6 Holes Left, Right | 2025-07-01 | DELETE
Surgical Specialties Pty Limited | 06 - Specialist Orthopaedic | SQ150 | PediLoc Plating System | PediFrag Clavicle Plates | 2.7-3.5mm 7-8 Holes Left, Right | 2025-07-01 | DELETE
SMITH & NEPHEW PTY LIMITED | 06 - Specialist Orthopaedic | SN098 | TC-100 | 4.5mm Reconstruction Plate | ≥ 7 to ≤ 15 holes | 2025-07-01 | DELETE
SMITH & NEPHEW PTY LIMITED | 06 - Specialist Orthopaedic | SN133 | TC-100 | 4.5mm Straight Plates | ≥ 7 to ≤ 15 holes | 2025-07-01 | DELETE
STABLE ORTHOPAEDICS PTY LTD | 06 - Specialist Orthopaedic | QQ557 | BioFix locking osteotomy plate | Anatomic variable angle locking tibial plates | 7 to 15 holes | 2025-07-01 | DELETE
Surgical Specialties Pty Limited | 06 - Specialist Orthopaedic | SQ078 | PediLoc System ≥7 to ≤15 holes, screw size ≥4.5mm | 4.5mm Bowed locking compression femur 10, 12, 14 hole plates 4.5mm contour locking compression femur 8, 10, 12, 14 hole plates left and right | 4.5mm bowed 10, 12, 14 hole 4.5mm contour 8,10,12,14 hole right 4.5mm contour 8, 10, 12, 14 hole left | 2025-07-01 | DELETE
SMITH & NEPHEW PTY LIMITED | 06 - Specialist Orthopaedic | SN078 | TC-100 | 4.5mm Straight Plates | ≥ 16 holes | 2025-07-01 | DELETE
SMITH & NEPHEW PTY LIMITED | 06 - Specialist Orthopaedic | SN784 | Peri-Loc | Plates, Stainless Steel, Non-Locking, Broad, Left & Rights | ≥ 16 holes | 2025-07-01 | DELETE
Surgical Specialties Pty Limited | 06 - Specialist Orthopaedic | SQ079 | PediLoc - Periarticular Locking Plating System Femur- > 16 holes, screw size ≥4.5mm | 4.5mm Bowed locking compression femur 16 hole plate 4.5mm Bowed locking compression femur 18 hole plate 4.5mm contour locking compression femur 16 hole plate right 4.5mm contour locking compression femur 18 hole plate right 4.5mm contour locking compression femur 20 hole plate right 4.5mm contour locking compression femur 16 hole plate left 4.5mm contour locking compression femur 18 hole plate left 4.5mm contour locking compression femur 20 hole plate left | 4.5mm Bowed, 16 hole 4.5mm Bowed, 18 hole 4.5mm contour,16 hole, right 4.5mm contour,18 hole, right 4.5mm contour,20 hole, right 4.5mm contour,16 hole, left 4.5mm contour,18 hole, left 4.5mm contour,20 hole, left | 2025-07-01 | DELETE
LMT SURGICAL PTY LTD | 06 - Specialist Orthopaedic | LM121 | 'TriMed Wire Plates | Wire Fixation plate | 3 & 5 hole | 2025-07-01 | DELETE
LMT SURGICAL PTY LTD | 06 - Specialist Orthopaedic | LM122 | TriMed Periarticular Plate | Periarticular Plates | ≤ 6 holes | 2025-07-01 | DELETE
LMT SURGICAL PTY LTD | 06 - Specialist Orthopaedic | LM125 | TriMed Sidewinder | Ankle Fixation Plate | ≤ 6 holes | 2025-07-01 | DELETE
LMT SURGICAL PTY LTD | 06 - Specialist Orthopaedic | LM291 | Forearm Locking Plate | Forearm plates | ≤ 6 holes | 2025-07-01 | DELETE
SMITH & NEPHEW PTY LIMITED | 06 - Specialist Orthopaedic | SL086 | PERI-LOC | Clavicle plates | ≤ 6 holes | 2025-07-01 | DELETE
SMITH & NEPHEW PTY LIMITED | 06 - Specialist Orthopaedic | SL217 | UNI-CP Compression plating system | 2 or 4 hole stainless steel compression plate, with 3 plate configurations (2 or 4 hole 'straight' design, 4 hole T-design) | 2 or 4 hole, 4 interaxis sizes: 17, 20, 25 and 30mm | 2025-07-01 | DELETE
SMITH & NEPHEW PTY LIMITED | 06 - Specialist Orthopaedic | SL223 | TIBIAXYS Distal Tibia System - Ankle Arthrodesis - Medial anterior plate | Titanium medial anterior plate with 6 holes; left or right | 3mm thick, 77mm long | 2025-07-01 | DELETE
SMITH & NEPHEW PTY LIMITED | 06 - Specialist Orthopaedic | SL227 | Uni-CP Compression plating system | 4 hole U design | 4 hole, 3 interaxis sizes: 17,19,21mm | 2025-07-01 | DELETE
SMITH & NEPHEW PTY LIMITED | 06 - Specialist Orthopaedic | SN044 | TC-100 & Peri-Loc | 3.5mm Straight Plates | ≤ 6 holes | 2025-07-01 | DELETE
SMITH & NEPHEW PTY LIMITED | 06 - Specialist Orthopaedic | SN109 | TC100 | 3.5mm Reconstruction Plates | ≤ 6 holes | 2025-07-01 | DELETE
SMITH & NEPHEW PTY LIMITED | 06 - Specialist Orthopaedic | SN136 | TC-100 | Small right angle & T plates | ≤ 6 holes | 2025-07-01 | DELETE
SMITH & NEPHEW PTY LIMITED | 06 - Specialist Orthopaedic | SN796 | Peri-Loc | Locking 1/3 Tubular & 3.5mm Straight Plates | ≤ 6 holes | 2025-07-01 | DELETE
SMITH & NEPHEW PTY LIMITED | 06 - Specialist Orthopaedic | SN800 | Peri-Loc | 3.5mm Recon Plate | ≤ 6 holes | 2025-07-01 | DELETE
SMITH & NEPHEW PTY LIMITED | 06 - Specialist Orthopaedic | SN914 | Peri-Loc | Clavicle plates | ≤6 holes | 2025-07-01 | DELETE
Surgical Specialties Pty Limited | 06 - Specialist Orthopaedic | SQ138 | PediLoc Plating System | 3.5mm Locking Plate, PediLoc, PediFrag, PLEO | 2-6 Hole | 2025-07-01 | DELETE
Surgical Specialties Pty Limited | 06 - Specialist Orthopaedic | SQ154 | PediLoc Plating System | Locking Cannulated Blade Plate | Infant, Child, Adolescent, 90-130 degrees, 0-14 mm offset, 25-80 mm blade, 2-4 holes | 2025-07-01 | DELETE
Surgical Specialties Pty Limited | 06 - Specialist Orthopaedic | SQ178 | PediFoot Deformity Correction System | 3.5mm Plates, Compression/Neutral, Recon, Angle Iron, Wedge, Clover | 7-70mm length, 4-6mm wedge length, 2-6 holes | 2025-07-01 | DELETE
JOHNSON & JOHNSON MEDICAL PTY LTD | 06 - Specialist Orthopaedic | MN209 | AO/ASIF Plates | Locking Specialty Plate | 7-15 Holes | 2025-07-01 | DELETE
LMT SURGICAL PTY LTD | 06 - Specialist Orthopaedic | LM123 | TriMed Periarticular Plate | Periarticular Plates | ≥ 7 to ≤ 15 holes | 2025-07-01 | DELETE
LMT SURGICAL PTY LTD | 06 - Specialist Orthopaedic | LM126 | TriMed Sidewinder | Ankle Fixation Plate | 7 hole sidewinder plate | 2025-07-01 | DELETE
LMT SURGICAL PTY LTD | 06 - Specialist Orthopaedic | LM337 | Trimed Plates | Elbow, Forearm, clavicle and Wrist Plates | ≥ 7 to ≤ 15 holes | 2025-07-01 | DELETE
LMT SURGICAL PTY LTD | 06 - Specialist Orthopaedic | LM471 | TriMed ASET Foot Plating System | Lapidus Plate | ≥ 7 Holes | 2025-07-01 | DELETE
LMT SURGICAL PTY LTD | 06 - Specialist Orthopaedic | LM544 | Ulnar Shortening Plates | Distal Ulnar Shortening Plates Proximal Ulnar Shortening Plates | The Distal Ulnar Shortening Plates are available in two lengths, left and right configurations. The Proximal Ulnar Shortening Plates are available in two lengths. | 2025-07-01 | DELETE
LMT SURGICAL PTY LTD | 06 - Specialist Orthopaedic | LM546 | Midshaft Humerus Plates | Midshaft Humerus Plates | 136-244mm, narrow and broad versions. 7 to 13 holes | 2025-07-01 | DELETE
SMITH & NEPHEW PTY LIMITED | 06 - Specialist Orthopaedic | SL087 | PERI-LOC | Clavicle plates | ≥ 7 to ≤ 15 holes | 2025-07-01 | DELETE
SMITH & NEPHEW PTY LIMITED | 06 - Specialist Orthopaedic | SL215 | TIBIAXYS Distal Tibial Osteotomy System: Medial right/lateral left osteotomy plate: lateral right/medial left osteotomy plate | Titanium contoured right and left design plates for wedge osteotomy of distal tibia | 8 hole; Lateral plates 75.2mm length | 2025-07-01 | DELETE
SMITH & NEPHEW PTY LIMITED | 06 - Specialist Orthopaedic | SL216 | TIBIAXYS Distal Tibial Osteotomy System - Medial osteotomy plate | Inverted T-shape medial osteotomy plate to fit medial malleolus | 8 hole; 70mm | 2025-07-01 | DELETE
SMITH & NEPHEW PTY LIMITED | 06 - Specialist Orthopaedic | SL219 | HALLU-Lock MTP Arthrodesis System - HALLU-Lock S Plate | Titanium contoured Hallu-Lock S plate for revision of Keller osteotomy, failed arthroplasty, failed fusion | 7 holes, sizes 0 to 3, length 40 to 55mm | 2025-07-01 | DELETE
SMITH & NEPHEW PTY LIMITED | 06 - Specialist Orthopaedic | SL222 | TIBIAXYS Distal Tibia System - Ankle Arthrodesis - Lateral anterior plate | Titanium lateral anterior plate with 8 holes; left or right | 3mm thick, 92mm long | 2025-07-01 | DELETE
SMITH & NEPHEW PTY LIMITED | 06 - Specialist Orthopaedic | SN069 | TC-100 | 3.5mm Reconstruction Plates | ≥ 7 to ≤ 15 holes | 2025-07-01 | DELETE
SMITH & NEPHEW PTY LIMITED | 06 - Specialist Orthopaedic | SN118 | TC-100 & Peri-Loc | 3.5mm Straight Plates | ≥ 7 to ≤ 15 holes | 2025-07-01 | DELETE
SMITH & NEPHEW PTY LIMITED | 06 - Specialist Orthopaedic | SN797 | Peri-Loc | Locking 1/3 Tubular & 3.5mm Straight Plates | ≥ 7 to ≤ 15 holes | 2025-07-01 | DELETE
SMITH & NEPHEW PTY LIMITED | 06 - Specialist Orthopaedic | SN801 | Peri-Loc | 3.5mm Recon Plates | > 7 to < 15 holes | 2025-07-01 | DELETE
SMITH & NEPHEW PTY LIMITED | 06 - Specialist Orthopaedic | SN936 | TC-100 | 3.5mm Curved Reconstruction Plate | ≥7 to ≤15 holes | 2025-07-01 | DELETE
Surgical Specialties Pty Limited | 06 - Specialist Orthopaedic | SQ081 | PediLoc-Periarticular Locking Plating System Femur - >7 to >15 holes, screw size 2.71 - 4.49mm | 3.5mm Contour or Bowed Locking Compression, 8-14 Hole Plate, Left-Right | 3.5mm Bowed, 14 hole 3.5mm contour, 8 - 14 Hole Left-Right | 2025-07-01 | DELETE
Surgical Specialties Pty Limited | 06 - Specialist Orthopaedic | SQ174 | PediFoot Deformity Correction System | 3.5mm Plates, Recon | 70mm length, 8 holes | 2025-07-01 | DELETE
Surgical Specialties Pty Limited | 06 - Specialist Orthopaedic | SQ192 | PediLoc Plating System | 3.5mm Locking Plate | 8 Hole | 2025-07-01 | DELETE
LMT SURGICAL PTY LTD | 06 - Specialist Orthopaedic | LM124 | TriMed Periarticular Plate | Periarticular Plates | ≥ 16 holes | 2025-07-01 | DELETE
SMITH & NEPHEW PTY LIMITED | 06 - Specialist Orthopaedic | SN011 | TC-100 &Peri-Loc | Sterile, 14 - 26 hole | ≥ 16 holes | 2025-07-01 | DELETE
SMITH & NEPHEW PTY LIMITED | 06 - Specialist Orthopaedic | SN134 | TC-100 | 3.5mm Reconstruction Plates | ≥ 16 holes | 2025-07-01 | DELETE
SMITH & NEPHEW PTY LIMITED | 06 - Specialist Orthopaedic | SN798 | Peri-Loc | Plates, Stainless Steel, Locking, Compression, Lefts and Rights | 3.5mm, 20 - 22 holes | 2025-07-01 | DELETE
SMITH & NEPHEW PTY LIMITED | 06 - Specialist Orthopaedic | SN937 | TC-100 | 3.5mm Curved Reconstruction Plate | ≥16 holes | 2025-07-01 | DELETE
Surgical Specialties Pty Limited | 06 - Specialist Orthopaedic | SQ083 | PediLoc - Anterolateral and Medial Distal Tibial Paediatric Locking Plate | 3.5 mm distal tibial locking compression plate (narrow/wide; 2-5 holes) | 3.5mm anterolateral left (2,3,4,5, holes) 3.5mm anterolateral right (2,3,4,5 holes) 3.5mm Narrow Left (2,3,4,5, holes) 3.5mm narrow right (2,3,4,5 holes) 3.5mm wide left (2,3,4,5 holes) 3.5mm wide right (2,3,4,5 holes) | 2025-07-01 | DELETE
AUSTRALIAN PACIFIC MEDICAL PTY LTD | 06 - Specialist Orthopaedic | PB028 | Mini Locking System - Condylar Locking Plates ≤ 6 holes | Condylar Locking Plates | ≤ 6 holes | 2025-07-01 | DELETE
LMT SURGICAL PTY LTD | 06 - Specialist Orthopaedic | LM209 | Jones Fracture Plate | Fracture Fixation Systems | ≤ 6 holes | 2025-07-01 | DELETE
LMT SURGICAL PTY LTD | 06 - Specialist Orthopaedic | LM470 | TriMed ASET Foot Plating System | Lapidus and Universal Plates | ≤ 6 holes | 2025-07-01 | DELETE
LMT SURGICAL PTY LTD | 06 - Specialist Orthopaedic | LM473 | TriMed ASET Foot Plating System | Straight and T Plates | ≤ 6 holes | 2025-07-01 | DELETE
SMITH & NEPHEW PTY LIMITED | 06 - Specialist Orthopaedic | SL218 | HALLU-Lock MTP Arthrodesis System - HALLU-Lock C Plate | Titanium contoured plate for 1st MTP arthrodesis, fixation of fractures and osteotomies | 4, 5 or 6 holes; sizes 0 to 3, length 35 to 50mm | 2025-07-01 | DELETE
SMITH & NEPHEW PTY LIMITED | 06 - Specialist Orthopaedic | SN068 | TC 100 | Plate: Condylar | 1.5mm, 2.0mm &2.7mm | 2025-07-01 | DELETE
SMITH & NEPHEW PTY LIMITED | 06 - Specialist Orthopaedic | SN073 | TC-100 | Mini L Plates & T Plates | ≤ 6 holes | 2025-07-01 | DELETE
SMITH & NEPHEW PTY LIMITED | 06 - Specialist Orthopaedic | SN083 | TC-100 | 2.0mm T Plates | ≤ 6 holes | 2025-07-01 | DELETE
SMITH & NEPHEW PTY LIMITED | 06 - Specialist Orthopaedic | SN088 | TC-100 | Semitubular Plates | ≤ 6 holes | 2025-07-01 | DELETE
SMITH & NEPHEW PTY LIMITED | 06 - Specialist Orthopaedic | SN116 | TC-100 | 2.7mm T Plates | ≤ 6 holes | 2025-07-01 | DELETE
SMITH & NEPHEW PTY LIMITED | 06 - Specialist Orthopaedic | SN928 | TC-100 | Quarter Tubular Plates, L/E 6 holes | ≤6 holes | 2025-07-01 | DELETE
SMITH & NEPHEW PTY LIMITED | 06 - Specialist Orthopaedic | SN932 | TC-100 | 2.0mm Straight Plates | ≤6 holes | 2025-07-01 | DELETE
SMITH & NEPHEW PTY LIMITED | 06 - Specialist Orthopaedic | SN940 | Peri-Loc VLP | VAL/LK, 2.7mm Quarter Tubular Plates | ≤6 holes | 2025-07-01 | DELETE
Surgical Specialties Pty Limited | 06 - Specialist Orthopaedic | SQ139 | PediLoc - Plating System ≤ 6 holes, screw size ≤ 2.7mm | 2.7mm Locking Plate | 3-6 Hole | 2025-07-01 | DELETE
Surgical Specialties Pty Limited | 06 - Specialist Orthopaedic | SQ182 | PediFoot Deformity Correction System | 2.7mm Plates, Compression/Neutral, Recon, Angle Iron, Wedge, Clover | 5-56mm length, 2-4mm wedge length, 2-6 holes | 2025-07-01 | DELETE
LMT SURGICAL PTY LTD | 06 - Specialist Orthopaedic | LM210 | Jones Fracture Plate | Fracture Fixation Systems | ≥ 7 to ≤ 15 holes | 2025-07-01 | DELETE
LMT SURGICAL PTY LTD | 06 - Specialist Orthopaedic | LM472 | TriMed ASET Foot Plating System | MTP Plates | ≥ 7 to ≤ 15 holes | 2025-07-01 | DELETE
SMITH & NEPHEW PTY LIMITED | 06 - Specialist Orthopaedic | SN087 | TC-100 | Semi-tubular plates | ≥ 7 to ≤ 15 holes | 2025-07-01 | DELETE
SMITH & NEPHEW PTY LIMITED | 06 - Specialist Orthopaedic | SN929 | TC-100 | Quarter Tubular Plates, G/E 7 to L/E 15 holes | ≥7 to ≤15 holes | 2025-07-01 | DELETE
SMITH & NEPHEW PTY LIMITED | 06 - Specialist Orthopaedic | SN931 | Peri-Loc | 2.7mm LK Reconstruction Plates | ≥7 to ≤15 holes | 2025-07-01 | DELETE
SMITH & NEPHEW PTY LIMITED | 06 - Specialist Orthopaedic | SN934 | TC-100 | 1.5mm Mini Plates | ≥7 to ≤15 holes | 2025-07-01 | DELETE
SMITH & NEPHEW PTY LIMITED | 06 - Specialist Orthopaedic | SN941 | Peri-Loc VLP | VAL/LK, 2.7mm Quarter Tubular Plates | ≥7 to ≤15 holes | 2025-07-01 | DELETE
Surgical Specialties Pty Limited | 06 - Specialist Orthopaedic | SQ140 | PediLoc - Plating System ≥ 7 to ≤ 15 holes, screw size ≤ 2.7mm | 2.7mm Locking Plate | 7-15 Hole | 2025-07-01 | DELETE
Surgical Specialties Pty Limited | 06 - Specialist Orthopaedic | SQ151 | PediLoc Plating System | PediFrag Wrist Fusion Plates | 2.7/3.5mm 99-112mm | 2025-07-01 | DELETE
Surgical Specialties Pty Limited | 06 - Specialist Orthopaedic | SQ177 | PediFoot Deformity Correction System | 2.7mm Plates, Recon | 56mm length, 8 holes | 2025-07-01 | DELETE
SMITH & NEPHEW PTY LIMITED | 06 - Specialist Orthopaedic | SN933 | TC-100 | 2.0mm Straight Plates | ≥16 holes | 2025-07-01 | DELETE
SMITH & NEPHEW PTY LIMITED | 06 - Specialist Orthopaedic | SN935 | TC-100 | 1.5mm Mini Plates | ≥16 holes | 2025-07-01 | DELETE
SMITH & NEPHEW PTY LIMITED | 06 - Specialist Orthopaedic | SN493 | Paediatric Osteotomy System | Paediatric Osteotomy System | ≤ 6 holes | 2025-07-01 | DELETE
LMT SURGICAL PTY LTD | 06 - Specialist Orthopaedic | LM184 | Trimed Clavicle Fixation Plates | Plates for fixation of fractures of the clavicle | 7-15 holes | 2025-07-01 | DELETE
SMITH & NEPHEW PTY LIMITED | 06 - Specialist Orthopaedic | SL088 | PERI-LOC | Clavicle plates | ≥ 7 to ≤ 15 holes | 2025-07-01 | DELETE
LMT SURGICAL PTY LTD | 06 - Specialist Orthopaedic | LM547 | Periarticular Distal Humerus Plates | Direct Medial Plates | 75mm Left and Right 6 holes | 2025-07-01 | DELETE
SMITH & NEPHEW PTY LIMITED | 06 - Specialist Orthopaedic | SN916 | Peri-Loc | Humerus Plates | ≤6 holes | 2025-07-01 | DELETE
LMT SURGICAL PTY LTD | 06 - Specialist Orthopaedic | LM548 | Skeletal Dynamics Distal Humerus Plates | Medial Direct, Lateral Direct, Lateral Capitellar, Lateral Helical, Supracondylar plates | Medial Direct - 105 to 165mm, Lateral Direct - 85 to 115mm Lateral Capitellar - 70 to 160mm Lateral Helical - 85 to 175mm Supracondylar - 142 to 250mm | 2025-07-01 | DELETE
SMITH & NEPHEW PTY LIMITED | 06 - Specialist Orthopaedic | SN917 | Peri-Loc | Humerus Plates | ≥7 to ≤15 holes | 2025-07-01 | DELETE
JOHNSON & JOHNSON MEDICAL PTY LTD | 06 - Specialist Orthopaedic | SY675 | AO/ASIF Plates | Locking Distal Radius; Ulna Column Plate System | ≤ 6 holes | 2025-07-01 | DELETE
LMT SURGICAL PTY LTD | 06 - Specialist Orthopaedic | LM117 | TriMed Radial Column Plates | Radial Column Plate | 3 & 5 hole | 2025-07-01 | DELETE
LMT SURGICAL PTY LTD | 06 - Specialist Orthopaedic | LM119 | TriMed Ulna Column Plates | Ulna Column Plate | 3 & 5 hole | 2025-07-01 | DELETE
LMT SURGICAL PTY LTD | 06 - Specialist Orthopaedic | LM140 | TriMed Wrist Fixation System | TriMed Volar Bearing Plate | 3 and 5 hole | 2025-07-01 | DELETE
LMT SURGICAL PTY LTD | 06 - Specialist Orthopaedic | LM211 | Trimed Volar & Dorsal Hook Plate | Wrist Fixation System - Volar & Dorsal Hook Plates | ≤ 6 holes | 2025-07-01 | DELETE
LMT SURGICAL PTY LTD | 06 - Specialist Orthopaedic | LM321 | GEMINUS Volar Distal Radius Plates | Fixation Plate for Distal Radius Fractures | 3 and 4 hole | 2025-07-01 | DELETE
SMITH & NEPHEW PTY LIMITED | 06 - Specialist Orthopaedic | SN920 | Peri-Loc | Radius Plates | ≤6 holes | 2025-07-01 | DELETE
LMT SURGICAL PTY LTD | 06 - Specialist Orthopaedic | LM033 | Trimed Wrist Fixation System, | Volar Fixed Angle Plates | Narrow, standard and wide plates, 10 to 14 hole | 2025-07-01 | DELETE
LMT SURGICAL PTY LTD | 06 - Specialist Orthopaedic | LM057 | Ascension Radial Head Locking Plate and Screws | Titanium pre-formed anatomical radial head plate | small and large | 2025-07-01 | DELETE
LMT SURGICAL PTY LTD | 06 - Specialist Orthopaedic | LM118 | TriMed Radial Column Plates | Radial Column Plate | 7 hole | 2025-07-01 | DELETE
LMT SURGICAL PTY LTD | 06 - Specialist Orthopaedic | LM120 | TriMed Ulna Column Plates | Ulna Column Plate | 7 hole | 2025-07-01 | DELETE
LMT SURGICAL PTY LTD | 06 - Specialist Orthopaedic | LM141 | TriMed Wrist Fixation System | TriMed Volar Bearing Plate | Narrow, Standard, Wide; 3, 5, and 7 Holes | 2025-07-01 | DELETE
LMT SURGICAL PTY LTD | 06 - Specialist Orthopaedic | LM212 | Trimed Volar & Dorsal Hook Plate | Wrist Fixation System - Volar & Dorsal Hook Plate | ≥ 7 to ≤ 15 holes | 2025-07-01 | DELETE
LMT SURGICAL PTY LTD | 06 - Specialist Orthopaedic | LM318 | PROTEAN Plate | Plate | One size | 2025-07-01 | DELETE
LMT SURGICAL PTY LTD | 06 - Specialist Orthopaedic | LM322 | GEMINUS Volar Plating System | Plates | 7 hole, Long (207mm) and Short (160mm) | 2025-07-01 | DELETE
SMITH & NEPHEW PTY LIMITED | 06 - Specialist Orthopaedic | SN921 | Peri-Loc | Radius Plates | ≥7 to ≤15 holes | 2025-07-01 | DELETE
JOHNSON & JOHNSON MEDICAL PTY LTD | 06 - Specialist Orthopaedic | SY679 | AO/ASIF Plates | Anatomical Locking Radial Plates | ≥ 16 Holes | 2025-07-01 | DELETE
LMT SURGICAL PTY LTD | 06 - Specialist Orthopaedic | LM382 | Volar Distal Radius Plates | Fixation Plate for Distal Radius Fractures | 16 holes or more | 2025-07-01 | DELETE
SMITH & NEPHEW PTY LIMITED | 06 - Specialist Orthopaedic | SN918 | Peri-Loc | Olecranon Plates | ≤6 holes | 2025-07-01 | DELETE
LMT SURGICAL PTY LTD | 06 - Specialist Orthopaedic | LM525 | Proximal Ulna Plate | Proximal Ulna Plate | 73 to 151 mm | 2025-07-01 | DELETE
SMITH & NEPHEW PTY LIMITED | 06 - Specialist Orthopaedic | SN919 | Peri-Loc | Olecranon Plates | ≥7 to ≤15 holes | 2025-07-01 | DELETE
SMITH & NEPHEW PTY LIMITED | 06 - Specialist Orthopaedic | SL079 | Conquest FN | Anatomic Locking Femur Plate | ≤ 6 holes | 2025-07-01 | DELETE
SMITH & NEPHEW PTY LIMITED | 06 - Specialist Orthopaedic | SM180 | Peri-Loc | Proximal Femur Plates | < 6 holes | 2025-07-01 | DELETE
SMITH & NEPHEW PTY LIMITED | 06 - Specialist Orthopaedic | SN972 | Peri-Loc | Distal Femur Plates | ≤6 holes | 2025-07-01 | DELETE
Surgical Specialties Pty Limited | 06 - Specialist Orthopaedic | SQ133 | PediLoc - Plating System, ≤ 6 Holes, Periarticular Femoral Plates | Periarticular Femoral Plates | 3.5mm-4.5mm, 4-6 Holes | 2025-07-01 | DELETE
SMITH & NEPHEW PTY LIMITED | 06 - Specialist Orthopaedic | SM181 | Peri-Loc | Proximal Femur Plates | ≥ 7 to ≤ 15 holes | 2025-07-01 | DELETE
SMITH & NEPHEW PTY LIMITED | 06 - Specialist Orthopaedic | SN973 | Peri-Loc | Distal Femur Plates | ≥7 to ≤15 holes | 2025-07-01 | DELETE
Surgical Specialties Pty Limited | 06 - Specialist Orthopaedic | SQ134 | PediLoc - Plating System, ≥ 7 to ≤ 15 holes, Periarticular Femoral Plates | Periarticular Femoral Plates | 3.5mm-4.5mm, 8-14 Holes | 2025-07-01 | DELETE
SMITH & NEPHEW PTY LIMITED | 06 - Specialist Orthopaedic | SM182 | Peri-Loc | Proximal Femur Plates | >16 holes | 2025-07-01 | DELETE
SMITH & NEPHEW PTY LIMITED | 06 - Specialist Orthopaedic | SN974 | Peri-Loc | Distal Femur Plates | ≥ 16 holes | 2025-07-01 | DELETE
Surgical Specialties Pty Limited | 06 - Specialist Orthopaedic | SQ135 | PediLoc - Plating System ≥ 16 holes, Periarticular Femoral Plates | Periarticular Femoral Plates | 3.5mm-4.5mm, 16-20 Holes | 2025-07-01 | DELETE
LMT SURGICAL PTY LTD | 06 - Specialist Orthopaedic | LM135 | TriMed Hook Plate | Hook Plate | ≤ 6 holes | 2025-07-01 | DELETE
JOHNSON & JOHNSON MEDICAL PTY LTD | 06 - Specialist Orthopaedic | SY811 | AO/ASIF Plates | Distal fibula; lateral, posterolateral locking plates | 7 to 15 Holes | 2025-07-01 | DELETE
LMT SURGICAL PTY LTD | 06 - Specialist Orthopaedic | LM136 | TriMed Periarticular Ankle Plates | TriMed Periarticular Ankle Plates | ≥ 7 to ≤ 15 holes | 2025-07-01 | DELETE
JOHNSON & JOHNSON MEDICAL PTY LTD | 06 - Specialist Orthopaedic | SY812 | AO/ASIF Plates | Distal fibula; lateral, posterolateral locking plates | >16 Holes | 2025-07-01 | DELETE
LMT SURGICAL PTY LTD | 06 - Specialist Orthopaedic | LM375 | Cluster Plates | Cluster Plates | 18 holes | 2025-07-01 | DELETE
AUSTRALIAN PACIFIC MEDICAL PTY LTD | 06 - Specialist Orthopaedic | PB024 | Low Profile Distal Medial Tibial Locking Plate - ≤ 6 Holes | Low Profile Distal Medial Tibial Locking Plate | ≤ 6 Holes | 2025-07-01 | DELETE
SMITH & NEPHEW PTY LIMITED | 06 - Specialist Orthopaedic | SL101 | Peri-Loc | Tibia Plates | ≤6 holes | 2025-07-01 | DELETE
SMITH & NEPHEW PTY LIMITED | 06 - Specialist Orthopaedic | SN581 | TC-100 | Tibia Plates, L:/E 6 Holes | ≤ 6 holes | 2025-07-01 | DELETE
AUSTRALIAN PACIFIC MEDICAL PTY LTD | 06 - Specialist Orthopaedic | PB025 | Low Profile Distal Medial Tibial Locking Plate - 7 to 15 Holes | Low Profile Distal Medial Tibial Locking Plate | 7 to 15 Holes | 2025-07-01 | DELETE
SMITH & NEPHEW PTY LIMITED | 06 - Specialist Orthopaedic | SL102 | Peri-Loc | Tibia Plates | ≥ 7 to ≤ 15 holes | 2025-07-01 | DELETE
SMITH & NEPHEW PTY LIMITED | 06 - Specialist Orthopaedic | SN582 | TC-100 | Tibia Plates | 7 to ≤ 15 holes | 2025-07-01 | DELETE
SMITH & NEPHEW PTY LIMITED | 06 - Specialist Orthopaedic | SN976 | Peri-Loc | Tibia Plates | ≥ 16 Holes | 2025-07-01 | DELETE
AUSTRALIAN PACIFIC MEDICAL PTY LTD | 06 - Specialist Orthopaedic | PB018 | Calcaneal Locking Plate MIPO System - Locking Plates | Posterior Tuberosity Calcaneal Locking Plate II, Anterior Process Calcaneal Locking Plate, Posterior Tuberosity Calcaneal Locking Plate | 5 & 6 Holes | 2025-07-01 | DELETE
AUSTRALIAN PACIFIC MEDICAL PTY LTD | 06 - Specialist Orthopaedic | PB019 | Calcaneal Locking Plate - Locking Plates | Calcaneal Locking Plate I, Calcaneal Locking Plate II, Compound Calcaneal Locking Plate II, Anterior Process Calcaneal Locking Plate II, Anatomical Calcaneal Locking Plate II, Anterior Process and Posterior Tuberosity Calcaneal Locking Plate | ≥ 7 to ≤ 15 holes, Large, medium and small | 2025-07-01 | DELETE
JOHNSON & JOHNSON MEDICAL PTY LTD | 06 - Specialist Orthopaedic | SY188 | AO/ASIF Plates | Calcaneal, Locking | 7 - 15 holes | 2025-07-01 | DELETE
SMITH & NEPHEW PTY LIMITED | 06 - Specialist Orthopaedic | SN983 | Peri-Loc | Calcaneal Plates | >7 to <15 holes | 2025-07-01 | DELETE
SMITH & NEPHEW PTY LIMITED | 06 - Specialist Orthopaedic | SL197 | Hallu-Fix Plates | Hallu-C and Hallu-S titanium plates for first MTP arthrodesis | Length: 40 - 55mm 3 sizes: 1, 2, 3 for left or right | 2025-07-01 | DELETE
LMT SURGICAL PTY LTD | 06 - Specialist Orthopaedic | LM134 | TriMed Compression Screws | Cannulated dual thread compression screws | 4.5-7.3mm x 26-112mm | 2025-07-01 | DELETE
LMT SURGICAL PTY LTD | 06 - Specialist Orthopaedic | LM368 | Intramedullary Beam | Intramedullary Beam | All sizes | 2025-07-01 | DELETE
LMT SURGICAL PTY LTD | 06 - Specialist Orthopaedic | LM550 | Skeletal Dynamics Bone Screw Locking | Bone Screw Locking | 4.5mm diameter, 14 to 34mm length | 2025-07-01 | DELETE
LMT SURGICAL PTY LTD | 06 - Specialist Orthopaedic | LM554 | Skeletal Dynamics Bone Screw Non-Locking | Bone Screw Non-Locking | 4.5mm diameter, 14 to 40mm length | 2025-07-01 | DELETE
LMT SURGICAL PTY LTD | 06 - Specialist Orthopaedic | QQ570 | Extremity Medical Screw System | Non locking screws | greater than or equal to 4.5mm | 2025-07-01 | DELETE
LMT SURGICAL PTY LTD | 06 - Specialist Orthopaedic | QQ571 | Extremity Medical Screw System | Cannulated Screws | greater than or equal to 4.5mm | 2025-07-01 | DELETE
LMT SURGICAL PTY LTD | 06 - Specialist Orthopaedic | QQ582 | Extremity Medical Screw System | Cannulated Screws | 4.5mm | 2025-07-01 | DELETE
SMITH & NEPHEW PTY LIMITED | 06 - Specialist Orthopaedic | SL214 | Bone Screws | Titanium screws (2) for use with the Universal2 Total Wrist System only | 4.5mm x (15, 20, 25, 30, 35mm) | 2025-07-01 | DELETE
STABLE ORTHOPAEDICS PTY LTD | 06 - Specialist Orthopaedic | QQ567 | BioFix Locking Screw | Locking Bone Screw | Diam greater than 4.5mm length 15 to 110mm | 2025-07-01 | DELETE
STABLE ORTHOPAEDICS PTY LTD | 06 - Specialist Orthopaedic | QQ572 | BioFix Non Locking Screw | Non Locking Bone Screw | Diam greater than 4.5mm length 20 to 110mm | 2025-07-01 | DELETE
Surgical Specialties Pty Limited | 06 - Specialist Orthopaedic | SQ091 | Bone Screws | Cortical, Locking, Self-tapping, Standard, T20, Fully Threaded | 4.5 - 5.0mm Diameter 10-90mm Length | 2025-07-01 | DELETE
Surgical Specialties Pty Limited | 06 - Specialist Orthopaedic | SQ143 | Bone Screws | Self-tapping, Cortical, Solid, Cancellous Thread, T20, Partially Threaded, Recon | 4.5-5.0mm Diameter 10-100mm Length | 2025-07-01 | DELETE
Surgical Specialties Pty Limited | 06 - Specialist Orthopaedic | SQ144 | Cannulated Screws | Cannulated, Cancellous Short, Medium, Partial, Full Thread Locking, Non-locking | 4.5-7.0mm Diameter 14-120mm Length | 2025-07-01 | DELETE
LIFEHEALTHCARE PTY LIMITED | 06 - Specialist Orthopaedic | QQ393 | Hex Locking Screws | Hex plate fixation locking screws | 2.71 to 4.49mm diameter | 2025-07-01 | DELETE
LIFEHEALTHCARE PTY LIMITED | 06 - Specialist Orthopaedic | QQ394 | Hex Screw | Hex plate fixation screw | 2.71 to 4.49mm diameter | 2025-07-01 | DELETE
LMT SURGICAL PTY LTD | 06 - Specialist Orthopaedic | LM052 | Ascension Compression Screw | Titanium Compression Screw | 2-5mm diameter ; 12 - 40mm length | 2025-07-01 | DELETE
LMT SURGICAL PTY LTD | 06 - Specialist Orthopaedic | LM145 | TriMed Bone Screw | Locking Bone Screw | 3.2mm x 8-30mm | 2025-07-01 | DELETE
LMT SURGICAL PTY LTD | 06 - Specialist Orthopaedic | LM146 | TriMed Bone Screws | Non-Locking cortical bone screw and lag screws for Wrist, Ankle, Ulnar Osteotomy plating systems | 3.2mm; Length 08-40mm | 2025-07-01 | DELETE
LMT SURGICAL PTY LTD | 06 - Specialist Orthopaedic | LM147 | TriMed Bone Screw | Locking Compression Bone Screw | 4mm x 35-60mm | 2025-07-01 | DELETE
LMT SURGICAL PTY LTD | 06 - Specialist Orthopaedic | LM310 | Skeletal Dynamics Bone Screw Locking | Bone Screw Locking | 3.0m and 3.5mm | 2025-07-01 | DELETE
LMT SURGICAL PTY LTD | 06 - Specialist Orthopaedic | LM475 | TriMed ASET Foot Plating System | Non-Locking Cortical Bone Screws (Small) | 2.71mm – 4.49mm | 2025-07-01 | DELETE
LMT SURGICAL PTY LTD | 06 - Specialist Orthopaedic | LM477 | TriMed ASET Foot Plating System | VA Locking Screws (small) | 2.71mm – 4.49mm | 2025-07-01 | DELETE
LMT SURGICAL PTY LTD | 06 - Specialist Orthopaedic | LM553 | Skeletal Dynamics Bone Screw Locking | Bone Screw Locking | 3.5mm diameter, 10 to 44mm length | 2025-07-01 | DELETE
LMT SURGICAL PTY LTD | 06 - Specialist Orthopaedic | LM559 | TriMed Compression Screws | Cannulated compression Screws | 4 x 35-60mm | 2025-07-01 | DELETE
LMT SURGICAL PTY LTD | 06 - Specialist Orthopaedic | LM561 | TriMed Headless Compression Screws | Dual thread, cannulated headless compression screws | 3.0-3.5mm x 10-45mm | 2025-07-01 | DELETE
LMT SURGICAL PTY LTD | 06 - Specialist Orthopaedic | QQ181 | Skeletal Dynamics Bone Screw | Polyaxial locking cannulated screw | 3.0mm x 20-40mm | 2025-07-01 | DELETE
LMT SURGICAL PTY LTD | 06 - Specialist Orthopaedic | QQ583 | Extremity Medical Screw System | Small non locking crews | 3.0-4.0mm | 2025-07-01 | DELETE
LMT SURGICAL PTY LTD | 06 - Specialist Orthopaedic | QQ584 | Extremity Medical Screw System | Non locking Screws | 3.0-4.0mm | 2025-07-01 | DELETE
LMT SURGICAL PTY LTD | 06 - Specialist Orthopaedic | QQ585 | Extremity Medical Screw system | Cannulated Screws | 3.0-4.3mm | 2025-07-01 | DELETE
LMT SURGICAL PTY LTD | 06 - Specialist Orthopaedic | QQ643 | Skeletal Dynamics Bone Screw | Non locking bone screw | 3.0 - 3.5mm x 6 - 70mm | 2025-07-01 | DELETE
SMITH & NEPHEW PTY LIMITED | 06 - Specialist Orthopaedic | SL190 | Tibiaxys Distal tibia system | Titanium screw for use with Tibiaxys distal tibia system | 4mm diameter with 6mm head; 40mm - 100mm length | 2025-07-01 | DELETE
SMITH & NEPHEW PTY LIMITED | 06 - Specialist Orthopaedic | SL191 | Surfix screw plus Surfix Lock-Screw | Locking screws with an independent lock-screw head | 2.7mm: 10-32mm | 2025-07-01 | DELETE
SMITH & NEPHEW PTY LIMITED | 06 - Specialist Orthopaedic | SL192 | Surfix Screw plus Surfix Lock-Screw | Locking screws with an independent lock-screw head that screw into fixation plates. This combination effects dynamic compression. | 3.5mm: 10-28mm | 2025-07-01 | DELETE
SMITH & NEPHEW PTY LIMITED | 06 - Specialist Orthopaedic | SL193 | Bold Compression Screw | Cannulated titanium | 3mm diam 10-34mm length | 2025-07-01 | DELETE
SMITH & NEPHEW PTY LIMITED | 06 - Specialist Orthopaedic | SL194 | ICOS Screw: Ideal Compression Screw | Cannulated titanium | 4.0mm diam 26-60mm length, 6.5mm diam 40-150mm length | 2025-07-01 | DELETE
SMITH & NEPHEW PTY LIMITED | 06 - Specialist Orthopaedic | SL203 | Newdeal Lock Screws | For use with Newdeal bone screws and plates | Diameter 2.7mm - 6.5mm | 2025-07-01 | DELETE
SMITH & NEPHEW PTY LIMITED | 06 - Specialist Orthopaedic | SL204 | Newdeal Screws/Lock Screws | Screws - Cancellous, Cancellous cannulated, cortical, cortical cannulated plus Lock screws | Cancellous/Cancellous cannulated - Diameter 6.5mm, Length 20mm - 100mm + Lock Screw, Cortical - Diameter 5.0mm, Length 25mm - 45mm + Lock Screw, Cortical - Diameter 4.5mm, Length 14mm - 65mm + Lock Screw, Cortical - Diameter 3.5mm, Length 14mm - 32mm + Lo | 2025-07-01 | DELETE
SMITH & NEPHEW PTY LIMITED | 06 - Specialist Orthopaedic | SL208 | Bold Compression Screw | Cannulated Titanium | Diameter 3.0-3.70mm, length 10-34mm | 2025-07-01 | DELETE
SMITH & NEPHEW PTY LIMITED | 06 - Specialist Orthopaedic | SL209 | Newdeal Surfix Style Screws | Titanium bone screw +locking screw for the fixation of specific Newdeal bone plates | Diameter 3.5mm, Length 10-50mm; Diameter 4.5mm, length 14-65mm; Diameter 6.5, length 20-100mm | 2025-07-01 | DELETE
SMITH & NEPHEW PTY LIMITED | 06 - Specialist Orthopaedic | SL210 | Qwix Screw | Self drilling, self tapping, cannulated, titanium screws. | Diameter 3.0mm-7.5mm, length 10mm-120mm | 2025-07-01 | DELETE
SMITH & NEPHEW PTY LIMITED | 06 - Specialist Orthopaedic | SL220 | Surfix Locking Screws | Locking screws with an independent lock-screw head | 3mm; 10-24mm length | 2025-07-01 | DELETE
SMITH & NEPHEW PTY LIMITED | 06 - Specialist Orthopaedic | SL225 | Snap-Off screws | Titanium break-off barrel screws for Hallu-Fix | Diameter 3.0mm, Length 10 - 18mm | 2025-07-01 | DELETE
Surgical Specialties Pty Limited | 06 - Specialist Orthopaedic | SQ132 | Bone Screws | Cortical, Locking, Self-tapping, Standard, T15, trans-physeal | 3.5-4.0mm 10-70mm | 2025-07-01 | DELETE
Surgical Specialties Pty Limited | 06 - Specialist Orthopaedic | SQ137 | Cannulated Screws | Cannulated, Cancellous Short, Medium, Partial, Full Thread Locking, Non-locking | 3.0-4.0mm Diameter 8-70mm Length | 2025-07-01 | DELETE
Surgical Specialties Pty Limited | 06 - Specialist Orthopaedic | SQ145 | Bone Screws | Cortical, Cancellous, Self-tapping, Full Thread, Partial Thread, Standard, T15 | 3.5-4.0mm Diameter 10-70mm Length | 2025-07-01 | DELETE
Surgical Specialties Pty Limited | 06 - Specialist Orthopaedic | SQ176 | PediFoot Deformity Correction System | 3.5mm Cortical Screws | 8-60mm length | 2025-07-01 | DELETE
Surgical Specialties Pty Limited | 06 - Specialist Orthopaedic | SQ181 | PediFoot Deformity Correction System | 3.5mm Variable Angle Locking Screws | 8-60mm length | 2025-07-01 | DELETE
Lima Orthopaedics Australia Pty Ltd | 06 - Specialist Orthopaedic | LC062 | HVS BONE SCREW | Self drilling, self threading double threaded cannulated screw | Length 10-34mm | 2025-07-01 | DELETE
LMT SURGICAL PTY LTD | 06 - Specialist Orthopaedic | LM061 | Xpode Screws | Xpode screws | 2.4mm | 2025-07-01 | DELETE
LMT SURGICAL PTY LTD | 06 - Specialist Orthopaedic | LM111 | Ascension Radial Head Plate Screws | Ascension radial Head Plate Non-Locking Screws | 2.7mm x 10-26mm | 2025-07-01 | DELETE
LMT SURGICAL PTY LTD | 06 - Specialist Orthopaedic | LM112 | Ascension Radial Head Plate Screws | Ascension Radial Head Plate Locking Screws | 2.7mm x 10mm - 40mm | 2025-07-01 | DELETE
LMT SURGICAL PTY LTD | 06 - Specialist Orthopaedic | LM144 | TriMed Bone Screw | Non-Locking Cortical Bone Screws | 2.3mm - 2.7mm x 7mm - 32mm | 2025-07-01 | DELETE
LMT SURGICAL PTY LTD | 06 - Specialist Orthopaedic | LM185 | Trimed Locking Cortical Screws | Locking cortical screw | 2.01 to 2.7mm diameter | 2025-07-01 | DELETE
LMT SURGICAL PTY LTD | 06 - Specialist Orthopaedic | LM312 | Skeletal Dynamics Peg High Compression Locking | High Compression Locking Peg | 2.7mm | 2025-07-01 | DELETE
LMT SURGICAL PTY LTD | 06 - Specialist Orthopaedic | LM313 | Volar Bearing Plate Screws | Volar Bearing Plate Screws | 2.5mm x 10mm-30mm | 2025-07-01 | DELETE
LMT SURGICAL PTY LTD | 06 - Specialist Orthopaedic | LM319 | Screws | Non Locking | 2.01 - 2.7mm diameter all lengths | 2025-07-01 | DELETE
LMT SURGICAL PTY LTD | 06 - Specialist Orthopaedic | LM320 | Screws | Screws, Locking | 2.01 to 2.7mm diameter | 2025-07-01 | DELETE
LMT SURGICAL PTY LTD | 06 - Specialist Orthopaedic | LM474 | TriMed ASET Foot Plating System | Cortical Bone Screws (mini) | 2.01 to 2.7mm diameter | 2025-07-01 | DELETE
LMT SURGICAL PTY LTD | 06 - Specialist Orthopaedic | LM476 | TriMed ASET Foot Plating System | VA Locking Screw (Mini) | 2.01 – 2.7 mm | 2025-07-01 | DELETE
LMT SURGICAL PTY LTD | 06 - Specialist Orthopaedic | LM551 | Skeletal Dynamics Bone Screw Locking | Bone Screw Locking | 2.7mm diameter, 10 to 70mm length | 2025-07-01 | DELETE
LMT SURGICAL PTY LTD | 06 - Specialist Orthopaedic | LM552 | Skeletal Dynamics Bone Screw Non-Locking | Non-Locking Cortical Bone Screws | 2.7mm diameter, 10 to 70mm length | 2025-07-01 | DELETE
LMT SURGICAL PTY LTD | 06 - Specialist Orthopaedic | LM560 | TriMed Headless Compression Screws | Dual thread, cannulated headless compression screws | 2.3 x 10 - 28mm | 2025-07-01 | DELETE
LMT SURGICAL PTY LTD | 06 - Specialist Orthopaedic | QQ180 | Skeletal Dynamics Bone Screw | Polyaxial locking cannulated screw | 2.5mm x 10-30mm | 2025-07-01 | DELETE
SMITH & NEPHEW PTY LIMITED | 06 - Specialist Orthopaedic | SL221 | Surfix Locking Screws | Locking screws with an independent lock-screw head | 2.7mm, 10 - 24mm length | 2025-07-01 | DELETE
SMITH & NEPHEW PTY LIMITED | 06 - Specialist Orthopaedic | SL224 | Snap-Off screws | Titanium break-off barrel screws for Hallu-Fix | Diameter 2.7mm; length 10-34mm | 2025-07-01 | DELETE
SMITH & NEPHEW PTY LIMITED | 06 - Specialist Orthopaedic | SN968 | Peri-Loc | Locking screws | 2.01mm - 2.7mm | 2025-07-01 | DELETE
SMITH & NEPHEW PTY LIMITED | 06 - Specialist Orthopaedic | SN970 | Cannulated Screw | Stainless Steel | 2.01mm - 2.7mm | 2025-07-01 | DELETE
Surgical Specialties Pty Limited | 06 - Specialist Orthopaedic | SQ147 | Bone Screws | Cortical, Locking, Self-tapping, Standard, T10, | 2.7mm Diameter 5-60mm Length | 2025-07-01 | DELETE
Surgical Specialties Pty Limited | 06 - Specialist Orthopaedic | SQ148 | Bone Screws | Cortical Screw, Self-tapping, Standard, T10 | 2.7mm Diameter 5-60mm Length | 2025-07-01 | DELETE
Surgical Specialties Pty Limited | 06 - Specialist Orthopaedic | SQ175 | Cannulated Screws | Cannulated, Short, Medium, Full Thread | 2.5mm Diameter 8-30mm Length | 2025-07-01 | DELETE
Surgical Specialties Pty Limited | 06 - Specialist Orthopaedic | SQ179 | PediFoot Deformity Correction System | 2.7mm Variable Angle Locking Screws | 6-60mm length | 2025-07-01 | DELETE
Surgical Specialties Pty Limited | 06 - Specialist Orthopaedic | SQ180 | PediFoot Deformity Correction System | 2.7mm Cortical Screw | 6-60mm length | 2025-07-01 | DELETE
EMERGO ASIA-PACIFIC PTY. LIMITED | 06 - Specialist Orthopaedic | ER427 | Paragon 28 Gorilla Plating System-Screws, micro | Paragon 28 Gorilla Plating System-Screws, locking, baby | dia 2.0 mm x length (8-40 mm) | 2025-07-01 | DELETE
LMT SURGICAL PTY LTD | 06 - Specialist Orthopaedic | LM131 | TriMed Compression Screws | Compression screws | 1.7mm | 2025-07-01 | DELETE
LMT SURGICAL PTY LTD | 06 - Specialist Orthopaedic | LM558 | TriMed Compression Screws | Dual thread compression screws | 2 x 11-14mm | 2025-07-01 | DELETE
SMITH & NEPHEW PTY LIMITED | 06 - Specialist Orthopaedic | SL006 | TC-100 | Cortical Screws | ≤2.0mm | 2025-07-01 | DELETE
SMITH & NEPHEW PTY LIMITED | 06 - Specialist Orthopaedic | SL226 | Spin screw: Snap-off screws | Titanium break-off barrel screws | Diameter 2.0 mm, Length 11 -14mm | 2025-07-01 | DELETE
SMITH & NEPHEW PTY LIMITED | 06 - Specialist Orthopaedic | SM172 | Smith and Nephew QFX Screw | 2.0mm Twist-Off Screw | 2.0mm Twist-Off Screw 8mm, 2.0mm Twist-Off Screw 10mm, 2.0mm Twist-Off Screw 12mm, 2.0mm Twist-Off Screw 14mm, 2.0mm Twist-Off Screw 16mm, 2.0mm Twist-Off Screw 18mm | 2025-07-01 | DELETE
LMT SURGICAL PTY LTD | 06 - Specialist Orthopaedic | LM316 | Skeletal Dynamics Washer | Washer | One size | 2025-07-01 | DELETE
Surgical Specialties Pty Limited | 06 - Specialist Orthopaedic | SQ129 | Screw Washer | Stainless Steel | Screw sizes 4.0mm - 7.0mm | 2025-07-01 | DELETE
LMT SURGICAL PTY LTD | 06 - Specialist Orthopaedic | LM041 | Trimed Fixation Pegs | Plate fixation pegs | 10-32mm | 2025-07-01 | DELETE
LMT SURGICAL PTY LTD | 06 - Specialist Orthopaedic | LM311 | Skeletal Dynamics Pegs | Smooth Pegs:Locking, Threaded Pegs: Locking & Non Locking | 2mm, 2.3mm & 2.7mm | 2025-07-01 | DELETE
SMITH & NEPHEW PTY LIMITED | 06 - Specialist Orthopaedic | SN422 | Fixation Post | Tibial fixation device | 25 -55mm | 2025-07-01 | DELETE
MEDARTIS AUSTRALIA & NEW ZEALAND PTY LTD | 06 - Specialist Orthopaedic | EO100 | APTUS K-wires | Olive K-wires | 1.6mm | 2025-07-01 | DELETE
LMT SURGICAL PTY LTD | 06 - Specialist Orthopaedic | LM014 | Trimed Marked K-Wire | Stainless Steel | Diameter 0.9 - 1.1mm | 2025-07-01 | DELETE
SMITH & NEPHEW PTY LIMITED | 06 - Specialist Orthopaedic | SL195 | K-Wire (Kirschner) | Stainless steel | 70mm, 100mm, 200mm length | 2025-07-01 | DELETE
Surgical Specialties Pty Limited | 06 - Specialist Orthopaedic | SQ076 | K wires | K wire threaded | 1.25mm - 4.5mm | 2025-07-01 | DELETE
Surgical Specialties Pty Limited | 06 - Specialist Orthopaedic | SQ190 | Wires | Wire, Bayonet, HA Coated, Pear Wire, Cone Shape, Drill Tip | Diameter 1.2-2.0mm, Length 200-400mm | 2025-07-01 | DELETE
Surgical Specialties Pty Limited | 06 - Specialist Orthopaedic | SQ191 | Wires Olive | Wire Olive, Bayonet, Drill Tip | Diameter 1.5-1.8mm, Length 300-400mm | 2025-07-01 | DELETE
LMT SURGICAL PTY LTD | 06 - Specialist Orthopaedic | LM001 | TriMed Wrist Fixation System | Washer | One size | 2025-07-01 | DELETE
LMT SURGICAL PTY LTD | 06 - Specialist Orthopaedic | LM323 | GEMINUS Hook Plate | GEMINUS Hook Plate | One size | 2025-07-01 | DELETE
LMT SURGICAL PTY LTD | 06 - Specialist Orthopaedic | LM005 | TriMed Fixation Systems | Multiple stainless steel wire forms | various sizes | 2025-07-01 | DELETE
LMT SURGICAL PTY LTD | 06 - Specialist Orthopaedic | LM362 | X-Clips | X-Clips | Multiple sizes | 2025-07-01 | DELETE
LMT SURGICAL PTY LTD | 06 - Specialist Orthopaedic | LM364 | Clover Staple | Plate Staple, 3 or 4 leg | (10-16)mm x (8-16)mm plate x (10-15)mm leg length x (3 or 4) leg | 2025-07-01 | DELETE
LMT SURGICAL PTY LTD | 06 - Specialist Orthopaedic | LM386 | Compression Staple | Compression Staple | Multiple Sizes | 2025-07-01 | DELETE
SMITH & NEPHEW PTY LIMITED | 06 - Specialist Orthopaedic | SL196 | Solustaple Standard Staple | Stainless steel 90 deg & 26 degree | 8 & 10mm length | 2025-07-01 | DELETE
SMITH & NEPHEW PTY LIMITED | 06 - Specialist Orthopaedic | SL207 | Uni-Clip Compression Staple | Stainless Steel, Notched and Non-Notched | Width 11-30mm, Length 13-32mm | 2025-07-01 | DELETE
STRYKER AUSTRALIA PTY LTD | 06 - Specialist Orthopaedic | HW317 | Rutherford Staple | Ellison Arched Staple, Vitallium | 9,12,15mm x 23mm | 2025-07-01 | DELETE
STRYKER AUSTRALIA PTY LTD | 06 - Specialist Orthopaedic | HW318 | Rutherford Staple | Ellison Flat Staple, Vitallium | 8,11,14 x 23mm | 2025-07-01 | DELETE
STRYKER AUSTRALIA PTY LTD | 06 - Specialist Orthopaedic | HW319 | Rutherford Staple | Ellison Soft Tissue Retainer, Vitallium | 8,11,14mm | 2025-07-01 | DELETE
LMT SURGICAL PTY LTD | 06 - Specialist Orthopaedic | LM455 | VIMS ligament anchor, knotless | A device designed to be implanted into bone for the attachment of soft tissues either directly or via a suture attached to the device. It is typically used in shoulder and some lower-limb operations, and functions as an alternative to drilling a hole in bone for passing a suture. The device is made of a material that cannot be chemically degraded or absorbed via natural body processes | Diameter: 2.8mm; 5.0mm; 5.5mm; 6.0mm; 7.0mm; 8.0mm | 2025-07-01 | DELETE
STRYKER AUSTRALIA PTY LTD | 06 - Specialist Orthopaedic | HW375 | Howmedica Mainstay Soft Tissue Anchor | Zip anchor - Titanium | Sip 4.5 anchor with #5 suture and #2 suture 2 strands, zip 3.5 anchor with #2 suture and #0 suture 2 strands, zip 2.7 anchor with #0 suture | 2025-07-01 | DELETE
STRYKER AUSTRALIA PTY LTD | 06 - Specialist Orthopaedic | SK048 | Stryker Cuff Anchor | Titanium anchor kit for soft tissue reattachment | Length 5-8mm | 2025-07-01 | DELETE
THE TRUSTEE FOR ELDA TRUST | 06 - Specialist Orthopaedic | VY004 | Apollo Suture Anchor No Suture | Suture Anchor No Suture | All sizes | 2025-07-01 | DELETE
LMT SURGICAL PTY LTD | 06 - Specialist Orthopaedic | LM457 | VIMS Ligament Anchor | Soft tissue ligament anchor loaded with UHMWPE fiber and needle | Diameter: 1.8mm - 2.00mm | 2025-07-01 | DELETE
LMT SURGICAL PTY LTD | 06 - Specialist Orthopaedic | LM467 | Soft Anchor | Soft Anchor | ≤2.3mm | 2025-07-01 | DELETE
LMT SURGICAL PTY LTD | 06 - Specialist Orthopaedic | LM452 | VIMS ligament anchor titanium | A device designed to be implanted into bone for the attachment of soft tissues either directly or via a suture attached to the device. It is typically used in shoulder and some lower-limb operations, and functions as an alternative to drilling a hole in bone for passing a suture. The device is made of a material that cannot be chemically degraded or absorbed via natural body processes | Diameter: 2.8mm; 3.5mm; | 2025-07-01 | DELETE
LMT SURGICAL PTY LTD | 06 - Specialist Orthopaedic | LM453 | VIMS ligament anchor PEEK | A device designed to be implanted into bone for the attachment of soft tissues either directly or via a suture attached to the device. It is typically used in shoulder and some lower-limb operations, and functions as an alternative to drilling a hole in bone for passing a suture. The device is made of a material that cannot be chemically degraded or absorbed via natural body processes | Diameter: 2.8mm; 3.0mm; 3.5mm | 2025-07-01 | DELETE
LMT SURGICAL PTY LTD | 06 - Specialist Orthopaedic | LM468 | Soft Anchor | Soft Anchor | 2.4 – 3.9mm | 2025-07-01 | DELETE
THE TRUSTEE FOR ELDA TRUST | 06 - Specialist Orthopaedic | VY001 | Bonecam Suture Anchors with Suture | Suture Anchors with Suture | 2.4 - 3.9mm | 2025-07-01 | DELETE
LMT SURGICAL PTY LTD | 06 - Specialist Orthopaedic | LM454 | VIMS large ligament anchor titanium | A device designed to be implanted into bone for the attachment of soft tissues either directly or via a suture attached to the device. It is typically used in shoulder and some lower-limb operations, and functions as an alternative to drilling a hole in bone for passing a suture. The device is made of a material that cannot be chemically degraded or absorbed via natural body processes | Diameter: 5.0mm; 5.5mm; 6.5mm | 2025-07-01 | DELETE
LMT SURGICAL PTY LTD | 06 - Specialist Orthopaedic | LM456 | VIMS large suture anchor PEEK | A device designed to be implanted into bone for the attachment of soft tissues either directly or via a suture attached to the device. It is typically used in shoulder and some lower-limb operations, and functions as an alternative to drilling a hole in bone for passing a suture. The device is made of a material that cannot be chemically degraded or absorbed via natural body processes | Diameter: 5.5mm | 2025-07-01 | DELETE
LMT SURGICAL PTY LTD | 06 - Specialist Orthopaedic | LM458 | VIMS Ligament Anchor | Soft tissue ligament anchor loaded with UHMWPE fiber and needle | 4.50mm - 8.00mm | 2025-07-01 | DELETE
SMITH & NEPHEW PTY LIMITED | 06 - Specialist Orthopaedic | SN652 | OBL Anchor System | Soft Tissue Anchor System Non-preloaded Material: Titanium Alloy | 4.0 and 6.5mm | 2025-07-01 | DELETE
SMITH & NEPHEW PTY LIMITED | 06 - Specialist Orthopaedic | SN703 | TWINFIX ULTRA - Absorbable Suture Anchor | Preloaded Absorbable HA Suture Anchor (combines PLLA with HA) | 4.5 mm to 6.5 mm | 2025-07-01 | DELETE
THE TRUSTEE FOR ELDA TRUST | 06 - Specialist Orthopaedic | VY002 | Suture Anchors with Suture | Suture Anchors with Suture | 4.0mm or larger | 2025-07-01 | DELETE
LMT SURGICAL PTY LTD | 06 - Specialist Orthopaedic | LM469 | Button Loop System | Fixed length or adjustable button loop system | Multiple fixed and adjustable options to suit patient anatomy | 2025-07-01 | DELETE
LMT SURGICAL PTY LTD | 06 - Specialist Orthopaedic | LM543 | TriMed RipCord® Syndesmosis Button Kit | The system consists of UHMWPE suture, a far button and a near button made from 316L medical grade implant quality stainless steel, and accompanying instrumentation | 1 size | 2025-07-01 | DELETE
THE TRUSTEE FOR ELDA TRUST | 06 - Specialist Orthopaedic | VY003 | Titan Interference Screws | Interference Screws | All sizes | 2025-07-01 | DELETE
LMT SURGICAL PTY LTD | 06 - Specialist Orthopaedic | LM197 | MiniFlo Fixator | Finger mini fixator system | Radius: 25 and 30mm | 2025-07-01 | DELETE
LMT SURGICAL PTY LTD | 06 - Specialist Orthopaedic | LM244 | Ligamentotaxor | Finger Mini Fixator System | 1 size only | 2025-07-01 | DELETE
LMT SURGICAL PTY LTD | 06 - Specialist Orthopaedic | LM336 | Osteo-x External Mini Fixator | The Osteo-x® external fixator is a device used for the fixation and distraction of small bones, primarily in the hand. It incorporates four K-wires which are driven into the bone and placed to provide three-dimensional stability. | One Size Only | 2025-07-01 | DELETE
Surgical Specialties Pty Limited | 06 - Specialist Orthopaedic | SQ162 | Monoplanar Fixator System | Micro and Mini Rails | 80 - 100 mm | 2025-07-01 | DELETE
Surgical Specialties Pty Limited | 06 - Specialist Orthopaedic | SQ163 | Monoplanar Fixator System | Rail | 100 - 300 mm | 2025-07-01 | DELETE
Surgical Specialties Pty Limited | 06 - Specialist Orthopaedic | SQ164 | Monoplanar Clamp | Clamp | Standard | 2025-07-01 | DELETE
SMITH & NEPHEW PTY LIMITED | 06 - Specialist Orthopaedic | SN950 | Smith & Nephew External Fixation (Ilizarov, Taylor Spatial Frame, Jet-X, Compass) | Monoplanar Clamp, compression distraction device | Standard | 2025-07-01 | DELETE
Surgical Specialties Pty Limited | 06 - Specialist Orthopaedic | SQ165 | Monoplanar Body | Body | 100 - 400 mm | 2025-07-01 | DELETE
SMITH & NEPHEW PTY LIMITED | 06 - Specialist Orthopaedic | SN949 | Smith & Nephew External Fixation (Llizarov, Taylor Spatial Frame, Jet-X, Compass) | Monoplanar clamp, Compresion Distraction Device | Standard | 2025-07-01 | DELETE
Surgical Specialties Pty Limited | 06 - Specialist Orthopaedic | SQ170 | Orthex Full Circular Rings | Ring, Full | 75-280mm | 2025-07-01 | DELETE
SMITH & NEPHEW PTY LIMITED | 06 - Specialist Orthopaedic | SL019 | Modular Rail System | Rail Arc | Various | 2025-07-01 | DELETE
Surgical Specialties Pty Limited | 06 - Specialist Orthopaedic | SQ171 | Orthex Partial Circular Rings | Ring, 5/8, Half, Toe | 75-230mm | 2025-07-01 | DELETE
Surgical Specialties Pty Limited | 06 - Specialist Orthopaedic | SQ166 | Orthex Distractor Strut | Distractor | 100-155mm; Short and Long | 2025-07-01 | DELETE
Surgical Specialties Pty Limited | 06 - Specialist Orthopaedic | SQ172 | Orthex Struts | Struts, Telescoping, Quick Lock | 70-295mm, small, medium, large | 2025-07-01 | DELETE
Surgical Specialties Pty Limited | 06 - Specialist Orthopaedic | SQ167 | Orthex Foot Plate | Foot Plate | 75-205mm, short | 2025-07-01 | DELETE
Surgical Specialties Pty Limited | 06 - Specialist Orthopaedic | SQ160 | Orthex Threaded Sockets | Nut, Threaded | 18-60mm | 2025-07-01 | DELETE
Surgical Specialties Pty Limited | 06 - Specialist Orthopaedic | SQ161 | Orthex Frame Components | Circular Frame Components | Standard | 2025-07-01 | DELETE
Surgical Specialties Pty Limited | 06 - Specialist Orthopaedic | SQ168 | Orthex Threaded Rods | Threaded Rods | 60-450mm | 2025-07-01 | DELETE
Surgical Specialties Pty Limited | 06 - Specialist Orthopaedic | SQ169 | Orthex Threaded Rods | Threaded Rods | 30-120mm | 2025-07-01 | DELETE
LMT SURGICAL PTY LTD | 06 - Specialist Orthopaedic | LM198 | MiniFlo pins | Bone pins(screws)for finger mini fixator system | Thread diameter: 1.6,&2.0, 2.5mm | 2025-07-01 | DELETE
LMT SURGICAL PTY LTD | 06 - Specialist Orthopaedic | LM334 | Axis Pin | Axis Pin | 2.5mm x 30mm-70mm | 2025-07-01 | DELETE
Surgical Specialties Pty Limited | 06 - Specialist Orthopaedic | SQ189 | Pins | Pin, Half Pin,Transfixation, Large Bone, Small Bone, HA Coated | 75-350mm length 2-6mm thickness | 2025-07-01 | DELETE
Surgical Specialties Pty Limited | 06 - Specialist Orthopaedic | SQ173 | Orthex Articulating Hinge | Universal, Single plane, 90 degree Hinges | standard | 2025-07-01 | DELETE
LMT SURGICAL PTY LTD | 06 - Specialist Orthopaedic | LM333 | Internal joint articulating fixator Elbow | Internal joint articulating fixator Elbow | One size - adjustable | 2025-07-01 | DELETE
Lima Orthopaedics Australia Pty Ltd | 06 - Specialist Orthopaedic | LC202 | G21 Bone Cement | Bone Cement - std and low viscosity | 20-60g | 2025-07-01 | DELETE
MEDIVANCE PTY LTD | 06 - Specialist Orthopaedic | DR043 | Osteofix | PMMA Bone Cement (High and Low Viscosity) | One Size (19.2g, 10ml Vial) | 2025-07-01 | DELETE
SMITH & NEPHEW PTY LIMITED | 06 - Specialist Orthopaedic | SL164 | RALLY | Bone Cement, Polymethylmethacrylate, Gentamicin- Med & High viscosity | 40g | 2025-07-01 | DELETE
Lima Orthopaedics Australia Pty Ltd | 06 - Specialist Orthopaedic | LC201 | G21 Bone Cement + Delivery System | Bone Cement – low & std viscosity | 20-60g | 2025-07-01 | DELETE
MEDIVANCE PTY LTD | 06 - Specialist Orthopaedic | DR044 | Osteofix + Delivery Systems | Cement + Complex Delivery System | All Sizes (Various Cannula Gauges/Lengths, Syringes and Connectors) | 2025-07-01 | DELETE
SMITH & NEPHEW PTY LIMITED | 06 - Specialist Orthopaedic | SL165 | RALLY All-in-One System | Bone cement pre-dosed with PMMA powder with gentamicin | 70g | 2025-07-01 | DELETE
EMERGO ASIA-PACIFIC PTY. LIMITED | 06 - Specialist Orthopaedic | ER651 | SIGNUS KAINOS | Bioactive Bone Graft Substitute Granules | 2 or 5 cc | 2025-07-01 | DELETE
INNOVATIVE MEDCARE TECHNOLOGY PTY LTD | 06 - Specialist Orthopaedic | IJ028 | NanoBone - Putty | Nanocrystalline HA in a porous silica matrix, synthetic bone graft substitute putty | 0.5ml, 1.0ml, 2.5ml, 5ml | 2025-07-01 | DELETE
INNOVATIVE MEDCARE TECHNOLOGY PTY LTD | 06 - Specialist Orthopaedic | IJ029 | NanoBone - Granules | Nanocrystalline HA in a porous silica matrix, synthetic bone graft substitute granules | 0.6ml, 1.2ml, 2.4ml, 5ml | 2025-07-01 | DELETE
LMT SURGICAL PTY LTD | 06 - Specialist Orthopaedic | LM091 | Injectable Calcium Phosphate Synthetic Bone Substitute | Calcium Phosphate Bone Substitute | 5cc | 2025-07-01 | DELETE
LMT SURGICAL PTY LTD | 06 - Specialist Orthopaedic | LM235 | HA/TCP Granules | HA/TCP Bone graft substitute Granules | 2.5cc, 5cc | 2025-07-01 | DELETE
EMERGO ASIA-PACIFIC PTY. LIMITED | 06 - Specialist Orthopaedic | ER157 | Kainos | Granules | 1x10cm3 | 2025-07-01 | DELETE
INNOVATIVE MEDCARE TECHNOLOGY PTY LTD | 06 - Specialist Orthopaedic | IJ027 | NanoBone - Putty | Nanocrystalline HA in a porous silica matrix, synthetic bone graft substitute putty | 10ml | 2025-07-01 | DELETE
LMT SURGICAL PTY LTD | 06 - Specialist Orthopaedic | LM236 | HA/TCP Granules | HA/TCP Bone graft substitute Granules | 10cc | 2025-07-01 | DELETE
LMT SURGICAL PTY LTD | 06 - Specialist Orthopaedic | LM237 | HA/TCP Granules | HA/TCP Bone graft substitute Granules | 15cc, 20cc | 2025-07-01 | DELETE
LMT SURGICAL PTY LTD | 06 - Specialist Orthopaedic | LM238 | HA/TCP Granules | HA/TCP Bone graft substitute Granules | 25cc, 30cc | 2025-07-01 | DELETE
STRYKER AUSTRALIA PTY LTD | 07 - Plastic and Reconstructive | HW444 | E-POR Biomaterial/ Panel - Porous Polyethlene Titanium Mesh Composite | Panel - Porous Polyethylene Titanium Mesh Composite | 0.5mm-0.8mm thick, 76mm x 50mm | 2025-07-01 | DELETE
STRYKER AUSTRALIA PTY LTD | 07 - Plastic and Reconstructive | HW420 | Ear Reconstruction | Porus Polyethylene. Helical rim, models 8328 and 8329 | Helical rim: 37 x 62mm | 2025-07-01 | DELETE
J T Medical Pty Ltd | 07 - Plastic and Reconstructive | JT005 | Polytech Smooth Tissue Expander with integrated or remote magnetic valve | Smooth with integrated or remote valve | The tissue expanders vary in maximum volume from 100 - 960mls | 2025-07-01 | DELETE
J T Medical Pty Ltd | 07 - Plastic and Reconstructive | JT006 | Polytech Textured Mammary or Tissue Expander with integrated or remote magnetic valve | Textured with integrated or remote valve. | The tissue expanders vary in maximum volume from 100 - 960mls | 2025-07-01 | DELETE
J T Medical Pty Ltd | 07 - Plastic and Reconstructive | JT007 | Polytech Textured Mammary Expander with integrated or remote magnetic valve | Textured with integrated or remote magnetic valve. Anatomically shaped with reinforced inner base | The mammary expanders vary in maximum volume from 200 - 960mls | 2025-07-01 | DELETE
Emagin Pty Ltd | 07 - Plastic and Reconstructive | EG027 | Sebbin Mammary Implants | Sterile Silicone Breast Implants less than 500cc | Volume less than 500cc | 2025-07-01 | DELETE
J T Medical Pty Ltd | 07 - Plastic and Reconstructive | JT003 | Sublime Line Mammary Implant | Smooth, Microthane or textured surface. Round or oval based with anatomical or central projection. | Low Profile, Moderate Profile, High Profile and Extra High Profile. Sizes 45-495cc. | 2025-07-01 | DELETE
Emagin Pty Ltd | 07 - Plastic and Reconstructive | EG025 | Sebbin Mammary Implants | Sterile Silicone Breast Implants greater than 500cc | Greater Than 500cc | 2025-07-01 | DELETE
J T Medical Pty Ltd | 07 - Plastic and Reconstructive | JT004 | Sublime Line Mammary Implant | Smooth, Microthane or textured surface. Round or oval based with anatomical or central projection | Low Profile, Moderate Profile, High Profile and Extra High Profile. Sizes 500-1035cc. | 2025-07-01 | DELETE
MICROPORT CRM PTY LIMITED | 08 - Cardiac | RF001 | Platinium VR 1210 | PLATINIUM VR is an implantable single-chamber cardioverter defibrillator. It is equipped with an accelerometer to allow adaptation of pacing to suit the patient’s activity. PLATINIUM VR is also equipped with the RF wireless technology which enables remote monitoring of patients who have the Sorin SMARTVIEW Monitor installed at home, wireless interrogation and device programming by Orchestra Plus programmer equipped with ORCHESTRA PLUS LINK accessory. PLATINIUM VR provides high energy shocks (42 J) for enhanced safety, as well as automatic lead measurements to monitor system integrity. PLATINIUM VR is protected against high-frequency signals emitted by cellular telephones. The PLATINIUM VR ICD device and programming system. The programming system includes the Sorin dedicated programmer with the SMARTVIEW programming software connected to a CPR3 programming head. The programming system is configured and furnished by Sorin. The PLATINIUM VR can serve as a defibrillation electrode (active housing) with a total surface area of 63 cm2. PLATINIUM VR 1210 has two DF-1 and one IS-1 connector ports. The PLATINIUM VR is designed to recognize and treat slow or fast VT and VF by continuously monitoring ventricular activity to identify persistent ventricular arrhythmias and to deliver appropriate therapies. PLATINIUM VR features DISCRIMINATION algorithm. | Dimensions 73 x 54.3 x 11.1mm Weight 85 g Volume 33 cm3 Active surface area of casing 62.7cm2 Connector IS-1 bipolar, 2*DF-1. | 2025-07-01 | DELETE
MICROPORT CRM PTY LIMITED | 08 - Cardiac | RF004 | Platinium VR 1240 | PLATINIUM VR 1240 is an implantable single-chamber cardioverter defibrillator. It is equipped with an accelerometer to allow adaptation of pacing to suit the patient’s activity. PLATINIUM VR is also equipped with the RF wireless technology which enables remote monitoring of patients who have the Sorin SMARTVIEW Monitor installed at home, wireless interrogation and device programming by Orchestra Plus programmer equipped with ORCHESTRA PLUS LINK accessory. PLATINIUM VR provides high energy shocks (42 J) for enhanced safety, as well as automatic lead measurements to monitor system integrity. PLATINIUM VR is protected against high-frequency signals emitted by cellular telephones. The PLATINIUM VR can serve as a defibrillation electrode (active housing) with a total surface area of 63 cm2. The PLATINIUM VR is designed to recognize and treat slow or fast VT and VF by continuously monitoring ventricular activity to identify persistent ventricular arrhythmias and to deliver appropriate therapies. PLATINIUM VR features DISCRIMINATION algorithm, which is specifically designed to differentiate ventricular tachycardias from fast rhythms of supraventricular origin. DISCRIMINATION continuously monitors R-R interval stability, searches for long cycles and evaluates sudden onset. | Dimensions 65.8 x 54.3 x 11.1 mm Weight 84 g Volume 31.2 cm3 Active surface area of casing 62.9cm2 Connector DF4. | 2025-07-01 | DELETE
MICROPORT CRM PTY LIMITED | 08 - Cardiac | RF049 | Ulys™ VR 2240 | MRI Conditional Single Chamber Cardioverter Defibrillator | Weight - 84g Volume - 31.2 cc | 2025-07-01 | DELETE
MICROPORT CRM PTY LIMITED | 08 - Cardiac | RF052 | ULYS™ VR 2210 | Single chamber implantable cardioverter defibrillator | Weight - 85g Volume - 33cc | 2025-07-01 | DELETE
MICROPORT CRM PTY LIMITED | 08 - Cardiac | RF002 | Platinium DR 1510 | PLATINIUM DR 1510 is an implantable dual-chamber cardioverter defibrillator. It is equipped with an accelerometer to allow adaptation of pacing to suit the patient’s activity. PLATINIUM DR 1510 is also equipped with the RF wireless technology which enables remote monitoring of patients who have the Sorin SMARTVIEW Monitor installed at home and wireless interrogation and device programming by Orchestra Plus programmer equipped with ORCHESTRA PLUS LINK accessory. The PLATINIUM DR 1510 is designed to recognize and treat slow or fast VT and VF by continuously monitoring atrial and ventricular activity to identify persistent ventricular arrhythmias and to deliver appropriate therapies. PLATINIUM DR 1510 features the PARAD/PARAD+ algorithm, which is specifically designed to differentiate ventricular tachycardias from fast rhythms of supraventricular origin. PARAD/PARAD+ continuously monitors R-R interval stability, searches for long cycles, assesses the degree of P-R association, evaluates sudden onset and determines the chamber of arrhythmia acceleration. | Dimensions 73 x 54.3 x 11.1 mm Weight 86 g Volume 33 cm3 Active surface area of casing 62.7cm2 Connector Atrium: IS-1 bipolar. Ventricle: IS-1 bipolar, 2*DF-1. | 2025-07-01 | DELETE
MICROPORT CRM PTY LIMITED | 08 - Cardiac | RF005 | Platinium DR 1540 | PLATINIUM DR is an implantable dual-chamber cardioverter defibrillator. It is equipped with an accelerometer to allow adaptation of pacing to suit the patient’s activity. PLATINIUM DR is also equipped with the RF wireless technology which enables remote monitoring of patients who have the Sorin SMARTVIEW Monitor installed at home, wireless interrogation and device programming by Orchestra Plus programmer equipped with ORCHESTRA PLUS LINK accessory. PLATINIUM DR provides high energy shocks (42 J) for enhanced safety, as well as automatic lead measurements to monitor system integrity.The PLATINIUM DR can serve as a defibrillation electrode (active housing) with a total surface area of 63 cm². The PLATINIUM DR is designed to recognize and treat slow or fast VT and VF by continuously monitoring atrial and ventricular activity to identify persistent ventricular arrhythmias and to deliver appropriate therapies. PLATINIUM DR features the PARAD/PARAD+ algorithm, which is specifically designed to differentiate ventricular tachycardias from fast rhythms of supraventricular origin. PARAD/PARAD+ continuously monitors R-R interval stability, searches for long cycles, assesses the degree of P-R association, evaluates sudden onset and determines the chamber of arrhythmia acceleration. In addition to the advanced detection scheme, PLATINIUM DR offers programmable dual or single-chamber pacing | Dimensions 72.3 x 54.3 x 11.1 mm Weight 86 g Volume 33 cm3 Active surface area of casing 62.8cm2 Connector Atrium: IS-1 bipolar. Ventricle: DF4. | 2025-07-01 | DELETE
MICROPORT CRM PTY LIMITED | 08 - Cardiac | RF045 | Ulys™ DR 2510 | Dual chamber implantable cardioverter defibrilator | Weight: 86g Volume: 33cc | 2025-07-01 | DELETE
MICROPORT CRM PTY LIMITED | 08 - Cardiac | RF051 | Ulys™ DR 2540 | MRI compatible dual chamber cardioverter defibrillator with DF-4 connector. | Weight - 86g Volume - 33cc | 2025-07-01 | DELETE
MICROPORT CRM PTY LIMITED | 08 - Cardiac | RF003 | Platinium CRT-D SonR 1811 | PLATINIUM SonR CRT-D is an implantable cardioverter defibrillator for the recognition and treatment of ventricular tachycardia and fibrillation, with ventricular resynchronization, in patients with spontaneous or inducible tachyarrhythmias. PLATINIUM SonR CRT-D is equipped with an accelerometer to allow adaptation of pacing to suit the patient’s activity. PLATINIUM SonR CRT-D is also equipped with the RF wireless technology which enables remote monitoring of patients who have the Sorin SMARTVIEW Monitor installed at home, and wireless interrogation and device programming by Orchestra Plus programmer equipped with ORCHESTRA PLUS LINK accessory. If used in conjunction with a dedicated atrial lead featuring the SonR sensor, PLATINIUM SonR CRT-D can analyze micro-accelerations of the heart walls to derive information pertaining to cardiac contractility. The signal picked-up by the SonR sensor can be processed by PLATINIUM SonR CRT-D in order to automatically adjust AV and VV delays for optimal resynchronization therapy. PLATINIUM SonR CRT-D provides a range of therapeutic and diagnostic functions: ─ high energy shocks ─ atrial tachyarrhythmia prevention ─ automatic lead measurements ─ advanced diagnostic functions ─ automatic AV and VV delay optimization PLATINIUM SonR CRT-D is protected against high-frequency signals emitted by cellular telephones. | 1811 MODEL: Dimensions 73 x 54.3 x 11.1 mm Weight 86 g Volume 33 cm3 Active surface area of casing 62.7cm2 Connector Atrium: SonR (IS-1 bipolar compatible). Right ventricle: IS-1 bipolar, 2*DF-1. Left ventricle: IS-1 bipolar (unipolar compatible). | 2025-07-01 | DELETE
MICROPORT CRM PTY LIMITED | 08 - Cardiac | RF006 | Platinium CRT-D 1711 | PLATINIUM CRT-D is an implantable cardioverter defibrillator for the recognition and treatment of ventricular tachycardia and fibrillation, with ventricular resynchronization, in patients with spontaneous or inducible tachyarrhythmias. PLATINIUM CRT-D is equipped with an accelerometer to allow adaptation of pacing to suit the patient’s activity. PLATINIUM CRT-D is also equipped with the RF wireless technology which enables remote monitoring of patients who have the Sorin SMARTVIEW Monitor installed at home and wireless interrogation and device programming by Orchestra Plus programmer equipped with ORCHESTRA PLUS LINK accessory. PLATINIUM CRT-D provides a range of therapeutic and diagnostic functions including high energy shocks, atrial tachyarrhythmia prevention, automatic lead measurements, and advanced diagnostic functions. PLATINIUM CRT-D is protected against high-frequency signals emitted by cellular telephones. | Dimensions 73 x 54.3 x 11.1 mm Weight 86 g Volume 33 cm3 Active surface area of casing 62.7cm2 Connector Atrium: IS-1 bipolar. Right ventricle: IS-1 bipolar, 2*DF-1. Left ventricle: IS-1 bipolar (unipolar compatible). | 2025-07-01 | DELETE
MICROPORT CRM PTY LIMITED | 08 - Cardiac | RF007 | Platinium CRT-D SonR 1841 DF4 | PLATINIUM SonR CRT-D is an implantable cardioverter defibrillator for the recognition and treatment of ventricular tachycardia and fibrillation, with ventricular resynchronization, in patients with spontaneous or inducible tachyarrhythmias. PLATINIUM SonR CRT-D is equipped with an accelerometer to allow adaptation of pacing to suit the patient’s activity. PLATINIUM SonR CRT-D is also equipped with the RF wireless technology which enables remote monitoring of patients who have the Sorin SMARTVIEW Monitor installed at home, wireless interrogation and device programming by Orchestra Plus programmer equipped with ORCHESTRA PLUS LINK accessory. If used in conjunction with a dedicated atrial lead featuring the SonR sensor, PLATINIUM SonR CRT-D can analyze micro-accelerations of the heart walls to derive information pertaining to cardiac contractility. The signal picked-up by the SonR sensor can be processed by PLATINIUM SonR CRT-D in order to automatically adjust AV and VV delays for optimal resynchronization therapy. PLATINIUM SonR CRT-D provides a range of therapeutic and diagnostic functions: ─ high energy shocks ─ atrial tachyarrhythmia prevention ─ automatic lead measurements ─ advanced diagnostic functions ─ automatic AV and VV delay optimization PLATINIUM SonR CRT-D is protected against high-frequency signals emitted by cellular telephones. | 1841 MODEL: Dimensions 72.3 x 54.3 x 11.1 mm Weight 87 g Volume 33 cm3 Active surface area of casing 62.8cm2 Connector Atrium: SonR (IS-1 bipolar compatible). Right ventricle: DF4. Left ventricle: IS-1 bipolar (unipolar compatible). | 2025-07-01 | DELETE
MICROPORT CRM PTY LIMITED | 08 - Cardiac | RF008 | Platinium CRT-D 1741 | PLATINIUM CRT-D 1741 is an implantable cardioverter defibrillator for the recognition and treatment of ventricular tachycardia and fibrillation, with ventricular resynchronization, in patients with spontaneous or inducible tachyarrhythmias. PLATINIUM CRT-D 1741 is equipped with an accelerometer to allow adaptation of pacing to suit the patient’s activity. PLATINIUM CRT-D 1741 is also equipped with the RF wireless technology which enables remote monitoring of patients who have the Sorin SMARTVIEW Monitor installed at home and wireless interrogation and device programming by Orchestra Plus programmer equipped with ORCHESTRA PLUS LINK accessory. PLATINIUM CRT-D 1741 provides a range of therapeutic and diagnostic functions including high energy shocks, atrial tachyarrhythmia prevention, automatic lead measurements, and advanced diagnostic functions. PLATINIUM CRT-D is protected against high-frequency signals emitted by cellular telephones. | Dimensions 72.3 x 54.3 x 11.1 mm Weight 87 g Volume 33 cm3 Active surface area of casing 62.8cm2 Connector Atrium: IS-1 bipolar. Right ventricle: DF4. Left ventricle: IS-1 bipolar (unipolar compatible). | 2025-07-01 | DELETE
MICROPORT CRM PTY LIMITED | 08 - Cardiac | RF019 | Platinium 4LV SonR CRT-D 1844 | Implantable cardioverter defibrillator with remote monitoring, cardiac resynchronisation therapy and SonR optimisation. | 78.1 X 54.3 X 11.1 mm 33.7cc 91g | 2025-07-01 | DELETE
MICROPORT CRM PTY LIMITED | 08 - Cardiac | RF020 | Platinium 4LV CRT-D 1744 | Implantable cardioverter defibrillator with cardiac resynchronisation therapy and remote monitoring | 78.1 X 54.3 X 11.1 mm 91g 33.7cc | 2025-07-01 | DELETE
MICROPORT CRM PTY LIMITED | 08 - Cardiac | RF046 | Gali™ 4LV SonR CRT-D 2844 | Implantable cardioverter defibrillator with cardiac resynchronisation therapy and DF4 connector | Weight- 91g Volume - 33.7cc | 2025-07-01 | DELETE
MICROPORT CRM PTY LIMITED | 08 - Cardiac | RF048 | Gali™ SonR CRT-D 2841 | Implantable cardioverter defibrillator with cardiac resynchronisation therapy and DF4 connector | Weight - 87g Volume - 33cc | 2025-07-01 | DELETE
MICROPORT CRM PTY LIMITED | 08 - Cardiac | RF050 | Gali™SonR CRT-D 2811 | Implantable cardioverter defibrillator with cardiac resynchronisation therapy and SonR optimisation | Weight - 86g Volume - 33cc | 2025-07-01 | DELETE
MICROPORT CRM PTY LIMITED | 08 - Cardiac | RF012 | KORA 100 SR | KORA 100 SR is a Single Chamber MRI conditional rate-responsive pacemaker. | Dimensions 37.4 x 41.5 x 6.1mm, Weight 19g. Volume 7.5cm3. Connector IS-1. Sensors Minute Ventilation (MV) and Accelerometer (G). | 2025-07-01 | DELETE
MICROPORT CRM PTY LIMITED | 08 - Cardiac | RF027 | OTO SR | Single Chamber MRI Conditional Pacemaker | Weight- 19g Volume - 7.5cc | 2025-07-01 | DELETE
MICROPORT CRM PTY LIMITED | 08 - Cardiac | RF028 | TEO SR | Single Chamber MRI Conditional Pacemaker | Weight - 19g Volume- 7.5cc | 2025-07-01 | DELETE
MICROPORT CRM PTY LIMITED | 08 - Cardiac | RF016 | KORA 100 DR | KORA 100 DR is a Dual Chamber MRI conditional, Rate Responsive Pacemaker | 41.2 x 41.5 x 6.1mm | 2025-07-01 | DELETE
MICROPORT CRM PTY LIMITED | 08 - Cardiac | RF029 | OTO DR | Dual Chamber MRI Conditional Pacemaker | Weight - 20g Volume - 8cc | 2025-07-01 | DELETE
MICROPORT CRM PTY LIMITED | 08 - Cardiac | RF030 | TEO DR | Dual Chamber MRI Conditional Pacemaker | Weight - 20g Volume - 8cc | 2025-07-01 | DELETE
Bio Excel Australia Pty Ltd | 08 - Cardiac | BE002 | CRE8 Coronary Stent | Coronary Artery Drug Eluting Stent | The stent is available in 7 diameters: 2.25mm; 2.5mm; 2.75mm; 3.0mm; 3.5mm; 4.0mm; 4.5mm and 8 lengths: 8mm; 12mm; 16mm; 20mm; 25mm; 31mm; 38 mm and 46 mm. | 2025-07-01 | DELETE
CARDINAL HEALTH AUSTRALIA 503 PTY LTD. | 08 - Cardiac | DO001 | BioFreedom Drug Coated Coronary Stent System | Coronary Artery Stent, Drug Coated | Diameter: 2.25mm to 4.0mm Length: 8mm to 36mm | 2025-07-01 | DELETE
Pyramed Pty Limited | 08 - Cardiac | PY050 | BeGraft Coronary Stent Graft System | Coronary Stent Graft System | Diameter: 2.50mm, 2.75mm, 3.00mm, 3.50mm, 4.00mm, 4.50mm, 5.00m Length: 8mm, 12mm, 16mm, 18mm, 21mm, 24mm | 2025-07-01 | DELETE
OCCLUTECH AUSTRALIA PTY LIMITED | 08 - Cardiac | RP001 | Figulla Flex II ASD Occluder | Occlutech Flexx II ASD Occlusion device | Figulla Flex II ASD Waist Ø (mm): Size 4,5,6,7.5,9,10.5,12,13.5,15,16.5,18,21,24,27,30,33,36,39,40 | 2025-07-01 | DELETE
OCCLUTECH AUSTRALIA PTY LIMITED | 08 - Cardiac | RP002 | Figulla Flex II PFO Occluder | The Figulla® Flex II PFO is an implant for closure of a patent foramen ovale (PFO) defect in the heart and is deployed via a minimally invasive catheter delivery system. The Figulla® Flex PFO is intended for patients with substantiated Right-Left-Shunt in the contrast agent echocardiography under Valsalva maneuver and presence of a "cryptogenic", paradoxical thromboembolism. | Figulla Flex II PFO Disc Ø (mm): 23/25, 16/18, 27/30, 31/35 | 2025-07-01 | DELETE
OCCLUTECH AUSTRALIA PTY LIMITED | 08 - Cardiac | RP003 | Patent Ductus Arteriosus | The Occlutech® PDA Occluder is an occlusion system, which is percutaneously implanted through a catheter intervention technique and intended for the non-surgical occlusion of Patent Ductus Arteriosus (PDA) | (PDA) with Standard Shank, D2 Ø 3.5mm, D3 Ø 5mm, D1 Ø 9mm, Length 4.25mm, Introducing System size 6FR; (PDA) with Standard Shank, D2 Ø 4mm, D3 Ø 6mm, D1 Ø 10mm, Length 5mm, Introducing system size 6FR; (PDA) with Standard Shank, D2 Ø 5mm, D3 Ø 7mm, D1 Ø 11mm, Length 6.05mm, Introducing system size 6FR; (PDA) with Standard Shank, D2 Ø 6mm, D3 Ø 8mm, D1 Ø 13mm, Length 6.30mm, Introducing system size 6FR; (PDA) with Standard Shank, D2 Ø 8mm, D3 Ø 10mm, D1 Ø 16mm, Length 7mm, Introducing system size 7FR; (PDA) with Standard Shank, D2 Ø 10mm, D3 Ø 12mm, D1 Ø 18mm, Length 12mm, Introducing system size 7FR; (PDA) with Standard Shank, D2 Ø 12mm, D3 Ø 15mm, D1 Ø 20mm, Length 14mm, Introducing system size 8FR; (PDA) with Standard Shank, D2 Ø 14mm, D3 Ø 18mm, D1 Ø 24mm, Length 16mm, Introducing system size 9FR; (PDA) with Long Shank, D2 Ø 3.5mm, D3 Ø 5mm, D1 Ø 9mm, Length 7mm, Introducing system size 6FR; (PDA) with Long Shank, D2 Ø 4mm, D3 Ø 6mm, D1 Ø 10mm, Length 7.5mm, Introducing system size 6FR; (PDA) with Long Shank, D2 Ø 5mm, D3 Ø 7mm, D1 Ø 11mm, Length 8.5mm, Introducing system size 6FR; (PDA) with Long Shank, D2 Ø 6mm, D3 Ø 8mm, D1 Ø 13mm, Length 9mm, Introducing system size 6FR; (PDA) with Long Shank, D2 Ø 8mm, D3 Ø 10mm, D1 Ø 16mm, Length 10.5mm, Introducing system size 7FR. | 2025-07-01 | DELETE
ABBOTT MEDICAL AUSTRALIA PTY LTD. | 08 - Cardiac | SJ394 | Portico transcatheter aortic valve | Self-expanding transcatheter aortic tissue valve, nitinol stent, bovine valve | 23-29 | 2025-07-01 | DELETE
ABBOTT MEDICAL AUSTRALIA PTY LTD. | 09 - Cardiothoracic | SJ136 | SJM Biocor Heart Valve | Stented Porcine tissue valve | Aortic Valves - Tissue Annulus Diameter - 21 - 29mm Mitral Valves - Tissue Annulus Diameter - 25-35mm | 2025-07-01 | DELETE
DEVICE TECHNOLOGIES AUSTRALIA PTY. LTD. | 09 - Cardiothoracic | DE612 | E-vita open plus stentgraft system (with or without collar) | Hybrid device consisting of a conventional vascular graft incorporated with and endovascular stent graft that allows treatment of the ascending aorta, the arch and the descending aorta, in one procedure. | Overall length: 100-160mm. Vascular graft length 50-70mm; Stent graft length 80-240mm; Stent graft diameter 20-40mm; Collar width 2-40mm. | 2025-07-01 | DELETE
Pyramed Pty Limited | 10 - Vascular | PY029 | Sinus-XL Stent ≥25mm Ø | Self-expanding Nitinol stent | Diameter: 25mm to 36mm Length: 30 to 100mm | 2025-07-01 | DELETE
Pyramed Pty Limited | 10 - Vascular | PY031 | Optimed Sinus Stents | Sinus-wave nitinol stent | Diameter: 3mm to 14mm Length: 20mm to 130mm | 2025-07-01 | DELETE
Pyramed Pty Limited | 10 - Vascular | PY036 | Sinus-Venous and Sinus-Obliquus Stents | Sinus-Venous and Sinus-Obliquus Stents used for treating venous insufficiency, occlusion and stenosis | Diameter: 10, 12, 14, 16, 18mm Length: 60, 80, 100, 120mm | 2025-07-01 | DELETE
Pyramed Pty Limited | 10 - Vascular | PY042 | sinus-XL Flex Stent | Self expanding Nitinol Stents | Diameter: 14mm to 24mm Length: 30mm to <150mm | 2025-07-01 | DELETE
Pyramed Pty Limited | 10 - Vascular | PY043 | sinus-XL Stent | Self expanding Nitinol Stents | Diameter: 14mm to 24mm Length: 30mm to <150mm | 2025-07-01 | DELETE
Pyramed Pty Limited | 10 - Vascular | PY044 | sinus-XL 6F Stents | Self expanding Nitinol Stents | Diameter: 14mm to 24mm Length: 30mm to <150mm | 2025-07-01 | DELETE
Pyramed Pty Limited | 10 - Vascular | PY016 | Optimed Iliac Sinus Stent - extra long | Sinus-wave nitinol stent - extra long | Diameter: 3mm to 8 mm Length: 150mm to 200mm | 2025-07-01 | DELETE
Pyramed Pty Limited | 10 - Vascular | PY037 | Sinus-Venous and Sinus-Obliquus Stents | Sinus-Venous and Sinus-Obliquus Stents used for treating venous insufficiency, occlusion and stenosis | Diameter: 10, 12, 14, 16, 18mm Length: 150mm | 2025-07-01 | DELETE
Pyramed Pty Limited | 10 - Vascular | PY041 | sinus-XL Flex Stent | Flexible Nitinol Stent with diameters up to 24mm | Diameter: 14mm to 24mm Length: >150mm | 2025-07-01 | DELETE
WILLIAM A. COOK AUSTRALIA PTY. LTD. | 10 - Vascular | WC240 | Zenith Thoracic Endovascular Graft | Thoracic Distal Graft | 26mm to 42mm diameter, 127mm to 179mm Length | 2025-07-01 | DELETE
WILLIAM A. COOK AUSTRALIA PTY. LTD. | 10 - Vascular | WC241 | Zenith Thoracic Endovascular Graft | Thoracic Distal Graft | 26mm to 42mm diameter, 180mm to 207mm Length | 2025-07-01 | DELETE
Pyramed Pty Limited | 10 - Vascular | PY039 | BeGraft Peripheral Stent Graft System | Balloon Expandable "One layer" Biocompatible CoCr Alloy and Micro-porous ePTFE Peripheral Vascular Stent | Diameter: 5mm to 12mm Length: 18mm to 58mm | 2025-07-01 | DELETE
Pyramed Pty Limited | 10 - Vascular | PY045 | BeGraft Aortic Stent Graft System | Aortic Stent Graft System | Expanded Diameter: 12mm to 30mm Stent Length: 19mm to 59mm Catheter Length: 75cm and 120cm | 2025-07-01 | DELETE
WILLIAM A. COOK AUSTRALIA PTY. LTD. | 10 - Vascular | WC044 | PVA Embolisation particles | Embolisation & Occlusion | Particle Size Ranges (microns) 50-100, 100-200, 200-300,300-500, 500-700, 700-1000, 1000-1500, 1500-2000, 2000-2800 | 2025-07-01 | DELETE
Pyramed Pty Limited | 10 - Vascular | PY008 | Platinum Spirale and Cirrus embolisation coils <100mm | Embolisation coils with or without fibers | Spiral diameter 2mm to 16mm Length: 25mm to 80mm Coil diameter: 0.27mm to 0.82mm | 2025-07-01 | DELETE
Pyramed Pty Limited | 10 - Vascular | PY009 | Platinum Spirale and Cirrus embolisation coils 100-150mm | Embolisation coils with or without fibers | Spiral diameter: 4mm to 11mm Length: 100mm to 150mm Coil diameter: 0.27mm to 0.82mm | 2025-07-01 | DELETE
Pyramed Pty Limited | 10 - Vascular | PY051 | Prestige Plus Detachable Coil | Implantable embolization Coil comprised of platinum-tungsten alloy attached to a proximal stainless steel hypo-tube and distal body coil delivery pusher with a radiopaque distal positioning marker and a proximal fluorosafe marker. | Diameter 2mm-24mm Length 2cm-65cm | 2025-07-01 | DELETE
WILLIAM A. COOK AUSTRALIA PTY. LTD. | 10 - Vascular | WC039 | Cook Embolization Coil | Hilal Platinum | Diameters: .018, Extended Lengths: .5cm to 6cm, Coil Diameters: Straight to 10mm | 2025-07-01 | DELETE
Pyramed Pty Limited | 10 - Vascular | PY010 | Platinum Spirale and Cirrus embolisation coils 200-450mm | Embolisation coils with and without fibers | Spiral diameter: 5mm to 16mm Length: 200mm to 450mm Coil diameter: 0.82mm | 2025-07-01 | DELETE
Inovanz (PTY) LTD | 10 - Vascular | IZ002 | EOS Endoluminal Occlusion System | EOS is made of self-expandable Nitinol flat wire, serving as a supportive scaffold with significant radial strength, covered by impermeable ePTFE membrane for achievement of immediate occlusion of a peripheral vessel. This implant is pre-loaded on a delivery catheter with 2 deployment handles. This System will be inserted through a standard guide catheter (not included) up to the targeted segment. | 3 to 5 mm of vessel diameter (6.1 mm diameter unconstrained) 4.5 to 8 mm of vessel diameter (9.1 mm diameter unconstrained) 7.5 to 11 mm of vessel diameter (12.2 mm diameter unconstrained) | 2025-07-01 | DELETE
GETZ HEALTHCARE PTY LTD | 10 - Vascular | ME229 | SQUID LIQUID EMBOLIC AGENT | SQUID is a non-adhesive, liquid embolic agent consisting of an ethylene vinyl alcohol (EVOH ) copolymer dissolved in DMSO (dimethyl sulfoxide), and suspended micronized tantalum powder to provide contrast for visualisation under fluoroscopy. The SQUID Liquid Embolic System consists of a vial of SQUID, a vial of DMSO, two SQUID delivery syringes, one DMSO delivery syringe, two syringe adapters and 8 stickers to identify the vials of SQUID. A SQUID-compatible delivery micro-catheter, the use of which is indicated for the neurovascular system (Sonic, Balt catheters) is used to access the embolization site. The adapter is an interface between the SQUID delivery syringe and the delivery catheter. | 12, 12LD, 18, 18LD formulations | 2025-07-01 | DELETE
Pyramed Pty Limited | 10 - Vascular | PY052 | Ultra, Prestige Plus Coil Detachment Controller | Handheld battery powered coil detachment controller | One Size only | 2025-07-01 | DELETE
Lima Orthopaedics Australia Pty Ltd | 11 - Hip | LC005 | Friendly Femoral Stem | Femoral Stem Cemented Tapered Polished FeCrNiMnMoNbN | 0, 1, 2, 3 | 2025-07-01 | DELETE
Lima Orthopaedics Australia Pty Ltd | 11 - Hip | LC011 | C2 Femoral Stem | C2 Femoral Stem Standard / Lateralised / Revision 12/14 Taper Ti6AI4V | 02 to 12 | 2025-07-01 | DELETE
ZIMMER BIOMET PTY LTD | 11 - Hip | ZI462 | Alloclassic Hip Stem | Titanium, grit blast, non HA, standard and high offset | 1 - 14 | 2025-07-01 | DELETE
ZIMMER BIOMET PTY LTD | 11 - Hip | ZI463 | Alloclassic Hip Stem | Zweymuller, Ti alloy, Short Cone, Slender Neck | 01, 0, 1, 10-13 | 2025-07-01 | DELETE
JOHNSON & JOHNSON MEDICAL PTY LTD | 11 - Hip | JJ777 | Tri-Lock Gription Femoral Stem | Titanium, Femoral stem, GRIPTION coated | Size 0-12 standard and high offset | 2025-07-01 | DELETE
AMPLITUDE AUSTRALIA PTY LTD | 11 - Hip | LI056 | Integrale Femoral Stem | Anodised titanium, fully HA Coated,straight stem and used with separate neck | 7 Sizes | 2025-07-01 | DELETE
Lima Orthopaedics Australia Pty Ltd | 11 - Hip | LC013 | FIT Femoral Stem | FIT Femoral Stem 12/14 Taper Ti6AI4V HA Coated | Size 1-7, Left & Right | 2025-07-01 | DELETE
Lima Orthopaedics Australia Pty Ltd | 11 - Hip | LC144 | ColloMis Femoral Stem | The COLLO-MIS Femoral Stem | Sizes 1 to 9 | 2025-07-01 | DELETE
Lima Orthopaedics Australia Pty Ltd | 11 - Hip | LC159 | H-Max S Femoral Stem | H-Max S Femoral Stem HA Coated Ti6AI4V | 9 - 18 | 2025-07-01 | DELETE
JOHNSON & JOHNSON MEDICAL PTY LTD | 11 - Hip | DY134 | Summit Femoral Stem | Titanium, beaded proximally with HA, duofix distal grit blast | Size 1-10 | 2025-07-01 | DELETE
Lima Orthopaedics Australia Pty Ltd | 11 - Hip | LC015 | Sam-Fit modular stem | Modular stem | 1 - 7 | 2025-07-01 | DELETE
Lima Orthopaedics Australia Pty Ltd | 11 - Hip | LC160 | C2 Revision Stem | C2 Revision Stem | Size 7-9 x 202 to 213mm Length | 2025-07-01 | DELETE
Lima Orthopaedics Australia Pty Ltd | 11 - Hip | LC009 | Modulus Femoral Body | Femoral Body 12/14 Taper CCD 125* to 130* - Ti6AI4V | A & B x Small to Large | 2025-07-01 | DELETE
Lima Orthopaedics Australia Pty Ltd | 11 - Hip | LC010 | Modulus Modular Femoral Stem | Modulus Modular Femoral Stem | Size A & B x 13 to 26mm diameter | 2025-07-01 | DELETE
Lima Orthopaedics Australia Pty Ltd | 11 - Hip | LC027 | Revision Modular Femoral Body | Revision Modular Femoral Body 12/14 Taper with Locking Screw Ti6AI4V | Std & Lat x 50-70mm - Body Height | 2025-07-01 | DELETE
Lima Orthopaedics Australia Pty Ltd | 11 - Hip | LC030 | Revision Modular Femoral Stem | Revision Modular Femoral Stem Ti6A4I | 14-26mm Diameter x 140mm Length | 2025-07-01 | DELETE
Lima Orthopaedics Australia Pty Ltd | 11 - Hip | LC158 | H-Max M Femoral Stem Ti6AI4V | H-Max M Femoral Stem HA Coated Ti6AI4V | 9 - 18 | 2025-07-01 | DELETE
Lima Orthopaedics Australia Pty Ltd | 11 - Hip | LC161 | Revision Modular Stem | Revision Modular Stem Ti6AI4V | 14 - 26mm Diameter x 200mm Length | 2025-07-01 | DELETE
JOHNSON & JOHNSON MEDICAL PTY LTD | 11 - Hip | DY510 | SROM Femoral Calcar Replacement Stem, long | Titanium, fluted, distal polished femoral long stem & neck, bowed and straight with Calcar Replacement | 9 -21mm diameter, greater than 200mm length | 2025-07-01 | DELETE
JOHNSON & JOHNSON MEDICAL PTY LTD | 11 - Hip | DY511 | SROM Femoral Stem Long | Titanium, fluted, distal polished femoral long stem & neck, bowed and straight | 9 -21mm diameter, greater than 200mm length | 2025-07-01 | DELETE
Lima Orthopaedics Australia Pty Ltd | 11 - Hip | LC029 | Modular Neck | Modular Neck Segment - CoCrMo | Size 1-6, Sm & Lg in STD, LAT, AVR/RVL, AVL/RVR | 2025-07-01 | DELETE
Lima Orthopaedics Australia Pty Ltd | 11 - Hip | LC195 | BioBall Femoral Head | Femoral Head Vivium ≤ 32mm | 28mm, 32mm | 2025-07-01 | DELETE
SMITH & NEPHEW PTY LIMITED | 11 - Hip | SN697 | Femoral Head | Stainless steel | 22-32mm,+0-+16mm | 2025-07-01 | DELETE
Lima Orthopaedics Australia Pty Ltd | 11 - Hip | LC032 | Modular Head | Modular Head CoCrMo | 28-32mm Diameter Small to XXXLarge | 2025-07-01 | DELETE
Lima Orthopaedics Australia Pty Ltd | 11 - Hip | LC152 | Modular Biolox Delta Head | Modular Biolox Delta Head | 28 - 32mm Small to Large | 2025-07-01 | DELETE
Lima Orthopaedics Australia Pty Ltd | 11 - Hip | LC153 | Revision Modular Biolox Delta Head | Revision Modular Biolox Delta Head Ti6AI4V 12/14 Taper | 28 - 32mm Small to Xlarge | 2025-07-01 | DELETE
Corin (Australia) Pty Limited | 11 - Hip | CR308 | BioBall Femoral Head | Femoral Head Vivium > 32mm | 36mm to 58mm | 2025-07-01 | DELETE
Lima Orthopaedics Australia Pty Ltd | 11 - Hip | LC156 | Cephalic Head | Cephalic Head AISI 316L | 41 - 57mm Diameter | 2025-07-01 | DELETE
Lima Orthopaedics Australia Pty Ltd | 11 - Hip | LC191 | BioBall Femoral Head | Femoral Head Vivium > 32mm | 36mm to 58mm | 2025-07-01 | DELETE
Lima Orthopaedics Australia Pty Ltd | 11 - Hip | LC193 | BioBall Femoral Head | Femoral Head Vivium > 32mm | 36mm to 58mm | 2025-07-01 | DELETE
Lima Orthopaedics Australia Pty Ltd | 11 - Hip | LC196 | BioBall Femoral Head | Femoral Head Vivium > 32mm | 36mm, 38mm | 2025-07-01 | DELETE
Lima Orthopaedics Australia Pty Ltd | 11 - Hip | LC157 | Modular Head | Modular Head CoCrMo | 36mm Diameter Small to XXXLarge | 2025-07-01 | DELETE
Lima Orthopaedics Australia Pty Ltd | 11 - Hip | LC154 | Modular Biolox Delta Head | Modular Biolox Delta Head | 36 - 40mm Small to Large | 2025-07-01 | DELETE
Lima Orthopaedics Australia Pty Ltd | 11 - Hip | LC155 | Revision Modular Biolox Delta Head | Revision Modular Biolox Delta Head Ti6AI4V 12/14 Taper | 36 - 40mm Small to Xlarge | 2025-07-01 | DELETE
Lima Orthopaedics Australia Pty Ltd | 11 - Hip | LC192 | BioBall Delta Femoral Head | Femoral Head Biolox Delta | 28mm, 32mm, 36mm, 40mm, 44mm, 48mm | 2025-07-01 | DELETE
Lima Orthopaedics Australia Pty Ltd | 11 - Hip | LC162 | Lock Bipolar Head and Liner | Self Centering Head CoCrMo and UHMWPE Liner | Diameter x 28mm x OD 41-57mm | 2025-07-01 | DELETE
Lima Orthopaedics Australia Pty Ltd | 11 - Hip | LC197 | Delta Mobile Liner UHMWPE | The Mobile Liner UHMWPE functions as part of a double mobility system. It is coupled with an outer liner before being fitted onto the head of a femoral stem. The inner liner provides the articulating surface within the outer liner and the coupled liner provides the articulating surface with the acetabular shell after insertion into the acetabular shell/Cup as part of a total hip arthroplasty. | Diameter (mm) 40 - 42 Outer | 2025-07-01 | DELETE
Lima Orthopaedics Australia Pty Ltd | 11 - Hip | LC198 | 2M Cups Double Mobility System Mobile Liners (UHMWPE) | The liner functions as part of a double mobility system. The liner articulates with an acetabular cup and femoral head as part of a total hip arthroplasty. The liner has an inner clearance of 0.3 mm with respect to the femoral head. The outer clearance has been increased to 0.6 mm to avoid locking of the outer joint due to the interposition of fibrous tissue. The centre of the inner head is cranialized with respect to the centre of the liner (1,5 mm), to permit the self-centring of the system. | Diameter (mm) Outer 42 to 58 Diameter (mm) Inner 22 to 28 | 2025-07-01 | DELETE
Lima Orthopaedics Australia Pty Ltd | 11 - Hip | LC020 | Lima Cemented Cup | UHMWPE Cemented Cup Unmodified | 28-36mm OD x 44-58mm OD 20* | 2025-07-01 | DELETE
SMITH & NEPHEW PTY LIMITED | 11 - Hip | SL085 | Reflection | Acetabular Cup, Spiked, Beaded, Titanium Alloy | 40-68 mm | 2025-07-01 | DELETE
Lima Orthopaedics Australia Pty Ltd | 11 - Hip | LC164 | Delta TT Acetabular Cup | Delta TT Acetabular Cup Ti6AI4V | 44 - 76mm | 2025-07-01 | DELETE
Lima Orthopaedics Australia Pty Ltd | 11 - Hip | LC199 | Delta Multihole TT Cup | Delta Multihole TT Acetabular Cup (Ti6AI4V) | Diameter (mm) 44 to 76 | 2025-07-01 | DELETE
Lima Orthopaedics Australia Pty Ltd | 11 - Hip | LC200 | Delta ONE TT cup | Delta One TT Acetabular Cup Ti6AI4V | Diameter (mm) 44 - 66mm | 2025-07-01 | DELETE
JOHNSON & JOHNSON MEDICAL PTY LTD | 11 - Hip | DY520 | Pinnacle Acetabular Shell | Titanium. Beaded with HA (Duofix) acetabular cup | 48 - 66 mm | 2025-07-01 | DELETE
Lima Orthopaedics Australia Pty Ltd | 11 - Hip | LC166 | Delta PF Acetabular Cup | Delta PF Acetabular Cup Ti6AI4V + Poro + HA | 44 - 76mm | 2025-07-01 | DELETE
Lima Orthopaedics Australia Pty Ltd | 11 - Hip | LC167 | Met Acetabular Cup | Met Acetabular Cup CoCrMo + Poro + HA | 42 - 64mm OD x 38 - 58mm ID | 2025-07-01 | DELETE
Lima Orthopaedics Australia Pty Ltd | 11 - Hip | LC170 | Delta Non Constrained Liner | Delta Non Constrained Liner UHMWPE X Lima Ti6AI4V Neutral and Protruded | Diameter (mm) 28 to 40 Size Small to Extra Large Shape Neutral Shape Protruded | 2025-07-01 | DELETE
Lima Orthopaedics Australia Pty Ltd | 11 - Hip | LC171 | SPH Constrained Poly Liner | SPH Constrained Poly Liner UHMWPE protruded 20* | Protruded Liners ID 28mm X Size XXA, A, B, C, D, E ID 32mm x Size B, C, D, E Neutral Liners ID 28mm X Size XXA, A, B, C, D, E ID 32mm x Size B, C, D, E | 2025-07-01 | DELETE
Lima Orthopaedics Australia Pty Ltd | 11 - Hip | LC012 | Lima Cup | Metal Liner | 28mm, 32mm and 36mm | 2025-07-01 | DELETE
Lima Orthopaedics Australia Pty Ltd | 11 - Hip | LC168 | Delta Ceramic Liner Biolox Delta | Delta Ceramic Liner Biolox Delta | 28 - 40mm ID x Small to Large | 2025-07-01 | DELETE
Lima Orthopaedics Australia Pty Ltd | 11 - Hip | LC022 | Delta Revision TT Acetabular Cup | Delta Revision TT Acetabular Cup Ti | 50 - 66mm | 2025-07-01 | DELETE
Lima Orthopaedics Australia Pty Ltd | 11 - Hip | LC021 | Acetabular Plate | Acetabular Reconstruction Plate Ti | 50 - 66mm x Standard or Long | 2025-07-01 | DELETE
Lima Orthopaedics Australia Pty Ltd | 11 - Hip | LC025 | Delta Hemispheric Acetabular Cup | Delta Hemispheric Acetabular Cup Ti6AI4V | 50 - 62mm & Eccentricity 12-18mm | 2025-07-01 | DELETE
Lima Orthopaedics Australia Pty Ltd | 11 - Hip | LC024 | Lima Bone Screw | Titanium Bone Screw | Dia. 4.5mm to 6.5mm Length 15mm - 90mm | 2025-07-01 | DELETE
Lima Orthopaedics Australia Pty Ltd | 11 - Hip | LC150 | Proximal Centraliser PMMA | Proximal Centraliser PMMA | Left & Right Size 0-3 | 2025-07-01 | DELETE
Lima Orthopaedics Australia Pty Ltd | 11 - Hip | LC190 | BioBall - Revision Neck Adaptor | Titanium, varying tapers & lengths, for ceramic & metal heads | 8/10 standard, 8/10 offset 10/12 standard, 10/12 offset 12/14 standard, 12/14 offset 14/16 standard,14/16 offset V40 standard, V40 offset, PCA standard, PCA offset Type 1 standard 11/13 standard, 11/13 offset S - 5XL standard M-5XL offset | 2025-07-01 | DELETE
Lima Orthopaedics Australia Pty Ltd | 11 - Hip | LC149 | Lima Plug and hood | UHMWPE Cement Plug with distal femoral stem hood | 10mm - 20mm | 2025-07-01 | DELETE
Lima Orthopaedics Australia Pty Ltd | 11 - Hip | LC151 | Cement Plug UHMWPE | UHMWPE Cement Restrictor / Plug | Size 1 - 3 | 2025-07-01 | DELETE
Lima Orthopaedics Australia Pty Ltd | 11 - Hip | LC203 | SpaceFlex Hip | Modular Hip Spacer Mold | 10mm 13mm 15mm | 2025-07-01 | DELETE
Lima Orthopaedics Australia Pty Ltd | 11 - Hip | LC023 | DELTA Coupling / Spacer / Liner | DELTA Coupling / Spacer / Adaptor / Liner | Size Small to Extra Large Angle (In degrees) 0 to 20 Offset +5 | 2025-07-01 | DELETE
BESPOKE MEDICAL INNOVATIONS PTY LTD | 12 - Knee | FL007 | iTotal Cruciate-Retaining (CR) Total Knee Replacement System – iTotal Femoral Component | Minimally stabilised femoral component, cemented, CoCrMo | Left Knee, Right Knee, patient-specific | 2025-07-01 | DELETE
BESPOKE MEDICAL INNOVATIONS PTY LTD | 12 - Knee | FL008 | iTotal Cruciate-Retaining (CR) Total Knee Replacement System – iTotal G2+ Tibial Tray | Tibial baseplate, cemented, CoCrMo | Left Knee, Right Knee, patient-specific | 2025-07-01 | DELETE
BESPOKE MEDICAL INNOVATIONS PTY LTD | 12 - Knee | FL011 | iTotal Cruciate-Retaining (CR) Total Knee Replacement System – Tibial Insert iPoly G2+ | UHMWPE polyethylene (iPoly) minimally stabilised tibial insert. | Shape - Medial and Lateral; Thickness (Medial) - 6mm-16mm, patient-specific; Size (Lateral) - A-K, patient-specific | 2025-07-01 | DELETE
BESPOKE MEDICAL INNOVATIONS PTY LTD | 12 - Knee | FL012 | iTotal Cruciate-Retaining (CR) Total Knee Replacement System – Tibial Insert iPoly XE - medial + lateral | UHMWPE Vitmain E infused polyethylene (iPoly XE) minimally stabilised tibial insert - medial and lateral parts used together. | Shape - Medial and Lateral; Thickness (Medial) - 6mm-16mm, patient-specific; Size (Lateral) - A-K, patient-specific | 2025-07-01 | DELETE
JOHNSON & JOHNSON MEDICAL PTY LTD | 12 - Knee | DY481 | PFC Sigma Knee System tibial insert | Curved GVF Insert | Sizes 1.5 - 6. 8-20mm | 2025-07-01 | DELETE
JOHNSON & JOHNSON MEDICAL PTY LTD | 12 - Knee | JJ665 | PFC Sigma Knee System Tibial Insert | Tibial insert, posterior stabilised, UHMWPE, with post | Sizes 1.5-6. 8-25mm | 2025-07-01 | DELETE
SMITH & NEPHEW PTY LIMITED | 12 - Knee | SN780 | Journey Knee System Tibial Insert | Tibial Insert, UHMWPE, Fixed posterior stabilised with peg | 8-30mm, 1-10 | 2025-07-01 | DELETE
SMITH & NEPHEW PTY LIMITED | 12 - Knee | SN876 | Profix Knee System Tibial Insert | Tibial Insert, UHMWPE, posterior stabilised with peg, fixed | 1-8 | 2025-07-01 | DELETE
BESPOKE MEDICAL INNOVATIONS PTY LTD | 12 - Knee | FL009 | iTotal Cruciate-Retaining (CR) Total Knee Replacement System – iTotal Patella Implant, iPoly XE | Highly cross-linked ultra high molecular weight Vitamin-E enriched polyethylene (iPoly XE) patella component, cemented. | 29x6mm, 32x6mm, 35x7mm, 38x8.5mm, 41x10mm, 44x12mm | 2025-07-01 | DELETE
BESPOKE MEDICAL INNOVATIONS PTY LTD | 12 - Knee | FL010 | iTotal Cruciate-Retaining (CR) Total Knee Replacement System – iTotal Patella Implant, iPoly | Highly cross-linked ultra high molecular weight polyethylene (iPoly) patella component, cemented. | 29x6mm, 32x6mm, 35x7mm, 38x8.5mm, 41x10mm, 44x12mm | 2025-07-01 | DELETE
JOHNSON & JOHNSON MEDICAL PTY LTD | 12 - Knee | DP158 | PFC Sigma Knee System femoral augments | Distal and posterior femoral augments, CoCr , with screws | Sizes 1.5 - 5. 4-16mm | 2025-07-01 | DELETE
E4 SURGICAL PTY LTD | 13 - Spinal | EY047 | VERTICALE Screws - Monoaxial | Monoaxial pedicle screws made of titanium alloy | 4.5 to 10.2mm | 2025-07-01 | DELETE
EMERGO ASIA-PACIFIC PTY. LIMITED | 13 - Spinal | ER445 | LnK Spinal Fixation System/OpenLoc-L Spinal Fixation System-Pedicle Screw, monoaxial | LnK Spinal Fixation System/OpenLoc-L Spinal Fixation System-Pedicle Screw, monoaxial;self tapping and non self tapping; standard and reduction; accommodates rods 5.0, 5.5, 6.0 and 6.35 mm dia. | dia (4.0-8.5mm) x length (20-150mm) | 2025-07-01 | DELETE
EVOLUTION SURGICAL PTY LTD | 13 - Spinal | IY075 | Life Spine Pedicle Screw System - Pedicle Screw, Monoaxial | Life Spine Pedicle Screw System - Pedicle Screw, Monoaxial, Standard/Reduction | dia (4.5-8.5)mm x length (30-125)mm | 2025-07-01 | DELETE
JOY SURGICAL PTY LTD | 13 - Spinal | JA008 | Medyssey Spinal Fixation System | Cannulated Monoaxial Screw | 4.0-8.5 | 2025-07-01 | DELETE
JOY SURGICAL PTY LTD | 13 - Spinal | JA011 | Medyssey Spinal Fixation System | Monoaxial Screw | 4.0-8.5 | 2025-07-01 | DELETE
JOY SURGICAL PTY LTD | 13 - Spinal | JA013 | Novel/Zenius Reduction Mono screw | Monoaxial Reduction pedicle screw | 5.5-8.5 | 2025-07-01 | DELETE
LMT SURGICAL PTY LTD | 13 - Spinal | LM448 | Excella Uniplanar Pedicle Screw | Excella Pedicle Screw System Uniplanar Pedicle Screw | 4.0 to 6.5mm diameter 25 to 55 long | 2025-07-01 | DELETE
Surgical Specialties Pty Limited | 13 - Spinal | SQ103 | RESPONSE Spine System – Uniaxial Screw | Pedicle Uniaxial Screw | 4-7mm diameter, 20mm-100mm | 2025-07-01 | DELETE
VICKI PARTRIDGE PTY LTD | 13 - Spinal | VB006 | Lumfix Monoaxial Screw | Self Tapping Screw, single or dual thread , std or reduction castle. | (4.0 - 8.5)mm diameter x (20- 60)mm length | 2025-07-01 | DELETE
ZIMVIE AUSTRALIA PTY LTD | 13 - Spinal | NW013 | Vitality Spine System - Monoaxial Pedicle Screws | Monoaxial pedicle Screws Titanium | Diameter = 4.0mm-7.5mm Length= 20mm-55mm | 2025-07-01 | DELETE
E4 SURGICAL PTY LTD | 13 - Spinal | EY046 | VERTICALE Screw Rod and Occipito-cervical Fusion System - Screws | Polyaxial pedicle screws made of titanium alloy | 3.5 to 10.2mm | 2025-07-01 | DELETE
EMERGO ASIA-PACIFIC PTY. LIMITED | 13 - Spinal | ER406 | LnK MIS Spinal System/PathLoc-L MIS Spinal System-Pedicle Screw | LnK MIS Spinal System /PathLoc-L MIS Pedicle screw, polyaxial,cannulated,self-tapping, double Thread, with sleeve | dia (5.5-7.5mm) x length (30-60 mm); sleeve length (47-127 mm) | 2025-07-01 | DELETE
EMERGO ASIA-PACIFIC PTY. LIMITED | 13 - Spinal | ER435 | LnK Posterior Cervical Fixation System/CastleLoc-S Posterior Cervical Fixation System-Polyax. Screw | LnK Posterior Cervical Fixation System/CastleLoc-S Posterior Cervical Fixation System-Polyaxial Screw, standard, semi-reduction and reduction | Dia (3.5-4.0 mm) x length (10-50 mm) | 2025-07-01 | DELETE
EMERGO ASIA-PACIFIC PTY. LIMITED | 13 - Spinal | ER446 | LnK Spinal Fixation System/OpenLoc-L Spinal Fixation System-Pedicle Screw, polyaxial | LnK Spinal Fixation System/OpenLoc-L Spinal Fixation System-Pedicle Screw; polyaxial; self tapping or non self tapping; standard or reduction; accommodates rods of 5.0, 5.5, 6.0 and 6.35mm in diameter | dia (4.0-8.5mm) x length (20-150mm) | 2025-07-01 | DELETE
EVOLUTION SURGICAL PTY LTD | 13 - Spinal | IY076 | Life Spine Pedicle Screw System - Pedicle Screw, Polyaxial, Cannulated | Life Spine Pedicle Screw System (Nautilus, Avatar)-Pedicle Screw, Polyaxial, Cannulated, | dia (4.5-10 mm) x length (25-125 mm) | 2025-07-01 | DELETE
EVOLUTION SURGICAL PTY LTD | 13 - Spinal | IY083 | Life Spine Pedicle Screw System - Pedicle Screw, Polyaxial | Life Spine Pedicle Screw System (Nautilus) - Pedicle Screw, Polyaxial Standard or Reduction | dia (4.5-8.5mm) x length (25-125mm) | 2025-07-01 | DELETE
JOY SURGICAL PTY LTD | 13 - Spinal | JA009 | Medyssey Spinal Fixation System | Cannulated Polyaxial Screw | 4.0-8.5 | 2025-07-01 | DELETE
JOY SURGICAL PTY LTD | 13 - Spinal | JA012 | Medyssey Spinal Fixation System | Polyaxial Screw | 4.0-8.5 | 2025-07-01 | DELETE
LMT SURGICAL PTY LTD | 13 - Spinal | LM436 | Amendia Savannah-T Pedicle Screw System-Polyaxial Pedicle Screw-Cannulated | Pedicle Screw System-Polyaxial Pedicle Screw-Cannulated, Low, Mid, High Top standard and Grip Quick Threads | dia (5.5-7.5 mm) x length (30-65 mm) | 2025-07-01 | DELETE
LMT SURGICAL PTY LTD | 13 - Spinal | LM441 | Excella Polyaxial Pedicle Screw | Polyaxial Pedicle Screw | 5.5 to 7.5 mm diameter 35 to 60 mm length | 2025-07-01 | DELETE
LMT SURGICAL PTY LTD | 13 - Spinal | LM444 | Excella Cannulated Pedicle Screw | Cannulated Pedicle Screw | 4.75 to 8.5mm diameter 25 to 60 mm length | 2025-07-01 | DELETE
Surgical Specialties Pty Limited | 13 - Spinal | SQ100 | RESPONSE Spine System – Polyaxial Screw | Pedicle Polyaxial Screw | 4-9mm diameter, 20mm-110mm | 2025-07-01 | DELETE
VICKI PARTRIDGE PTY LTD | 13 - Spinal | VB007 | Lumfix Polyaxial Screw | Std or double threaded, std or extended castle self tapping | (4.0 -8.5)mm diameter x (20-90)mm length | 2025-07-01 | DELETE
ZIMVIE AUSTRALIA PTY LTD | 13 - Spinal | NW014 | Virage Pedicle Polyaxial Screws | Pedicle polyaxial screws | 3.5mm-5.0mm x 10-45mm | 2025-07-01 | DELETE
ZIMVIE AUSTRALIA PTY LTD | 13 - Spinal | NW015 | Vitality Spine System - Polyaxial Pedicle Screws | Polyaxial Pedicle Screws Titanium | Diameter = 4.0mm-10.5mm Length= 20mm-120mm | 2025-07-01 | DELETE
E4 SURGICAL PTY LTD | 13 - Spinal | EY041 | VERTICALE Cervical Occiput – Occiput screw | Bone screws made of titanium alloy | 4mm - 30mm | 2025-07-01 | DELETE
EMERGO ASIA-PACIFIC PTY. LIMITED | 13 - Spinal | ER187 | SIGNUS Contact Thoracolumbar Plating System-Solid Screw | SIGNUS Contact Thoracolumbar Plating System-Solid Screw | Dia 6 mm, length 25-45 mm in 5 mm increments | 2025-07-01 | DELETE
EMERGO ASIA-PACIFIC PTY. LIMITED | 13 - Spinal | ER188 | SIGNUS Contact Thoracolumbar Plating System-Expansion Screw | SIGNUS Contact Thoracolumbar Plating System-Expansion Screw | 6 mm dia, 25-40 mm long in 5 mm increments | 2025-07-01 | DELETE
EMERGO ASIA-PACIFIC PTY. LIMITED | 13 - Spinal | ER459 | LnK Anterior Cervical Plate System/CastleLoc-P Anterior Cervical Plate System-Screw | LnK Anterior Cervical Plate System/CastleLoc-P Anterior Cervical Plate System-Screw, self tapping or self drilling; fixed or variable | dia (3.5-4.0mm) x length (12-24mm) | 2025-07-01 | DELETE
EVOLUTION SURGICAL PTY LTD | 13 - Spinal | IY087 | Choice Spine Cervical Screw | Screw for cervical plate (Variable, Fixed & Rescue) | 4.0mm - 4.5mm x 10mm - 18mm | 2025-07-01 | DELETE
LMT SURGICAL PTY LTD | 13 - Spinal | LM528 | Cervical Plate screws | Cervical Plate screws | 4/4.5 mm diameter 12-20mm long | 2025-07-01 | DELETE
ZIMVIE AUSTRALIA PTY LTD | 13 - Spinal | NW016 | Virage Occipital Screws | Occipital Screws | 4.5mm x 6-16mm, 5.25mm x 6-16mm | 2025-07-01 | DELETE
ZIMVIE AUSTRALIA PTY LTD | 13 - Spinal | NW042 | Anterior Cervical Plate System | Titanium Cancellous Bone Screw | 4 - 20mm | 2025-07-01 | DELETE
ZIMVIE AUSTRALIA PTY LTD | 13 - Spinal | NW043 | Timberline Lateral Fusion System | Bone Screws | 30-60mm | 2025-07-01 | DELETE
E4 SURGICAL PTY LTD | 13 - Spinal | EY048 | VERTICALE Set Screws | Set screws made of titanium alloy | One size only | 2025-07-01 | DELETE
EMERGO ASIA-PACIFIC PTY. LIMITED | 13 - Spinal | ER189 | SIGNUS Contact Thoracolumbar Plating System-Locking Crown | SIGNUS Contact Thoracolumbar Plating System-Locking Crown | M12 x 0.75 mm | 2025-07-01 | DELETE
EMERGO ASIA-PACIFIC PTY. LIMITED | 13 - Spinal | ER408 | LnK MIS Spinal System/PathLoc-L MIS Spinal System-Set Screw | LnK MIS Spinal System/PathLoc-L MIS Spinal System-Set Screw | dia 9.7mm x height 5.6mm | 2025-07-01 | DELETE
EMERGO ASIA-PACIFIC PTY. LIMITED | 13 - Spinal | ER437 | LnK Posterior Cervical Fixation System/CastleLoc-S Posterior Cervical Fixation System-Set screw | LnK Posterior Cervical Fixation System/CastleLoc-S Posterior Cervical Fixation System-Set screw | Dia (6-7 mm) x Height (3.6-3.7 mm) | 2025-07-01 | DELETE
EMERGO ASIA-PACIFIC PTY. LIMITED | 13 - Spinal | ER449 | LnK Spinal Fixation System/OpenLoc-L Spinal Fixation System-Set screws | LnK Spinal Fixation System/OpenLoc-L Spinal Fixation System-Set screws | dia (8.7-9.7mm) x height (5.0-5.6mm) | 2025-07-01 | DELETE
EVOLUTION SURGICAL PTY LTD | 13 - Spinal | IY078 | Life Spine Pedicle Screw System - Locking Cap | Life Spine Screw System (Nautilus, Avatar) - Locking Caps | One Size | 2025-07-01 | DELETE
LMT SURGICAL PTY LTD | 13 - Spinal | LM438 | Amendia Savannah T Pedicle Screw System-Set Screws | Pedicle Screw System-Set Screws | one size | 2025-07-01 | DELETE
LMT SURGICAL PTY LTD | 13 - Spinal | LM442 | Excella System Locking Cap | Excella Pedicle Screw System Locking Cap | one size | 2025-07-01 | DELETE
Surgical Specialties Pty Limited | 13 - Spinal | SQ102 | RESPONSE Spine System – Set Screw | Set Screw | Small, Large | 2025-07-01 | DELETE
Surgical Specialties Pty Limited | 13 - Spinal | SQ122 | RESPONSE Spine System - BandLoc Screw | Set Screw | Large | 2025-07-01 | DELETE
VICKI PARTRIDGE PTY LTD | 13 - Spinal | VB008 | Lumfix Set Screw | Std or Saddle | 9.9 mm outer diameter , 5.5 or 6mm rod | 2025-07-01 | DELETE
ZIMVIE AUSTRALIA PTY LTD | 13 - Spinal | NW017 | Virage Closure Top | Closure Top and dome nut | One Size | 2025-07-01 | DELETE
ZIMVIE AUSTRALIA PTY LTD | 13 - Spinal | NW018 | Vitality Spine System - Set Screw | SET SCREW | One size only | 2025-07-01 | DELETE
ZIMVIE AUSTRALIA PTY LTD | 13 - Spinal | NW044 | Timberline Lateral Fusion System | Cover Plate | 2 and 4 hole | 2025-07-01 | DELETE
ZIMVIE AUSTRALIA PTY LTD | 13 - Spinal | NW019 | Virage Cable Connector | Cable Connector | One Size | 2025-07-01 | DELETE
EVOLUTION SURGICAL PTY LTD | 13 - Spinal | IY014 | NAJA ligament correction system | Braid and Connector | 5.5 and 6mm diameter, left side and right side. | 2025-07-01 | DELETE
Surgical Specialties Pty Limited | 13 - Spinal | SQ123 | RESPONSE Spine System - BandLoc, BandLoc Duo | Clamp and Band Assembly | Single, Dual Band | 2025-07-01 | DELETE
E4 SURGICAL PTY LTD | 13 - Spinal | EY045 | Verticale In-Line Connectors | Connectors made of titanium alloy | 5.5 * 35/45mm | 2025-07-01 | DELETE
EMERGO ASIA-PACIFIC PTY. LIMITED | 13 - Spinal | ER452 | LnK Spinal Fixation System/OpenLoc-L Spinal Fixation System-Connector, in line | LnK Spinal Fixation System/OpenLoc-L Spinal Fixation System-Connector, in line, parallel and domino, accommodates rods of 5.0, 5.5, 6.0 and 6.35 in diameter | length (14-40mm) x width (8-16mm) | 2025-07-01 | DELETE
EMERGO ASIA-PACIFIC PTY. LIMITED | 13 - Spinal | ER526 | LnK Posterior Cervical Fixation System/CastleLoc-S Posterior Cervical Fixation System-Connector | LnK Posterior Cervical Fixation System/CastleLoc-S Posterior Cervical Fixation System-Axial Rod/Side Rod to Rod Connector, Right Side/Left Side Rod to Rod Connector | height (8.0-12.8mm) x width (13.5-19.0mm); accomodates rod size 3.6-6.1mm | 2025-07-01 | DELETE
EVOLUTION SURGICAL PTY LTD | 13 - Spinal | IY082 | Life Spine Pedicle Screw System - Inline Connector | Life Spine Pedicle Screw System - Inline Connector, Axial or Parallel | Inline, Slimline, Domino or Wedding Band (3.5-5.5)mm | 2025-07-01 | DELETE
Surgical Specialties Pty Limited | 13 - Spinal | SQ098 | RESPONSE Spine System – Inline Connector | Inline Connector | 40-80mm | 2025-07-01 | DELETE
VICKI PARTRIDGE PTY LTD | 13 - Spinal | VB004 | Lumfix Rod connector | Domino (parallel) rod connectoro - open or closed | (5.5 - 6.0)mm rod x (5-5 -6.0)mm Rod | 2025-07-01 | DELETE
ZIMVIE AUSTRALIA PTY LTD | 13 - Spinal | NW020 | Virage Closed Rod Connector | Closed Rod Connector | 3.5 to 5.5mm | 2025-07-01 | DELETE
ZIMVIE AUSTRALIA PTY LTD | 13 - Spinal | NW021 | Vitality Spine system - Rod Connectors | Tandem rod connectors | 5.5/6.0mm & 3.5mm | 2025-07-01 | DELETE
EMERGO ASIA-PACIFIC PTY. LIMITED | 13 - Spinal | ER453 | LnK Spinal Fixation System/OpenLoc-L Spinal Fixation System-Connector, offset | LnK Spinal Fixation System/OpenLoc-L Spinal Fixation System-Connector, offset; open or closed; standard or knurled; standard or hex profile | dia (6.2-6.5mm) x length (overall) (26-67mm) | 2025-07-01 | DELETE
EMERGO ASIA-PACIFIC PTY. LIMITED | 13 - Spinal | ER528 | LnK Posterior Cervical Fixation System/CastleLoc-S Posterior Cervical Fixation System-Connector | LnK Posterior Cervical Fixation System/CastleLoc-S Posterior Cervical Fixation System-Lateral Connector/Connector stopper, non-sterile or sterile | rod dia 3.6 mm x offset length (10-20mm) | 2025-07-01 | DELETE
EVOLUTION SURGICAL PTY LTD | 13 - Spinal | IY081 | Life Spine Pedicle Screw System - Offset Connector | Life Spine Pedicle Screw System - Offset Connector (Open or Closed) | dia 5.5mm x length (20-40)mm | 2025-07-01 | DELETE
JOY SURGICAL PTY LTD | 13 - Spinal | JA010 | Medyssey Spinal Fixation System | Crosslink | 41 - 66mm | 2025-07-01 | DELETE
LMT SURGICAL PTY LTD | 13 - Spinal | LM447 | Excella System Offset Connecter | Excella Pedicle Screw System offset connector | 25 to 45 mm | 2025-07-01 | DELETE
Surgical Specialties Pty Limited | 13 - Spinal | SQ099 | RESPONSE Spine System – Offset Connector | Closed, Open Lateral | 20-80mm | 2025-07-01 | DELETE
VICKI PARTRIDGE PTY LTD | 13 - Spinal | VB003 | Lumfix Rod Connector | Lateral Rod connector, open or closed, straight or curved , monopolar or polyaxial | 5.5 or 6mm rod system, (15 - 50)mm lleg length | 2025-07-01 | DELETE
ZIMVIE AUSTRALIA PTY LTD | 13 - Spinal | NW022 | Virage Lateral Offset Connector | Offset Connector | 10mm and 25mm | 2025-07-01 | DELETE
ZIMVIE AUSTRALIA PTY LTD | 13 - Spinal | NW023 | Vitality Spine System - Iliac Lateral Connector | Open and Closed Iliac Lateral Connector | 20mm - 50mm | 2025-07-01 | DELETE
ZIMVIE AUSTRALIA PTY LTD | 13 - Spinal | NW024 | Vitality Spine System - Tandem rod connectors | Tandem rod connectors | 5.5/6.0mm & 3.5mm | 2025-07-01 | DELETE
EMERGO ASIA-PACIFIC PTY. LIMITED | 13 - Spinal | ER450 | LnK Spinal Fixation System/OpenLoc-L Spinal Fixation System-Connector, transverse | LnK Spinal Fixation System/OpenLoc-L Spinal Fixation System-Connector, crosslink rod to rod; fixed | dia (5.2-6.5mm) x length (15-83mm) | 2025-07-01 | DELETE
LMT SURGICAL PTY LTD | 13 - Spinal | LM445 | Excella System Connectors | Excella Cross Connectors - Fixed | 20 to 35 mm | 2025-07-01 | DELETE
ZIMVIE AUSTRALIA PTY LTD | 13 - Spinal | NW025 | Vitality Spine System - Fixed Cross Connector | Fixed length cross connector, titanium | 21mm X 5.5mm - 31mm X 5.5mm & 21mm Wide X 6.0mm - 31mm Wide X 6.0mm | 2025-07-01 | DELETE
ZIMVIE AUSTRALIA PTY LTD | 13 - Spinal | NW026 | Virage Rod to Rod Transverse Connector | Rod to Rod Transverse Connector | XS, S, M, L, XL | 2025-07-01 | DELETE
E4 SURGICAL PTY LTD | 13 - Spinal | EY044 | VERTICALE Cross Connectors | Cross connectors made of titanium alloy | 28-90mm | 2025-07-01 | DELETE
EMERGO ASIA-PACIFIC PTY. LIMITED | 13 - Spinal | ER451 | LnK Spinal Fixation System/OpenLoc-L Spinal Fixation System-Connector, transverse, adjustable | LnK Spinal Fixation System/OpenLoc-L Spinal Fixation System-Connector, transverse, adjustable | closed 30-50mm; extended 34-74 mm | 2025-07-01 | DELETE
EMERGO ASIA-PACIFIC PTY. LIMITED | 13 - Spinal | ER527 | LnK Posterior Cervical Fixation System/CastleLoc-S Posterior Cervical Fixation System-Crosslink | LnK Posterior Cervical Fixation System/CastleLoc-S Posterior Cervical Fixation System-Crosslink Plate Type, Bar type, Hybrid Type, non-sterile or sterile | closed 29-42 mm; extended 34-58 mm | 2025-07-01 | DELETE
EVOLUTION SURGICAL PTY LTD | 13 - Spinal | IY079 | Life Spine Pedicle Screw System - Transverse Connectors, Adjustable | Life Spine Pedicle Screw System - Transverse Connectors, Adjustable. Arched or Straight | Closed (25-90)mm x Open (32-100)mm | 2025-07-01 | DELETE
LMT SURGICAL PTY LTD | 13 - Spinal | LM446 | Excella System Connectors | Pedicle Screw System Rod Connectors - Transverse adjustable | Fits 5.5 or 6mm rods Various sizes from 39 to 81 mm | 2025-07-01 | DELETE
Surgical Specialties Pty Limited | 13 - Spinal | SQ096 | RESPONSE Spine System – Cross Connector | Cross Connector | XS - XL 20-80mm | 2025-07-01 | DELETE
VICKI PARTRIDGE PTY LTD | 13 - Spinal | VB009 | Lunfix Cross Connector | Adjustable Cross Connector | (20-80) minimum sie to (25-98)mm expanded size | 2025-07-01 | DELETE
ZIMVIE AUSTRALIA PTY LTD | 13 - Spinal | NW027 | Virage Head to Head Transverse Connector | Transverse Connector Adjustable | XS, S, M, L, XL | 2025-07-01 | DELETE
ZIMVIE AUSTRALIA PTY LTD | 13 - Spinal | NW028 | Vitality Spine System - Multi-Span Cross Connector | Adjustable length cross connector, titanium | 33-36mm Wide X 5.5mm - 70-90mm Wide X 6.0mm | 2025-07-01 | DELETE
E4 SURGICAL PTY LTD | 13 - Spinal | EY040 | Hooks | Hooks made of titanium alloy | Small - Large | 2025-07-01 | DELETE
EVOLUTION SURGICAL PTY LTD | 13 - Spinal | IY080 | Life Spine Pedicle Screw System - Hooks | Life Spine Pedicle Screw System - Hooks (Pedicle, Laminar, Offset Left/Right) | Small, Medium & Large in Standard, Wide, Narrow & Reduced | 2025-07-01 | DELETE
LMT SURGICAL PTY LTD | 13 - Spinal | LM450 | Excella System Hook | Excella Pedicle Screw System Hook | 7 to 9mm x 6 to 9mm | 2025-07-01 | DELETE
Surgical Specialties Pty Limited | 13 - Spinal | SQ097 | RESPONSE Spine System – Hook | Pedicle, Laminar, Thoracic | Open - Closed Narrow- Wide Left – Right Offset 5-11mm | 2025-07-01 | DELETE
ZIMVIE AUSTRALIA PTY LTD | 13 - Spinal | NW029 | Virage Hooks | Virage Hooks | 6mm and 8mm | 2025-07-01 | DELETE
EMERGO ASIA-PACIFIC PTY. LIMITED | 13 - Spinal | ER524 | CastleLoc-P Anterior Cervical Plate | CastleLoc-P Anterior Cervical Plate, Plate level 1-3, ≤55 mm | length 19-54 mm; width 17 mm | 2025-07-01 | DELETE
EMERGO ASIA-PACIFIC PTY. LIMITED | 13 - Spinal | ER525 | CastleLoc-P Anterior Cervical Plate, >55mm | CastleLoc-P Anterior Cervical Plate, >55mm, 3-4 levels | length 55-97 mm, width 17 mm | 2025-07-01 | DELETE
LIFEHEALTHCARE PTY LIMITED | 13 - Spinal | QQ417 | Spider Cervical Plating System - Spider Plate | Titanium, Anterior Cervical Plate System - | 22-54mm | 2025-07-01 | DELETE
LIFEHEALTHCARE PTY LIMITED | 13 - Spinal | QQ418 | Spider Cervical Plating System - Spider Plate | Titanium, anterior cervical plate system | 56-77mm | 2025-07-01 | DELETE
ZIMVIE AUSTRALIA PTY LTD | 13 - Spinal | NW030 | MaxAn Anterior Cervical Plating System | Titanium plate for anterior cervical spine | >55mm | 2025-07-01 | DELETE
ZIMVIE AUSTRALIA PTY LTD | 13 - Spinal | NW031 | MaxAn Anterior Cervical Plating System | Titanium plate for anterior cervical spine | ≤55mm | 2025-07-01 | DELETE
EMERGO ASIA-PACIFIC PTY. LIMITED | 13 - Spinal | ER186 | SIGNUS Contact Thoracolumbar Plating System-Frame Plate | Signus Contact Thoracolumbar Plating System-Frame Plate | 40-70 mm, in 5 mm increments (straight); 70-120 mm in 5 mm increments (10 deg angled) | 2025-07-01 | DELETE
EMERGO ASIA-PACIFIC PTY. LIMITED | 13 - Spinal | ER457 | LnK Anterior Cervical Plate System/CastleLoc-P Anterior Cervical Plate System-Plate | LnK Anterior Cervical Plate System/CastleLoc-P Anterior Cervical Plate System-Plate, 1-3 levels | width 17mm x length (13-54mm) | 2025-07-01 | DELETE
EMERGO ASIA-PACIFIC PTY. LIMITED | 13 - Spinal | ER458 | LnK Anterior Cervical Plate System/CastleLoc-P Anterior Cervical Plate System-Plate, >55mm | LnK Anterior Cervical Plate System/CastleLoc-P Anterior Cervical Plate System-Plate, >55mm, 3-4 levels | width 17mm x length (57-97 mm) | 2025-07-01 | DELETE
EVOLUTION SURGICAL PTY LTD | 13 - Spinal | IY085 | Choice Spine Cervical Plate 55+ | Anterior Cervical Fusion Plate | Plate Lengths 57mm to 105mm (Three, Four and Five Level Plates) | 2025-07-01 | DELETE
EVOLUTION SURGICAL PTY LTD | 13 - Spinal | IY086 | Choice Spine Cervical Plate | Anterior Cervical Fusion Plate | Plate Lenths 10mm to 54mm (One, Two & Three Level Plates) | 2025-07-01 | DELETE
LMT SURGICAL PTY LTD | 13 - Spinal | LM529 | Cervical Plate >55mm | Cervical Plate >55mm | >55mm | 2025-07-01 | DELETE
LMT SURGICAL PTY LTD | 13 - Spinal | LM530 | Cervical Plate 55mm or less | Cervical Plate 55mm or less | 55 mm and smaller | 2025-07-01 | DELETE
LMT SURGICAL PTY LTD | 13 - Spinal | LM533 | Oryx Cervical Plate System | Titanium Cervical Plate System | 57-85mm | 2025-07-01 | DELETE
LMT SURGICAL PTY LTD | 13 - Spinal | LM534 | Oryx Cervical Plate System | Titanium Cervical Plate | 8-54mm | 2025-07-01 | DELETE
LMT SURGICAL PTY LTD | 13 - Spinal | LM526 | Buttress Plates | Buttress Plates used to stabilise the allograft or autograft at on level (L1-S1). | Plates 20, 24, 28 mm Screws 5.5 & 6.5 mm diameter, 20 - 30mm long | 2025-07-01 | DELETE
ZIMVIE AUSTRALIA PTY LTD | 13 - Spinal | NW045 | Timberline Lateral Fusion System | Lateral Plate | 6-16mm | 2025-07-01 | DELETE
E4 SURGICAL PTY LTD | 13 - Spinal | EY042 | VERTICALE Cervical Occiput Plates | Occipital Plates made of titanium alloy. | Lat 4 & 5 Midl 3 | 2025-07-01 | DELETE
ZIMVIE AUSTRALIA PTY LTD | 13 - Spinal | NW032 | Virage Occiptial Plates | Modular adjustable occipital plates | small, medium, large | 2025-07-01 | DELETE
E4 SURGICAL PTY LTD | 13 - Spinal | EY043 | VERTICALE Cervical Screw Rod and Occipito-Cervical Fusion system - Rods | Rods made of titanium alloy | 3.5 to 5.5mm Diameter | 2025-07-01 | DELETE
EMERGO ASIA-PACIFIC PTY. LIMITED | 13 - Spinal | ER407 | LnK MIS Spinal System/PathLoc-L MIS Spinal System-Rods | LnK MIS Spinal System/PathLoc-L MIS Spinal System-Rods, bullet and hex shaped ends, straight or curved | dia (5.5-6.0mm) x length (35-600mm) | 2025-07-01 | DELETE
EMERGO ASIA-PACIFIC PTY. LIMITED | 13 - Spinal | ER436 | LnK Posterior Cervical Fixation System/CastleLoc-S Posterior Cervical Fixation System-Rod | LnK Posterior Cervical Fixation System/CastleLoc-S Posterior Cervical Fixation System-Rod,straight or pre-bent, non-sterile or sterile | Dia 3.5mm x Length (20-240 mm) | 2025-07-01 | DELETE
EMERGO ASIA-PACIFIC PTY. LIMITED | 13 - Spinal | ER447 | LnK Spinal Fixation System/OpenLoc-L Spinal Fixation System-Rods | LnK Spinal Fixation System/OpenLoc-L Spinal Fixation System-Rods; straight or curved; Titanium or CoCr alloy | dia (5.0-6.35mm) x length (40-600mm) | 2025-07-01 | DELETE
EMERGO ASIA-PACIFIC PTY. LIMITED | 13 - Spinal | ER448 | LnK Spinal Fixation System/OpenLoc-L Spinal Fixation System-Rods, shaped | LnK Spinal Fixation System/OpenLoc-L Spinal Fixation System-Rods, shaped ends and single or double stopper features | dia (5.0-6.35mm) x length (40-600mm) | 2025-07-01 | DELETE
EMERGO ASIA-PACIFIC PTY. LIMITED | 13 - Spinal | ER505 | LnK Posterior Cervical Fixation System/ CastleLoc-S Posterior Cervical Fixation System-Rod, dual dia | LnK Posterior Cervical Fixation System/ CastleLoc-S Posterior Cervical Fixation System-Rod, dual diameter transitional rod, non-sterile or sterile | 3.5 mm transitioning to (4.5-6.0 mm) x overall rod length (300-550) mm) Rod segment L1 can range between 100-200 mm and Rod segment 2 can range between 100-400 mm | 2025-07-01 | DELETE
EVOLUTION SURGICAL PTY LTD | 13 - Spinal | IY077 | Life Spine Pedicle Screw System - Rod, Dual Diameter | Life Spine Pedicle Screw System (Nautilus, Avatar) - Rod, Dual Diameter | (3.5-5.5) Various Lengths | 2025-07-01 | DELETE
EVOLUTION SURGICAL PTY LTD | 13 - Spinal | IY084 | Life Spine Pedicle Screw System - Rods | Life Spine Pedicle Screw System (Naultilus, Avatar) - Rods, Straight, Curved and Deformity, open or percutaneous (Ti or CoCr). | dia. (5.5) x length (25-600) | 2025-07-01 | DELETE
LMT SURGICAL PTY LTD | 13 - Spinal | LM437 | Amendia Savannah-T Pedicle Screw System-Rods | Pedicle Screw System-Rods, Straight and curved | dia 5.5 mm x length (30-500 mm) | 2025-07-01 | DELETE
LMT SURGICAL PTY LTD | 13 - Spinal | LM443 | Excella Systems Rods | Pedicle Screw System Rods, Straight and curved | 5.5 & 6mm diameter 35 to 600mm length | 2025-07-01 | DELETE
Surgical Specialties Pty Limited | 13 - Spinal | SQ101 | RESPONSE Spine System – Rod | CoCr, Ti | 500mm-600mm Length | 2025-07-01 | DELETE
Surgical Specialties Pty Limited | 13 - Spinal | SQ156 | Response Spine System - S Rod | Pre-Contoured S-Rods, Shaped, CoCr, Ti | 5.5 & 6.0mm diameter 350 - 500mm Small, Med, Large | 2025-07-01 | DELETE
VICKI PARTRIDGE PTY LTD | 13 - Spinal | VB005 | Lumfix Rod | Rod, Strasight, Curved with or without end stop. Titanium or coCr | (5.5 - 6.0)mm diameter x (35-500)mm length | 2025-07-01 | DELETE
ZIMVIE AUSTRALIA PTY LTD | 13 - Spinal | NW033 | Virage Rods | Virage Dual Diameter Rods | 3.5/5.5mm x 450mm | 2025-07-01 | DELETE
ZIMVIE AUSTRALIA PTY LTD | 13 - Spinal | NW034 | Vitality Spine System - Rods | Straight and contoured rods titanium and CoCR | 5.5 x 25mm - 5.5 x 510mm & 6 x 25mm - 6 x 510mm | 2025-07-01 | DELETE
ZIMVIE AUSTRALIA PTY LTD | 13 - Spinal | NW035 | Virage Rods | Virage Rods | 3.5mm x 25-400mm | 2025-07-01 | DELETE
ZIMVIE AUSTRALIA PTY LTD | 13 - Spinal | NW036 | Virage Occipital Rod | Occipital Hinged Rod | One size | 2025-07-01 | DELETE
LIFEHEALTHCARE PTY LIMITED | 13 - Spinal | LH762 | IRIX - C Implants | Cervical integrated fusion system with screws | 16-18 x 13-14 x 5-12mm | 2025-07-01 | DELETE
Prism Surgical Designs Pty Ltd | 13 - Spinal | PZ046 | Borealis Spine System | Anterior Cervical Inerbody Fusion Cage and Screws | Medium - Large | 2025-07-01 | DELETE
ZIMVIE AUSTRALIA PTY LTD | 13 - Spinal | NW039 | ROI-C Cervical Cage | A cervical cage for anterior approaches to cervical spine with screws | Footprints 12x14, 12x15.5, 14x14, 14x15.5; 14x17mm; Heights 4.5mm to 10mm; Anchors: Short, Long | 2025-07-01 | DELETE
LMT SURGICAL PTY LTD | 13 - Spinal | LM512 | Stand-Alone ALIF System including screws for integral fixation | Stand-Alone ALIF System including screws for integral fixation | 10-20mm (H) x 30, 36, 40mm (W) x 8°, 14°, 20°, 30° | 2025-07-01 | DELETE
LMT SURGICAL PTY LTD | 13 - Spinal | LM514 | ALIF Cage construct including screws and cover plate for integral fixation | ALIF Cage construct including screws and cover plate for integral fixation | Cage 10 - 20mm (H) x 20, 26, 40mm (W) x 8°, 14°, 20°, 30° Screws 5.5mm, 20-30 Cover Plate Small, Large | 2025-07-01 | DELETE
ZIMVIE AUSTRALIA PTY LTD | 13 - Spinal | NW040 | ROI-A ALIF Cage | The ROI-A implant is an ALIF interbody/fusion cage manufactured from PEEK-Optima. If the surgeon so chooses, additional stability can be added to the construct by inserting optional self-guided, locking anchoring plates into the cage and the adjacent vertebral bodies (plates are included, and no screws are required). | Footprints 23x26mm, 30x33mm, 33x36m, 27x36mm, 30x39mm. Lordosis angles 2, 6, 10, 14 degrees. Heights 9-19mm. 1 cage per pack. | 2025-07-01 | DELETE
3-D MATRIX MEDICAL TECHNOLOGY PTY LTD | 13 - Spinal | FY004 | Novomax Fusion | Cervical Interbody Fusion Device, CaO-SiO2 based glass ceramic | (15 x 13)mm footprint x (5-10)mm height, 3 degree lordosis | 2025-07-01 | DELETE
EMERGO ASIA-PACIFIC PTY. LIMITED | 13 - Spinal | ER438 | LnK Cervical Interbody Fusion Cage System/CastleLoc-C Cervical Interbody Fusion Cage System | LnK Cervical Interbody Fusion Cage System/CastleLoc-C Cervical Interbody Fusion Cage System, PEEK | width (14-20 mm) x length (12-15 mm) x height (5-10mm) | 2025-07-01 | DELETE
EVOLUTION SURGICAL PTY LTD | 13 - Spinal | IY095 | Eurospine ACDF Cage | Interbody Fusion Cages are used to restore disc height and support loading during intervertebral body fusion. | Flat or angled 6 - 9 degrees. Anterior width 17 - 19mm Posterior width 14 - 15mm Height 5 - 10mm | 2025-07-01 | DELETE
JOY SURGICAL PTY LTD | 13 - Spinal | JA004 | C7 Cervical Cage | Cervical Cage | H 3-16mm L 12-16mm W 12-16mm | 2025-07-01 | DELETE
LMT SURGICAL PTY LTD | 13 - Spinal | LM400 | Zoe Cervical Cage | The ZOE anterior cervical cage is an implant intended for the surgical treatment of the cervical vertebrae. It is designed for stabilisation and arthrodesis between the cervical verterbrae by the anterior approach, to optimize bone fusion from C3 to C7 levels. | Length: 12 - 14mm, Width: 14 - 16mm, Height: 4.5 - 10mm | 2025-07-01 | DELETE
LMT SURGICAL PTY LTD | 13 - Spinal | LM501 | ACDF Fusion Cage | ACDF Fusion Cage | 6-12mm H x 12, 14, 16mm L x 14, 16, 19mm W | 2025-07-01 | DELETE
EMERGO ASIA-PACIFIC PTY. LIMITED | 13 - Spinal | ER150 | Signus - Semial | Composition - PEEK | Height (ant) 7.80, 10.40, 13.20; Diameter 38, 43, 48; Height (post) 5.4, 8.0, 8.1, 10.8; Angle 5.00, 10.40 | 2025-07-01 | DELETE
EMERGO ASIA-PACIFIC PTY. LIMITED | 13 - Spinal | ER440 | LnK Lumbar Interbody Fusion Cage System-PLIF | LnK Lumbar Interbody Fusion Cage System-PLIF cages, paired, PEEK, bullet shape, lordotic | Length (25-28mm) x width 11mm x height (6-16 mm) x (angle (0-8 degrees) | 2025-07-01 | DELETE
EMERGO ASIA-PACIFIC PTY. LIMITED | 13 - Spinal | ER441 | LnK Lumbar Interbody Fusion Cage System-TPLIF | LnK Lumbar Interbody Fusion Cage System-TPLIF, PEEK | length 32mm x width 11mm x height (6-16mm) x angle (0-8°) | 2025-07-01 | DELETE
EMERGO ASIA-PACIFIC PTY. LIMITED | 13 - Spinal | ER442 | LnK Lumbar Interbody Fusion Cage System-TLIF | LnK Lumbar Interbody Fusion Cage System-TLIF, PEEK, lordotic | length (26-32mm) x width 11mm x height (7-16mm) x angle (0-8 degrees) | 2025-07-01 | DELETE
EMERGO ASIA-PACIFIC PTY. LIMITED | 13 - Spinal | ER443 | LnK Lumbar Interbody Fusion Cage System-ALIF | LnK Lumbar Interbody Fusion Cage System-ALIF, PEEK, lordotic | length (24-29mm) x width (32-38mm) x height (6-19mm) x angle (0-25°) | 2025-07-01 | DELETE
EMERGO ASIA-PACIFIC PTY. LIMITED | 13 - Spinal | ER444 | LnK Lumbar Interbody Fusion Cage System/PathLoc-LC Lateral Cage System-DLIF | LnK Lumbar Interbody Fusion Cage System/PathLoc-LC Lateral Cage System-DLIF, PEEK | length (18-24mm) x width (40-65mm) x height (8-16mm) x angle (0-12°) | 2025-07-01 | DELETE
JOY SURGICAL PTY LTD | 13 - Spinal | JA005 | Dynamic Cage | PLIF/TLIF Spinal Cage | Angle 0° - 12° Height 7-16mm Length 22-32mm Width 8-11mm | 2025-07-01 | DELETE
JOY SURGICAL PTY LTD | 13 - Spinal | JA006 | LP Cage | LP - PLIF Peek Cage | 0°-8°, H 8-15mm L 22-27mm W 9-11mm | 2025-07-01 | DELETE
JOY SURGICAL PTY LTD | 13 - Spinal | JA007 | Medussa-PL Cage | ThoracoLumbar/Lumbar Interbody Fusion Cage - PLIF, TLIF | 0°-8°, H 6-16mm L 25-38mm W 9-11mm | 2025-07-01 | DELETE
LMT SURGICAL PTY LTD | 13 - Spinal | LM439 | Amendia Zeus Fusion Cages-TLIF | Zeus Fusion Cages-TLIF, PEEK (straight-versatile/curved/bullet nosed) | width (9-13 mm) x length (20-36 mm) x height (7-16 mm) | 2025-07-01 | DELETE
LMT SURGICAL PTY LTD | 13 - Spinal | LM440 | Amendia Zeus Fusion Cages-PLIF | Amendia Zeus Fusion Cages-PLIF (paired), PEEK | width (9-13 mm) x length (22-30 mm) x height (7-18 mm) x lordosis (0-8 degrees) | 2025-07-01 | DELETE
LMT SURGICAL PTY LTD | 13 - Spinal | LM485 | GoLIF Cage | Lumbar interbody fusion cage | 22mm - 26mm (length) 8-15mm (height) | 2025-07-01 | DELETE
LMT SURGICAL PTY LTD | 13 - Spinal | LM502 | TLIF Cage | TLIF Cage - Titanium | 10, 12W x 7-16H x 28, 33L x 5°, 10°, 12.5° | 2025-07-01 | DELETE
LMT SURGICAL PTY LTD | 13 - Spinal | LM511 | LLIF Cage | LLIF Cage - PEEK | 18, 22, 26W x 8, 10, 12, 14H x 40, 45, 50, 55L x 0°, 8°, 12° | 2025-07-01 | DELETE
LMT SURGICAL PTY LTD | 13 - Spinal | LM513 | TLIF Cage | TLIF Cage | 10, 12mm (W) x 7 - 16mm (H) x 28, 33mm (L) x 5°, 10°, 12.5° | 2025-07-01 | DELETE
LMT SURGICAL PTY LTD | 13 - Spinal | LM515 | PLIF Cage | PLIF Cage - PEEK | 8, 10 or 12W x 8-16H x 22, 25, 28, 30 or 32L, 0° or 5° | 2025-07-01 | DELETE
MEDTRONIC AUSTRALASIA PTY LTD | 13 - Spinal | MI322 | Endoskeleton TO Interbody Fusion Device | Titanium lumbar posterior interbody fusion cage, sterile or non-sterile, also with NanoLock™ surface technology, sterile | (22-31mm) x (8-16mm); 0-4 degrees | 2025-07-01 | DELETE
MEDTRONIC AUSTRALASIA PTY LTD | 13 - Spinal | MI323 | Endoskeleton TL | Titanium Lateral Interbody fusion cage, sterile or non-sterile also with NanoLock™ surface technology, sterile | Length: 40-60mm, Width 18-26mm, Height 8-16mm | 2025-07-01 | DELETE
MEDTRONIC AUSTRALASIA PTY LTD | 13 - Spinal | MI324 | Endoskeleton TA | Titanium anterior interbody fusion device for the lumbar spine, sterile or non-sterile, also with Nano Lock™ surface technology, sterile | 32-40 x 21-27mm Width 32-40mm, Length 21-27mm, Height 10-17mm, 20,25,30,35,40,45,50,55,60,65mm, 0˚ & 7˚angles | 2025-07-01 | DELETE
MEDTRONIC AUSTRALASIA PTY LTD | 13 - Spinal | MI325 | Endoskeleton TT Interbody Fusion Device | Titanium posterior interbody fusion cage, parallel or lordotic, sterile or non-sterile, also with NanoLock™ surface technology, sterile | Height 7-14mm; 30-35mm x11mm, 0˚ or 4˚ angles | 2025-07-01 | DELETE
ZIMVIE AUSTRALIA PTY LTD | 13 - Spinal | NW046 | Zyston Straight Interbody Spacer | Posterior Lumbar Interbody Spacer, PEEK | (7mm x 20mm) to (18mm x 30mm), Convex, Lordotic | 2025-07-01 | DELETE
ZIMVIE AUSTRALIA PTY LTD | 13 - Spinal | NW047 | Zyston Curved Interbody Spacer | Transformaminal Lumbar Interbody Spacer, PEEK | (7 to 18)mm height to (27x32)mm length, Parallel, Lordotic | 2025-07-01 | DELETE
ZIMVIE AUSTRALIA PTY LTD | 13 - Spinal | NW041 | Mobi-C Cervical Disc Prosthesis | A cervical intervertebral disc replacement consisting of superior and inferior spinal plates and a mobile bearing insert. | Depth (13-19mm) x width (15-19mm) x height (4.5-7mm) | 2025-07-01 | DELETE