## Prostheses List
Billing Code | Product Category | Product Name | Description | Size | Sponsor | Condition | Change
LV139 | 06 - Specialist Orthopaedic | Y-Knot RC Suture Anchor | The Y-Knot RC Suture Anchor is constructed from High Strength Flat Braided Suture. | 2.8mm | ConMed Linvatec Australia Pty Ltd |  | Changed Benefit
LV143 | 06 - Specialist Orthopaedic | TenoLok | Soft tissue anchor with or without suture | 5.0mm and 6.0mm | ConMed Linvatec Australia Pty Ltd |  | Changed Benefit
LV122 | 06 - Specialist Orthopaedic | Sequent Meniscal Repair Device - 3 Implant | The Sequential Meniscal Repair Device is pre-loaded with polyetheretheketone (PEEK) implants threaded onto one size #0 (3.5 metric) HiFi suture. | 5.1mm x 1.3mm | ConMed Linvatec Australia Pty Ltd |  | Changed Benefit
LV123 | 06 - Specialist Orthopaedic | Press FT PEEK Suture Anchor | Press FT PEEK Suture Anchor - preloaded on a single driver | 2.6mm | ConMed Linvatec Australia Pty Ltd |  | Changed Benefit
LV124 | 06 - Specialist Orthopaedic | PressFT PEEK Suture Anchor 2.1mm | The ConMed Linvatec PressFT Suture Anchors are manufactured from PEEK and are provided, preloaded on a single use driver and pre-threaded with either one or two Hi-Fi Sutures. | 2.1mm | ConMed Linvatec Australia Pty Ltd |  | Changed Benefit
LV112 | 06 - Specialist Orthopaedic | CrossFT Suture Anchor | PEEK Optima Suture Anchor with multiple sutures with or without needles | 4.5mm, 5.5mm & 6.5mm diameters | ConMed Linvatec Australia Pty Ltd |  | Changed Benefit
LV113 | 06 - Specialist Orthopaedic | PopLok Suture Anchor | PEEK Optima Suture Anchor with or without sutures | 2.8mm, 3.3mm, 3.5mm & 4.5mm diameters | ConMed Linvatec Australia Pty Ltd |  | Changed Benefit
LV114 | 06 - Specialist Orthopaedic | Super Revo-FT,ThRevo-FT | Fully Threaded Suture Anchor pre-threaded with two or three sutures with or without needles | 5mm | ConMed Linvatec Australia Pty Ltd |  | Changed Benefit
LV116 | 06 - Specialist Orthopaedic | Sequent Meniscal Repair Device | The Sequent Meniscal Repair Device is pre-loaded with polyetheretherketone (PEEK) implants threaded onto one size #0 (3.5 metric) HiFi® suture. The device sequentially deplos the implants and suture that are tightened down to create multiple stitches to create fixation points along a soft tissue tear | 4 (5.1mm x 1.3mm Implants | ConMed Linvatec Australia Pty Ltd |  | Changed Benefit
LV117 | 06 - Specialist Orthopaedic | CrossFT Suture Anchor Polyester | PEEK Optima Suture Anchor with Multiple Polyester Sutures | 4.5mm, 5.5mm and 6.5mm | ConMed Linvatec Australia Pty Ltd |  | Changed Benefit
LV119 | 06 - Specialist Orthopaedic | Y-Knot Suture Anchor | Y-Knot All Suture Anchor | 1.3mm to 1.8mm | ConMed Linvatec Australia Pty Ltd |  | Changed Benefit
MC996 | 10 - Vascular | Endurant II AAA Contralateral Iliac Limb | Endurant II Endoluminal Stent Graft System - Contralateral Iliac Limb | Proximal diameter: 16mm; Distal diameter: 10 to 28mm; Covered length: 156mm, 199mm | Medtronic Australasia Pty Ltd |  | Changed Benefit
BB144 | 10 - Vascular | Vascugraft | Easy Glide - Thin Wall Straight | Dia 6 - 8mm, length 40 - 70cm | B Braun Australia Pty Ltd |  | Changed Benefit
DE613 | 10 - Vascular | E-xl Aortic Stent | The E-xl Aortic Stent is a self-expandable, nickeltitanium-alloy stent especially designed for the endoluminal treatment of lesions in the descending aorta, particularly aortic coarctation and dissections, and for the treatment of vena cava syndrome. | Total Length: 70, 130mm Flare Length: 20, 35mm Diameter: 36 Flare Diameter: 40 Design: single- or double-flared | Device Technologies Australia Pty Ltd |  | Changed Benefit
BB192 | 03 - General Miscellaneous | Premilene Mesh | Premilene Nonabsorbable Polypropylene Surgical Suture Material Low Profile. | Self-Forming Plug-Small, 5 pieces | B Braun Australia Pty Ltd |  | Changed Benefit
BB193 | 03 - General Miscellaneous | Premilene Mesh | Premilene Nonabsorbable Polypropylene Surgical Suture Material Low Profile. | Self-Forming Plug-Medium, 5 pieces | B Braun Australia Pty Ltd |  | Changed Benefit
BB194 | 03 - General Miscellaneous | Premilene Mesh | Premilene Nonabsorbable Polypropylene Surgical Suture Material Low Profile. | Self-Forming Plug-Large, 5 pieces | B Braun Australia Pty Ltd |  | Changed Benefit
BB195 | 03 - General Miscellaneous | OPTILENE MESH | Polypropylene Mesh | Self-Forming Plug-Large, 5 pieces | B Braun Australia Pty Ltd |  | Changed Benefit
BB199 | 12 - Knee | Emotion Total Knee System (TKS) Tibial Insert | Tibial Insert, UHMWPE, mobile, posterior stabilised with peg | T1 to T8 Sizes: 10 to 24mm | B Braun Australia Pty Ltd |  | Changed Benefit
BB200 | 12 - Knee | Emotion Total Knee System (TKS) Tibial and Femoral Stems | Tibial and femoral stems, CoCr, cemented or uncemented | Short, D: 10mm to 20mm , Medium, D: 10mm to 20mm, Long, D: 10mm to 20mm | B Braun Australia Pty Ltd |  | Changed Benefit
CR252 | 12 - Knee | Unity Knee – Patella | Patella Cemented | Sizes 1 – 5 | Corin Australia Pty Ltd |  | Changed Benefit
BI241 | 06 - Specialist Orthopaedic | Gentle Threads Ligament Fixation Screws | Screw, Graft Interference, PGA/PLA | 7mm, 8mm, 9mm, 10mm | Zimmer Biomet Pty Ltd |  | Changed Benefit
CR256 | 12 - Knee | HLS KneeTec Extension Stem | Extension Stem for use with HLS KneeTec Tibial Tray | 10mm, 14mm | Corin Australia Pty Ltd |  | Changed Benefit
CT005 | 05 - Urogenital | Titan Inflatable Penile Prosthesis (Resist Coated) - Assembly Kit | Assembly kit for three component penile prosthesis (Resist Coated) | Standard & Narrow -base | Coloplast Pty Ltd |  | Changed Benefit
CT008 | 05 - Urogenital | Titan Inflatable Penile Prosthesis (Resist Coated) - Cylinders | Cylinders for three component penile prosthesis (Resist Coated) | 10, 12, 14, 16, 18, 20, 22cm | Coloplast Pty Ltd |  | Changed Benefit
AM004 | 05 - Urogenital | AMS 700 Series Inflatable Penile Prostheses with Inhibizone Cylinders | 700 Series with InhibiZone | 12, 14, 15, 16, 18, 21cm | Boston Scientific Australia Pty Ltd |  | Changed Benefit
AM030 | 05 - Urogenital | AMS 800 Artificial Urinary Sphincter Accessory Kit | Accessory Kit | One Size | Boston Scientific Australia Pty Ltd |  | Changed Benefit
BI280 | 03 - General Miscellaneous | Septopal Chain Septopal Beads | PMMA, Stainless Steel | 30 bead chain | Zimmer Biomet Pty Ltd |  | Changed Benefit
BI320 | 06 - Specialist Orthopaedic | Arthrotek Harpoon System | Suture Anchor, Stainless Steel, Ti | 1 to 5 | Zimmer Biomet Pty Ltd |  | Changed Benefit
CT011 | 05 - Urogenital | Titan Inflatable Penile Prosthesis (Resist Coated) - Pump | Pump for three component penile prosthesis (Resist Coated) | One Size | Coloplast Pty Ltd |  | Changed Benefit
CT012 | 05 - Urogenital | Titan Inflatable Penile Prosthesis (Resist Coated) - True-lock Plug | True Lock Plug for deactivation of three component penile prosthesis (Resist Coated) | One Size | Coloplast Pty Ltd |  | Changed Benefit
CT013 | 05 - Urogenital | Aris Transobturator Sling System | Sling System for female stress urinary incontinence | One Size | Coloplast Pty Ltd |  | Changed Benefit
DE596 | 13 - Spinal | Sierra OCT Rod | Sierra Pre-contoured OCT Rods | 3.5mm diameter 20-80mm length | Device Technologies Australia Pty Ltd |  | Changed Benefit
AM036 | 05 - Urogenital | AMS 700 Series Inflatable Penile Prostheses with InhibiZone Pump | 700 Series with InhibiZone | One Size | Boston Scientific Australia Pty Ltd |  | Changed Benefit
AM040 | 05 - Urogenital | AMS 700 Series Inflatable Penile Prostheses with InhibiZone Deactivation Package | 700 Series with InhibiZone | One Size | Boston Scientific Australia Pty Ltd |  | Changed Benefit
AM042 | 05 - Urogenital | AMS 700 Series Inflatable Penile Prostheses Pump | 700 Series (Non InhibiZone) | One Size | Boston Scientific Australia Pty Ltd |  | Changed Benefit
DE599 | 13 - Spinal | Sierra Occipital Plate | Occipital Plate | 25-35 30-40 35-45 40-50 | Device Technologies Australia Pty Ltd |  | Changed Benefit
AM043 | 05 - Urogenital | AMS 700 Series Inflatable Penile Prostheses Pump & Cylinders Preconnected | 700 Series (Non InhibiZone) | 12, 14, 15, 16, 18, 21cm | Boston Scientific Australia Pty Ltd |  | Changed Benefit
AM045 | 05 - Urogenital | AMS 700 Series Inflatable Penile Prostheses Accessory Kit | 700 Series (Non InhibiZone) | One Size | Boston Scientific Australia Pty Ltd |  | Changed Benefit
AM046 | 05 - Urogenital | AMS 700 Series Inflatable Penile Prostheses Deactivation Package | 700 Series (Non InhibiZone) | One Size | Boston Scientific Australia Pty Ltd |  | Changed Benefit
BI559 | 07 - Plastic and Reconstructive | TMJ System | Mandibular Component, Left or Right, Titanium | (40 - 60mm), 5-13 hole | Zimmer Biomet Pty Ltd |  | Changed Benefit
AM051 | 05 - Urogenital | AMS 800 Urinary Control System with InhibiZone - cuff | Occlusive Cuff with InhibiZone Antibiotic Surface Treatment | 13 Cuff sizes from 3.5 to 11.0 cm | Boston Scientific Australia Pty Ltd |  | Changed Benefit
BB137 | 10 - Vascular | Vascugraft | Standard with Centred Helix | Dia 4 - 8mm, length 70 - 90cm | B Braun Australia Pty Ltd |  | Changed Benefit
BB141 | 10 - Vascular | Vascugraft | Easy Glide - Standard Wall Straight | Dia 6mm, length 70 - 80cm | B Braun Australia Pty Ltd |  | Changed Benefit
BB142 | 10 - Vascular | Vascugraft | Easy Glide - Standard Wall Straight | Dia 6mm, length 40 - 60cm | B Braun Australia Pty Ltd |  | Changed Benefit
BT162 | 08 - Cardiac | Corox ProMRI OTW (-S) (-L) BP | Bipolar, steroid eluting coronary sinus pacing lead with fractal coating | Lengths: 77, 87cm | Biotronik Australia Pty Ltd |  | Changed Benefit
BT167 | 08 - Cardiac | Iperia 7 VR-T | Single Chamber ICD, ventricular capture control, physiological rate adaption, automatic event (IEGM) & trend triggered transmission. Wandless telemetry, Home Monitoring, MRI conditional, DF-4, IS-1 connector | 65mm x 52mm x 11mm, 31cm3, 80grams | Biotronik Australia Pty Ltd |  | Changed Benefit
BT168 | 08 - Cardiac | Iperia 7 DR-T | Dual Chamber ICD, ventricular capture control, physiological rate adaption, automatic event (IEGM) & trend triggered transmission. Wandless telemetry, Home Monitoring, MRI conditional, DF-4, IS-1 connector | 65mm x 56mm x 11mm, 32cm3, 82grams | Biotronik Australia Pty Ltd |  | Changed Benefit
BT170 | 08 - Cardiac | Itrevia 7 VR-T | Single Chamber ICD, ventricular capture control, physiological rate adaption, automatic event (IEGM) & trend triggered transmission. Wandless telemetry, Home Monitoring, MRI conditional, DF-1, IS-1 connector | 65mm x 55mm x 11 mm, 33cm3, 80grams | Biotronik Australia Pty Ltd |  | Changed Benefit
BT171 | 08 - Cardiac | Itrevia 7 VR-T DX | Single Chamber ICD, ventricular capture control, physiological rate adaption, additional atrial detection (DX),automatic event (IEGM) & trend triggered transmission. Wandless telemetry, Home Monitoring, MRI conditional, DF-1, IS-1 connector | 65mm x 55mm x 11mm, 33cm3, 81grams | Biotronik Australia Pty Ltd |  | Changed Benefit
CR261 | 12 - Knee | Unity Knee – Posterior Stabilised Insert | Tibial Insert Posterior Stabilised | Size 1 – 9, Thickness 9-20MM | Corin Australia Pty Ltd |  | Changed Benefit
CR263 | 12 - Knee | Unity Knee – Patella | Patella Cemented | Sizes 1 – 5 | Corin Australia Pty Ltd |  | Changed Benefit
BT172 | 08 - Cardiac | Itrevia 7 DR-T | Dual Chamber ICD, ventricular capture control, physiological rate adaption, automatic event (IEGM) & trend triggered transmission. Wandless telemetry, Home Monitoring, MRI conditional, DF-1, IS-1 connector | 65mm x 55mm x 11mm, 33cm3, 81grams | Biotronik Australia Pty Ltd |  | Changed Benefit
BT174 | 08 - Cardiac | Sentus OTW BP L | Bipolar, steroid eluting coronary sinus pacing lead with fractal coating | Lengths: 77cm, 87 cm, 97cm 4.8F | Biotronik Australia Pty Ltd |  | Changed Benefit
ER452 | 13 - Spinal | LnK Spinal Fixation System/OpenLoc-L Spinal Fixation System-Connector, in line | LnK Spinal Fixation System/OpenLoc-L Spinal Fixation System-Connector, in line, parallel and domino, accommodates rods of 5.0, 5.5, 6.0 and 6.35 in diameter | length (14-40mm) x width (8-16mm) | Emergo Asia Pacific Pty Ltd |  | Changed Product name, Product description, Benefit
ER453 | 13 - Spinal | LnK Spinal Fixation System/OpenLoc-L Spinal Fixation System-Connector, offset | LnK Spinal Fixation System/OpenLoc-L Spinal Fixation System-Connector, offset; open or closed; standard or knurled; standard or hex profile | dia (6.2-6.5mm) x length (overall) (26-67mm) | Emergo Asia Pacific Pty Ltd |  | Changed Product name, Product description, Product sizes, Benefit
ER459 | 13 - Spinal | LnK Anterior Cervical Plate System/CastleLoc-P Anterior Cervical Plate System-Screw | LnK Anterior Cervical Plate System/CastleLoc-P Anterior Cervical Plate System-Screw, self tapping or self drilling; fixed or variable | dia (3.5-4.0mm) x length (12-24mm) | Emergo Asia Pacific Pty Ltd |  | Changed Product name, Product description, Product sizes, Benefit
ER462 | 13 - Spinal | Endoskeleton TL | Titanium Lateral Interbody fusion cage, sterile or non-sterile also with NanoLock™ surface technology, sterile | Length: 40-60mm, Width 18-26mm, Height 8-16mm | Emergo Asia Pacific Pty Ltd |  | Changed Product description, Product sizes
ER470 | 13 - Spinal | Endoskeleton TCS | Titanium Stand Alone ADCF Cage, sterile or non-sterile also with Nanolock™ surface technology, sterile | 12-16mm Length, 14-18mm Width, 5-12mm Heights | Emergo Asia Pacific Pty Ltd |  | Changed Product description, Product sizes, Benefit
ER472 | 13 - Spinal | Chesapeake Cervical PEEK | Cervical fusion cage with integrated fixation | Heights 5-12mm | Emergo Asia Pacific Pty Ltd |  | Changed Benefit
ER463 | 13 - Spinal | Endoskeleton TA | Titanium anterior interbody fusion device for the lumbar spine, sterile or non-sterile, also with Nano Lock™ surface technology, sterile | 32-40 x 21-27mm Width 32-40mm, Length 21-27mm, Height 10-17mm, 20,25,30,35,40,45,50,55,60,65mm, 0˚ & 7˚angles | Emergo Asia Pacific Pty Ltd |  | Changed Product description, Product sizes
ER464 | 12 - Knee | Europ Knee Prostheses-Cemented Patella | Europ Knee Prostheses, Cemented Patella compatible with all Europ System knees | Diameters 25,29,32,35,38 mm | Emergo Asia Pacific Pty Ltd |  | Changed Product name, Product description, Product sizes, Benefit
DE615 | 10 - Vascular | E-xl Aortic Stent | The E-xl Aortic Stent is a self-expandable, nickeltitanium-alloy stent especially designed for the endoluminal treatment of lesions in the descending aorta, particularly aortic coarctation and dissections, and for the treatment of vena cava syndrome. | Total Length: 70, 130mm Flare Length: 20, 30, 35mm Diameter: 28, 32 Flare Diameter: 32, 36 Design: single- or double-flared | Device Technologies Australia Pty Ltd |  | Changed Benefit
HC024 | 13 - Spinal | Perfect-C | The Perfect-C implant is a stand-alone anterior cervical interbody fusion device. | Height - 5mm - 8mm | Health Care Surgical Pty Ltd |  | Changed Benefit
HC025 | 13 - Spinal | Screw | The Screw is used with the Perfect-C implant to obtain cortical fixation. | Length 14 - 18mm | Health Care Surgical Pty Ltd |  | Changed Benefit
HC028 | 13 - Spinal | G2S rods | Rod | L: 40-154mm | Health Care Surgical Pty Ltd |  | Changed Benefit
HC030 | 13 - Spinal | ISIS Cage | The ISIS CAGE is used in the treatment of the anatomical abnormalities of vertebrae typically due to degenerative intervertebral discs. The device can be of several different geometric forms and is implanted between the bones or bone grafts of the spine providing mechanical stability and sufficient space for therapeutic spinal bone fusion to occur. This process helps to relieve pressure on pinched nerves and prevents vertebral slipping. | Height:8-15mm Width: 11mm Length:24mm Degrees: 0, 4 and 8 | Health Care Surgical Pty Ltd |  | Changed Benefit
ER478 | 06 - Specialist Orthopaedic | Paragon 28 Olive Wires | Paragon 28 Olive wire (Gorilla Plating System), smooth or threaded, standard or short tip | dia 1.3-1.8 mm | Emergo Asia Pacific Pty Ltd |  | Changed Benefit
ER477 | 06 - Specialist Orthopaedic | Paragon 28 K wires | Paragon 28, K wire (for Phantom, Gorilla and Monster systems), smooth, grooved or threaded, trocar/double trocar | dia 0.9-3.0 mm, length (100-250 mm) | Emergo Asia Pacific Pty Ltd |  | Changed Product description, Product sizes
HC019 | 13 - Spinal | KM Occipital Plate | Occipital Plate Rod | 3-5mm | Health Care Surgical Pty Ltd |  | Changed Benefit
HC020 | 13 - Spinal | KM Rod | Rod | 40-400mm | Health Care Surgical Pty Ltd |  | Changed Benefit
EG012 | 01 - Ophthalmic | Artisan Anterior Chamber IOL | Phakic Intraocular Lens Myopic / Hyperopic | 5.00mm Optic Diameter x 8.5 in overall length; | Emagin Pty Ltd |  | Changed Benefit
EG015 | 01 - Ophthalmic | ARTIS T PL | Preloaded Toric Intraocular lens | +18 to +25D / C +1.50D | Emagin Pty Ltd |  | Changed Benefit
EG019 | 01 - Ophthalmic | Artisan Toric (Custom) T1 | AC Iris clip IOL Toric | 5.00mm Optic Diameter x 7.5 Overall | Emagin Pty Ltd |  | Changed Benefit
EJ001 | 01 - Ophthalmic | Staar foldable silicone intraocular lens: Model AQ 5010V | Polyimide haptics 6.3mm optic - low diopters | 14.0mm length | ELLEX MEDICAL PTY LTD |  | Changed Benefit
IG100 | 06 - Specialist Orthopaedic | Panta Arthrodesis Nail | Ankle Nail, Titanium | Diameter 10 -13 mm Length - 150-240 mm | Integra Neurosciences Pty Ltd |  | Changed Benefit
IG103 | 06 - Specialist Orthopaedic | Uni-Clip Compression Staple | Stainless Steel, Notched and Non-Notched | Width 11-30mm, Length 13-32mm | Integra Neurosciences Pty Ltd |  | Changed Benefit
JJ900 | 13 - Spinal | CONCORDE Spine System | Interbody Fusion Device for paired insertion | 7-18mm | Johnson & Johnson Medical Pty Ltd |  | Changed Benefit
JJ912 | 06 - Specialist Orthopaedic | Intrafix Interference System | Non absorbable screw/sheath | 6 to 12mm diameter | Johnson & Johnson Medical Pty Ltd |  | Changed Benefit
MA111 | 12 - Knee | Balansys Patella Component | All Polyethylene, UHMWPE, cemented | Dia 25, 28, 31, 34, 37mm | Mathys Orthopaedics Pty Ltd |  | Changed Benefit
MA312 | 12 - Knee | balanSys Tibial Baseplate | Tibial Baseplate for Mobile Bearing Insert, cemented, CoCr | 59mm to 85mm | Mathys Orthopaedics Pty Ltd |  | Changed Benefit
IG075 | 06 - Specialist Orthopaedic | Solustaple Standard Staple | Stainless steel 90 deg & 26 degree | 8 & 10mm length | Integra Neurosciences Pty Ltd |  | Changed Benefit
IG081 | 06 - Specialist Orthopaedic | Hallu-Fix Plates | Hallu-C and Hallu-S titanium plates for first MTP arthrodesis | Length: 40 - 55mm 3 sizes: 1, 2, 3 for left or right | Integra Neurosciences Pty Ltd |  | Changed Benefit
JJ946 | 06 - Specialist Orthopaedic | GRYPHON PEEK Instability Anchor | Suture Anchor | 2.4-3.0mm | Johnson & Johnson Medical Pty Ltd |  | Changed Benefit
JJ947 | 06 - Specialist Orthopaedic | Healix Anchor System | PEEK anchor system | 4.5 - 6.5mm anchor diameter | Johnson & Johnson Medical Pty Ltd |  | Changed Benefit
LH508 | 07 - Plastic and Reconstructive | Martin Osteosynthesis 1.5mm System Mesh thin 50cm2 | Mesh, Titanium | 0.2-0.49mm thick, 11-50cm2 | Lifehealthcare Pty Ltd |  | Changed Benefit
LH514 | 07 - Plastic and Reconstructive | Martin Osteosynthesis 1.5mm System 1mm 8-15 hole plate | Plate, Titanium | 1.0-1.99mm thick, 8-15 holes | Lifehealthcare Pty Ltd |  | Changed Benefit
LH517 | 13 - Spinal | DSS HPS Cross Connector | Complete system of clamps, set screws and connector bar, Titanium | 40 - 66mm gap | Lifehealthcare Pty Ltd |  | Changed Benefit
LH527 | 03 - General Miscellaneous | MIDCAL Ring | Adjustable Gastric Ring | 65-80 mm circumference | Lifehealthcare Pty Ltd |  | Changed Benefit
HK008 | 06 - Specialist Orthopaedic | Copal G+C | High-viscosity, radiopaque bone cement with gentamicin and clindamycin | 40g | Heraeus Medical Australia Pty Ltd |  | Changed Benefit
HK011 | 06 - Specialist Orthopaedic | Copal G + V | Specialised cement with gentamicin and vancomycin for use in septic revisions | 40g | Heraeus Medical Australia Pty Ltd |  | Changed Benefit
HK012 | 06 - Specialist Orthopaedic | PALACOS® fast R+G | Fast setting, high viscosity, radiopaque bone cement with gentamicin | 40g | Heraeus Medical Australia Pty Ltd |  | Changed Benefit
HK013 | 06 - Specialist Orthopaedic | Palacos or Palmed Bone Cement with Gentamicin | Single mix PMMA with Gentamicin | 20,40 gms | Heraeus Medical Australia Pty Ltd |  | Changed Benefit
IG086 | 06 - Specialist Orthopaedic | Newdeal Distal Humeral Plates | Composition - 316L Stainless Steel. To be used only with Newdeal screws/lock screws | 4 holes | Integra Neurosciences Pty Ltd |  | Changed Benefit
IG087 | 06 - Specialist Orthopaedic | Newdeal Femoral Osteosynthesis Plates | Composition - 316L Stainless Steel. To be used only with Newdeal screws/lock screws | 8/9/10 hole, left and right | Integra Neurosciences Pty Ltd |  | Changed Benefit
MA477 | 12 - Knee | BalanSys UNI tibial baseplate | Uni Tibial baseplate for mobile insert, cemented, CoCr with convex surface | 1, 2, 3, 4, 5 | Mathys Orthopaedics Pty Ltd |  | Changed Benefit
MA467 | 11 - Hip | Mathys Unipolar Femoral Head | Stainless steel, unipolar head | 42 mm - 58mm | Mathys Orthopaedics Pty Ltd |  | Changed Benefit
JJ948 | 06 - Specialist Orthopaedic | Healix Anchor System | PEEK anchor with suture | 2.9 - 3.9mm anchor diameter | Johnson & Johnson Medical Pty Ltd |  | Changed Benefit
HO006 | 03 - General Miscellaneous | Sapphire Infusion System | The Sapphire Infusion System is a new device for ambulatory infusion and acute pain management. It is an infusion pump designed for the volumetric delivery of medications to patients at a programmable rate. Sapphire is the first pump to offer an intuitive, full colour touch screen interface in an ambulatory package, along with best-in-class +/-2.5% product delivery accuracy | Size (in), Weight (oz) 5.6 x 3.8 x 1.9 in. 14.7 oz (including battery) | Hospira Pty Ltd |  | Changed Benefit
HW001 | 11 - Hip | Hardinge Cement Restrictor | PMMA | 6,9 and 12 Leaf | Stryker Australia Pty Ltd |  | Changed Benefit
LH485 | 13 - Spinal | DSS Spinal System | Rod, Titanium alloy | 5.5mm diameter rod Length: 20mm to 300mm | Lifehealthcare Pty Ltd |  | Changed Benefit
LH486 | 13 - Spinal | DSS HP Spinal System - Set Screw | Set Screw | one size | Lifehealthcare Pty Ltd |  | Changed Product sizes
LV145 | 06 - Specialist Orthopaedic | CrossFt Knotless | Screw in knotless anchor | 4.0mm CrossFT Knotless Anchor 4.0mm CrossFT Knotless Anchor (w/ 1 blue Hi-Fi tape) 4.0mm CrossFT Knotless Anchor (w/ 1 white/black Hi-Fi tape) 4.75mm CrossFT Knotless Anchor 4.75mm CrossFT Knotless Anchor (w/ 1 blue Hi-Fi tape) 4.75mm CrossFT Knotless Anchor (w/ 1 white/black Hi-Fi tape) 5.5mm CrossFT Knotless Anchor 5.5mm CrossFT Knotless Anchor (w/ 1 blue Hi-Fi tape) 5.5mm CrossFT Knotless Anchor (w/ 1 white/black Hi-Fi tape) | ConMed Linvatec Australia Pty Ltd |  | Changed Benefit
MA016 | 11 - Hip | CCA Cemented Femoral Stem | SS, straight, not polished | 7.50mm -17.5mm | Mathys Orthopaedics Pty Ltd |  | Changed Benefit
JJ917 | 13 - Spinal | Mountaineer Spinal System | Connectors | 3.5 to 6.35mm | Johnson & Johnson Medical Pty Ltd |  | Changed Benefit
JJ920 | 13 - Spinal | Moss Miami Spinal System | Axial Connector | 4/4mm to 5/7mm | Johnson & Johnson Medical Pty Ltd |  | Changed Benefit
JJ922 | 06 - Specialist Orthopaedic | Kuroska Fixation Screw System | Interference screw | 7 to 9mm | Johnson & Johnson Medical Pty Ltd |  | Changed Benefit
JJ924 | 06 - Specialist Orthopaedic | Songer Cable System | Flanged crimp/flat bar or 2 hole bar | One size only | Johnson & Johnson Medical Pty Ltd |  | Changed Benefit
JJ925 | 06 - Specialist Orthopaedic | Songer Cable System | Cable and Crimp | One size only | Johnson & Johnson Medical Pty Ltd |  | Changed Benefit
IG088 | 06 - Specialist Orthopaedic | Newdeal Distal Femoral Varus Osteotomy Plate | Stainless steel periarticular anatomically shaped plate fixed with 3 locking screws into femoral condyle | 1 Size | Integra Neurosciences Pty Ltd |  | Changed Benefit
IG089 | 06 - Specialist Orthopaedic | Newdeal Femoral Varus and De-rotation Osteotomy Plates | Stainless steel periarticular anatomic plate fixed with locking screws into proximal femur | Newdeal Femoral Varus and De-rotation Osteotomy Plates - 3 holes, Newdeal Femoral Varus and De-rotation Osteotomy Plates - 4 holes, Newdeal Reinforced Femoral Newdeal and De-rotation Osteotomy Plates - left and right | Integra Neurosciences Pty Ltd |  | Changed Benefit
LH506 | 07 - Plastic and Reconstructive | Martin Osteosynthesis 1.5mm System 16-32 hole plate | Plate, Titanium | <0.5mm thick, 16-32 holes | Lifehealthcare Pty Ltd |  | Changed Benefit
MA018 | 11 - Hip | Intramedullary Plug | Cement Restricter | Small to Extra Large | Mathys Orthopaedics Pty Ltd |  | Changed Benefit
MA020 | 11 - Hip | Mathys Ceramic Femoral Head | Ceramic, Bionit (alumina) | diameter 28-32mm | Mathys Orthopaedics Pty Ltd |  | Changed Benefit
HW017 | 11 - Hip | Stryker Biolox Forte Alumina Femoral Head | Hip - Femoral Head | 28, 32mm | Stryker Australia Pty Ltd |  | Changed Benefit
HW006 | 06 - Specialist Orthopaedic | Stryker Intramedullary/Bone Plugs | Bone Plugs | 6 - 24mm small,medium,large | Stryker Australia Pty Ltd |  | Changed Benefit
JJ933 | 06 - Specialist Orthopaedic | SmartSet | Bone cement with antibiotic | 20 to 40g | Johnson & Johnson Medical Pty Ltd |  | Changed Benefit
HW025 | 11 - Hip | Austin Moore Endoprosthesis | Long Stem - Vitallium cobalt chrome | Head size 38 to 63 | Stryker Australia Pty Ltd |  | Changed Benefit
HW026 | 11 - Hip | Austin Moore Endoprosthesis | Standard Stem - Vitallium | 105-165mm length, Head size: 38 to 57 | Stryker Australia Pty Ltd |  | Changed Benefit
BT195 | 08 - Cardiac | Ilivia 7 DR-T | Dual Chamber ICD, ventricular capture control, physiological rate adaption, automatic event (IEGM) & trend triggered transmission. Wandless telemetry, Home Monitoring, MRI conditional and AutoDetect, DF-4, IS-1 connector | 65mm x 56mm x 11mm, 32cm3, 82grams | Biotronik Australia Pty Ltd |  | Changed Benefit
BT197 | 08 - Cardiac | Intica 7 VR-T DX | Single Chamber ICD, ventricular capture control, physiological rate adaption, additional atrial detection (DX),automatic event (IEGM) & trend triggered transmission. Wandless telemetry, Home Monitoring, MRI conditional and AutoDetect, DF-1, IS-1 connector | 65mm x 55mm x 11mm, 33cm3, 82grams | Biotronik Australia Pty Ltd |  | Changed Benefit
BT185 | 08 - Cardiac | Sentus ProMRI OTW QP L & S | Quadripolar, steroid eluting left ventricular lead with standard/short pole spacing's and fractal coating. IS4 Connector & MRI Conditional for CRT | Lengths: 77cm, 87 cm, 97cm 4.8F | Biotronik Australia Pty Ltd |  | Changed Product description, Benefit
BT190 | 08 - Cardiac | Biotronik BK & BS Sealing Caps & Blind Plugs | BK BS Lead Sealing Caps BS Device Blind Plugs | BK-IS: IS1/DF1 Caps BK-IS4/DF4:IS4/DF4 Caps BS-IS4: BS-IS4 Blind Plugs | Biotronik Australia Pty Ltd |  | Changed Benefit
BT192 | 08 - Cardiac | Intica 7 VR-T | Single Chamber ICD, ventricular capture control, physiological rate adaption, automatic event (IEGM) & trend triggered transmission. Wandless telemetry, Home Monitoring, MRI conditional and AutoDetect, DF-1, IS-1 connector | W x H x D (mm) 65 x 55 x 11, Volume: 33cc, Mass: 82g | Biotronik Australia Pty Ltd |  | Changed Benefit
ME217 | 03 - General Miscellaneous | Frankenman Circular Stapler | Curved intraluminal stapler preloaded with titanium staples. | 21mm; 25mm; 28mm; 32mm | Getz Healthcare Pty Ltd |  | Changed Benefit
CT021 | 05 - Urogenital | Supris Retropubic Sling | Supris Retropubic Sling System for female urinary incontinence | One size | Coloplast Pty Ltd |  | Changed Benefit
ME218 | 03 - General Miscellaneous | Frankenman Haemorrhoidal (CPH) Stapler | Circular stapler for rectal prolapse and haemorrhoids preloaded with titanium staples | Outside diameter: 32.5mm; 34.5mm | Getz Healthcare Pty Ltd |  | Changed Benefit
ME220 | 03 - General Miscellaneous | Frankenman Linear Stapler Reloads | Linear stapler single use reload with titanium staples | 32mm; 46mm; 60mm; 90mm | Getz Healthcare Pty Ltd |  | Changed Benefit
BB209 | 12 - Knee | Columbus Total Knee System (TKS) Tibial Insert | Tibial Insert, UHMWPE, fixed, posterior stabilised with included screw for fixation to baseplate | T1 - T5 | B Braun Australia Pty Ltd |  | Changed Benefit
BB218 | 04 - Neurosurgical | Kopitnik Microneurosurgical AVM Clips | Composition: Phynox (Cobalt-base-alloy) | 2mm, 3mm, 4mm, 5mm - straight. 2mm, 3mm, 4mm, 5mm - curved. | B Braun Australia Pty Ltd |  | Changed Benefit
CT016 | 05 - Urogenital | Restorelle M Smartmesh | Smartmesh, Type 1, macroporous, soft, knitted, monofilament polypropylene mesh. | 15cm x 10cm | Coloplast Pty Ltd | The provision of the prosthesis is only to be funded when used in conjunction with MBS Item No. 35597. See rule 5B for effect of Condition. | Changed Benefit
CT019 | 05 - Urogenital | Restorelle L Smartmesh | Smartmesh, Type 1, macroprous, soft, knitted, monofilament polypropylene mesh | 24cm x 8cm | Coloplast Pty Ltd |  | Changed Benefit
BB229 | 13 - Spinal | Aesculap Spinal System | Cross, Domino, Axial, Lateral Connector | All Sizes | B Braun Australia Pty Ltd |  | Changed Benefit
BB233 | 12 - Knee | Emotion Total Knee System (TKS) Tibial Baseplate | Tibial baseplate, uncemented, CoCr, Titanium plasma spray (Plasmapore) with polished insert surface, HA coated for mobile insert | T1 - T8 | B Braun Australia Pty Ltd |  | Changed Benefit
CT025 | 05 - Urogenital | Stenostent Double Loop Ureteral Stents | STENOSTENT® Double loop ureteral stent in silicone open/open, total reinforcement with connectable pusher and fixed core guidewire | 16 - 30cm | Coloplast Pty Ltd |  | Changed Benefit
CT028 | 05 - Urogenital | Pyelostent Double Loop Ureteral Stent | Pyelostent, Silicone stent for long-term implantation (up to 12 months) | 26 - 30cm | Coloplast Pty Ltd |  | Changed Benefit
BB242 | 12 - Knee | Columbus Total Knee System (TKS) Tibial Stem | Tibial Stem, cemented or uncemented, CoCr | 12mm & 14mm, in uncemented, 12mm & 14mm in cemented. | B Braun Australia Pty Ltd |  | Changed Benefit
AN009 | 03 - General Miscellaneous | Collatamp G | Biodegradeable collagen implant with gentamicin | 5cm x 5cm x 0.5cm | Australasian Medical & Scientific Ltd |  | Changed Benefit
BI604 | 07 - Plastic and Reconstructive | W Lorenz Osteosynthesis System | Sheet, 1mm System. Titanium | 85x50x0.2mm | Zimmer Biomet Pty Ltd |  | Changed Benefit
BI645 | 07 - Plastic and Reconstructive | W Lorenz Osteosynthesis System | Mesh panel, 1.5mm System Titanium | (41-83) x (39-54mm) (0.3 or 0.2mm) | Zimmer Biomet Pty Ltd |  | Changed Benefit
AO009 | 01 - Ophthalmic | Healon 5, Intraocular Viscoelastic Fluid | HEALON5- Sodium hyaluronate 23mg/ml . | 0.6ml | AMO Australia Pty Ltd |  | Changed Benefit
AO010 | 01 - Ophthalmic | Healon GV Intraocular Viscoelastic Fluid | Sodium Hyaluronate 14mg/mL | 0.55ml and 0.85ml | AMO Australia Pty Ltd |  | Changed Benefit
EL062 | 09 - Cardiothoracic | EDWARDS INTUITY Elite Aortic Valve System | Rapid Deployment Aortic Valve System | 19mm - 27mm | Edwards Lifesciences Pty Ltd |  | Changed Benefit
IG138 | 06 - Specialist Orthopaedic | Panta Arthrodesis Nail | Fully threaded lag Screw, Titanium | Diameter 5 mm Length - 20 - 110 mm | Integra Neurosciences Pty Ltd |  | Changed Benefit
JJ956 | 12 - Knee | Attune Knee System | Posterior Stabilised Insert | 1-10 | Johnson & Johnson Medical Pty Ltd |  | Changed Benefit
JJ958 | 12 - Knee | Attune Knee System | Mobile Bearing Cemented Tibial Tray | 1-10 | Johnson & Johnson Medical Pty Ltd |  | Changed Benefit
EO062 | 06 - Specialist Orthopaedic | Aptus Wrist Arthrodesis | Total Wrist Fusion Plate, Straight, long bend and short bend | >16 holes | Medartis |  | Changed Benefit
JJ959 | 12 - Knee | Attune Knee System | All Poly Cemented Patella | 29-41mm | Johnson & Johnson Medical Pty Ltd |  | Changed Benefit
JJ967 | 06 - Specialist Orthopaedic | Delta Shoulder System | Glenosphere | 36 to 42 | Johnson & Johnson Medical Pty Ltd |  | Changed Benefit
CU003 | 03 - General Miscellaneous | Neofuser Pump | Continuous flow rate ambulatory and disposable silicone balloon infusion pump | Volume 100ml, 275ml, 450ml | Cosuda Pty Ltd |  | Changed Benefit
CU004 | 03 - General Miscellaneous | Neofuser Vario Pump | Variable flow rate ambulatory and disposable silicone balloon infusion pump | Volume 60ml, 100ml, 180ml, 275ml, 450ml | Cosuda Pty Ltd |  | Changed Benefit
IG111 | 06 - Specialist Orthopaedic | Universal2 Carpal Poly Component | Polyethylene carpal component to restore proper carpal height in Universal2 total wrist implant | xs-standard, xs +1, xs+2, small - standard, small +1, small +2, Med-standard, med+1, med+2; large-standard, large+1, large+2 | Integra Neurosciences Pty Ltd |  | Changed Benefit
LH537 | 13 - Spinal | Klementine PL | Fixation Screw, Self Tapping | (3.5 - 3.7)mm dia x 13-17mm length | Lifehealthcare Pty Ltd |  | Changed Benefit
LH541 | 06 - Specialist Orthopaedic | Precice Intramedullary Limb Lengthening System | Precice Locking Screw | Diameter (3.5 -5.0)mm diameter x (20- 75)mm length | Lifehealthcare Pty Ltd |  | Changed Benefit
LH543 | 13 - Spinal | Posterior Spine Truss System Interbody Fusion Device | TLIF Cage | (9-12)mm x (22-40)mm | Lifehealthcare Pty Ltd |  | Changed Product sizes
LH552 | 03 - General Miscellaneous | Dipromed ClearMesh Composite | Transparent composite mesh | Oval: (9 - 11) cm x (13-15)cm Circular: 4.5 - 15cm diameter | Lifehealthcare Pty Ltd |  | Changed Benefit
LH571 | 13 - Spinal | EIT PLIF Cage | Lumbar Cage with Titanium | 7-16mm Heights | Lifehealthcare Pty Ltd |  | Changed Benefit
ER488 | 13 - Spinal | Titan Spine Bone Screws-locking | Titan Spine Endoskeleton TCS Bone Screws-locking | dia (3.5-3.8mm) x length (13-20mm) | Emergo Asia Pacific Pty Ltd |  | Changed Product sizes
ER489 | 13 - Spinal | Cayman United Plate | Thoracolumbar Plate | 16-24 | Emergo Asia Pacific Pty Ltd | To be reimbursed only when used as posterior supplemental fixation with other implants. | Changed Benefit
ER491 | 13 - Spinal | Yukon OCT Spinal System | Occipital Screw | (4.5-5.75)mm dia x (6-16)mm length | Emergo Asia Pacific Pty Ltd |  | Changed Benefit
ER487 | 13 - Spinal | Titan Spine Bone Screws | Titan Spine Bone Screws-Endoskeleton TCS/TAS, standard | dia (3.5-6.5mm) x length (13-35mm) | Emergo Asia Pacific Pty Ltd |  | Changed Product sizes, Benefit
ER493 | 13 - Spinal | Ozark Plate Level 1-5, ≤55 mm | Plate level 1 -5, ≤55 mm | 16-55 mm | Emergo Asia Pacific Pty Ltd |  | Changed Benefit
JT005 | 07 - Plastic and Reconstructive | Polytech Smooth Tissue Expander with integrated or remote magnetic valve | Smooth with integrated or remote valve | The tissue expanders vary in maximum volume from 100 - 960mls | J T Medical Pty Ltd |  | Changed Benefit
ER495 | 13 - Spinal | Ozark Cervical Plate System Screw | Screw, fixed or variable angle | (4-4.5)mm diameter x (10-26)mm length | Emergo Asia Pacific Pty Ltd |  | Changed Benefit
ER497 | 13 - Spinal | Endoskeleton TO Interbody Fusion Device | Titanium lumbar posterior interbody fusion cage, sterile or non-sterile, also with NanoLock™ surface technology, sterile | (22-31mm) x (8-16mm); 0-4 degrees | Emergo Asia Pacific Pty Ltd |  | Changed Product description, Benefit
ER498 | 13 - Spinal | Endoskeleton TT Interbody Fusion Device | Titanium posterior interbody fusion cage, parallel or lordotic, sterile or non-sterile, also with NanoLock™ surface technology, sterile | Height 7-14mm; 30-35mm x11mm, 0˚ or 4˚ angles | Emergo Asia Pacific Pty Ltd |  | Changed Product description, Product sizes
ER499 | 06 - Specialist Orthopaedic | Paragon 28 Gorilla Plating System-Plate, mini (≥ 16 holes);variable angle locking | Paragon 28 Gorilla Plating System-Plate, mini, titanium, compression, variable angle locking, various shapes and sizes (small-extra large) | thickness 1.1-2.0 mm; multi screw diameter purchase | Emergo Asia Pacific Pty Ltd |  | Changed Benefit
LH554 | 03 - General Miscellaneous | Dipromed ClearMesh Composite | Transparent composite mesh | Oval: 20x30cm | Lifehealthcare Pty Ltd |  | Changed Benefit
DE628 | 13 - Spinal | Zuma bone screw | Bone screw | 5.5mm - 6.0mm x 20mm - 35mm | Device Technologies Australia Pty Ltd |  | Changed Benefit
DE629 | 13 - Spinal | Zuma-C Bone Screw | Variable angle bone screw | 4.0-4.5mm x 10-18mm | Device Technologies Australia Pty Ltd |  | Changed Benefit
DE633 | 13 - Spinal | Malibu Spinal System In-line Connector | In-line Connector | 5.5mm and 6.35mm | Device Technologies Australia Pty Ltd |  | Changed Benefit
DE635 | 13 - Spinal | Malibu Spinal System CrossBar | CrossBar | 5.5mm and 6.35mm diameter rods 23mm - 75mm length options | Device Technologies Australia Pty Ltd |  | Changed Benefit
ER500 | 06 - Specialist Orthopaedic | Paragon 28 Gorilla Plating System-Plate, mini (≥ 16 holes);variable angle locking, complex | Paragon 28 Gorilla Plating System-Plate, mini, titanium, compression, variable angle locking, various complex shapes and sizes, left or right | thickness 2.0mm; multi screw diameter purchase | Emergo Asia Pacific Pty Ltd |  | Changed Benefit
HW029 | 11 - Hip | Duration Polyethelene cemented acetabular component | Duration Poly Cup - Enhanced Polyethylene | 22 - 36 mm ID | Stryker Australia Pty Ltd |  | Changed Benefit
HW030 | 11 - Hip | Contemporary Hip System Range | Exeter Contemporary Flanged modified Enhanced Polyethylene | ID: 26, 28, 32. OD 46, 48, 50, 52, 54, 56, 58, 60 | Stryker Australia Pty Ltd |  | Changed Benefit
MA485 | 11 - Hip | Ceramys Large Ceramic Revision Femoral Head | Ceramic, zirconia alumina combination, large diameters, supplied with titanium taper sleeve | 36 L, 36 M, 36 S, 36 XL, 36 | Mathys Orthopaedics Pty Ltd |  | Changed Benefit
LH574 | 02 - Ear, Nose & Throat | GSS & Dumon | Silicone tracheal and bronchial stents | 10 - 20mm diameter, 20 - 110mm length | Lifehealthcare Pty Ltd |  | Changed Product name, Product description, Product sizes
DE638 | 13 - Spinal | Malibu Spinal System Rods | Rod | 5.5mm x 30mm - 600mm 6.35mm x 100mm | Device Technologies Australia Pty Ltd |  | Changed Benefit
DE639 | 13 - Spinal | Zuma-C Implant | Integrated low-profile titanium anterior fixation plate with PEEK Optima Interbody spacer | 13x12x16mm - 17x13x12mm | Device Technologies Australia Pty Ltd |  | Changed Benefit
DE637 | 13 - Spinal | Malibu Spinal System ESS CoNiCr Rods | Rod CoNiCr Precontored | 5.5mm x 100mm - 600mm | Device Technologies Australia Pty Ltd |  | Changed Benefit
DE646 | 06 - Specialist Orthopaedic | DynaNite | Nitinol Staple for Osteotomy Fixation | Width (9mm-25mm) Length (7mm-20mm) | Device Technologies Australia Pty Ltd |  | Changed Benefit
DE647 | 03 - General Miscellaneous | DC Bead LUMI | Drug delivery embolisation system | 70-150 microns (black) 100-300 microns (yellow) | Device Technologies Australia Pty Ltd |  | Changed Benefit
HW041 | 11 - Hip | Exeter Hip System | Stainless Steel (Orthinox) | Stem Sizes 0-6, Offsets 30, 33, 35.5, 37.5, 44, 50 & 56mm | Stryker Australia Pty Ltd |  | Changed Benefit
HW043 | 11 - Hip | Brunswick Cup | Polyethylene | 44, 48, 50, 52, 54, 56mm OD | Stryker Australia Pty Ltd |  | Changed Benefit
JJ969 | 06 - Specialist Orthopaedic | Global Shoulder System | Humeral Stem | 6-16mm | Johnson & Johnson Medical Pty Ltd |  | Changed Benefit
HW092 | 12 - Knee | Duracon Knee System Tibial Insert | Posterior stabilised tibial insert, with reinforcing pin, UHMWPE, (Duration) | Small, Medium, Large, Extra-Large in each thickness 9mm, 11mm, 13mm, 16mm, 19mm, 22mm, 25mm | Stryker Australia Pty Ltd |  | Changed Benefit
HW098 | 12 - Knee | Duracon Knee System Stems | TS (Total Stabilizer) Stems, CoCr (Vitallium), uncemented | 40mm, 80mm, 155mm lengths | Stryker Australia Pty Ltd |  | Changed Benefit
LH536 | 13 - Spinal | Klementine PL | Interbody fusion cage | 4.5 - 8.5mm height | Lifehealthcare Pty Ltd |  | Changed Benefit
HW105 | 12 - Knee | Duracon Knee System Patella Component | Patella component, UHMWPE (Duration), cemented | Small, Medium, Large, Xlarge | Stryker Australia Pty Ltd |  | Changed Benefit
HW108 | 12 - Knee | Scorpio Knee System Patella Component | Patella component, Metal backed, CoCr, uncemented, beaded, PA (Hydroxyapatite), Moulded UHMWPE (N2VAC), Fixed | Small, Medium, Large, Xlarge | Stryker Australia Pty Ltd |  | Changed Benefit
HW140 | 12 - Knee | Kinemax Knee System Patella Component | Patella component Symmetric & Asymmetric, UHMWPE (Duration), cemented | Small, Medium, Large | Stryker Australia Pty Ltd |  | Changed Benefit
HW141 | 12 - Knee | MRH (Modular Rotating Hinge) Tibial Baseplate | MRH Tibial baseplate, CoCr (Vitallium), fixed insert with central hole for hinged insertion, w/attachable stem | Small, Medium, Large | Stryker Australia Pty Ltd |  | Changed Benefit
BI827 | 06 - Specialist Orthopaedic | EBI XFIX Vision System | Rod connectors, stainless steel/aluminium | Dia 9.5mm | Zimmer Biomet Pty Ltd |  | Changed Benefit
BI831 | 06 - Specialist Orthopaedic | EBI XFIX Vision System | Post, Bone Screw, Telescoping, stainless steel | One size only | Zimmer Biomet Pty Ltd |  | Changed Benefit
MG038 | 03 - General Miscellaneous | Glubran 2 | Synthetic cyanoacrylic surgical glue: N-Butyl (2) cyanoacrylate and methacryloxysulfolane co-monomer | 0.25 ml, 0.5 ml, 1 ml | Morton Surgical Pty Ltd ta Matrix Surgical Company |  | Changed Benefit
BI843 | 06 - Specialist Orthopaedic | EBI XFIX DynaFix System | Plate, VS Osteotomy Ti | 4 hole, 6 hole | Zimmer Biomet Pty Ltd |  | Changed Benefit
BI853 | 06 - Specialist Orthopaedic | EBI XFIX Dynafix System | CD Clicker | Ex Small, Small, Adult, 5-20cm | Zimmer Biomet Pty Ltd |  | Changed Benefit
BI854 | 06 - Specialist Orthopaedic | EBI XFIX Dynafix System | Rail Accessory (Adaptor, CD Support, Dynamization, Bridge) | Ex Small, Small, Adult, 4-6mm | Zimmer Biomet Pty Ltd |  | Changed Benefit
ME225 | 03 - General Miscellaneous | Frankenman Endoscopic Linear Cutter Reload | The Endoscopic Linear Cutter Reload has applications in resection, transection and/or anastomosis of tissue in open or laparoscopic procedures. | Cartridge Reload - 30mm, 45mm, 60mm staple lengths. Open leg length: 2.0mm - 4.5mm, closed staple height: 0.75mm - 2.0mm. | Getz Healthcare Pty Ltd |  | Changed Benefit
ME227 | 04 - Neurosurgical | Optima XCEL Detachment Controller | The EXCEL Detachment Controller is used to detach the Pusher from the Coil after the coil is deployed, it is compatible with all Optima Coil configurations and is used to detach all coils needed for a single patient. | one size | Getz Healthcare Pty Ltd |  | Changed Benefit
AO033 | 01 - Ophthalmic | TECNIS® Multifocal Toric | Toric Multifocal Intraocular Lens | Available +5.0 Diopters to +34.0 Diopters in 0.5 Diopter increments. Cylinder powers 1.50D, 2.25D, 3.00D and 4.00D (as measured on the IOL plane). | AMO Australia Pty Ltd |  | Changed Benefit
AO036 | 01 - Ophthalmic | TECNIS® Multifocal 1-Piece IOL with iTec Preloaded delivery system | Preloaded 1-Piece Multifocal posterior chamger IOL | +5.0 to 34.0 diopter powers in 0.5 diopter increments Overall diamter 13mm, Optic size 6mm | AMO Australia Pty Ltd |  | Changed Benefit
AO038 | 01 - Ophthalmic | TECNIS Symfony Toric Extended Range of Vision (ZXT00) | Extended Range of Vision Toric Multifocal Posterior Chamber IOL | +6 to +30 in 0.5d steps Available Cyl powers +1.0d, 1.5d, 2.25d, 3.00d, 3.75d, 4.5d, 5.25d, 6.00d | AMO Australia Pty Ltd |  | Changed Benefit
AO041 | 01 - Ophthalmic | Tecnis Toric 1-Piece IOL | 1-piece IOL Posterior chamber Intraocular lens , incorporates a proprietary wavefront designed toric aspheric optic with a squared posterior optic edge designed to provide 360 degree barrier. The edge of the optic has a frosted design to reduce potential edge glare effects. | +5.0 to +34.0 diopter powers in 0.5 diopter increments. Cylinder power: 1.00 diopter, 1.50 diopter, 2.25 diopter, 3.00 diopter, 3.75 diopter, 4.00 diopter, 4.50 diopter, 5.25 diopter and 6.00 diopter (as measured at the IOL plane). Overall diameter 13mm, Optic size 6mm. | AMO Australia Pty Ltd |  | Changed Benefit
MA489 | 12 - Knee | balanSys Tibial Insert | Tibial insert, posterior stabilised UHMWPE | 59/8mm to 85/23mm | Mathys Orthopaedics Pty Ltd |  | Changed Benefit
AO042 | 01 - Ophthalmic | Tecnis Toric 1-Piece Pre-Loaded IOL | 1-piece IOL Posterior chamber Intraocular lens , incorporates a proprietary wavefront designed toric aspheric optic with a squared posterior optic edge designed to provide 360 degree barrier. The edge of the optic has a frosted design to reduce potential edge glare effects. | +5.0 to +34.0 diopter powers in 0.5 diopter increments. Cylinder power: 1.00 diopter, 1.50 diopter, 2.25 diopter, 3.00 diopter, 3.75 diopter, 4.00 diopter, 4.50 diopter, 5.25 diopter and 6.00 diopter (as measured at the IOL plane). Overall diameter 13mm, Optic size 6mm. | AMO Australia Pty Ltd |  | Changed Benefit
MA507 | 12 - Knee | Balansys Revision Knee, Stems | Ti uncemented Stem, straight and offset, complete with locking screw | 80 to 200mm, straight and offset 4mm | Mathys Orthopaedics Pty Ltd |  | Changed Benefit
AP002 | 01 - Ophthalmic | Mira: Scleral Implants | Silicone Sponge- Retinal Implant Used in Scleral Buckling (Silicone Elastomer Sponge) | Sponge- Mira 502 Cylinder 2mm, Mira 5025 Cylinder 2.5mm, Mira 503 Cylinder 3mm, Mira 504 Cylinder 4mm, Mira 505 Cylinder 5mm, Mira 505G Grooved cylinder 5mm, Mira 505T Packer tunnel cylinder 5mm, Mira 510 Half cylinder 5mm, Mira 515 Brucker two-thirds cylinder 5mm, Mira 501 Masciulli oval 2.5mm by 4mm, Mira 506 Vaiser oval 3mm by 5mm, Mira 506G Vaiser grooved oval 3mm by 5mm, Mira 507 oval 5.5mm by 7.5mm, Mira 507G Grooved oval 5.5mm by 7.5mm, Mira 507T Packer tunnel oval 5.5mm by 7.5mm, Mira 511 Half oval 7.5mm, Mira 517 Brucker two-thirds oval 7.5mm, Mira 509 Fuller flat oval 3.5mm by 7.5mm, Mira 509G Fuller grooved flat oval 3.5mm by 7.5mm, Mira 518 Frederick grooved flat oval 2.5mm by 12mm, Mira 508 Frederick flat oval 4mm by 12mm, Mira 508G Frederick grooved flat oval 4mm by 12mm, Mira 513 Snyder 3+ meridional 7mm by 4mm, Mira 514 Snyder 4+ meridional 8mm by 5mm, Mira 516G Tapered groove 6.4mm, Mira 519G Tapered groove 7.5mm by 3.2mm. | Austmed Pty Limited |  | Changed Benefit
BB275 | 11 - Hip | Excia Hip System | Cemented stem cobalt chromium | 9mm-18mm | B Braun Australia Pty Ltd |  | Changed Benefit
MA510 | 12 - Knee | Balansys Revision Knee, Tibial Insert | Tibial insert, contrained, with stabilising screw for reinforcement | 64/10.5 to 85/23 | Mathys Orthopaedics Pty Ltd |  | Changed Benefit
BB296 | 11 - Hip | Metha - Modular neck adaptors | Modular neck adaptors made from CoCr | CCD - 130°, 135 °, 140°; Offset - 0mm, -5mm ,+5mm; Version - 7.5° left ante/right retro, 0 °, 7.5 ° left retro/right ante | B Braun Australia Pty Ltd |  | Changed Benefit
MA523 | 06 - Specialist Orthopaedic | Affinis Shoulder System | Stem Cemented - adjustable cone | 6, 9, 12 and 15mm | Mathys Orthopaedics Pty Ltd |  | Changed Benefit
MA525 | 11 - Hip | Modular Revision Stem | Proximal Body, Long, Grit Blasted Titanium | 80mm-110mm | Mathys Orthopaedics Pty Ltd |  | Changed Benefit
MA527 | 06 - Specialist Orthopaedic | Affinis Inverse Stem, uncemented | Monoblock Humeral Stem | 6 to 15 mm | Mathys Orthopaedics Pty Ltd |  | Changed Benefit
ME222 | 03 - General Miscellaneous | Frankenman Linear Cutter Reloads | Single use, linear cutter reload cartridge containing titanium staples | 61mm; 81mm; 100mm | Getz Healthcare Pty Ltd |  | Changed Benefit
ME223 | 03 - General Miscellaneous | General Purpose Drainage Catheter | Abscess Drainage Catheters | 6FR x 12CM through to 28FR x 50CM | Getz Healthcare Pty Ltd |  | Changed Benefit
CZ031 | 01 - Ophthalmic | AT TORBI 709MP (Standard Range) | Bitoric, preloaded, micro incision, aspheric (aberration neutral), foldable, square-edged, single-piece IOL for capsular bag fixation | Diopter range: Sph -10.0 to 32.0, Cyl +1.0 to 6.5 Optic size: 6.0mm, Overall length: 11.0mm | Carl Zeiss Pty Ltd |  | Changed Benefit
CZ033 | 01 - Ophthalmic | AT LISA 809MP | Preloaded, micro incision, aspherical bifocal, square edged, single-piece IOL for capsular bag fixation. The anterior aspheric bifocal surface has an asymmetric light distribution 65/35 for distance/near vision, and 3.75D add for the near focus. | Diopter range: 0.0 to 32.0 Optic size: 6.0mm. Overall length: 11.0mm | Carl Zeiss Pty Ltd |  | Changed Benefit
CZ034 | 01 - Ophthalmic | AT LISA tri 839MP | Trifocal (aspheric) micro incision, single-piece IOL for capsular bag fixation, implantable with preloaded injector system. The trifocal (anterior) optic provides two diffractive focal points (+3.33D near focus and +1.66D intermediate focus) with asymmetric light distribution 50% distance / 20% intermediate / 30% near vision. | Diopter range: 0.0 to +32.0D (0.5D increments). Optic size: 6.0mm. Overall Length: 11.0mm | Carl Zeiss Pty Ltd |  | Changed Benefit
CZ035 | 01 - Ophthalmic | AT LISA toric 909MP | ZEISS pre-loaded, micro incision, multifocal toric IOL. Aspheric toric anterior surface, diffractive bifocal posterior surface with asymmetric light distribution (65% distance/ 35% near), and 3.75D addition for near focus. | 6mm optic, 11mm diameter. Diopter range: Sph +6.0D to 24.0D, Cyl +1.0 to 4.0D (all 0.5D steps) | Carl Zeiss Pty Ltd |  | Changed Benefit
CZ036 | 01 - Ophthalmic | AT LISA tri Toric 939MP | Trifocal (aspheric), bitoric, micro incision, single-piece IOL for capsular bag fixation, implantable with preloaded injector system. The trifocal (anterior) optic provides two diffractive focal points (+3.33D near focus and + 1.66D intermediate focus) with asymmetric light distribution 50% distance / 20% intermediate / 30% near vision, | Diopter range -10.00 to +28.0 and +1 to +4.0 DC Optic size: 6..00mml; Overall length: 11.mm | Carl Zeiss Pty Ltd |  | Changed Benefit
DE651 | 06 - Specialist Orthopaedic | Mesh Plate | Plate for Fracture fixation and Arthrodesis | Short Long | Device Technologies Australia Pty Ltd |  | Changed Benefit
BT206 | 08 - Cardiac | Ilivia 7 VR-T | Single Chamber ICD, ventricular capture control, physiological rate adaption, automatic event (IEGM) & trend triggered transmission. Wandless telemetry, Home Monitoring, MRI Conditional and AutoDetect, DF-4, IS-1 connector | 65mm x 54mm x 11mm, 31cm3, 81grams | Biotronik Australia Pty Ltd |  | Changed Benefit
BT208 | 08 - Cardiac | Intica 7 DR-T | Dual Chamber ICD, ventricular capture control, physiological rate adaption, automatic event (IEGM) & trend triggered transmission. Wandless telemetry, Home Monitoring, MRI conditional and AutoDetect, DF-1, IS-1 connector | 65mm x 55mm x 11mm, 33cm3, 82grams | Biotronik Australia Pty Ltd |  | Changed Benefit
DE653 | 13 - Spinal | Vu aPOD Prime Bone Screw | Locking Bone Screw | 6.0 and 6.5mm diameter 20, 25 and 30mm length | Device Technologies Australia Pty Ltd |  | Changed Benefit
DE654 | 06 - Specialist Orthopaedic | Nano Corkscrew FT Suture Anchor | Suture Anchor | 1.7mm x 5mm | Device Technologies Australia Pty Ltd |  | Changed Benefit
DH003 | 07 - Plastic and Reconstructive | Astra Tech Implant System Healing Abutments | Healing Abutments | Implant Diameter: Range 3.0 - 5.4mm Healing Abutment Diameter Range from 3.5 - 6.5 | DENTSPLY IH Pty Ltd |  | Changed Benefit
DH004 | 07 - Plastic and Reconstructive | Astra Tech Implant System Abutments | Temporary Abutment | Diameter range: 3.3 - 7.0mm | DENTSPLY IH Pty Ltd |  | Changed Benefit
ET064 | 03 - General Miscellaneous | AMI HAL-RAR Flexi Procedure Kit | Doppler guided Haemorrhoidal Arterial Ligation and Recto-Anal Repair System. HAL Haemorrhoidal Ligating sutures, doppler/ultrasound proctoscope, flexiprobe, knot pusher | One size, several components | Endotherapeutics Pty Ltd |  | Changed Benefit
ET065 | 03 - General Miscellaneous | HAL-RAR | HAL-Ligating Suture, AMI HAL-Ligating suture, prosthetic component of AMI HAL-RAR Doppler System | One size | Endotherapeutics Pty Ltd |  | Changed Benefit
BT217 | 08 - Cardiac | Biotronik Lead Fixation Sleeves | EFH Lead Fixation Sleeves | EFH-7F,8F,16,20,22,25,27 | Biotronik Australia Pty Ltd |  | Changed Benefit
DE660 | 13 - Spinal | Shoreline ACS Bone Screws | Self drilling and self tapping bone screws | 3.5 and 4.0mm diameters 10-18mm length | Device Technologies Australia Pty Ltd |  | Changed Benefit
DE662 | 13 - Spinal | Shoreline ACS NoProfile Cage | Cervical cage with no anterior profile | Footprints: 16 x 14mm and 18 x 15mm Heights: 6 -12 mm 7 Degrees Lordosis | Device Technologies Australia Pty Ltd |  | Changed Benefit
DE665 | 13 - Spinal | Mariner Pedicle Screw Modular Head | Polyaxial, Extended, Deformity and Trauma Heads | One size each | Device Technologies Australia Pty Ltd |  | Changed Benefit
EO075 | 06 - Specialist Orthopaedic | APTUS Screws | Cortical Screws | 1.5mm - 2.0mm Diameter | Medartis |  | Changed Benefit
EO078 | 06 - Specialist Orthopaedic | Aptus Elbow | Distal Humerus Plpates, Lateral,Middle and Posterolateral | 2.8mm | Medartis |  | Changed Benefit
EO079 | 06 - Specialist Orthopaedic | Aptus Elbow | Distal Humerus Plates Posterolateral | 2.8mm System | Medartis |  | Changed Benefit
HW171 | 12 - Knee | Duracon Knee System / Kinemax Knee System stem | Stem, femoral & tbial, CoCr, (Vitallium), cemented | 40mm, 80mm, 155mm for each size | Stryker Australia Pty Ltd |  | Changed Benefit
HW182 | 12 - Knee | PCA Modular Knee System Patella Component | Patella component, UHMWPE, (Duration), cemented | Small, Medium, Large, Extra Large | Stryker Australia Pty Ltd |  | Changed Benefit
DE668 | 13 - Spinal | Mariner CrossBar | Adjustable Cross link | Small 33-41mm Medium 39-52mm Large 50-75mm | Device Technologies Australia Pty Ltd |  | Changed Benefit
DE670 | 13 - Spinal | icotec Pedicle System Rod | Pre-bent and straight rods | 5.5 mm diameter 40-160mm Length | Device Technologies Australia Pty Ltd | To be reimbursed only when used in patients with spinal tumours | Changed Benefit
DE672 | 13 - Spinal | icotec Pedicle System Cross Link | Adjustable cross link | 30-34mm 33-42mm 40-53mm 50-70mm | Device Technologies Australia Pty Ltd |  | Changed Benefit
DE667 | 13 - Spinal | Mariner Rod | Pre-contoured and straight rods | 5.5mm diameter 30mm - 450mm Length | Device Technologies Australia Pty Ltd |  | Changed Benefit
EO086 | 06 - Specialist Orthopaedic | APTUS Hand | Fixation Plates | 1.2 - 2.3 | Medartis |  | Changed Benefit
EO087 | 06 - Specialist Orthopaedic | Aptus Shoulder (Proximal Humerus Plates) | Proximal Humerus Fixation plates | 3.5mm System | Medartis |  | Changed Benefit
BU008 | 06 - Specialist Orthopaedic | Arcad osteosynthesis memory staples | Memory metal implants | 8 to 25mm | CAB MEDICAL PTY LTD |  | Changed Benefit
BU014 | 06 - Specialist Orthopaedic | Airlock Bone plate System | Osteosynthesis bone plate system | Left and right thickness 1.3mm to 1.35 mm, Length from 16mm to 55mm | CAB MEDICAL PTY LTD |  | Changed Benefit
HW161 | 12 - Knee | Kinemax Knee System Tibial Insert | Totally constrained tibial insert, with metal post, UHMWPE (Duration) | 8, 10, 12, 15, 18, 21, 25mm per size | Stryker Australia Pty Ltd |  | Changed Benefit
CZ020 | 01 - Ophthalmic | AT TORBI 709M | STANDARD RANGE BITORIC - ZEISS Micro Incision Aspheric (abberation neutral) IOL: Foldable, square-edged, single piece IOL for capsular bag fixation | 6mm optic, 11mm overall diameter. Diopter range: Sph -10.0 to +32.0D, Cyl +1.0 to 6.5D (all 0.5D steps) | Carl Zeiss Pty Ltd |  | Changed Benefit
EO099 | 07 - Plastic and Reconstructive | MODUS Orthognathics | Indication-specific solutions for maxillary and mandibular orthognathic surgeries | 2.0mm | Medartis |  | Changed Benefit
EO100 | 06 - Specialist Orthopaedic | APTUS K-wires | Olive K-wires | 1.6mm | Medartis |  | Changed Benefit
ER006 | 04 - Neurosurgical | Nevro Spinal Cord Stimulation System (SCSS) - Lead Kit | The percutaneous lead is intended to be single use and interfaces with the Implantable Pulse Generator, lead extender OR cable, and lead accessories. | Spacing: 1-9mm spacing, 1-9mm in 1mm increments; Length: 30-90cm in 5cm increments | Emergo Asia Pacific Pty Ltd |  | Changed Benefit
ER007 | 04 - Neurosurgical | Nevro Spinal Cord Stimulation System (SCSS) - Lead Extension Kit | The lead extender is intended to be used when the implant site for the Implantable Pulse Generator is too far from the stimulation site to directly connect the stimulation lead. | Length: 15cm-60cm, in increments of 5cm | Emergo Asia Pacific Pty Ltd |  | Changed Benefit
CZ025 | 01 - Ophthalmic | AT LISA toric 909M | ZEISS micro incision, multifocal toric IOL (standard cyl range). Aspheric toric anterior surface, diffractive bifocal posterior surface with asymmetric light distribution (65% distance / 35% near), 3.75D addition for near focus. | 6mm optic, 11mm diameter. Diopter range: Sph -10.0D to +32.0D, Cyl +1.0 to 6.5D (all 0.5D steps) | Carl Zeiss Pty Ltd |  | Changed Benefit
LH604 | 12 - Knee | ACS Knee System - TCP coated tibial component | Tibial base plate, TCP coated for use with mobile bearing insert, TiN coated | Sizes 2-7 | Lifehealthcare Pty Ltd |  | Changed Benefit
LH605 | 12 - Knee | ACS Knee System - PE patella implant | ACS PE patella | 26mm, 29mm, 32mm, 35mm | Lifehealthcare Pty Ltd |  | Changed Benefit
MA529 | 06 - Specialist Orthopaedic | Affinis Inverse Revision stem, uncemented | Monoblock Revision Humeral Stem | 6 to 12 x180 to 230mm | Mathys Orthopaedics Pty Ltd |  | Changed Benefit
IG166 | 04 - Neurosurgical | Codman Hakim Programmable Valves | Programmable valve with reservoir | One Size Only | Integra Neurosciences Pty Ltd |  | Changed Benefit
IG167 | 04 - Neurosurgical | Codman Hakim Programmable Valves with Siphonguard | 18 different pressure settings and SIPHONGUARD technology | One Size Only | Integra Neurosciences Pty Ltd |  | Changed Benefit
MA533 | 06 - Specialist Orthopaedic | Affinis Inverse glenosphere | Glenosphere | 36 to 42mm | Mathys Orthopaedics Pty Ltd |  | Changed Benefit
KG010 | 01 - Ophthalmic | Rayner M-Flex Toric (Standard) | Acrylic, Foldable, Single Piece, Multi-zoned Refractive Aspheric Toric Mulitfocal with Amon-Apple enhanced 360 degree Square edge, Anti Vaulting Haptics | 5.75mm / 12.0mm: 6.25mm / 12.5mm +3.00D or +4.00D Addition FAR: +14.0D to +32.00D in 0.5 STEPS: +2.00D +3.00D +4.00D Cylinder. NEAR: +14.0D to 27.0D in 0.5 STEPS: +2.00D +3.00D +4.00D Cylinder | Kevin Grundy (IBD) Pty Ltd |  | Changed Benefit
KG011 | 01 - Ophthalmic | Rayner "M-Flex" Toric (Non Standard) | Acrylic, Foldable, Single Piece, Muli-Zoned Refractive, Toric Multifocal with Amon-Apple enhanced 360 Degree square edge, Anti-vaulting Haptics, Patient Specific. | 5.75/12.0mm: 6.25/12.5mm +3.00D to +4.00D Addition FAR: +14.0D to +32.0D in 0.5D Increments: NEAR: +14.0D to +27.0D in 0.50D Increments Cylinder: 1.0D to 1.5D and 2.5D to 6.00D in 0.5 increments | Kevin Grundy (IBD) Pty Ltd |  | Changed Benefit
HW202 | 06 - Specialist Orthopaedic | Howmedica Modular Resection System | Wedge - Vitallium | One size only | Stryker Australia Pty Ltd |  | Changed Benefit
LH578 | 13 - Spinal | Pine Adjustable Cross Link | Rod - Rod Connector | 30-80mm | Lifehealthcare Pty Ltd |  | Changed Benefit
LH585 | 13 - Spinal | EIT SMART PLIF | Cellular Titanium Cage with Graft Hole | 8-16mm | Lifehealthcare Pty Ltd |  | Changed Benefit
IG141 | 04 - Neurosurgical | Duraseal Dural Sealant | DuraSeal is a Synthetic, absorbable, Polyethylene Glycon, hydrogel sealant used as an adjunct to sutured dural repair to achieve watertight closure. | 5ml of hydrogel sealant | Integra Neurosciences Pty Ltd |  | Changed Benefit
HW220 | 06 - Specialist Orthopaedic | Howmedica Modular Resection System | Humerus Hex Socket Bolt - Vitallium | One size only | Stryker Australia Pty Ltd |  | Changed Benefit
IG144 | 06 - Specialist Orthopaedic | Katalyst Bipolar Radial Head System - Head | Katalyst Bipolar Radial Head System (head and stem) to restore the support and bearing surface of the radial head in fracture, arthritis or failed prior radial head implantation | 18mm, 21mm and 24mm | Integra Neurosciences Pty Ltd |  | Changed Benefit
IG146 | 04 - Neurosurgical | Aneurysm Clips | Stainless steel alloy AVM Micro Clip | Blade length 1-5mm | Integra Neurosciences Pty Ltd |  | Changed Benefit
LH587 | 13 - Spinal | Cervical Spine Truss System - Stand Alone Cage | Cage and optional locking plate/locking screw | cage 6 - 12mm height, screw locking plate 6-12mm height. | Lifehealthcare Pty Ltd |  | Changed Benefit
LH588 | 13 - Spinal | Cervical Spine Truss System - Stand Alone Screw | Variable head locking screw | (3.5-3.85) mm diam x (12-16) mm length | Lifehealthcare Pty Ltd |  | Changed Benefit
IG152 | 04 - Neurosurgical | Hakim Precision Valve System | Precision valve standard with reservoir, peritoneal and ventricular catheters | Very low to very high including micro | Integra Neurosciences Pty Ltd |  | Changed Benefit
IG160 | 04 - Neurosurgical | Hakim Precision Valve System | Fixed pressure hydrocephalus shunt, packaged sterile, stainless steel and ruby valve mechanism, silicone rubber ventricular and peritoneal catheters. In line or right angled with reservoir. Opening pressure H20; Very high 130mm, high 100mm, medium 70mm | One size only | Integra Neurosciences Pty Ltd |  | Changed Benefit
MA544 | 12 - Knee | balanSys RP Tibial Plateau TiNbN | Tibial Baseplate for Mobile Bearing Insert, cemented, CoCr with TiNbN Coating | 59mm to 85mm | Mathys Orthopaedics Pty Ltd |  | Changed Benefit
LH593 | 13 - Spinal | Rods, Curved | curved and S shaped rods, carbon fiber reinforced polymer | 6.0mm x (30-300)mm length | Lifehealthcare Pty Ltd | To be reimbursed only when used in patients with spinal tumours | Changed Benefit
LH594 | 13 - Spinal | Rods | Straight | 6mm x (32-300)mm | Lifehealthcare Pty Ltd | To be reimbursed only when used in patients with spinal tumours | Changed Benefit
MB004 | 05 - Urogenital | Adjustable Continence Therapy device for women | ACT Device: prosthesis designed for the treatment of female SUI comprising of silicone balloons x 2 attached via a conduit to titanium and rubber ports allowing for post operative adjustment. | 6 - 14cm | MD Solutions Australasia Pty Ltd |  | Changed Benefit
MB005 | 05 - Urogenital | Adjustable Continence Therapy for Men | ProACT Device: prosthesis designed for the treatment of male SUI comprising of silicone balloons x2 attached via a conduit to titanium and rubber ports allowing for post operative adjustment. | 6 - 14cm | MD Solutions Australasia Pty Ltd |  | Changed Benefit
KG003 | 01 - Ophthalmic | Rayner Standard Toric C-Flex | Hydrophilic HEMA-MMA copolymer, foldable with injector | 5.00mm dia optic, 12.00mm dia overall, cyls 2.0D to 6.0D in 2D increments | Kevin Grundy (IBD) Pty Ltd |  | Changed Benefit
KG004 | 01 - Ophthalmic | Rayner Premium Toric C-Flex | HEMA-MMA copolymer, foldable with injector | 5.75mm dia optic, 12.00mm dia overall, cyls 1.5D to 11.0D in 0.5D increments | Kevin Grundy (IBD) Pty Ltd |  | Changed Benefit
HW196 | 12 - Knee | HMRS (Howmedica Modular Replacement System) Tibial Joint (Baseplate) | HMRS Tibial Joint (baseplate) - uncemented, CoCr (Vitallium), porous coated, w/medial & lateral flanges moulde agaibnst tibia w/bar bolt fixation, and metal cHydroxyapatitember for axis of hinge | 5553 | Stryker Australia Pty Ltd |  | Changed Benefit
HW194 | 12 - Knee | Howmedica Modular Resection System | Femoral Joint - Vitallium | One size only | Stryker Australia Pty Ltd |  | Changed Benefit
LH597 | 03 - General Miscellaneous | LiquiBand Topical | Topical Skin Adhesive | 0.25g – 0.8g ampoule | Lifehealthcare Pty Ltd |  | Changed Benefit
AS068 | 03 - General Miscellaneous | Surgipro Non Absorbable Polypropylene Hernia Mate Plug System | Polypropylene | Medium and Large | Medtronic Australasia Pty Ltd |  | Changed Benefit
BI884 | 06 - Specialist Orthopaedic | Comprehensive Fracture Stem | Fracture Stem Cobalt Chrome, Titanium | 4,6,8,10,12,14mm | Zimmer Biomet Pty Ltd |  | Changed Benefit
BI885 | 12 - Knee | ROCC Tibial Insert | Tibial Insert, mobile bearing, rotating platform, UHMWPE | 1-6 (tray size), 10-20mm (bearing size) | Zimmer Biomet Pty Ltd |  | Changed Benefit
BI887 | 12 - Knee | ROCC Femoral Component | Femoral Component, uncemented, Titanium plasma sprayed surface (Porous plasma spray PPS) with HA | 1-8 | Zimmer Biomet Pty Ltd |  | Changed Benefit
MB010 | 03 - General Miscellaneous | Panther Linear Stapler, Panther Linear Cutter Stapler and reloads | The PANTHER SSAB surgical stapler and SADB Reloading Staples Unit place two double staggered rows of titanium staples & simultaneously cut and divided tissue between the two double rows. The stapler is available in 60mm, 80mm, and 100mm lengths, and in two staple sizes, 3.8mm and 4.8mm to accommodate various tissue thickness. Each stapler may be reloaded up to 7 times for a total of 8 firings on one patient in one operation. | FLSL Linear Stapler/Reloading Unit 30mm 3.5/4.8mm; 45mm 3.5/4.8mm; 60mm 3.5/4.8mm; 90mm 3.5/4.8mm staple height. SSAB Linear Cutter Stapler/Reloading unit 60mm 3.8/4.8mm; 80mm 3.8/4.8mm; 100mm 3.8/4.8mm height | MD Solutions Australasia Pty Ltd |  | Changed Benefit
MB011 | 03 - General Miscellaneous | Panther Circular Stapler | The Panther circular stapler places circular, double staggered rows of titanium staples in the tissue and resects the excess tissue to create a circular anastomosis. The instrument is activated when handle is squeezed firmly. There are five diameters which are able to be deployed form the device - 24mm, 26mm, 29mm, 32mm, or 34mm | There are five sizes of the FCLWBE and FCSME: 24mm, dual safety; 26mm, dual safety; 29mm, dual safety; 32mm, dual safety and 34mm, dual safety | MD Solutions Australasia Pty Ltd |  | Changed Benefit
MI031 | 04 - Neurosurgical | Medtronic Activa SC Neurostimulator for Deep Brain Stimulation | Single channel neurostimulator for Deep Brain stimulation | New or Old Header choice | Medtronic Australasia Pty Ltd |  | Changed Benefit
AS076 | 03 - General Miscellaneous | ENDO TA* reloading unit | Titanium Surgical Stapler DLU | 30mm -2.5, 30mm-3.5 | Medtronic Australasia Pty Ltd |  | Changed Benefit
AS081 | 03 - General Miscellaneous | ENDO GIA* reloading unit | Titanium Surgical Stapler DLU | 30 - 35mm; 45mm; 60mm. | Medtronic Australasia Pty Ltd |  | Changed Benefit
AS092 | 03 - General Miscellaneous | ENDO - Herna reloading unit; VERSA TACK* reloading unit. | Titanium Surgical Stapler DLU | 4mm, 4.8mm (10 staples). | Medtronic Australasia Pty Ltd |  | Changed Benefit
BI889 | 11 - Hip | Orthopaedic Salvage System | Proximal Femoral Component, Letson or Finn, Anatomic, Ti | 7cm Left or Right | Zimmer Biomet Pty Ltd |  | Changed Benefit
BI898 | 12 - Knee | Vanguard Total Knee System | Femoral Component, CR, Cemented, anatomic, CoCr. | 55, 57.5, 60, 62.5, 65, 67.5, 70, 75, 80 Left and Right | Zimmer Biomet Pty Ltd |  | Changed Benefit
BI899 | 12 - Knee | ROCC Patellar Component | All poly Patella, cemented, UHMWPE, anatomically shaped | 1-8 | Zimmer Biomet Pty Ltd |  | Changed Benefit
BI900 | 12 - Knee | Vanguard Tibial Baseplate | Tibial Baseplate, uncemented, Titanium plasma sprayed surface (Porous plasma spray PPS) with HA for mobile insert | 59-91mm | Zimmer Biomet Pty Ltd |  | Changed Benefit
BI904 | 12 - Knee | Vanguard Total Knee System | Tibial Bearing, PS, PS+. UHMWPE | (59 to 91)mm width x (10 to 24)mm thickness | Zimmer Biomet Pty Ltd |  | Changed Benefit
AS124 | 03 - General Miscellaneous | Parietene-Monofilament Polypropylene mesh | Parietene-Monofilament Polypropylene mesh Plug and Patch | 06 x 12 cm | Medtronic Australasia Pty Ltd |  | Changed Benefit
BI934 | 07 - Plastic and Reconstructive | Lactosorb Distraction System | Plate, drive screw and distractor, PGA/PLLA, Ti | Small, Medium, Large | Zimmer Biomet Pty Ltd |  | Changed Benefit
BI939 | 12 - Knee | Vanguard SSK Knee System | Tibial Bearing Insert, PSC, UHMWPE | 59-75mm x (10-24mm) | Zimmer Biomet Pty Ltd |  | Changed Benefit
BB322 | 04 - Neurosurgical | Aesculap-Miethke PaediGAV/GAV gravitational shunt (with catheter) | Single valve, (anti-siphon) gravitational shunt, titanium construction (MRI safe to 3 tesla), with incorporated distal catheter, supplied sterile | 23mm long , 4.6mm diameter, 5cmH2O - 40cmH2O, Catheter - di=1.2mm, do=2.5cm, 1200mm long | B Braun Australia Pty Ltd |  | Changed Benefit
BB325 | 04 - Neurosurgical | Aesculap-Miethke DualSwitch shunt | Non-adjustable valve with preset values for treatment of patients susceptible to complication due to tumour cells or high protein levels. Treats patients in both supine and upright position. Titanium construction MRI compatible to 3 tesla | 28mm diameter, 5.7mm profile, 510-50cmH2O pressure setting | B Braun Australia Pty Ltd |  | Changed Benefit
BU015 | 06 - Specialist Orthopaedic | Arcad osteosynthesis memory staples | Stainless steel static staples | 8 to 10 mm | CAB MEDICAL PTY LTD |  | Changed Benefit
BU016 | 06 - Specialist Orthopaedic | MAGNEZIX Pin and Screw | Bioabsorbable bone pin and screw. | Diameter 1.5, 2.0, 2.7 and 3.2mm Length 8 - 50mm Diameter 2.0, 2.7 and 3.5mm Length 6 - 40mm | CAB MEDICAL PTY LTD |  | Changed Benefit
BU021 | 06 - Specialist Orthopaedic | Memofix | Threaded Titanium Suture Anchor | Diameter 3mm | CAB MEDICAL PTY LTD |  | Changed Benefit
BI865 | 12 - Knee | Orthopaedic Salvage System | Femoral Component, Resurfacing or Segmental, CoCr,Ti | 30 - 70mm | Zimmer Biomet Pty Ltd |  | Changed Benefit
MI011 | 10 - Vascular | Maris Plus Peripheral Self-Expanding Stent System | Nitinol, self expanding, peripheral stent system | Diameter: 6.0-12.0mm; Length: 150mm | Medtronic Australasia Pty Ltd |  | Changed Benefit
MI013 | 08 - Cardiac | Attain Ability Plus 4296/ Attain Ability Plus SureScan MRI 4296 | Over the wire electrode left ventricular lead | 78cm, 88cm | Medtronic Australasia Pty Ltd |  | Changed Benefit
MI014 | 08 - Cardiac | Attain Ability Straight 4396/ Attain Ability Straight 4396 SureScan MRI | Over the wire dual left ventricular lead | 78cm, 88cm | Medtronic Australasia Pty Ltd |  | Changed Benefit
MI038 | 04 - Neurosurgical | Medtronic Neurostimulation Accessories (Wrenches and screws) | Accessories for implant of neurostimulation lead | One size only | Medtronic Australasia Pty Ltd |  | Changed Benefit
MI028 | 04 - Neurosurgical | Medtronic Ascenda Component Accessory Kits | Accessories for implantable drug pumps The Ascenda Kit consists of single-use aids integral for implanting the Intrathecal Catheter (App 028), which are only suitable for use with the patient in whom the intrathecal catheter is implanted. Kit includes: - Anchor with anchor dispenser - Anchor removal tool - Catheter connector with 2 attached coils. The Ascenda provides better stabilization and reduced catheter dislodgement due to a newly designed anchor and dispensing tool. | One size | Medtronic Australasia Pty Ltd |  | Changed Benefit
MI039 | 04 - Neurosurgical | Medtronic Neurostimulation Accessories (Needles) | Accessories for implant of neurostimulation lead | Various | Medtronic Australasia Pty Ltd |  | Changed Benefit
DD002 | 06 - Specialist Orthopaedic | Turon Shoulder System - Humeral Neck | Turon - Humeral Neck | Neutral and 7.5 Degree | DJO Australasia Pty Ltd |  | Changed Benefit
CZ038 | 01 - Ophthalmic | AT LISA tri toric 939M low cylinder | Trifocal (aspheric), bitoric, micro incision, single-piece IOL for capsular bag fixation. The trifocal (anterior) optic provides two diffractive focal points (+3.33D near focus and +1.66D intermediate focus) with asymmetric light distribution 50% distance / 20% intermediate / 30% near vision. | Diopter range: -10.00 to + 32.0 DS and +1 to +6.5DC Optic Size: 6.0mm. Overall Length: 11.0mm | Carl Zeiss Pty Ltd |  | Changed Benefit
DD022 | 12 - Knee | 3D Knee System Patellar component | All poly, cemented patella, 3 pegs | Size 26 to 38mm | DJO Australasia Pty Ltd |  | Changed Benefit
ER011 | 13 - Spinal | K2M Spinal Systems | Axial connectors, in-line, parallel, open and closed face | 3.5 – 6.5mm rods | Emergo Asia Pacific Pty Ltd |  | Changed Benefit
ER018 | 13 - Spinal | Mesa/Denali/Everest Rod | Straight and Contoured, CoCr, Ti Rods | Length: 25mm - 600 mm; Diameter: 3.5mm - 6.5 mm | Emergo Asia Pacific Pty Ltd |  | Changed Benefit
ER019 | 13 - Spinal | K2M Spinal Systems | Transverse Connector | 3.5 – 5.5mm rod /rail diameter 14 - 93mm width | Emergo Asia Pacific Pty Ltd |  | Changed Benefit
EU011 | 12 - Knee | Europ standard & Postero cemented Patella | Europ Standard & Postero Cemented Patella | Diameters 25,29,32,35mm | Euros Orthopaedics Australia Pty Ltd |  | Changed Benefit
ER036 | 04 - Neurosurgical | Nevro Spinal Cord Stimulation System (SCSS) - Coiled Lead Blank Kit | The Coiled Lead Blank made out of stainless steel is optionally used during surgery to clear a path for the introduction of the SCS Lead into the epidural space. The coiled lead blank is a tool used to help clear obstructions within the cannula of the insertion needle and may be used by the physician to verify access to the epidural space. | N/A | Emergo Asia Pacific Pty Ltd |  | Changed Benefit
ER037 | 04 - Neurosurgical | Nevro Spinal Cord Stimulation System (SCSS) - Insertion Needle Kit | The Insertion Needle is used during implant surgery to introduce the Lead between the vetebra into the epidural space. The insertion needle is a two part needle that contains a cannula and stylet to facilitate access to the spinal canal for lead placement | Length: 5-15cm, in increments of 1cm | Emergo Asia Pacific Pty Ltd |  | Changed Benefit
HW227 | 12 - Knee | HMRS (Howmedica Modular Replacement System) Rotating Hinge Distal Femur Component | HMRS Rotating Hinge Distal Femur, CoCr (Vitallium) uncemented, porous coated, Fixed | 120, 140, 160mm | Stryker Australia Pty Ltd |  | Changed Benefit
DO004 | 10 - Vascular | S.M.A.R.T. Flex Vascular Stent System | A fully connected, laser cut nitinol stent | 5-8mm diameter, 150-200mm length | CARDINAL HEALTH AUSTRALIA 503 PTY LTD. |  | Changed Benefit
ET074 | 05 - Urogenital | ATOMS System | The ATOMS System is a long term, adjustable prostheses that substitutes urinary sphincter function in incontinent males. It is a hydraulic system comprising of a suburethral sphincter cushion/cuff which can be adjusted hydraulically intra-operatively or post-operatively through an implanted titanium port. Fixation arms and attachment sutures hold the implant in situ. | 1 size only - ATS 5011 (Length of Implant 560mm, width of tape 12mm, dimensions of cushion 40x45mm, max. filling volume of cushion 25mL). Titanium port-reservoir with hydraulic tubing, one size. | Endotherapeutics Pty Ltd |  | Changed Benefit
DH006 | 07 - Plastic and Reconstructive | Ankylos Temporary Abutments | Temporary and healing abutments | Diameter 3.3mm - 7mm | DENTSPLY IH Pty Ltd |  | Changed Benefit
DH008 | 07 - Plastic and Reconstructive | XiVE and Friadent Abutments, Locators | Permanent Abutments | Diameter (mm): 3.0 – 5.5 Gingiva height (mm): 1 - 5 Angulation: 0 - 15 degrees | DENTSPLY IH Pty Ltd |  | Changed Benefit
DD026 | 11 - Hip | R120 Cemented Femoral Stem | CoCr, unpolished, tapered, collared, separate neck | Size 1 to 6 | DJO Australasia Pty Ltd |  | Changed Benefit
ER020 | 13 - Spinal | Aleutian PLIF | Posterior lumbar spacer, PEEK | (22-28)mm long x (8.5-10)mm wide x (4-17)mm high x (0-18) degree lordosis | Emergo Asia Pacific Pty Ltd |  | Changed Benefit
ER024 | 13 - Spinal | Cayman Thoracolumbar Plate System / Plate | Thoracolumbar Plate, Titanium | 21mm to 109mm | Emergo Asia Pacific Pty Ltd |  | Changed Benefit
ET081 | 03 - General Miscellaneous | A.M.I. B-Band | Adjustable gastric banding implant for stabilising the gastroenterostomy stoma. The A.M.I B-Band is a soft gastric bypass band which serves as a restrictive component in gastric bypass surgery. Restriction is achieved by placing the device around the remaining stomach pouch in order to prevent long term dilation of the gastrojejunostomy and to ensure a controlled emptying of the stomach pouch. | Adjustable band length: 4.0cm - 7.5cm. Band height: 10mm | Endotherapeutics Pty Ltd |  | Changed Benefit
DL002 | 10 - Vascular | iVolution ≥150mm | Self-expanding nitinol stent system | Diameters: 5-8mm Lengths: 150-200mm Catheter Length: 80-140cm | DIVERSE DEVICES PTY LTD |  | Changed Benefit
DO013 | 10 - Vascular | SMART Nitinol Stent System | Long 150mm stent, 6F compatible | 6-8mm diameter, 150mm length, 120cm delivery system | CARDINAL HEALTH AUSTRALIA 503 PTY LTD. |  | Changed Benefit
ER027 | 13 - Spinal | Caspian OCT Spinal System - Rod | cervico-thoracic posterior rigid fixation system - Rod | Diameter: 3.5mm Length: 1.80mm - 240mm | Emergo Asia Pacific Pty Ltd |  | Changed Benefit
ER030 | 13 - Spinal | Pyrenees Cervical Plate System | Cervical Plate | 18mm to 54mm | Emergo Asia Pacific Pty Ltd |  | Changed Benefit
ER034 | 13 - Spinal | K2M Spinal Systems- Occipital Plate | Occipital Plate for posterior occipital/cervical/thoracic fixation | 24-50mm | Emergo Asia Pacific Pty Ltd |  | Changed Benefit
ER010 | 13 - Spinal | K2M Spinal Systems | Offset connectors, Open or Closed | Length: 10mm - 100mm, Degree connector angle: -15 - +15 | Emergo Asia Pacific Pty Ltd |  | Changed Benefit
BU022 | 06 - Specialist Orthopaedic | Memofix | Threaded Titanium Suture Anchor | Diameter 4mm to 5mm | CAB MEDICAL PTY LTD |  | Changed Benefit
BV005 | 12 - Knee | Evolution Medial Pivot Knee System | Posterior stabilised, fixed tibial insert, UHMWPE | 1-8 Standard, Plus Left, Right 10-24mm | MICROPORT ORTHOPEDICS PTY LIMITED |  | Changed Benefit
BV010 | 12 - Knee | Advance Medial Pivot Knee System | totally constrained, UHMWPE, fixed tibial insert with reinforcing peg | 1, 2, 3, 4, 5, 6 in 10 - 30mm in 2mm increments | MICROPORT ORTHOPEDICS PTY LIMITED |  | Changed Benefit
BV011 | 12 - Knee | Advance Medial Pivot Knee System | All Poly Patella, Recessed, Onlay, Tri-Peg, Low-Dome, High-Dome | 25-41mm | MICROPORT ORTHOPEDICS PTY LIMITED |  | Changed Benefit
BV019 | 12 - Knee | Advance Medial Pivot Knee system | Posterior stabilised, fixed tibial insert, UHMWPE | 1-6 10-25mm | MICROPORT ORTHOPEDICS PTY LIMITED |  | Changed Benefit
DD005 | 06 - Specialist Orthopaedic | Turon Shoulder System - Humeral Stems | Turon Humeral Stem, Primary and Revision | 6-16mm x 115mm and 6-16mm x 200mm | DJO Australasia Pty Ltd |  | Changed Benefit
DD006 | 11 - Hip | Foundation Hip System 450, 460 | Foundation Non-porous, cemented Stem | 8, 9, 10.5, 12, 13.5, 15, and 16.5 | DJO Australasia Pty Ltd |  | Changed Benefit
CZ041 | 01 - Ophthalmic | CT LUCIA 202 | Foldable, 3-piece, monofocal, square-edged, hydrophobic acrylic intraocular lens. | Diopter size: 4.0 to 34.0 DS. Optic size: 6mm. Overall length: 13mm | Carl Zeiss Pty Ltd |  | Changed Product name
CZ042 | 01 - Ophthalmic | AT LARA 829MP | Extended depth of focus (EDoF), micro incision, single-piece IOL for capsular bag fixation, implantable with preloaded injector system, aberration neutral aspheric optical design | Diopter range: -10.0 D to +32.0 D, 0.5 increments Optic size: 6mm Overall length: 11mm | Carl Zeiss Pty Ltd |  | Changed Benefit
KG013 | 01 - Ophthalmic | Rayner Super Premium Toric I.O.L. | Acrylic foldable toric single piece I.O.L | -10.0D to 0.00D Sphere: 1D to 11.00D Cylinder in 0.25 steps +31.00D to +35.00 Spit: 1D to 11.00D Cylinder in 0.25steps | Kevin Grundy (IBD) Pty Ltd |  | Changed Benefit
KG016 | 01 - Ophthalmic | RayOne Toric Aspheric preloaded | Single piece preloaded aspheric toric acrylic IOL, UV absorbing, 360 square edge, anti-vaulting haptics | 6mm optic, +8 ro +30 sphere, +1 to +6 cylinder in 0.5 steps | Kevin Grundy (IBD) Pty Ltd |  | Changed Benefit
MI111 | 08 - Cardiac | Evera XT VR DF4 | Single Chamber Implantable Cardioverter Defibrillator with PhysioCurve Design, Optimised Battery Chemistry, Smart Shock Technology 2.0, Optivol 2.0 Fluid Status Monitoring, Complete Capture Management. DF4 | 33cm³ 77g | Medtronic Australasia Pty Ltd |  | Changed Benefit
KG018 | 01 - Ophthalmic | T-Flex Aspheric - Toric <7 diopter | Acrylic foldable posterior chamber IOLs, aspheric, toric <7 diopter | Standard - Spheres: +6.0 to +30.0 D (spherical equivalent) Cylinders: +1.0 to +6.0 D Made to Order - Spheres: -10.0 to +35.0 D (subject to spherical equivalent) Cylinders: +1.0 to +6.0 D | Kevin Grundy (IBD) Pty Ltd |  | Changed Benefit
KH035 | 13 - Spinal | G5 Rod | Rod, titanium alloy | 50 - 550mm | KH NXGEN (AUS) Pty Limited |  | Changed Benefit
KH036 | 13 - Spinal | G5 Crosslink Adjustable | Adjustable crosslink (Straight or curved), titanium alloy | Straight or curved; Span 28 -70mm | KH NXGEN (AUS) Pty Limited |  | Changed Benefit
KG021 | 01 - Ophthalmic | RayOne Trifocal | Diffractive step trifocal with smooth transition and reduced light loss | 0.0 D to +30.0D (increments 0.5D) | Kevin Grundy (IBD) Pty Ltd |  | Changed Benefit
LH638 | 12 - Knee | MUTARS - Genux stems | Genux cemented. Press fit stems | 130-240mm length, 11, 12, 13, 14, 15, 16, 17, 18, 19, 20mm wide | Lifehealthcare Pty Ltd |  | Changed Benefit
MI112 | 08 - Cardiac | Evera XT VR DF1/ Evera MRI XT VR SureScan DF1 | Single Chamber Implantable Cardioverter Defibrillator with PhysionCurve Design, Optimised Battery Chemistry, SmartShock Technology 2.0, Optivol 2.0 Fluid Status Monitoring, Complete Capture Management. DF1 | 33cm³ 77g | Medtronic Australasia Pty Ltd |  | Changed Benefit
MI113 | 08 - Cardiac | Evera S VR DF4 | Single Chamber Implantable Cardioverter Defibrillator with PhysioCurve Design, Optimised Battery Chemistry, Smart Shock Technology 2.0, DF4 | 33cm³ 77g | Medtronic Australasia Pty Ltd |  | Changed Benefit
AS130 | 03 - General Miscellaneous | Parietex-Multifilament Polyester Mesh | Parietex-Multifilament Polyester Mesh Plug | 6 cm, 8 cm | Medtronic Australasia Pty Ltd |  | Changed Benefit
AS143 | 03 - General Miscellaneous | Parietex Composite 1510FX | Dual sided polyester meshes with a resorbable adhesion -prevention hydrophilic film | 15x10cm square | Medtronic Australasia Pty Ltd |  | Changed Benefit
AS151 | 03 - General Miscellaneous | Parietex Composite Hiatal Hernia Mesh | Composite Mesh | 8x8cm, 9x8cm, 8.5x8cm | Medtronic Australasia Pty Ltd |  | Changed Benefit
AS152 | 03 - General Miscellaneous | Parietene Composite 12 | Dual sided polypropylene mesh with resorbable adhesion-prevention hydrophilic film | 12cm round | Medtronic Australasia Pty Ltd |  | Changed Benefit
HW234 | 12 - Knee | HMRS (Howmedica Modular Replacement System) Stemmed Tibial Baseplate | HMRS stemmed tibial baseplate, CoCr (Vitallium), uncemented, porous coated, w/large connecting stem attached for diaphyseal fixation, Fixed | One size only | Stryker Australia Pty Ltd |  | Changed Benefit
MB017 | 03 - General Miscellaneous | SpaceOAR System | The SpaceOAR System consists of components for preparation of a synthetic, absorbable hydrogel spacer and a delivery mechanism packaged in a single kit. The hydrogel spacer creates a temporary space between the prostate and rectum during radiation therapy. | 10CC | MD Solutions Australasia Pty Ltd |  | Changed Benefit
AS153 | 03 - General Miscellaneous | Parietene Composite 1510 | Dual sided polypropylene mesh with resorbable adhesion-prevention hydrophilic film | 15x10cm Square | Medtronic Australasia Pty Ltd |  | Changed Benefit
AS156 | 03 - General Miscellaneous | Parietene Composite 2520 | Dual sided polypropylene mesh with resorbable adhesion-prevention hydrophilic film | 25x20cm Oval | Medtronic Australasia Pty Ltd |  | Changed Benefit
AS157 | 03 - General Miscellaneous | Parietene Composite 3020 | Dual sided polypropylene mesh with resorbable adhesion-prevention hydrophilic film | 30x20cm Oval | Medtronic Australasia Pty Ltd |  | Changed Benefit
KI003 | 03 - General Miscellaneous | HALYARD* MIC* Percutaneous Endoscopic Gastrostomy Feeding Tube Accessories | Sterile Accesory | 14 Fr, 20 Fr, 24 Fr | Halyard Australia Pty Ltd |  | Changed Benefit
KI005 | 03 - General Miscellaneous | HALYARD MIC-KEY Low Profile Balloon Feeding Accessories | Accessories | 30.5cm, 60.9cm, 5.1cm | Halyard Australia Pty Ltd |  | Changed Benefit
MB024 | 03 - General Miscellaneous | TraceIT Gel System | TraceIT System is intended to create a temporary space within soft tissue during radiation therapy. | 10mL | MD Solutions Australasia Pty Ltd |  | Changed Benefit
MB025 | 03 - General Miscellaneous | TraceIT Gel System | TraceIT System is intended to create a temporary space within soft tissue during radiation therapy. | 3mL | MD Solutions Australasia Pty Ltd |  | Changed Benefit
HW302 | 06 - Specialist Orthopaedic | Dall Miles Cable Grip System - Stainless Steel | Stainless Steel: Trochanter Grip - Stainless Steel | Small, Medium, Large | Stryker Australia Pty Ltd |  | Changed Benefit
KI007 | 03 - General Miscellaneous | HALYARD MIC* Gastrostomy Feeding Tube; HALYARD MIC* Bolus Gastrostomy Tube | Medical Grade Silicone Construction. Silicone Internal Inflatable Retention Balloon, SECU-LOK* External Retention Ring, Universal Feeding Port Connector, Medication Port, Dual Exit Ports, Tapered Distal Tip, Radiopaque Strip, Sterile. | 12fr - 3-5ml balloon, 14fr - 3-5ml balloon, 16fr - 3-5ml balloon, 18fr - 7-10ml balloon, 20fr - 7-10ml balloon, 22fr - 7-10ml balloon, 24fr - 7-10ml balloon, 26fr - 7-10ml balloon, 28fr - 7-10ml balloon, 30fr - 7-10ml balloon, | Halyard Australia Pty Ltd |  | Changed Benefit
MI080 | 04 - Neurosurgical | Strata NSC LP Shunt Kit | Strata NSC LP Shunt Kit with Lumbar Catheter and Peritoneal Catheter, Small Lumen | One size only | Medtronic Australasia Pty Ltd |  | Changed Benefit
AS161 | 03 - General Miscellaneous | Parietene ProGrip Mesh (PRE-SHAPED) | Pre-Cut, slit mesh with self gripping overlapping flap - right or left | 12 x 8cm elliptic | Medtronic Australasia Pty Ltd |  | Changed Benefit
AS162 | 03 - General Miscellaneous | Parietene ProGrip Mesh (FLAT) | Mesh with self gripping FLAT | 15 x 9cm RECTANGLE | Medtronic Australasia Pty Ltd |  | Changed Benefit
AS184 | 03 - General Miscellaneous | Permacol™ Biological Implant | Flat sheet of acellular porcine three-dimensional, crosslinked, dermal collagen. | 18 x 28cm and 20 x 30cm | Medtronic Australasia Pty Ltd |  | Changed Benefit
AS186 | 03 - General Miscellaneous | Endo GIA™ Reload with TriStaple™ Technology | Covidien's Endo GIA™ Reload with TriStaple™ Technology provides outstanding performance across a broader range of tissue thickness, thereby simplifying the cartridge selection process. With its stepped cartridge face, TriStaple™ Technology delivers graduated compression, optimising interaction between the tissue and the stapler | 30mm, 45mm, 60mm | Medtronic Australasia Pty Ltd |  | Changed Benefit
HW311 | 06 - Specialist Orthopaedic | Dall Miles Cable Grip System - Vitallium | Vitallium: Trochanter Grip - Vitallium | Small, Medium and Large | Stryker Australia Pty Ltd |  | Changed Benefit
HW313 | 06 - Specialist Orthopaedic | Stryker Plating System | Cable Plug | 4.0mm to 5.0mm | Stryker Australia Pty Ltd |  | Changed Benefit
HW317 | 06 - Specialist Orthopaedic | Rutherford Staple | Ellison Arched Staple, Vitallium | 9,12,15mm x 23mm | Stryker Australia Pty Ltd |  | Changed Benefit
HW310 | 06 - Specialist Orthopaedic | Dall Miles Cable Grip System - Vitallium | Vitallium: Sleeve - Vitallium | 1.6 and 2mm | Stryker Australia Pty Ltd |  | Changed Benefit
IG171 | 04 - Neurosurgical | Duraform Dural Graft Implant - 4" x 5" (10x12.5cm) | Collagen-based dural graft implant | 4" x 5" (10x12.5cm) | Integra Neurosciences Pty Ltd |  | Changed Benefit
MI082 | 04 - Neurosurgical | Strata Valve NSC PSM Range | Strata NSC, Strata NSC Burr Hole Valve. Adjustable cerebrospinal fluid (CSF) flow valve. Polypropylene and acetal plastic base. Silicone elastomer dome. | 13-20mm x 23-35mm | Medtronic Australasia Pty Ltd |  | Changed Benefit
BB332 | 04 - Neurosurgical | Miethke proGAV | Adjustable valve with intergrated gravitational unit. Titanium, MR safe up to 3 tesla. | Adjustable valve: Diameter 18mm, Opening pressure 0-20 cmH2O, Height 4.5mm. Gravitational unit: Length 14.9mm, Height 4.6mm. | B Braun Australia Pty Ltd |  | Changed Benefit
IG172 | 04 - Neurosurgical | Codman-Medos Non-programmable Valve System | Lumbar/peritoneal catheter, James and Holter designs | 25-80cm | Integra Neurosciences Pty Ltd |  | Changed Benefit
IG175 | 04 - Neurosurgical | Codman Hakim Precision Valves | Valves with Siphonguard and Reservoir | 10-130mm H2O including micro | Integra Neurosciences Pty Ltd |  | Changed Benefit
LH617 | 11 - Hip | Mutars RS revision system - bolt | RS bolt | 40,50,65,75,90,100,115,125mm | Lifehealthcare Pty Ltd |  | Changed Benefit
MI087 | 04 - Neurosurgical | Strata Valve | Strata Valve, Strata Burr Hole Valve,. Adjustable CSF Valve with five symmetric performance level steps. | 13-20mm x 35-50mm | Medtronic Australasia Pty Ltd |  | Changed Benefit
AS179 | 03 - General Miscellaneous | EEA Haemorrhoid and Prolapse Stapler | Stapling instrument for control of rectal prolapse and haemorrhoid disease. | 33mm Circular Stapling line, 3.5 mm and 4.8mm Staple leg length. | Medtronic Australasia Pty Ltd |  | Changed Benefit
IG178 | 04 - Neurosurgical | Codman Hakim Precision Fixed Pressure Valve | Fixed Pressure Valve with Bactiseal ventricular and peritoneal catheters and reservoir: Opening pressures: 10-130mmH2O | Standard and Micro | Integra Neurosciences Pty Ltd |  | Changed Benefit
IG179 | 04 - Neurosurgical | Hakim Ventricular Catheter Set with Bactiseal | Silicone ventricular catheter, antibiotic impregnated | 15cm | Integra Neurosciences Pty Ltd |  | Changed Benefit
IG180 | 04 - Neurosurgical | Hakim Peritoneal Catheter Set with Bactiseal | Silicone peritoneal catheter, antibiotic impregnated | 80cm | Integra Neurosciences Pty Ltd |  | Changed Benefit
IG183 | 04 - Neurosurgical | Codman Bactiseal External Ventricular Drain (EVD) Catheter | Antibiotic impregated External Ventricular Drain | 1.5mm & 1.9mm lumen diameter | Integra Neurosciences Pty Ltd |  | Changed Benefit
IG186 | 04 - Neurosurgical | Codman Certas Programmable Valve - with Reservoir and Siphonguard | Programmable valve with Reservoir and Siphonguard | 30-210mmH2O | Integra Neurosciences Pty Ltd |  | Changed Benefit
IG188 | 04 - Neurosurgical | Codman Certas Programmable Valve - with reservoir | Programmable valve with reservoir | 30-210mmH2O | Integra Neurosciences Pty Ltd |  | Changed Benefit
LH633 | 12 - Knee | MUTARS - Patella | Mutars PE Patella | Standard Large | Lifehealthcare Pty Ltd |  | Changed Benefit
IG189 | 04 - Neurosurgical | MicroSensor Monitoring System | Skull bolt with ICP transducer | 0.7mm sensor lead diameter | Integra Neurosciences Pty Ltd |  | Changed Benefit
BV033 | 11 - Hip | Procotyl L Acetabular Cup | Beaded, Titanium HA coated cup | 42 - 68mm A-G | MICROPORT ORTHOPEDICS PTY LIMITED |  | Changed Benefit
BV041 | 11 - Hip | Profemur Modular Neck | Titanium, CoCr Femoral Necks | Neutral, Ante/Retro Varus/ Valgus 1,2 Short, X-Long Angle 0-15 Degrees | MICROPORT ORTHOPEDICS PTY LIMITED |  | Changed Benefit
BI961 | 12 - Knee | Tibial Tray System | Tibial Tray System - Primary, one piece, highly polished, uncemented, HA, plasma porous coated | 59-91 | Zimmer Biomet Pty Ltd |  | Changed Benefit
BI964 | 12 - Knee | Compress Compliant Prestress System | Medullary Centering Sleeve | 13-25mm | Zimmer Biomet Pty Ltd |  | Changed Benefit
BI968 | 06 - Specialist Orthopaedic | ToggleLoc | Femoral Fixation Device | 15mm-60mm | Zimmer Biomet Pty Ltd |  | Changed Benefit
BI969 | 06 - Specialist Orthopaedic | JuggerStitch | Meniscal Repair Device | one size | Zimmer Biomet Pty Ltd |  | Changed Benefit
BV044 | 12 - Knee | Advance Medial Pivot Knee System | Uncemented, Cemented Stems Femoral, Tibial | 55-200mm 10-23mm | MICROPORT ORTHOPEDICS PTY LIMITED |  | Changed Benefit
BV048 | 12 - Knee | Evolution Medial Pivot Knee System | Revision Stems - Cemented, Canal Filling | 17mm - 18mm x 25mm - 75mm 10mm - 24mm x 100m - 150mm | MICROPORT ORTHOPEDICS PTY LIMITED |  | Changed Benefit
DD058 | 06 - Specialist Orthopaedic | Reverse Shoulder – Glenosphere Head | Glenosphere | 32mm to 40mm, neutral or -4mm offset | DJO Australasia Pty Ltd |  | Changed Benefit
DP003 | 12 - Knee | LCS Complete Knee System femoral component | Femoral component, uncemented, CoCr, beaded (Porocoat) | Sizes small to large+ | Johnson & Johnson Medical Pty Ltd |  | Changed Benefit
DP004 | 12 - Knee | LCS Complete Knee System femoral component | Femoral cemented, CoCr | Sizes small to large+ | Johnson & Johnson Medical Pty Ltd |  | Changed Benefit
BW002 | 06 - Specialist Orthopaedic | 5.5mm Anchor with 2 x #2 suture | Soft-tissue anchor, non-bioabsorbable | 5.5mm | STABLE ORTHOPAEDICS PTY LTD |  | Changed Benefit
BW003 | 06 - Specialist Orthopaedic | 2.9mm RōG Anchor with 1 x #2 suture | Soft-tissue anchor, non-bioabsorbable | 2.9mm | STABLE ORTHOPAEDICS PTY LTD |  | Changed Benefit
BX214 | 03 - General Miscellaneous | TISSEEL Two Component Fibrin Sealant Syringe | Active ingedients:Sealer Protein Solution & Thrombin Solution - deep-frozen | 2.0 ml (containing 1.0 ml of Sealer Protein Solution and 1.0 ml of Thrombin Solution) | Baxter Healthcare Pty Ltd |  | Changed Benefit
BX215 | 03 - General Miscellaneous | TISSEEL Two Component Fibrin Sealant Syringe | Active ingedients:Sealer Protein Solution & Thrombin Solution - deep-frozen | 4.0 ml (containing 2.0 ml of Sealer Protein Solution and 2.0 ml of Thrombin Solution) | Baxter Healthcare Pty Ltd |  | Changed Benefit
DD028 | 11 - Hip | R120 Femoral Neck | CoCr, varying offsets & versions | 32-38mm length, varying degrees | DJO Australasia Pty Ltd |  | Changed Benefit
DD036 | 06 - Specialist Orthopaedic | Reverse Shoulder System | Humeral Socket Shell - Ti | Neutral, +4mm, +8mm offset | DJO Australasia Pty Ltd |  | Changed Benefit
BI978 | 12 - Knee | Regenerex Tibial Tray | Stem, PressFit, Ti Alloy | 40, 80mm | Zimmer Biomet Pty Ltd |  | Changed Benefit
BI975 | 12 - Knee | Vanguard E-Poly PS bearing | Vitamin E infusion Highly Cross linked Polythylene Posterior Stabilised Tibial Bearing | 59 - 91 x (10 - 18mm) | Zimmer Biomet Pty Ltd |  | Changed Benefit
DD041 | 11 - Hip | R120 Ceramic Femoral Head | R120 Ceramic, Biolox Femoral Head <32mm | 28mm - 3.5mm to +3.5mm 32mm - 4.0mm to +4.0mm | DJO Australasia Pty Ltd |  | Changed Benefit
DP032 | 12 - Knee | MBT Knee System tibial baseplate | Tibial baseplate, cemented, CoCr, for rotating platform, (keeled and non keeled) | Sizes 1 - 7 | Johnson & Johnson Medical Pty Ltd |  | Changed Benefit
DP035 | 12 - Knee | MBT Knee System tibial baseplate | Tibial baseplate, uncemented, CoCr, HA (Duofix), beaded (Porocoat) for rotating platform, ( non keeled only) | Size 1-7 | Johnson & Johnson Medical Pty Ltd |  | Changed Benefit
HW381 | 06 - Specialist Orthopaedic | Radial Head Prostheses | Radial Head - Small, Medium, Large | 8 - 15mm | Stryker Australia Pty Ltd |  | Changed Benefit
HW386 | 13 - Spinal | Xia Spine System | Rod Clamp - Parallel, Axial | One size only | Stryker Australia Pty Ltd |  | Changed Benefit
HW389 | 13 - Spinal | Xia / Mantis Spine System | Rod | Diameter: 5.5mm - 6mm. Length: 20mm - 600mm | Stryker Australia Pty Ltd |  | Changed Benefit
DP108 | 06 - Specialist Orthopaedic | CMW Antibiotic Bone Cement | CMW Bone Cement Various with Antibiotic | 20, 40 grams | Johnson & Johnson Medical Pty Ltd |  | Changed Benefit
DP143 | 12 - Knee | PFC Sigma Knee System tibial stems | Tibial stems cemented and fluted uncemented, titanium | Sizes 30-150mm | Johnson & Johnson Medical Pty Ltd |  | Changed Benefit
EV003 | 13 - Spinal | Katana Connector | Adjustable | XXSmalll to Large | Evolution Surgical |  | Changed Benefit
EV007 | 13 - Spinal | Katana Rods | Pre-Lordosed and Straight Rods - Ti and CoCr | Curved and Straight Rods Length: 25mm – 160mm | Evolution Surgical |  | Changed Benefit
EV008 | 13 - Spinal | Evolution ACDF Plate Bone Screw | Bone screw | 4.0mm diameter 10-20mm, 4.5mm diameter 10-20mm | Evolution Surgical |  | Changed Benefit
DP152 | 12 - Knee | PFC Sigma Knee System | Cemented, all poly, patella | 25-50mm | Johnson & Johnson Medical Pty Ltd |  | Changed Benefit
EV009 | 13 - Spinal | Evolution ACDF Plate | Anterior Cervical Plate | 1 level Plate (20mm-32mm), 2 level plate (34mm – 50mm) | Evolution Surgical |  | Changed Benefit
EV011 | 13 - Spinal | Evolution ACDF Cage Bone Screw | Bone screw for fusion cages | 4.0 diameter, 12-16mm; 4.5 diameter, 12-16mm | Evolution Surgical |  | Changed Benefit
DP167 | 11 - Hip | Thompson Hip | Stainless steel (Ortron 90), Thompson unipolar monoblock femoral component | head size 40-54 | Johnson & Johnson Medical Pty Ltd |  | Changed Benefit
DP168 | 11 - Hip | Austin Moore Hip Prosthesis | Stainless steel (Ortron 90), AMP unipolar monoblock femoral component | Head size 38-60mm | Johnson & Johnson Medical Pty Ltd |  | Changed Benefit
EV013 | 13 - Spinal | Evolution ACDF Standalone Cage | Interbody Fusion Cages are used to restore disc height and support loading during intervertebral body fusion. | Standard – 6 and 9 degrees, height 4-10mm | Evolution Surgical |  | Changed Benefit
EV015 | 13 - Spinal | Evolution ALIF Cage Screw | ThoracoLumbar Cage Bone Screw | 5.5mm Diameter, 20-35mm; 6.5mm Diameter, 20-35mm | Evolution Surgical |  | Changed Benefit
ER038 | 04 - Neurosurgical | Nevro Spinal Cord Stimulation System (SCSS) - Tunneling Tool Kit | The Tunneling Tool creates a subcutaneous tunnel from the Implantable Pulse Generator (IPG) site to the midline incision. The tunneling tool is passed subcutanously to deliver the leads from needle insertion site to the IPG site | Length: 20-50cm, in increments of 1cm | Emergo Asia Pacific Pty Ltd |  | Changed Benefit
ER039 | 04 - Neurosurgical | Nevro Spinal Cord Stimulation System (SCSS) - Cable Kit | The cables are used during the Lead implant procedure and patient trial to make electrical and mechanical connections between the Trial Stimulator and the Lead or Lead extension. There is a separate adaptor cable that allows the use of the Medtronic lead with the Nevro Senza System | N/A | Emergo Asia Pacific Pty Ltd |  | Changed Benefit
ER040 | 04 - Neurosurgical | Nevro Spinal Cord Stimulation System (SCSS) - Lead Anchor Kit | The Lead Anchors are used to anchor the lead to the fascia or supraspinous ligament. Lead Anchors are designed to slide freely over the lead length to the required fixation position and sutures are then tied around the anchor clamping the sleeve in place on the lead. | N/A | Emergo Asia Pacific Pty Ltd |  | Changed Benefit
ER041 | 04 - Neurosurgical | Nevro Spinal Cord Stimulation System (SCSS) - Torque Wrench Kit | The Torque Wrench is used to tighten the set screws that lock the lead into the Implantable Pulse Generator or to lock the lead into a lead extension | N/A | Emergo Asia Pacific Pty Ltd |  | Changed Benefit
ER042 | 04 - Neurosurgical | Nevro Spinal Cord Stimulation System (SCSS) - IPG Port Plug Kit | The Implantable Pulse Generator (IPG) Port Plug is provided to seal the port of the IPG that is not is use. | N/A | Emergo Asia Pacific Pty Ltd |  | Changed Benefit
ER043 | 04 - Neurosurgical | Nevro Spinal Cord Stimulation System (SCSS) - IPG Template Kit | The Implantable Pulse Generator (IPG) Template is an aid for the physician to assist in the proper sizing of the IPG pocket. | N/A | Emergo Asia Pacific Pty Ltd |  | Changed Benefit
EV021 | 13 - Spinal | Revolution ACDF Plate | Anterior Cervical Plate | Double and Mini Plates. Level 1 20 - 34mm, Level 2 Plate 36 - 50mm | Evolution Surgical |  | Changed Benefit
EV022 | 13 - Spinal | Revolution ACDF Plate Screw | Anterior Cervical Bone Screws | Fixed and Variable Angle. Diameter 4 - 4.5mm. Length 10 - 20mm | Evolution Surgical |  | Changed Benefit
ER044 | 04 - Neurosurgical | Nevro Spinal Cord Stimulation System (SCSS) - Stylet Kit | The Stylets are used to push and "steer" the stimulation Lead into place. These are standard configurations offered across industry offering the implanter the flexibility to maneuver the leads through the epidural space to the desired implant location. | Offered in Straight, Curved or Tapered versions. Diameter: 0.3mm or 0.35, Length:30-90cm in 5cm increments, Angle: 15-30 degrees in 5 degree increments | Emergo Asia Pacific Pty Ltd |  | Changed Benefit
ER051 | 13 - Spinal | Blue Ridge Hybrid Cervical Plate System - Plate | Low profile, anterior cervical plate. Locking, titanium | 22- 53mm | Emergo Asia Pacific Pty Ltd |  | Changed Benefit
ER053 | 13 - Spinal | Blue Ridge Hybrid Cervical Plate System - Screw | Screw, Self-starting or Self-tapping | (4.0 - 4.3) mm Diameter x (12- 18)mm Length | Emergo Asia Pacific Pty Ltd |  | Changed Benefit
HW319 | 06 - Specialist Orthopaedic | Rutherford Staple | Ellison Soft Tissue Retainer, Vitallium | 8,11,14mm | Stryker Australia Pty Ltd |  | Changed Benefit
HW320 | 06 - Specialist Orthopaedic | Antibiotic Simplex Bone Cement with Tobramycin | Polymethyl Methacrylate, Styrene Copolymer, Barium Sulfate | 40 grams | Stryker Australia Pty Ltd |  | Changed Benefit
HW318 | 06 - Specialist Orthopaedic | Rutherford Staple | Ellison Flat Staple, Vitallium | 8,11,14 x 23mm | Stryker Australia Pty Ltd |  | Changed Benefit
ER102 | 04 - Neurosurgical | Nevro Spinal Cord Stimulation System (SCSS) - Pocket Adaptor Kit - S8 | The Pocket Adaptor is intended to be used when replacing a previously implanted Pulse Generator with the Nevro Implantable Pulse Generator. The Pocket Adaptor interfaces the Nevro Implantable Pulse Generator to another manufacturer's previously implanted compatible lead or lead extension. | Length of 10cm to 60cm, in increments of 1cm. | Emergo Asia Pacific Pty Ltd |  | Changed Benefit
KT018 | 07 - Plastic and Reconstructive | Martin Distraction Osteogenesis Rigid External Distraction (Polley RED II) | Distractor System, Complete, External, Midface, Aluminium, Carbon Fibre | one size only | KLS Martin Australia Pty Limited |  | Changed Benefit
KT019 | 07 - Plastic and Reconstructive | Martin Distraction Osteogenesis | Distractor System, Complete, other, titanium | 15-60 mm distraction length | KLS Martin Australia Pty Limited |  | Changed Benefit
KT020 | 07 - Plastic and Reconstructive | Martin Distraction Osteogenesis Rigid External Distraction (Polley RED II) | Distractor System, Component, Other, titanium, aluminium | 1.5-1.58mm | KLS Martin Australia Pty Limited |  | Changed Benefit
MI055 | 04 - Neurosurgical | Medtronic Pocket Sizer | Implant accessory designed to aid in the creation of a pocket for Medtronic implantable neurostimulators. | One size only | Medtronic Australasia Pty Ltd |  | Changed Benefit
MI057 | 13 - Spinal | Atlantis Anterior Cervical Plate System - Bone Screw | Screws - Self-Tapping / Self-Drilling and Fixed / Variable Angle | Diameter: 4.0mm - 4.5mm; Length 11mm - 17mm | Medtronic Australasia Pty Ltd |  | Changed Benefit
IQ015 | 01 - Ophthalmic | PreciSAL 302A | Acrylic, single piece, foldable intraocular lens with anterior and posterior optic-haptic square edge, 360 degree optic square edge design, precision power calculation, aberration technology and blue light filter. | Available in dioptric powers from 0.0 to +30.0. 1D steps: 0.0 to +10.0; 0.5D steps: +10.5 to +17.5 and +28.5 to +30.0; 0.25D steps: +18.0 to +28.0 | IQ Medical |  | Changed Benefit
IQ017 | 01 - Ophthalmic | PreciSAL Toric T302AC | Acrylic single piece, foldable intraocular lens with anterior and posterior optic-haptic square edge, 360 degree optic square edge design, precision power calculation, aberration technology, toric correction on anterior surface with cylinder marks to indicate flat meridian plus the cylinder axis to allow alignment for astigmatic correction, and UV filter. | Available in spherical dioptric powers from 0.0 to +30.0. 1D steps: 0.0 to +10.0; 0.5D steps: +10.5 to +17.5 and +28.5 to +30.0; 0.25D steps: +18.0 to +28.0; Cylinder powers from 1.0D to 6.0D | IQ Medical |  | Changed Benefit
MI060 | 10 - Vascular | Endurant II AAA Abdominal Tube | Endurant II Endoluminal Stent Graft System - Abdominal Tube | Proximal diameter: 23 to 36mm; Distal diameter: 23 to 36mm; Covered length: 70mm | Medtronic Australasia Pty Ltd |  | Changed Benefit
MI063 | 13 - Spinal | Capstone Control | PLIF Vertebral Body Spacer | Length: 22-26mm | Medtronic Australasia Pty Ltd |  | Changed Benefit
MI066 | 13 - Spinal | Fuse Spinal system | PLIF Vertebral Body Spacer | Length: 24.5mm | Medtronic Australasia Pty Ltd |  | Changed Benefit
MI067 | 04 - Neurosurgical | Injex Anchor Kit | Neurostimulation Anchor Kit | One Size | Medtronic Australasia Pty Ltd |  | Changed Benefit
IQ018 | 01 - Ophthalmic | PreciSAL Toric PT302AC | Pre-loaded acrylic single piece, foldable intraocular lens with anterior and posterior optic-haptic square edge, 360 degree optic square edge design, precision power calculation, aberration technology, toric correction on anterior surface with cylinder marks to indicate flat meridian plus the cylinder axis to allow alignment for astigmatic correction, and UV filter. | Available in spherical dioptric powers from 0.0 to +30.0. 1D steps: 0.0 to +10.0; 0.5D steps: +10.5 to +17.5 and +28.5 to +30.0; 0.25D steps: +18.0 to +28.0; Cylinder powers from 1.0D to 6.0D | IQ Medical |  | Changed Benefit
AS191 | 10 - Vascular | Onyx System | DSMO Liquid Embolic Material | 500 Formulation | Medtronic Australasia Pty Ltd |  | Changed Benefit
KT025 | 07 - Plastic and Reconstructive | Martin Level One Fixation | Screw Titanium | diameter <1.24mm | KLS Martin Australia Pty Limited |  | Changed Benefit
KT026 | 07 - Plastic and Reconstructive | Martin Level One Fixation | Mesh, Titanium | <0.2mm, 51 to 100cm² area | KLS Martin Australia Pty Limited |  | Changed Benefit
LH642 | 06 - Specialist Orthopaedic | Mutars Attachment Tube | Mutars attachment tube | 35/55mm | Lifehealthcare Pty Ltd |  | Changed Benefit
LH643 | 11 - Hip | IC Intramedullary Plug | Intramedullary Plug | 9mm, 14mm | Lifehealthcare Pty Ltd |  | Changed Benefit
AS197 | 04 - Neurosurgical | LRS Actuator | LRS Actuator is a sterile, hand held mechanical unit with a thumb slide that detaches the coil. When the slider is retracted while the pusher is loaded, it releases the coil into the targeted vaculature. Coils cannot be deployed without the use of the actuator. | Length 5.75", Diameter 1", Weight 28 grams | Medtronic Australasia Pty Ltd |  | Changed Benefit
LH645 | 12 - Knee | ACS Knee - Posterior Stabilised Tibial Insert | ACS Posterior Stabilised Tibial PE Insert | 10, 12.5, 15, 17.5, 20mm | Lifehealthcare Pty Ltd |  | Changed Benefit
LH647 | 12 - Knee | Mutars Distal Femur | Mutars Distal Femur | Left/Right 90mm -110mm | Lifehealthcare Pty Ltd |  | Changed Benefit
LH650 | 12 - Knee | Mutars – tibial plateau | Tibial plateau for hinged knee | X small, small, standard, large | Lifehealthcare Pty Ltd |  | Changed Benefit
MC135 | 04 - Neurosurgical | Medtronic Specify Lead | 8 electrode surgical lead kit | One size only | Medtronic Australasia Pty Ltd |  | Changed Benefit
MC137 | 04 - Neurosurgical | Medtronic A/Asia, Synergy Dual Channel Implantable Pulse Generator Model 7427, Active Implantable Stimulators. | DCI - Pulse Generator: Synergy Dual Channel Implantable Pulse Generator Model 7427. Materials - Titanium | One size only | Medtronic Australasia Pty Ltd |  | Changed Benefit
MC186 | 05 - Urogenital | Sacral Nerve Stimulation Accessories | Foramen Needle. (box of 6) Sterile individual units. Stainless steel. | One size only; 9-12.5cm | Medtronic Australasia Pty Ltd |  | Changed Benefit
MC225 | 08 - Cardiac | Attain Over the Wire Model 4193 | Titanium, polyurethane | 78-88cm | Medtronic Australasia Pty Ltd |  | Changed Benefit
MC244 | 04 - Neurosurgical | Medtronic Australasia DBS Lead Model 3389, Medtronic quadripolar Itrel II- 7424DBS, Active Implantable Stimulator & Ancillary Equipment | Deep brain stimulation lead with four platinum iridium electrodes Models 3387 and 3389. Electrode spacing is 1.5mm apart for Model 3387 and 0.5mm apart for Model 3389. PTFE, polyurethane, platinum/iridium, nickel alloy, tungsten | 28 - 40cm | Medtronic Australasia Pty Ltd |  | Changed Benefit
MC293 | 13 - Spinal | Vertex Spinal System | Occipital Plate | 24 - 40 mm length | Medtronic Australasia Pty Ltd |  | Changed Benefit
MC294 | 13 - Spinal | Vertex Spinal System | Occipital Buttons | Bolt 6 - 30 mm Length | Medtronic Australasia Pty Ltd |  | Changed Benefit
MC296 | 13 - Spinal | Vertex Spinal System | Occipital Screws | 3.0 - 5.0 mm diameter, 4 - 30 mm length | Medtronic Australasia Pty Ltd |  | Changed Benefit
KT003 | 07 - Plastic and Reconstructive | UNIQOS Custom Patient Specific Craniofacial Implant, PEEK Titanium | UNIQOS Custom Patient Specific Craniofacial Implant, PEEK Titanium | Custom - Patient Specific | KLS Martin Australia Pty Limited |  | Changed Benefit
LH654 | 12 - Knee | Mutars – Proximal Tibia | Mutars – Proximal Tibia | 100mm | Lifehealthcare Pty Ltd |  | Changed Benefit
LH657 | 11 - Hip | Mutars Proximal Femur | Mutars Proximal Femur | 50/70mm length | Lifehealthcare Pty Ltd |  | Changed Benefit
KT012 | 07 - Plastic and Reconstructive | Martin Level One Fixation Resorb x & SonicWeld Rx | Mesh, PDLLA (resorbable) | 1.0 to 1.99mm thick, 4 to 7 holes | KLS Martin Australia Pty Limited |  | Changed Benefit
KT016 | 07 - Plastic and Reconstructive | Martin Distraction Osteogenesis | Distractor System, Complete, other, titanium | 1.5mm | KLS Martin Australia Pty Limited |  | Changed Benefit
LH662 | 12 - Knee | ACS Knee system, ACS stems, straight and offset | ACS tibial and femoral stems | 12/14/16/18/20/22mm dia stems, 25/50/75/100/150/200mm length | Lifehealthcare Pty Ltd |  | Changed Benefit
MI042 | 08 - Cardiac | Medtronic Lead End Cap Kit Model: 5867-3M | Lead End Cap Kit | One size only | Medtronic Australasia Pty Ltd |  | Changed Benefit
MI043 | 08 - Cardiac | Medtronic DF-1 Port Pin Plug Kit: Model 6719; Medtronic IS-1 Port Pin Plug Kit: Model 6725 | DF-1 unipolar connector port pin plug, one per kit | One size per model | Medtronic Australasia Pty Ltd |  | Changed Benefit
MI044 | 08 - Cardiac | Medtronic Upsizing Sleeve: Model 5866-45, Model 5866-46 | 5866-45: IS1 UNI Lead to 5/6mm UNI IPG; 5866-46: IS1 UNI Lead to 5mm UNI IPG or 5mm Bifurcated BI IPG | 18-25mm | Medtronic Australasia Pty Ltd |  | Changed Benefit
AS195 | 10 - Vascular | EverFlex Peripheral Stent | EverFlex is a self expanding Nitinol stent premounted on an OTW delivery system. | Diameter 5-8mm, Length 150-200mm | Medtronic Australasia Pty Ltd |  | Changed Benefit
HW390 | 13 - Spinal | XIA Spine System | Cross Link | Length 20mm - 99mm | Stryker Australia Pty Ltd |  | Changed Benefit
HW391 | 13 - Spinal | Xia Spine System | Connector - Axial, Dual, Offset | 4.5mm - 6mm | Stryker Australia Pty Ltd |  | Changed Benefit
HW392 | 13 - Spinal | Xia Spine System | Sacral Block | One size only | Stryker Australia Pty Ltd |  | Changed Benefit
HW393 | 13 - Spinal | Xia Spine System | Bone Screw | One size only | Stryker Australia Pty Ltd |  | Changed Benefit
HW395 | 11 - Hip | V40 Orthinox Head | Stainless Steel | >32mm | Stryker Australia Pty Ltd |  | Changed Benefit
HW408 | 13 - Spinal | Aviator Anterior Cervical Plating System - Plate | Anterior Cervical Plate - Integral Locking | One, two and three level up to 55mm in length | Stryker Australia Pty Ltd |  | Changed Benefit
HW409 | 13 - Spinal | Aviator Anterior Cervical Plating System - Screw | Anterior Cervical Plate System - Screw | 4 - 4.35mm diameter, 10 - 18mm length | Stryker Australia Pty Ltd |  | Changed Benefit
HW410 | 07 - Plastic and Reconstructive | Enophthalmos Wedge | Regular left and right. Large left and right. (Models 9541 - 9544) | Regular: 22 x 31 x 7mm. Large: 28 x 40 x 7.5mm | Stryker Australia Pty Ltd |  | Changed Benefit
HW411 | 07 - Plastic and Reconstructive | Complete Orbital Shape | Porus Polyethylene. Complete and 2 / 3 orbit shapes. Inferior 2 / 3 left and right. Models 9567, 9568 | Inferior: 83 x 78mm | Stryker Australia Pty Ltd |  | Changed Benefit
IQ009 | 01 - Ophthalmic | Softec HDY | Acrylic, single piece, foldable intraocular lens with anterior and posterior optic-haptic square edge, 360 degree optic square edge design, precision power calculation, aberration technology and blue light filter | Available in dioptric powers from -5.0 to + 36.0, 1D steps: -5.0 to +10.0 and +31.0 to +36.0; 0.5D steps: +10.5 to +18.0 and +25.0 to 29.5; 0.25D steps: + 18.0 to +25.0 | IQ Medical |  | Changed Benefit
MI048 | 04 - Neurosurgical | Intrathecal catheter accessory | Tunnelling rods - Stainless steel | 38-60cm | Medtronic Australasia Pty Ltd |  | Changed Benefit
MI050 | 04 - Neurosurgical | Synergy IPG Connector Plug | Synergy IPG Connector Plug | Various | Medtronic Australasia Pty Ltd |  | Changed Benefit
MI051 | 04 - Neurosurgical | Medtronic Neurostimulation Tunnelling Tools | Tunnelling Tools | Various | Medtronic Australasia Pty Ltd |  | Changed Benefit
MI052 | 04 - Neurosurgical | Medtronic Neurostimulation Accessory Kits | EZ Anchor, Boot and Anchor Kit | Various | Medtronic Australasia Pty Ltd |  | Changed Benefit
BL032 | 01 - Ophthalmic | enVista Toric | The enVista toric (Model MX60T) is a one-piece glistening-free hydrophobic foldable IOL. The enVista Toric, model MX60T IOL has a Toric aspheric lens optic, a square posterior edge and modified C haptics, an overall diameter of 12.5mm and an optic body of 6.0mm. It is available in multiple spherical and cylindrical powers. | Overall diameter is 12.5mm for the entire lens power range, with spherical equivalent powers from +6.0 to +30.0 Diopters in 0.5 Diopter steps and cylinder powers from +1D to 6D Diopters (at the IOL plane). | Bausch & Lomb (Australia) PTY LTD |  | Changed Benefit
AS206 | 03 - General Miscellaneous | Kangaroo Gastrostomy Feeding Tubes | 100% silicone gastrostomy with internal retention balloon | 12fg, 14fg, 16fg, 18fg, 20fg, 22fg, 24fg | Medtronic Australasia Pty Ltd |  | Changed Benefit
BB340 | 04 - Neurosurgical | Miethke proSA with differential pressure unit (miniNAV) | proSA is an adjustable gravitational unit for the treatment of hydrocephalus. The proSA valve can be combined with any differential pressure valve. miniNAV is a very small differential pressure unit, which is often used with proSA. The valves are made from titanium and are MR safe up to 3 tesla. | Adjustable gravitational unit: height 4.5mm, diameter 18mm, opening pressure 0-40 cmH2O. Differential pressure unit (miniNAV): length 14.7mm, diameter 2.8mm. | B Braun Australia Pty Ltd |  | Changed Benefit
BN020 | 10 - Vascular | Omniflow II Vascular Prostheses - Straight | Vascular Patch | 1.5cm x 5cm (less than 8 sq. Cm) | Bio Nova International Pty Ltd |  | Changed Benefit
BN021 | 10 - Vascular | Omniflow II Vascular Prostheses - Straight | Vascular Patch | 2.5cm x 10cm (more than 8 sq. cm | Bio Nova International Pty Ltd |  | Changed Benefit
BN026 | 10 - Vascular | Omniflow II Vascular Prosthesis | Biosynthetic vascular prosthesis for peripheral revascularisation and vascular access | 9 and 10mm internal diameter, 20 to 40cm length | Bio Nova International Pty Ltd |  | Changed Benefit
BX252 | 03 - General Miscellaneous | CoSeal Surgical Sealant | Composition: two synthetic polyethelene glycols (PEG's), COH102 and COH206, premixed and filled into one syringe, a dilute hydrogen chloride solution and a sodium phosphate/sodium carbonate solution | 2ml | Baxter Healthcare Pty Ltd |  | Changed Benefit
BX260 | 03 - General Miscellaneous | ADEPT Adhesion Reduction Solution | ADEPT Adhesion Reduction Solution is a single use, sterile fluid for intraperitoneal administration. ADEPT is intended to be used as an instillate for the reduction of adhesions following abdominal surgery. | 1500ml | Baxter Healthcare Pty Ltd |  | Changed Benefit
ER136 | 10 - Vascular | Triple Lumen Peripherally Inserted Central Catheter | Power injectable with Pressure Activated Safety Valve (PASV) technology | 6F x 55cm | Emergo Asia Pacific Pty Ltd |  | Changed Benefit
ER137 | 13 - Spinal | Chesapeake Cervical | Cage with intergral fixation | Height: 5mm - 15mm | Emergo Asia Pacific Pty Ltd |  | Changed Benefit
ER139 | 13 - Spinal | Signus Pedicles Screw System - Rod | Titanium Rod- as part of the Signus Pedicle Screw System Construct | 6.0mm x 30mm - 100mm in 5mm increments 6.0mm x 108mm - 204mm in 12 mm increments | Emergo Asia Pacific Pty Ltd |  | Changed Benefit
DP363 | 06 - Specialist Orthopaedic | Control Cable | Control Cable sleeve | One size only | Johnson & Johnson Medical Pty Ltd |  | Changed Benefit
DP394 | 13 - Spinal | Moss Miami (Titanium) | Pre-Cut Rod | 5.5mm x 30 - 90mm | Johnson & Johnson Medical Pty Ltd |  | Changed Benefit
DP400 | 13 - Spinal | Moss Miami (Titanium) | Rod - Standard | 5.5mm x 12 - 48cm | Johnson & Johnson Medical Pty Ltd |  | Changed Benefit
DP412 | 13 - Spinal | Moss Miami (Titanium) | Transverse Connector - Complete | One size only | Johnson & Johnson Medical Pty Ltd |  | Changed Benefit
DP448 | 11 - Hip | BIO Stop G | Biostop Restrictor (Gelatin, Glkycerol, PHBM, Water) | size 8-20 | Johnson & Johnson Medical Pty Ltd |  | Changed Benefit
DD060 | 06 - Specialist Orthopaedic | RSP Monoblock Humeral Stem Uncemented | RSP Monoblock Humeral Stem Uncemented | 6 x 101mm, 7 x 101mm, 8 x 101mm, 10 x 101mm,12 x 101mm 6 x 175mm, 8 x 175mm, 10 x 175mm, 12 x 175mm | DJO Australasia Pty Ltd |  | Changed Benefit
DE055 | 06 - Specialist Orthopaedic | Stainless Steel Square Wedge Tibial Osteotomy Plate | Steel Square Wedge Tibial Osteotomy Plate with 4 non locking holes | 3mm - 17.5mm | Device Technologies Australia Pty Ltd |  | Changed Benefit
DE062 | 06 - Specialist Orthopaedic | Ligament Staples | Cobalt Chromium Molybdenium Alloy | 6mm - 16mm | Device Technologies Australia Pty Ltd |  | Changed Benefit
EV026 | 13 - Spinal | Revolution Standalone ACDF cage | Interbody Fusion Cages are used to restore disc height and support loading during intervertebral body fusion. | Standard – 6 and 9 degrees, height 4-10mm | Evolution Surgical |  | Changed Benefit
ER142 | 13 - Spinal | Aleutian Cervical Interbody System | Cage, Convex, or Lordotic. PEEK | Height: 5 -15mm | Emergo Asia Pacific Pty Ltd |  | Changed Product sizes
ER149 | 13 - Spinal | Tetris Lumbar Fusion Implant System | Titanium or peek, spinal implant | Footprint:9 x 24mm, 9 x 20mm Heights: 7mm to 15mm Lordosis: 0, 4 and 8 | Emergo Asia Pacific Pty Ltd |  | Changed Benefit
DP180 | 11 - Hip | Charnley Standard Femoral Stem | Stainless steel, (Ortron 90) fixed & attachable femoral heads | Sizes less than 200mm | Johnson & Johnson Medical Pty Ltd |  | Changed Benefit
DP203 | 11 - Hip | Elite Plus Femoral Stem | Stainless steel, Ortron 90, cemented femoral stem, unpolished | CDH, Size 1-7 and all offsets | Johnson & Johnson Medical Pty Ltd |  | Changed Benefit
DP510 | 13 - Spinal | Brantigan I/F Cage | PLIF C/F Cage | Straight / Wedge | Johnson & Johnson Medical Pty Ltd |  | Changed Benefit
ER130 | 04 - Neurosurgical | Nevro Spinal Cord Stimulation System (SCSS) - Pocket Adaptor Kit - M8 | The Pocket Adaptor is intended to be used when replacing a previously implanted Pulse Generator with the Nevro Implantable Pulse Generator. The Pocket Adaptor interfaces the Nevro Implantable Pulse Generator to another manufacturer's previously implanted compatible lead or lead extension | Length of 10cm to 60cm, in increments of 1cm | Emergo Asia Pacific Pty Ltd |  | Changed Benefit
ER134 | 10 - Vascular | Single Lumen Peripherally Inserted Central Catheter | Power injectable with Pressure Activated Safely Valve (PASV) technology | 3F x55cm, 4F x 55cm, 5F x 55cm | Emergo Asia Pacific Pty Ltd |  | Changed Benefit
ER135 | 10 - Vascular | Dual Lumen Peripherally Inserted Central Catheter | Power injectable with Pressure Accivated Safety Valve (PASV) technology | 5F x55cm, 6F x 55cm | Emergo Asia Pacific Pty Ltd |  | Changed Benefit
DP480 | 06 - Specialist Orthopaedic | DePuy Spinal Wire | Wire with Button or Beaded Wire | 18 - 24 gauge wire | Johnson & Johnson Medical Pty Ltd |  | Changed Benefit
DP224 | 11 - Hip | Charnley & Wroblewski Trochanteric Spring Wire | Stainless steel wire for trochanteric attachment | 0.5-3.00mm, 18 to 20g | Johnson & Johnson Medical Pty Ltd |  | Changed Benefit
DP233 | 11 - Hip | Hardinge Cement Restrictor | Hardinge cement Restrictor (ea) | One size only | Johnson & Johnson Medical Pty Ltd |  | Changed Benefit
DP257 | 12 - Knee | SROM Noiles Knee System tibial insert | Tibial insert, rotating platform, hinged, with metal axis ring incorporated and polyethylene axis bearings | XXSml - Large | Johnson & Johnson Medical Pty Ltd |  | Changed Benefit
DP264 | 12 - Knee | SROM Noiles Knee System patella | All poly, cemented patella | Sizes 25 - 38mm | Johnson & Johnson Medical Pty Ltd |  | Changed Benefit
DP270 | 12 - Knee | SROM Noiles Knee System tibial insert | Tibial insert, UHMWPE, posterior stabilised, rotating platform | Xsm-lrg. 10-30mm | Johnson & Johnson Medical Pty Ltd |  | Changed Benefit
DE094 | 06 - Specialist Orthopaedic | Anterior Posterior Sloped Stainless Steel Tibial Osteotomy Plate | Anterior Posterior Sloped Stainless Steel Tibial Osteotomy Plate with 4 non locking holes | 5 - 15mm length | Device Technologies Australia Pty Ltd |  | Changed Benefit
KT060 | 07 - Plastic and Reconstructive | Martin Level One Fixation | Mesh, Titanium | 0.9-0.49mm thick, 11-50cm² | KLS Martin Australia Pty Limited |  | Changed Benefit
KT061 | 07 - Plastic and Reconstructive | Martin Level One Fixation | Plate, Titanium | ≥3mm thick, 16 to 32 Holes | KLS Martin Australia Pty Limited |  | Changed Benefit
LB002 | 13 - Spinal | Independence Variable Angled Screw | Variable Angled Bone Screw | 5.5mm x 20mm - 40mm | Globus Medical Australia |  | Changed Benefit
LH676 | 11 - Hip | IC Muller PE snap lock cup | PE acetabulum cup , constrained | 44 – 62mm, 28 or 32mm | Lifehealthcare Pty Ltd |  | Changed Benefit
LH679 | 12 - Knee | MUTARS GenuX MK Stems | MUTARS GenuX MK Stems | 11/12/13/14/15/16/17/18/19/20/22/24/26/28mm dia. 125/150/200/250 length | Lifehealthcare Pty Ltd |  | Changed Benefit
IS024 | 01 - Ophthalmic | Medicontur BiFlex 677TA Hydrophilic Acrylic Foldable Toric Lens without Blue light Filter | Posterior chamber IOL, 360° Special Square Edge, Aspheric – Coma optimized – Toric | Optic diameter: 6.0 mm ±0.05 mm, Overall diameter: 13.0 mm ±0.10 mm Powers available: -10.0 - +30.0 D ±0.25 D increment: 0.5 D +31.0 - +35.0 D ±0.5 D increment: 1.0 D Cylinders available: +1.5 D - +7.0 D increment: 0.75 D | Insight Surgical Pty Ltd |  | Changed Benefit
EV028 | 13 - Spinal | Katana Rod | The Katana Rod, part of the Katana Pedicle Screw System is intended to provide immobilization and stabilisation of spinal segments in skeletally mature patients, as an adjunct to fusion in the thoracic, lumbar and sacral spine. These are specialty rods for use in procedures such as the treatment for scoliosis. | Titanium or CrCo straight rods. 300 and 500mm | Evolution Surgical |  | Changed Benefit
EV032 | 13 - Spinal | Katana Connectors | In-Line Connectors | 5.5mm to 6.35mm 5.5mm to 5.5mm | Evolution Surgical |  | Changed Benefit
MC424 | 13 - Spinal | Atlantis | Variable Angle Cancellous Screw | 10-20mm | Medtronic Australasia Pty Ltd |  | Changed Benefit
MC440 | 13 - Spinal | CD Horizon | Eclipse: 4.5mm Rod | 40 - 600mm | Medtronic Australasia Pty Ltd |  | Changed Benefit
LH696 | 11 - Hip | MUTARS LUMiC Screw, M6 | M6 Screw used to bolt the LUMiC Cup and LUMiC Stem together | 28mm | Lifehealthcare Pty Ltd |  | Changed Benefit
MC346 | 13 - Spinal | Venture Anterior Cervical Plate | Single or multi level plate, titanium alloy and Nitinol | 20mm - 50mm | Medtronic Australasia Pty Ltd |  | Changed Benefit
MC361 | 04 - Neurosurgical | 2X4 Hinged Surgical Lead model 3999 | Materials: silicone rubber, platinum-iridium, polyurethane | 30, 45 & 60cm | Medtronic Australasia Pty Ltd |  | Changed Benefit
AS211 | 03 - General Miscellaneous | Parietex Composite Ventral Patch | Parietex Composite ventral patch is used for the reinforcement of soft tissues during surgical repair. It is indicated for the treatment of ventral defects (primary and incisional hernias). | 4.6cm, 6.6cm, 8.6cm | Medtronic Australasia Pty Ltd |  | Changed Benefit
HW413 | 07 - Plastic and Reconstructive | Genioplasty Wedge | Porus Polyethylene. Genioplasty wedges, models 8340 - 8343 | Small 60 x 25 x 5mm, medium 60 x 25 x 7.5mm, large 60 x 25 x 10mm | Stryker Australia Pty Ltd |  | Changed Benefit
HW414 | 07 - Plastic and Reconstructive | Prejowl Shape | Porus Polyethylene. Model 8319 | 45 x 41 x 4mm | Stryker Australia Pty Ltd |  | Changed Benefit
LH701 | 12 - Knee | MUTARS GenuX MB PE Insert | MUTARS GenuX MB PE Insert | 2-6 | Lifehealthcare Pty Ltd |  | Changed Benefit
LI044 | 11 - Hip | Horizon Ceramic Liner | Ceramic insert, Biolox Forte | 9 sizes for 28, 32 and 36mm heads | Amplitude Australia |  | Changed Benefit
MC310 | 13 - Spinal | Centerpiece | TiMesh LP | Screw | Medtronic Australasia Pty Ltd |  | Changed Benefit
MC313 | 04 - Neurosurgical | Synchro Med II Pump | Model No's 8637-20 & 8637-40, Composition - Titanium | 20 ml & 40 ml | Medtronic Australasia Pty Ltd |  | Changed Benefit
KT028 | 07 - Plastic and Reconstructive | Martin Level One Fixation Resorb x & SonicWeld Rx | Plate, PDLLA (resorbable) | 1.0 to 1.99mm thick, 16 to 32 holes | KLS Martin Australia Pty Limited |  | Changed Benefit
IS026 | 01 - Ophthalmic | Medicontur BiFlex 677PT Hydrophilic Acrylic Foldable Toric Lens without Blue light Filter, Preloaded | Posterior chamber IOL, 360° Special Square Edge, Aspheric – Coma optimized – Toric | Optic diameter: 6.0 mm ±0.05 mm, Overall diameter: 13.0 mm ±0.10 mm Powers available: -10.0 - +30.0 D ±0.25 D increment: 0.5 D +31.0 - +35.0 D ±0.5 D increment: 1.0 D Cylinders available: +1.5 D - +7.0 D increment: 0.75 D | Insight Surgical Pty Ltd |  | Changed Benefit
LH681 | 11 - Hip | MUTARS RS Cup | Acetabulum reconstruction cup, flange multiple screw holes | 46, 50, 54, 58, 62mm right & left | Lifehealthcare Pty Ltd |  | Changed Benefit
LH684 | 12 - Knee | EPORE Cones/Components | Femoral/Tibial metaphyseal Cones and Components, 3D Printed titanium | Sizes 2-6 for Femur and Tibia, Left and Right | Lifehealthcare Pty Ltd |  | Changed Benefit
KT034 | 07 - Plastic and Reconstructive | Martin Level One Fixation | Mesh, Titanium | 0.2 to 0.49mm thick, 1 to 10cm² area | KLS Martin Australia Pty Limited |  | Changed Benefit
KT036 | 07 - Plastic and Reconstructive | Martin Level One Fixation Resorb x & Sonic Weld | Plate PDLLA (resorbable) | 1.0 to 1.99mm thick, 8 to 15 holes | KLS Martin Australia Pty Limited |  | Changed Benefit
MC315 | 04 - Neurosurgical | Low Profile Impedance Extension Kit for SCS Model 7489 | Silicone rubber | 10, 25, 40, 51, 66cm | Medtronic Australasia Pty Ltd |  | Changed Benefit
MC387 | 07 - Plastic and Reconstructive | TiMesh Rigid Fixation Bone Grafting and Plating System | Titanium, Square Grid Mesh | Large | Medtronic Australasia Pty Ltd |  | Changed Benefit
MC396 | 13 - Spinal | TSRH Spinal Implant System | 3D - Rod | Length 20-120mm | Medtronic Australasia Pty Ltd |  | Changed Benefit
KT045 | 07 - Plastic and Reconstructive | Martin Level One Fixation | Mesh PDLLA resorbable | >0.8mm thick, 26-50cm² | KLS Martin Australia Pty Limited |  | Changed Benefit
KT043 | 07 - Plastic and Reconstructive | Martin Level One Fixation | Plate Titanium locking | 1.0 to 1.99 mm thick, 4 - 7 holes | KLS Martin Australia Pty Limited |  | Changed Benefit
KT048 | 07 - Plastic and Reconstructive | Martin Level One Fixation | Mesh PDLLA resorbable | 0.5-0.8mm thick, 101-200cm² | KLS Martin Australia Pty Limited |  | Changed Benefit
HW420 | 07 - Plastic and Reconstructive | Ear Reconstruction | Porus Polyethylene. Helical rim, models 8328 and 8329 | Helical rim: 37 x 62mm | Stryker Australia Pty Ltd |  | Changed Benefit
MC404 | 13 - Spinal | CD HORIZON Spinal System - Rod | Rod | 20mm - 600mm | Medtronic Australasia Pty Ltd |  | Changed Benefit
MC407 | 13 - Spinal | CD Horizon | Domino | 3.2mm, 3.5mm, 4.5mm, 5,5mm, 6.35mm | Medtronic Australasia Pty Ltd |  | Changed Benefit
MC409 | 13 - Spinal | CD Horizon | Domino & Axial Connector | 4.5mm, 5.5mm and 6.35mm | Medtronic Australasia Pty Ltd |  | Changed Benefit
MC418 | 13 - Spinal | Atlantis Anterior Cervical Plate | Plate | 19.0mm - 47.5mm | Medtronic Australasia Pty Ltd |  | Changed Benefit
MC419 | 13 - Spinal | Atlantis Anterior Cervical Plate | Anterior Cervical Plate | 50mm - 55mm | Medtronic Australasia Pty Ltd |  | Changed Benefit
MC423 | 13 - Spinal | Atlantis | Fixed Angle Cancellous Screw | 10-20mm | Medtronic Australasia Pty Ltd |  | Changed Benefit
LH688 | 11 - Hip | Implantcast delta ceramic liner | Biolox delta cup liner | 32/39, 32/44,36/44, 32/48,36/48,32/52, 36/52, 40/48, 40/52 | Lifehealthcare Pty Ltd |  | Changed Benefit
LH687 | 12 - Knee | ACS Mobile Tibial Component Cemented | Tibia Base Plate Cemented for use with a Mobile Bearing insert - TiN Coated | 2-7 | Lifehealthcare Pty Ltd |  | Changed Benefit
LH691 | 11 - Hip | MUTARS RS screw for coupling device | RS coupling device screw | 60-140mm length M8 | Lifehealthcare Pty Ltd |  | Changed Benefit
LH692 | 11 - Hip | MUTARS - M10 Screw | M10 Screw - Tumour System and Arthrodesis Interlocking System | 25mm - 245mm Length | Lifehealthcare Pty Ltd |  | Changed Benefit
KT054 | 07 - Plastic and Reconstructive | KLS Martin Distractors | Zurich II remote release activators | 20mm - 50mm | KLS Martin Australia Pty Limited |  | Changed Benefit
KT055 | 07 - Plastic and Reconstructive | KLS Martin Plating System | Preshaped reconstruction plates, in left and right options | 2.0mm and 2.5mm thickness with 26 holes | KLS Martin Australia Pty Limited |  | Changed Benefit
KT049 | 07 - Plastic and Reconstructive | Martin Level One Fixation | Mesh PDLLA resorbable | >0.8mm thick, 101-200cm2 | KLS Martin Australia Pty Limited |  | Changed Benefit
KT056 | 07 - Plastic and Reconstructive | Martin Level One Fixation | Plate ,Titanium | 1.0 to 1.99mm thick, 8 -15 holes | KLS Martin Australia Pty Limited |  | Changed Benefit
HW421 | 07 - Plastic and Reconstructive | Complete Orbital Shape | Complete left and right. Models 9569, 9570 | Complete 61 x 76mm | Stryker Australia Pty Ltd |  | Changed Benefit
IQ024 | 01 - Ophthalmic | PreciSAL Mulitfocal PM302AC | Pre-loaded acrylic single piece, foldable intraocular lens with anterior and posterior optichaptic square edge, 360 degree optic square edge design, precision power calculation, aberration technology, pupil independent diffractive anterior surface with a near sight correction addition of up to +3.5D, and UV filter. | Available in spherical dioptric powers from 0.0 to +30.0. 1D steps: 0.0 to +10.0; 0.5D steps: +10.5 to +17.5 and +28.5 to +30.0; 0.25D steps: +18.0 to +28.0; near sight correction addition up to +3.5D on all spherical dioptric powers. | IQ Medical |  | Changed Benefit
AS216 | 03 - General Miscellaneous | Symbotex Composite Mesh | Non-absorbable three-dimensional polyester mesh provides long term reinforcement of soft tissues. (On the opposite side, the absorbable hydrophilic film minimizes tissue attachment to the mesh in case of direct contact with the viscera.) | Rectangular 30x20 cm, Rectangular 25x20 cm | Medtronic Australasia Pty Ltd |  | Changed Benefit
AS217 | 03 - General Miscellaneous | Symbotex Composite Mesh with pre placed suture | Non-absorbable three-dimensional polyester composite mesh with pre placed sutures. (Non absorbable pre-placed sutures are tied to the mesh. A died marking is positioned on the center of the textile and helps center and orient the mesh.) | Rectangular 15x10 cm Round 15 cm, 12 cm Elliptical 17x10 Round 9cm | Medtronic Australasia Pty Ltd |  | Changed Benefit
DE278 | 01 - Ophthalmic | BD Visitec Lacrimal Intubation Sets | Stainless steel probes with solid silicone rods or silicone tubing - packaged sterile | 1. Probes 0.90mm x 4.5cm, rod 40cm x 0.80mm. 2. Probes 0.40mm x 11cm, tubing 35cm x 0.64mm. Probes 0.60mm x 11mm, tubing 35cm x 0.30mm. | Device Technologies Australia Pty Ltd |  | Changed Benefit
BB369 | 13 - Spinal | Aesculap Spinal System | In-Line Connector | All Sizes | B Braun Australia Pty Ltd |  | Changed Benefit
BB370 | 13 - Spinal | Aesculap Spinal System | Offset Connector | All Sizes | B Braun Australia Pty Ltd |  | Changed Benefit
BB371 | 13 - Spinal | Aesculap Spinal System | Pre-bent Rods - Titanium Alloy | All Sizes | B Braun Australia Pty Ltd |  | Changed Benefit
DE191 | 01 - Ophthalmic | Canaliculus Intubation Sets | Silicone, SS & Nylon | 17.7 x .064 x 29cm, 15.5 x .051 x 33cm | Device Technologies Australia Pty Ltd |  | Changed Benefit
DE198 | 06 - Specialist Orthopaedic | Fastak Suture Anchor (Small Bone) | With Fibrewire Suture | Dia. 2.4mm x Length 7.5mm | Device Technologies Australia Pty Ltd |  | Changed Benefit
AS219 | 03 - General Miscellaneous | PROGRIP™ Laparoscopic Self-Fixating Composite Mesh | Laparoscopic self-fixating composite right or left or bilateral anatomical mesh (knitted monofilament polyester with monofilament polylactic acid resorbable grips on one side and a resorbable film made of collagen from porcine origin and glycerol, on the other side) | 10x15 cm Rectangular Bilateral Anatomical, 10x15 cm Rectangular Right Anatomical, 10x15 cm Left Anatomical, 13x09 cm Right Anatomical, 13x09 cm Left Anatomical | Medtronic Australasia Pty Ltd |  | Changed Benefit
BB375 | 12 - Knee | Aesculap Patella 3-Pegs | All poly patellar, UHMWPE cemented, 3 pegs | P1 - P5 | B Braun Australia Pty Ltd |  | Changed Benefit
BB372 | 13 - Spinal | Aesculap Spinal System | Straight Rods - Titanium Alloy | All Sizes | B Braun Australia Pty Ltd |  | Changed Benefit
BB379 | 12 - Knee | Aesculap AS Tibial and Femoral Stems | Tibial and Femoral Stems, cemented or uncemented, CoCr with ZrN coating | All Sizes | B Braun Australia Pty Ltd |  | Changed Benefit
BN027 | 10 - Vascular | Omniflow II Vascular Prosthesis | Bioengineered Vascular Prosthesis | 5-8 mm x 50-65 cm | Bio Nova International Pty Ltd |  | Changed Benefit
BN028 | 10 - Vascular | Omniflow II Vascular Prosthesis | Biosynthetic vascular prosthesis for peripheral revascularisation and vascular access | 9 and 10mm internal diameter; 45 to 85cm length | Bio Nova International Pty Ltd |  | Changed Benefit
BP003 | 13 - Spinal | Ti PEEK Interbody System – Lumbar PLIF/TLIF (Paired) | Sterile PLIF Implants TLIF Implants Commercially Pure Titanium and Polyetheretherketone (PEEK-Optima®) | Width 8-12mm: Length 22-34mm: Height 7-17mm: Lordosis Angle 0-8 degrees | ACRA REGULATORY SERVICES PTY LTD |  | Changed Product name, Product description, Benefit, Suffix
BP001 | 13 - Spinal | Ti PEEK Interbody system – Lumbar PLIF/TLIF (single) | Sterile PLIF Implants TLIF Implants Commercially Pure Titanium and Polyetheretherketone (PEEK-Optima®) | Width 8-12mm: Length 22-34mm: Height 7-17mm: Lordosis Angle 0-8 degrees | ACRA REGULATORY SERVICES PTY LTD |  | Changed Product name
BP007 | 13 - Spinal | PEEK Interbody System – Lumbar PLIF/TLIF (Paired) | Sterile and Non sterile PLIF Implants TLIF Implants | Width 8-12mm: Length 22-34mm: Height 7-17mm: Lordosis Angle 0-8 degrees, | ACRA REGULATORY SERVICES PTY LTD |  | Changed Benefit
BP008 | 13 - Spinal | TiPEEK Interbody system – Cervical | ACIF Implants; Sterile Commercially Pure Titanium and Polyetheretherketone (PEEK-Optima®) | Size: small, standard, large, extra large Width 12.5mm – 19mm Length 11.5mm – 16mm Height 5-12mm: Lordosis Angle 0 - 20°: Curved, Straight, Convex | ACRA REGULATORY SERVICES PTY LTD |  | Changed Product name, Product sizes
DE216 | 06 - Specialist Orthopaedic | Titanium Anterior Posterior Sloped Tibial Osteotomy Plate | Titanium Anterior Posterior Sloped Tibial Osteotomy Plate with 4 variable angle locking holes and 6 variable angle locking holes | 0-17.5mm | Device Technologies Australia Pty Ltd |  | Changed Benefit
DE217 | 06 - Specialist Orthopaedic | Titanium Femoral Osteotomy Plate | Titanium Femoral Osteotomy Plate with 7 Variable Angle Locking Holes | 5mm - 17.5mm | Device Technologies Australia Pty Ltd |  | Changed Benefit
AS220 | 03 - General Miscellaneous | Parietex Progrip Composite Mesh | Pre-Cut, slit mesh with self gripping overlapping flap - right or left knitted (monofilament polyester with polylactic acid monofilament resorbable pins on one of the sides) | Elliptic slit 12x8cm left side, elliptic slit 12x8cm right side, elliptic slit 14x9 left side, elliptic slit right side 14x9cm | Medtronic Australasia Pty Ltd |  | Changed Benefit
BP016 | 13 - Spinal | ASPIRON ACP Screws | Variable and semi-fixed screws, self-drilling and self-tapping. | Diameter: 3.5 – 4.35mm Length: 10 – 20mm | ACRA REGULATORY SERVICES PTY LTD |  | Changed Benefit
BP017 | 13 - Spinal | ANAX 5.5 Spinal System - Axial Connector | In-line axial connector. | Small or large, 2 - 4 holes. | ACRA REGULATORY SERVICES PTY LTD |  | Changed Benefit
BP018 | 13 - Spinal | ANAX 5.5 Spinal System - Domino Connector | Offset connector, open and closed. | 2 and 4 holes. | ACRA REGULATORY SERVICES PTY LTD |  | Changed Benefit
BP019 | 13 - Spinal | ANAX 5.5 Spinal System - T-Link Collet | Adjustable transverse connector. | 33 - 90mm | ACRA REGULATORY SERVICES PTY LTD |  | Changed Benefit
BX284 | 03 - General Miscellaneous | ARTISS Fibrin Sealant 4ml | ARTISS is a proprietary fibrin sealant with 4UI/ml human thrombin. It is two-component fibrin sealant made from pooled human plasma, a double virus-inactivated (vapour heated and solvent/detergent treated) and frozen (≤ -20°C) plasma derived biological agent. | The two components are formulated as two sterile frozen solutions. Each solution is presented in a separate pre-loaded chamber (2ml) of a double chamber syringe. One chamber contains sealer protein solution with aprotinin while the other chamber contains thrombin solution with calcium chloride, resulting in a 4ml total volume of product for use. | Baxter Healthcare Pty Ltd |  | Changed Benefit
AS222 | 03 - General Miscellaneous | Parietex Progrip Composite Mesh | Monofilament polyester with polylactic acid monofilament resorbable pins on one of the sides | Rectangular 30x15cm | Medtronic Australasia Pty Ltd |  | Changed Benefit
BB353 | 12 - Knee | EnduRo Rotating Hinge Knee Tibial and Femoral Extension Stems cementless and cemented | The EnduRo is a Rotating Hinge Knee prosthesis that enables the Orthopaedic Surgeon to treat complex revision knee arthoplasty as well as unstable knees | Length Tibial: 52,92&172mm Length Femoral: 77,117,157&177mm - Tibial Cemented: x 12,15,18mm - Tibial Cementless: x 11-20cm - Femoral Cemented: x 12,15,18mm - Femoral Cementless: x 13-20mm | B Braun Australia Pty Ltd |  | Changed Benefit
DE225 | 06 - Specialist Orthopaedic | Fastak Anchor | Titanium with fibrewire suture | 2.8mm x 11.7mm | Device Technologies Australia Pty Ltd |  | Changed Benefit
BB359 | 04 - Neurosurgical | Lyoplant Onlay | Biological Onlay & Suturable Dura Substitute | 10 x 12.5cm | B Braun Australia Pty Ltd |  | Changed Benefit
DE273 | 06 - Specialist Orthopaedic | Trim-IT Spin Pin | Trim-IT Pin Fixation | 1.5 - 2.0mm x 100mm | Device Technologies Australia Pty Ltd |  | Changed Benefit
DE275 | 03 - General Miscellaneous | DC Bead | Drug delivery embolisation system | 70-150, 100-300, 300-500, 500-700, 700-900 (microns) | Device Technologies Australia Pty Ltd |  | Changed Benefit
BX283 | 03 - General Miscellaneous | ARTISS Fibrin Sealant 2ml | ARTISS is a proprietary fibrin sealant with 4UI/ml human thrombin. It is two-component fibrin sealant made from pooled human plasma, a double virus-inactivated (vapour heated and solvent/detergent treated) and frozen (≤ -20°C) plasma derived biological agent. | The two components are formulated as two sterile frozen solutions. Each solution is presented in a separate pre-loaded chamber (1ml) of a double chamber syringe. One chamber contains sealer protein solution with aprotinin while the other chamber contains thrombin solution with calcium chloride, resulting in a 2ml total volume of product for use. | Baxter Healthcare Pty Ltd |  | Changed Benefit
AS214 | 03 - General Miscellaneous | PROGRIP™ Laparoscopic Self-Fixating Composite Mesh | Laparoscopic self-fixating composite mesh (knitted monofilament polyester with monofilament polylactic acid resorbable grips on one side and a resorbable film made of collagen from porcine origin and glycerol, on the other side) | 10x15, 16x12 rectangular | Medtronic Australasia Pty Ltd |  | Changed Benefit
DE292 | 06 - Specialist Orthopaedic | QuickFix Staple System | Compression Staple for Fusion | 8mm 10mm | Device Technologies Australia Pty Ltd |  | Changed Benefit
DP515 | 13 - Spinal | I/F Ramp | PLIF C/F Ramp | 7-15 x 9-17 x 21 - 25 mm | Johnson & Johnson Medical Pty Ltd |  | Changed Benefit
EX025 | 12 - Knee | Optetrak Total Knee System Tibial Augments | Tibial Augments for CCK tibial component, half and third blocks, titanium, screw fixation | Size 1 - 6 | EXACTECH AUSTRALIA PTY LTD |  | Changed Product description
EX027 | 12 - Knee | Optetrak Total Knee System Femoral and Tibial Stems | Femoral and Tibial Stems for Optetrak Knee System, titanium, cemented or uncemented, femoral stem requires stem extension adapter on every occasion, tibial stem requires screw fixation | Size 1 - 6 | EXACTECH AUSTRALIA PTY LTD |  | Changed Benefit
EX028 | 12 - Knee | Optetrak Total Knee System Tibial Insert | Tibial Insert, UHMWPE, fixed and totally stabilised with peg and reinforced with screw/post fixation (Spine stiffening screw) | Size 1 - 5, 1 Delta | EXACTECH AUSTRALIA PTY LTD |  | Changed Product name, Product sizes, Benefit
EX038 | 12 - Knee | Optetrak Total Knee System | Patellar | 26-41mm | EXACTECH AUSTRALIA PTY LTD |  | Changed Benefit
EX039 | 12 - Knee | Optetrak Total Knee System, Tibial Insert | Tibial Insert, UHMWPE, Fixed (Cruciate retained) | Size 0-6, 1 Delta 9 - 18mm | EXACTECH AUSTRALIA PTY LTD |  | Changed Product sizes
EX041 | 12 - Knee | Optetrak Total Knee System, Tibial Insert | Tibial Insert, UHMWPE, Fixed (Posterior Stabilised) | Size 0-6 | EXACTECH AUSTRALIA PTY LTD |  | Changed Benefit
EX042 | 12 - Knee | Optetrak Total Knee System, Tibial Insert | Tibial Insert, UHMWPE, Fixed (Hi Flex) | Size 0-6 | EXACTECH AUSTRALIA PTY LTD |  | Changed Benefit
EX043 | 12 - Knee | Optetrak RBK (Rotating Bearing Knee) Total Knee System Tibial Insert | Tibial Insert, UHMWPE, mobile, posterior stabilised | Size 1-5, 9mm-15mm | EXACTECH AUSTRALIA PTY LTD |  | Changed Benefit
EX040 | 12 - Knee | Optetrak RBK (Rotating Bearing Knee) Tibial Baseplate | Tibial Baseplate, titanium with polished insert surface, cemented, for a mobile insert | 1-5 | EXACTECH AUSTRALIA PTY LTD |  | Changed Benefit
DP524 | 12 - Knee | LCS Complete Knee System patella component | All Poly patella, UHMWPE, cemented | Sizes small to large+ | Johnson & Johnson Medical Pty Ltd |  | Changed Benefit
DP546 | 11 - Hip | C- Stem & C- Stem AMT Femoral Stems | Stainless steel Ortron 90, highly polished, triple taper | Size 1-8 standard, Size 1-8 High Offset, CDH and 0A to 3A sizes | Johnson & Johnson Medical Pty Ltd |  | Changed Benefit
DP550 | 11 - Hip | C- Stem & C- Stem AMT Femoral Stem | Stainless steel Ortron 90, highly polished, triple taper, long stem | Size 3-8 x 200-240mm length | Johnson & Johnson Medical Pty Ltd |  | Changed Benefit
DP557 | 11 - Hip | Duraloc Acetabular Shell with HA | Titanium, beaded, Duofix,HA, with or without holes | Inner 36-70 | Johnson & Johnson Medical Pty Ltd |  | Changed Benefit
DP575 | 11 - Hip | C-Stem End Cap | End Cap Biostop Restrictor (Gelatin, Glycerol, PHBM, water) | Size 8- 20 | Johnson & Johnson Medical Pty Ltd |  | Changed Benefit
DP851 | 13 - Spinal | Surgical Titanium Mesh System | Standard & Trapezoidal | 10-16mm x 8-17mm Hgt | Johnson & Johnson Medical Pty Ltd |  | Changed Benefit
DP943 | 11 - Hip | Corail Femoral Stem | Titanium, grit blast, full HA coating, | Size 6 to 20 or in lengths 110 -190mm | Johnson & Johnson Medical Pty Ltd |  | Changed Benefit
DP843 | 13 - Spinal | Moss Miami (Titanium) | Sacral Extender | 5.5mm x 5 - 20mm in length | Johnson & Johnson Medical Pty Ltd |  | Changed Benefit
ER182 | 13 - Spinal | Scoliosis & Fracture System - LSZ3-Cross Bar | SIGNUS Scoliosis & Fracture System - LSZ3-Cross Bar | 4.0x50 mm | Emergo Asia Pacific Pty Ltd |  | Changed Benefit
ER186 | 13 - Spinal | SIGNUS Contact Thoracolumbar Plating System-Frame Plate | Signus Contact Thoracolumbar Plating System-Frame Plate | 40-70 mm, in 5 mm increments (straight); 70-120 mm in 5 mm increments (10 deg angled) | Emergo Asia Pacific Pty Ltd |  | Changed Benefit
ER187 | 13 - Spinal | SIGNUS Contact Thoracolumbar Plating System-Solid Screw | SIGNUS Contact Thoracolumbar Plating System-Solid Screw | Dia 6 mm, length 25-45 mm in 5 mm increments | Emergo Asia Pacific Pty Ltd |  | Changed Benefit
HW443 | 07 - Plastic and Reconstructive | E-POR Biomaterial/ Panel - Porous Polyethlene Titanium Mesh Composite | Panel - Porous Polyethylene Titanium Mesh Composite | 0.5mm - 0.8mm thick, 38mm x 50mm | Stryker Australia Pty Ltd |  | Changed Benefit
HW445 | 13 - Spinal | Oasys-Occipito Cervico Thoracic System (Saddle) | Saddle Connector | one size only | Stryker Australia Pty Ltd |  | Changed Benefit
HW466 | 04 - Neurosurgical | InZone Detachment System | InZone Detachment System is specifically designed for use with the Target Detachable Coils | One size | Stryker Australia Pty Ltd |  | Changed Benefit
HW462 | 06 - Specialist Orthopaedic | Memometal Memory Staples | Memory Metal Implants | 10 mm to 25 mm | Stryker Australia Pty Ltd |  | Changed Benefit
DP976 | 11 - Hip | SROM Acetabular Insert Locking Pin | Titanium pin provided seperately from insert | 3.5mm - 5.0mm | Johnson & Johnson Medical Pty Ltd |  | Changed Benefit
DP981 | 11 - Hip | SROM ZTHA Femoral Sleeve | Titanium, grit blasted with HA, (proximal femoral cone) | Small / Large /XX Large size 14B-24F | Johnson & Johnson Medical Pty Ltd |  | Changed Benefit
DP986 | 11 - Hip | SROM Trochanteric Washer | Titanium, fixation with separate screw (DY020) to calcar replacing SROM Femoral Stem | 40 x 31, 60 x 45, 70 x 54 | Johnson & Johnson Medical Pty Ltd |  | Changed Benefit
ER197 | 03 - General Miscellaneous | Anastoclips | Vessel Closure System (VCS) (8 and 15 cm shaft) | Small, Medium, Large, Extra Large | Emergo Asia Pacific Pty Ltd |  | Changed Benefit
HW448 | 06 - Specialist Orthopaedic | Hoffmann3 External Fixation system - Posts | Hoffmann3 posts | straight, 30 deg, 90 deg | Stryker Australia Pty Ltd |  | Changed Benefit
HW449 | 06 - Specialist Orthopaedic | Hoffmann3 External Fixation System | Rod & Pin-Rod couplings | Coupling, 5/8/11mm rods - 4/5/6mm pins | Stryker Australia Pty Ltd |  | Changed Benefit
EX023 | 11 - Hip | Exactech Femoral Head | Ceramic/Femoral Head, Biolox Forte | -2 to -5mm, +0 to +10mm | EXACTECH AUSTRALIA PTY LTD |  | Changed Benefit
ER171 | 10 - Vascular | LifeSpan ePTFE vascular grafts-straight-supported-regular or thin wall, 50-80 cm | LifeSpan ePTFE vascular grafts-straight-supported; regular and thin wall; 6-10 mm dia x 50-80 cm length; 10-80 cm external spiral support length | 6-10 mm dia x 50-80 cm length; 10-80 cm external spiral support length | Emergo Asia Pacific Pty Ltd |  | Changed Benefit
HW436 | 07 - Plastic and Reconstructive | E-POR Biomaterial/ Transsphenoidal Sellar Contourable Porous Polyethylene | Transphenoidal Sellar Contourable Porous Polyethylene | 2.5mm x 20mm - 40mm | Stryker Australia Pty Ltd |  | Changed Benefit
HW437 | 07 - Plastic and Reconstructive | E-POR Biomaterial/ Mastoid, Pterional, Contourable Porous Polyethylene | Mastoid, Pterional, Contourable Porous Polyethylene | Left, Right, 43mm - 57mm x 0.6mm, 1.5mm | Stryker Australia Pty Ltd |  | Changed Benefit
ER177 | 13 - Spinal | Scoliosis & Fracture System -LSZ3-Rod | Signus Scoliosis & Fracture System -LSZ3Scoliosis & Fracture System-LSZ3-Rod 5.5 x 500mm | 5.5x500 mm | Emergo Asia Pacific Pty Ltd |  | Changed Benefit
ER178 | 13 - Spinal | Scoliosis & Fracture System - LSZ3-Lamina Screw | Signus Scoliosis & Fracture System - LSZ3-Lamina Screw | 5.0;7.5;10.0 mm | Emergo Asia Pacific Pty Ltd |  | Changed Benefit
DU003 | 13 - Spinal | Perla Posterior Cervico-Thoracic Fixation System - Parallel Connector | Parallel rod connectors | Diameter: 3.5/3.5mm; 3.5/5.4mm | SPINEART AUSTRALIA PTY. LTD. |  | Changed Benefit
ER170 | 10 - Vascular | LifeSpan ePTFE vascular grafts-straight-regular or thin wall, 50-100 cm | LifeSpan ePTFE vascular grafts-straight-regular or thin wall, 5-10 mm dia x length 50-100 cm | 5-10 mm dia x length 50-100 cm | Emergo Asia Pacific Pty Ltd |  | Changed Benefit
MC543 | 13 - Spinal | Vertex Spinal System | Plate/rod | 80 - 240mm | Medtronic Australasia Pty Ltd |  | Changed Benefit
MC542 | 13 - Spinal | Vertex Spinal System | Connector | Length 10 - 13mm; diameter 3.2 - 6.35mm | Medtronic Australasia Pty Ltd |  | Changed Benefit
AS223 | 03 - General Miscellaneous | Symbotex Skirted Composite Mesh | Non-absorbable three-dimensional polyester skirted composite mesh. On the opposite side, the absorbable hydrophilic film minimizes tissue attachment to the mesh in case of direct contact with the viscera. A flap attached to the reinforcement helps place and fix the mesh. | 30x20 cm Rectangle 25x20 cm Rectangle | Medtronic Australasia Pty Ltd |  | Changed Benefit
BD024 | 02 - Ear, Nose & Throat | HiRes Ultra Cochlear Implant with the HiFocus Mid-Scala Electrode | The HiRes Ultra Cochlear Implant with HiFocus Mid-Scala Electrode is the implanted component of the HiResolution Bionic Ear System. It receives information through an RF transmission coil, processes the information and then sends the resulting signal to an electrode array implanted in the cochlear. It consists of receiving/transmitting coil, Stimulator electrodes and HiFocus Mid-Scala Electrode array | 56.2 x 28.5 x 4.5 | Advanced Bionics Australia Pty Ltd |  | Changed Benefit
BD025 | 02 - Ear, Nose & Throat | Naida CI Q90 Sound Processor (Replacement Order) | The Naida CI Q90 sound processor is one part of a cochlear implant system that enables hearing. The other necessary parts of the system are the Implantable Cochlear Stimulator (ICS), headpiece and headpiece cable. The sound processor consists of two parts: the sound processor and battery power source. There are five battery options, including three sizes of Lithium Ion rechargeable PowerCel™ batteries and a Zn-Air Battery Pak | One size | Advanced Bionics Australia Pty Ltd |  | Changed Benefit
AS224 | 03 - General Miscellaneous | PROGRIP™ Laparoscopic Self-Fixating Composite Mesh | Laparoscopic self-fixating composite right or left anatomical mesh (knitted monofilament polyester with monofilament polylactic acid resorbable grips on one side and a resorbable film made of collagen from porcine origin and glycerol, on the other side) | 16 x 12 cm right anatomical, 16 x 12 cm left anatomical | Medtronic Australasia Pty Ltd |  | Changed Benefit
BD026 | 02 - Ear, Nose & Throat | HiRes Ultra Cochlear Implant with HiFocus Slim-J Electrode | The HiRes Ultra Cochlear Implant with HiFocus Slim-J Electrode is the implanted component of the HiResolution Bionic Ear System. It receives information through an RF transmission coil, processes the information and then sends the resulting signal to an electrode array implanted in the cochlear. It consists of receiving/transmitting coil, Stimulator electrodes and HiFocus Slim-J Electrode array | 56.2 x 28.5 x 4.5 | Advanced Bionics Australia Pty Ltd |  | Changed Benefit
BF001 | 13 - Spinal | Vigor/X'Plo PEEK Interbody Fusion Cage | Rotatable posterior lumbar interbody fusion cage | Heights: 7mm, 8mm, 9mm, 10mm, 11mm, 12mm, 14mm, 16mm and Lengths: 24mm, 26mm, 32mm | Matrix Medical Innovations |  | Changed Benefit
BF005 | 13 - Spinal | Smartloc Spinal Fixation System / Fixation Rod | Fixation Rod for Smartloc Spinal Fixation System | 40mm - 80mm | Matrix Medical Innovations |  | Changed Benefit
LB003 | 13 - Spinal | Independence Fixed Angled Screw | Fixed Angled Bone Screw | 5.5mm x 20mm - 40mm | Globus Medical Australia |  | Changed Benefit
AS229 | 03 - General Miscellaneous | ReliaTack Articulating Reloadable Fixation Device (Reloads x 10) | 10 x absorbable reloads to be used with ReliaTack atriculating tacking device | 5.1mm, 10 tacks | Medtronic Australasia Pty Ltd |  | Changed Benefit
LB008 | 13 - Spinal | TRUSS® Thoracolumbar Plate with slider | Thoracolumbar plate | 45mm-99.5mm | Globus Medical Australia |  | Changed Benefit
LB009 | 13 - Spinal | TRUSS® Thoracolumbar Plate | Thoracolumbar plate | 22mm - 55mm | Globus Medical Australia |  | Changed Benefit
LB010 | 13 - Spinal | TRUSS® Thoracolumbar Variable Angle Screws | Variable Angle screw | 5.5m and 6.5mm diameter x 22mm - 57mm length | Globus Medical Australia |  | Changed Benefit
LB011 | 13 - Spinal | TRUSS® Thoracolumbar Fixed Angle Screws | Fixed Angle screw | 5.5m and 6.5mm diameter x 22mm - 57mm length | Globus Medical Australia |  | Changed Benefit
LB012 | 13 - Spinal | CITADEL® Anterior Lumbar Plate | Anterior Lumbar plate | 20mm - 99mm length | Globus Medical Australia |  | Changed Benefit
LB013 | 13 - Spinal | CITADEL® Anterior Variable Angled Bone Screws | Variable Angle screw | 22m - 57mm length | Globus Medical Australia |  | Changed Benefit
BP024 | 13 - Spinal | ASPIRON Anterior Cervical Plate ≤55mm | Anterior cervical plate ≤55mm | 19 - 54mm | ACRA REGULATORY SERVICES PTY LTD |  | Changed Benefit
BP025 | 13 - Spinal | ANAX 5.5 Spinal System - Rods | Rod for spinal internal fixation system - Straight and curved, titanium and cobalt-chromium, sanded and non-sanded finish, anodizing and non-anodizing. | Diameter 5.5mm Length 35 - 600mm | ACRA REGULATORY SERVICES PTY LTD |  | Changed Benefit
LB014 | 13 - Spinal | CITADEL® Anterior Fixed Angles Bone Screws | Fixed Angle screw | 22mm - 57mm length | Globus Medical Australia |  | Changed Benefit
LB015 | 13 - Spinal | VIP Anterior Cervical Plate | Anterior Cervical Plate | 13mm - 46mm | Globus Medical Australia |  | Changed Benefit
LB016 | 13 - Spinal | VIP Anterior Cervical Fixed Angle Screws | Anterior Cervical Fixed Angle Bone Screws | 4.6mm - 5.1mm Diameter, 12mm - 20mm length | Globus Medical Australia |  | Changed Benefit
LB017 | 13 - Spinal | VIP Anterior Cervical Variable Angle Screws | Anterior Cervical Variable Bone Screws | 4.6mm - 5.1mm Diameter, 12mm - 20mm length | Globus Medical Australia |  | Changed Benefit
LB019 | 13 - Spinal | REVOLVE Stabilization Locking Cap | Locking Cap | One Size | Globus Medical Australia |  | Changed Benefit, Group
LB020 | 13 - Spinal | REVOLVE Stabilization System Rods | Rod | 5.5mm diameter 40mm - 300mm length | Globus Medical Australia |  | Changed Benefit
LB026 | 13 - Spinal | REVERE Cross Connectors | Cross Connectors | 4.5mm 20mm-78mm 5.5mm 29mm-91mm 6.35mm 29-90mm | Globus Medical Australia |  | Changed Benefit
LB027 | 13 - Spinal | REVERE ADDITION Offset Connectors | Connector, offset | 4.5, 5.5 and 6.35mm Diameter, 15-150mm Length | Globus Medical Australia |  | Changed Benefit
LB028 | 13 - Spinal | REVERE ADDITION In-line Connectors | Connector, in-line | 4.5mm, 5.5mm and 6.35mm | Globus Medical Australia |  | Changed Benefit
LB029 | 13 - Spinal | REVERE ADDITION Offset Rod Connectors with Integral Rod | Offset Connector with integral rod | 5.5mm - 6.5 mm, 20mm - 200mm length | Globus Medical Australia |  | Changed Benefit
AS233 | 03 - General Miscellaneous | Symbotex Composite Mesh with pre placed suture | Non-absorbable three-dimensional polyester composite mesh with pre placed sutures. (Non absorbable pre-placed sutures are tied to the mesh. A died marking is positioned on the center of the textile and helps center and orient the mesh.) | Rectangular 30x20 cm, Rectangular 25x20 cm | Medtronic Australasia Pty Ltd |  | Changed Benefit
BF007 | 13 - Spinal | Smartloc Spinal Fixation System/Transverse Link | Cross link for Smartloc Spinal Fixation System | Telescopes to 70mm | Matrix Medical Innovations |  | Changed Benefit
MC457 | 13 - Spinal | LordoTec Cage (LT-Cage) | Titanium, PEEK | 18-28mm | Medtronic Australasia Pty Ltd |  | Changed Benefit
MC456 | 13 - Spinal | Interfix | Titanium Cage | 12 x 20mm - 24 x 50mm | Medtronic Australasia Pty Ltd |  | Changed Benefit
MC482 | 13 - Spinal | Axis Cervical Plating System | Screw: Cancellous | 6 - 24mm | Medtronic Australasia Pty Ltd |  | Changed Benefit
MC496 | 13 - Spinal | Tenor | Transverse Links - Titanium | 40-100mm | Medtronic Australasia Pty Ltd |  | Changed Benefit
AS235 | 03 - General Miscellaneous | Symbotex Composite Mesh | Non-absorbable three-dimensional polyester composite mesh. On the opposite side, the absorbable hydrophilic film minimizes tissue attachment to the mesh in case of direct contact with the viscera. | Round 15 cm, 12 cm, 9 cm Elliptical 17x10 cm Rectangular 15x10 cm | Medtronic Australasia Pty Ltd |  | Changed Benefit
AS236 | 03 - General Miscellaneous | Parietex Progrip Composite Mesh | Monofilament polyester with polylactic acid monofilament resorbable pins on one of the sides | 15x9 rectangular | Medtronic Australasia Pty Ltd |  | Changed Benefit
LB030 | 13 - Spinal | REVERE H-LINK | Transverse Connector with integral Rods | 5.5mm - 6.35mm Rod with 38mm - 71mm transverse connector and 40 - 45mm rod | Globus Medical Australia |  | Changed Benefit
LB033 | 13 - Spinal | REVERE Bone Screw, Anterior Plate | Bone Screw | 5.5mm - 7.5mm Diameter x 25mm - 50mm Length | Globus Medical Australia |  | Changed Benefit
LB034 | 13 - Spinal | Colonial Spacers | Anterior Cervical Interbody Cage | 12 x 11 mm, 14 x 12mm, 16 x 14mm, 18 x 15mm and 0, 7, 12, 15 and 20 degree lordosis | Globus Medical Australia |  | Changed Product sizes
LB036 | 13 - Spinal | Coalition Variable Angled Screw | Bone screw Variable angle | 3.6mm and 4.2mm diameter, 12mm - 20mm length | Globus Medical Australia |  | Changed Benefit
LB037 | 13 - Spinal | Coalition Fixed Angled Screw | Bone screw, Fixed Angle | 3.6mm and 4.2mm diameter, 12mm - 20 mm length | Globus Medical Australia |  | Changed Benefit
LB038 | 13 - Spinal | XTEND Anterior Cervical Plate | Anterior Cervical Plate | 10mm - 54mm | Globus Medical Australia |  | Changed Benefit
BD015 | 02 - Ear, Nose & Throat | Neptune Sound Processor replacement part is the external part of the cochlear implant system. Also includes Neptune Connect | The Neptune Processor is an external component of the HiRes Bionic Ear System. The processor is intended to deliver HiResolution sound to a cochlear implant. Also includes Neptune Connect. | One size. Processor: H x W X D: 26 x 18 x 60mm Neptune Connect Size: H x W x D: 17 x 18 x 58mm | Advanced Bionics Australia Pty Ltd |  | Changed Benefit
LI059 | 11 - Hip | Saturne Cemented Tripolar Cup | Stainless steel cemented acetabular cup with an anatomical anti-disloction profile | Sizes 44 - 60 in 2mm increments | Amplitude Australia |  | Changed Benefit
LI052 | 11 - Hip | Modular Neck for Acor & Integrale Femoral Stems | Titanium neck, with varying alignments & tapers | 4 sizes | Amplitude Australia |  | Changed Benefit
MC509 | 13 - Spinal | CD Occipital-Cervical Loop | CD Occipital-Cervical Loop | One size only | Medtronic Australasia Pty Ltd |  | Changed Benefit
BD020 | 02 - Ear, Nose & Throat | HiRes90K Advantage Cochlear Implant with HiFocus 1j Electrode | The HiRes90K Advantage Cochlear Implant with HiFocus 1j Electrode is the implanted component of the HiResolution Bionic Ear System. It receives information through an RF transmission coil, processes the information and then sends the resulting signal to an electrode array implanted in the cochlear. It consists of receiving/transmitting coil, Stimulator electrodes and HiFocus 1j Electrode array | Implant Size: 56mm (L) x 28mm (w x5.7mm (thickness). Electrode size: Active length 17mm, Tip diameter 0.4mm, Basal diameter 0.8mm. Total length of electrode array 25mm | Advanced Bionics Australia Pty Ltd |  | Changed Benefit
LI066 | 12 - Knee | Score Knee System Femoral and Tibial Stems | Femoral and Tibial Stems, Titanium, cemented | 7 diameters (10-22), 4 lengths (75-200mm) | Amplitude Australia |  | Changed Benefit
MC522 | 07 - Plastic and Reconstructive | TiMesh | Curved Plate: Standard, Rigid, Left, Right | 1mm x 12 holes | Medtronic Australasia Pty Ltd |  | Changed Benefit
LI071 | 12 - Knee | Score Knee System Tibial Insert | Tibial Insert, mobile bearing, posterior stabilised with reinforcement post | 20 sizes | Amplitude Australia |  | Changed Benefit
LI072 | 12 - Knee | Score Knee System Patellar Component | All poly patella UHMWPE, cemented | 6 Diameters | Amplitude Australia |  | Changed Benefit
LI074 | 11 - Hip | Delta Ceramic Head | Biolox Delta Head | 28 and 32mm heads 10/12 and 12/14 | Amplitude Australia |  | Changed Product sizes
LI075 | 11 - Hip | Large Delta Ceramic Head | Biolox Delta Head | 36mm heads 10/12 and 12/14 | Amplitude Australia |  | Changed Product sizes
LI076 | 11 - Hip | Horizon II Delta Ceramic Insert | Ceramic Insert, Biolox Delta | 9 sizes for 28, 32 and 36mm heads | Amplitude Australia |  | Changed Benefit
BD022 | 02 - Ear, Nose & Throat | HiRes90K Advantage Cochlear Implant with the HiFocus Mid-Scala Electrode | The HiRES90K Advantage Cochlear Implant with HiFocus Mid-Scala electrode is the implanted component of the HiResolution Bionic Ear System. It receives information through an RF transmission coil, processes the information and then sends the resulting signal to an electrode array implanted in the cochlea. It consists of receiving/transmitting coil, Stimulator electrodes and HiFocus Mid-Scala Electrode array | Implant Size: 56mm (L) x 28mm (w) x 5.7mm (thickness. Electrode size: Active length 15mm, Tip diameter 0.5mm, Basal diameter 0.7mm. Total length of electrode array 23.7mm | Advanced Bionics Australia Pty Ltd |  | Changed Benefit
IT001 | 06 - Specialist Orthopaedic | Hawk Anterior Ankle Fusion Set | Anatomically contoured 6 hole plate and screw set for anterior fixation of the ankle joint. | 77mm in length 22mm in width 23mm depth | Integrant Pty Ltd |  | Changed Benefit
MC529 | 04 - Neurosurgical | Hydrocephalus Shunt | Lumbar peritoneal | 84cm | Medtronic Australasia Pty Ltd |  | Changed Benefit
MC532 | 04 - Neurosurgical | Hydrocephalus Shunt | With Hydrostatic Valve, Delta Valves/Shunts/BioGlide, Vent Catheters | 12mm-90cm | Medtronic Australasia Pty Ltd |  | Changed Benefit
MC528 | 07 - Plastic and Reconstructive | TiMesh | Cranial Custom Mesh | 121mm x 72mm - 152 x 152mm | Medtronic Australasia Pty Ltd |  | Changed Benefit
HW479 | 06 - Specialist Orthopaedic | HOFFMANN LRF - POSTS | POSTS | LENGTHS - 44-88MM | Stryker Australia Pty Ltd |  | Changed Benefit
HW483 | 13 - Spinal | ES2 Spinal System, Rod | Hex end rods | 5.5mm x 20 - 600mm | Stryker Australia Pty Ltd |  | Changed Benefit
BR005 | 06 - Specialist Orthopaedic | OPRA System | Abutment - titanium | Length 20mm - 78mm | Surgien Pty Ltd |  | Changed Product sizes, Benefit
BR006 | 06 - Specialist Orthopaedic | OPRA System | Abutment screw - titanium | Length 23mm | Surgien Pty Ltd |  | Changed Product sizes
BX292 | 09 - Cardiothoracic | Supple Peri-Guard (4 x 4cm) | Model No PC0404SN - 4 x 4cm Bovine pericardium patch | 4 x 4cm | Baxter Healthcare Pty Ltd |  | Changed Benefit
BX293 | 09 - Cardiothoracic | Supple Peri-Guard (6 x 8cm) | Model No PC0608SN -6 x 8cm Bovine pericardium patch | 6 x 8cm | Baxter Healthcare Pty Ltd |  | Changed Benefit
HW489 | 06 - Specialist Orthopaedic | HOFFMANN3 external fixation system | Sterile field kit | Standard kit A | Stryker Australia Pty Ltd |  | Changed Benefit
DU021 | 13 - Spinal | Romeo 2/Romeo 2 MIS Posterior Thoraco-lumbar Fixation System - Rod, Percutaneous Rod | Rod, percutaneous rod | Rod - Diameter 5.4mm Length: pre-bent: 30mm, 35mm, 40mm, 45mm, 50mm, 55mm, 60mm, 70mm, 80mm, 90mm; straight: 100mm, 120mm, 140mm, 160mm, 180mm, 200mm, 220mm, 240mm, 350mm, 500mm, 550mm Percutaneous Rod - Diameter: 5.4mm Length: pre-bent - 30mm, 35mm, 40mm, 45mm, 50mm, 55mm, 60mm, 65mm, 70mm, 75mm, 80mm, 85mm, 90mm; straight - 100mm, 110mm, 120mm, 130mm, 140mm, 150mm, 160mm, 170mm, 180mm, 190mm, 200mm, 210mm, 220mm, 230mm, 240mm, 250mm | SPINEART AUSTRALIA PTY. LTD. |  | Changed Benefit
DU022 | 13 - Spinal | Romeo 2 Posterior Thoraco-lumbar Fixation System - Parallel Rod Connector, Axial Rod Connector | Parallel rod connector, axial rod connector | one size only | SPINEART AUSTRALIA PTY. LTD. |  | Changed Benefit
DU023 | 13 - Spinal | Romeo 2 Posterior Thoraco-lumbar Fixation System - Multiaxial Cross Connector | Multiaxial cross connector, Multiaxial pre-bent cross connector | Length: 33 - 36mm, 36-43mm, 43-55mm, 55-80mm | SPINEART AUSTRALIA PTY. LTD. |  | Changed Benefit
ER201 | 13 - Spinal | K2M Spinal Systems-Transitional Rod | Transitional Rod | 3.5-(4.5 /5.5)mm x (300-600)mm length or 5.5/5.5mm x 495 rod/rail | Emergo Asia Pacific Pty Ltd |  | Changed Benefit
ER207 | 13 - Spinal | SIGNUS Cervical Plating Implant System-Plate | SIGNUS Cervical Plating Implant System-Plate | 22-54 mm, in 2 mm increments | Emergo Asia Pacific Pty Ltd |  | Changed Benefit
ER209 | 13 - Spinal | SIGNUS Cervical Plating Implant System-Bone Screw | SIGNUS Cervical Plating Implant System-Cervical Bone Screw, fixed or variable angle; self drilling or self tapping | dia (2.7-4.3 mm)x length (12-22 mm) | Emergo Asia Pacific Pty Ltd |  | Changed Benefit
ER212 | 13 - Spinal | Mesa Polyaxial Cannulated Screw | Cannulated Pedicle Screw, polyaxial | Diameter: 5.5-6.5mm Length: 30-45mm | Emergo Asia Pacific Pty Ltd |  | Changed Benefit
ER223 | 13 - Spinal | SIGNUS Diplomat Pedicle Screw System - Screw Head (Tulip) | SIGNUS Diplomat Pedicle Screw System - Screw Head (Tulip) | dia 12.5 mm x height 14.9-150 mm | Emergo Asia Pacific Pty Ltd |  | Changed Benefit
ER225 | 13 - Spinal | SIGNUS Diplomat Pedicle Screw System - Rod-Straight or Curved | SIGNUS Diplomat Pedicle Screw System - Rod-Straight or Curved | dia 5.5 mm x length (30-150 mm) | Emergo Asia Pacific Pty Ltd |  | Changed Benefit
ER226 | 13 - Spinal | SIGNUS Diplomat Pedicle Screw System - Offset Connector | SIGNUS Diplomat Pedicle Screw System - Offset Connector | dia 5.5 mm x length (15-30 mm) | Emergo Asia Pacific Pty Ltd |  | Changed Benefit
ER227 | 13 - Spinal | SIGNUS Diplomat Pedicle Screw System - Parallel Connector | SIGNUS Diplomat Pedicle Screw System - Parallel Connector | 5.5 mm x (4.5-6.0 mm) | Emergo Asia Pacific Pty Ltd |  | Changed Benefit
ER228 | 13 - Spinal | SIGNUS Diplomat Pedicle Screw System - Sleeve | SIGNUS Diplomat Pedicle Screw System - Sleeve | Diameter 5.5 mm | Emergo Asia Pacific Pty Ltd |  | Changed Benefit
ER233 | 13 - Spinal | Spineway Mont Blanc Pedicle Screw System-Rod | Spineway Mont Blanc Pedicle Screw System-Rod | dia (4.0-5.5 mm) x length (40-500 mm) | Emergo Asia Pacific Pty Ltd |  | Changed Benefit
HW493 | 07 - Plastic and Reconstructive | Stryker Leibinger Plating System | Mandible Locking Fixation Plates | 1.0 -1.9mm thick, 4 - 7 holes | Stryker Australia Pty Ltd |  | Changed Benefit
BX331 | 03 - General Miscellaneous | Multi Infusors | Sterile Infusor Devices, Elastomeric Driven | Multirate 5, 7 or 12ml/hr x 300ml Multirate 2, 4 or 6 ml/hr x 300ml Multirate 2, 3, 5ml Multirate 1, 2, 3ml | Baxter Healthcare Pty Ltd |  | Changed Benefit
DE293 | 06 - Specialist Orthopaedic | Prostop | Arthroereisis Subtalar implant | 7x12mm 8x12mm 9x14mm 10x14mm 11x16mm 12x16mm | Device Technologies Australia Pty Ltd |  | Changed Benefit
DE298 | 06 - Specialist Orthopaedic | Tightrope Syndesmosis Buttress Plate | For Syndesmosis and Fracture Repair | Universal one size only | Device Technologies Australia Pty Ltd |  | Changed Benefit
DU004 | 13 - Spinal | Perla Posterior Cervico-Thoracic Fixation System - Axial Connector, Lateral Connector | Axial connectors, lateral connectors | Axial - Diameter: 3.5/3.5mm Lateral - small, large | SPINEART AUSTRALIA PTY. LTD. |  | Changed Benefit
DU005 | 13 - Spinal | Perla Posterior Cervico-Thoracic Fixation System - Cross Connector | Adjustable rod-to-rod cross connectors, head-to-head cross connectors | RTR - Length: 21-23mm, 23-26mm, 26-32mm, 32-44mm, 44-45mm HTH - Length: 20-25mm, 25-30mm, 30-35mm, 35-40mm, 40-45mm, 45-50mm | SPINEART AUSTRALIA PTY. LTD. |  | Changed Benefit
EX050 | 06 - Specialist Orthopaedic | Equinoxe Glenosphere | The glenosphere aids in glenosphere insertion and protects any remaining intact soft tissues. | 36mm, 38mm, 42mm & 46mm | EXACTECH AUSTRALIA PTY LTD |  | Changed Benefit
DE302 | 06 - Specialist Orthopaedic | BioComposite Corkscrew Suture Anchor | Suture Anchor | >4mm-6.5mm | Device Technologies Australia Pty Ltd |  | Changed Product description, Product sizes
DU007 | 13 - Spinal | Perla Posterior Cervico-Thoracic Fixation System - Rod | Straight rods, pre-bent rods - Titanium or cobalt chromium | Diameter: 3.5mm Length: 20mm, 25mm, 30mm, 35mm, 40mm, 45mm, 50mm, 55mm, 60mm, 65mm, 70mm, 75mm, 80mm, 85mm, 90mm, 100mm, 110mm, 120mm, 240mm, 350mm | SPINEART AUSTRALIA PTY. LTD. |  | Changed Benefit
DU008 | 13 - Spinal | Perla Posterior Cervico-Thoracic Fixation System - Transition Rod | Transition rods - Titanium or cobalt chromium | Diameter: from 5.4 to 3.5mm Length: 300mm, 600mm | SPINEART AUSTRALIA PTY. LTD. |  | Changed Benefit
EX055 | 06 - Specialist Orthopaedic | Equinoxe Humeral Stem, Fracture | The fracture stem is intended for cemented fixation only and is advised for 3 & 4 part fractures of the proximal humerus | Fracture: left: 6.5mm - 12.5mm, right 6.5mm- 12.5mm Long stem fracture: left 6.5mmx200mm right 6.5mmx200mm | EXACTECH AUSTRALIA PTY LTD |  | Changed Benefit
DE342 | 06 - Specialist Orthopaedic | PEEKPower HTO Plate | Medial High Tibial Osteotomy Implant Device System | One Universal Size | Device Technologies Australia Pty Ltd |  | Changed Benefit
DU011 | 13 - Spinal | Scarlet AC-T Cervical Cage | Cervical cage - anatomical, lordotic | Height: 5mm, 6mm, 7mm, 8mm, 9mm, 10mm Footprint: 12 x 15mm (Small); 14 x 17mm (Large) | SPINEART AUSTRALIA PTY. LTD. |  | Changed Benefit
DU012 | 13 - Spinal | Scarlet AC-T Screw, Reduction Screw | Screw, reduction screw | Diameter: 3mm, 3.5mm Length: 12mm, 14mm, 16mm, 18mm | SPINEART AUSTRALIA PTY. LTD. |  | Changed Benefit
DU013 | 13 - Spinal | Tryptik 2 Anterior Cervical Plate | Anterior cervical plate | Length: 20mm, 22mm, 24mm, 26mm, 28mm, 30mm, 32mm, 34mm, 36mm, 38mm, 40mm, 43mm, 46mm, 49mm, 52mm | SPINEART AUSTRALIA PTY. LTD. |  | Changed Benefit
DU010 | 13 - Spinal | Juliet Ti PO | Titanium lumbar cage | Length: 24mm Height: 7mm, 8mm, 9mm, 10mm, 11mm, 12mm, 13mm, 14mm, 15mm or 16mm Width: 8mm, 8.5mm, 9mm or 10.5mm Lordosis: 6º or 12º | SPINEART AUSTRALIA PTY. LTD. |  | Changed Benefit
DU015 | 13 - Spinal | Tryptik 2 Screw | Self-tapping screws, self-drilling screws - variable and fixed angle | Diameter: 4.0mm, 4.5mm Length: 12mm, 14mm, 16mm, 18mm | SPINEART AUSTRALIA PTY. LTD. |  | Changed Benefit
EX066 | 12 - Knee | Optetrak Total Knee System CCK (Constrained Condylar Knee) Femoral Component | Femoral Component, cemented, CoCr, totally stabilised | Size 1 - 6 | EXACTECH AUSTRALIA PTY LTD |  | Changed Product name
EY002 | 13 - Spinal | Reform Tulip Head | Tulip Head | 12.5mm/17mm | E4 SURGICAL PTY LTD |  | Changed Benefit
EY007 | 13 - Spinal | Reform Crosslinks | Crosslinks Adjustable | Length 20mm to 100mm | E4 SURGICAL PTY LTD |  | Changed Benefit
EY004 | 13 - Spinal | Reform Rods | Straight and Lordotic Curved Rods | Length 20mm to 600mm | E4 SURGICAL PTY LTD |  | Changed Benefit
EY005 | 13 - Spinal | Reform Dominoes | Dominoes - Axial and Parallel | Diameter 3.5mm to 6.0mm | E4 SURGICAL PTY LTD |  | Changed Benefit
EY010 | 13 - Spinal | Reform POCT Rod | Rod - Straight and Curved | Length 20mm to 350mm | E4 SURGICAL PTY LTD |  | Changed Benefit
EY011 | 13 - Spinal | Reform POCT Cross Connector | Cross Connector | Diameter 3.5mm | E4 SURGICAL PTY LTD |  | Changed Benefit
BR002 | 06 - Specialist Orthopaedic | OPRA System | Healing cylinder - titanium | One size only | Surgien Pty Ltd |  | Changed Benefit
IT030 | 06 - Specialist Orthopaedic | Frame It Wires - Olives | Wires with stopper | Diameter 1mm-3mm Length 120mm-250mm | Integrant Pty Ltd |  | Changed Benefit
IT033 | 06 - Specialist Orthopaedic | Anchor It 5mm | Fully threaded suture anchor with fibrewire suture | 5mm | Integrant Pty Ltd |  | Changed Benefit
IT034 | 06 - Specialist Orthopaedic | Anchor It | Fully threaded Titanium suture anchor with fibrewire suture | 2.5mm - 3.5mm | Integrant Pty Ltd |  | Changed Benefit
JA005 | 13 - Spinal | Dynamic Cage | PLIF/TLIF Spinal Cage | Angle 0° - 12° Height 7-16mm Length 22-32mm Width 8-11mm | JOY SURGICAL PTY LTD |  | Changed Benefit
MC608 | 13 - Spinal | TSRH | Connector | Small, Medium, Large | Medtronic Australasia Pty Ltd |  | Changed Benefit
MC610 | 13 - Spinal | Vantage | Vantage plates and Screws; Thoracic Plate | 3.5 - 8cm | Medtronic Australasia Pty Ltd |  | Changed Benefit
LB061 | 13 - Spinal | REVLOK Fenestrated Screw System Locking Cap | Locking Cap | One Size | Globus Medical Australia |  | Changed Benefit, Group
LB065 | 13 - Spinal | COALITION Spacer | ACDF Spacer | 12mm x 14mm, 14mm x 16mm and 15mm x 18mm ,5mm - 12mm height | Globus Medical Australia |  | Changed Benefit
LB067 | 13 - Spinal | BEACON™ Stabilization System Clamp | Clamp | 5.5mm and 6.35mm small, medium, large | Globus Medical Australia |  | Changed Benefit
LB068 | 13 - Spinal | BEACON™ Stabilizer System Connector | Connector | 5.5mm and 6.35mm small, medium, large, offset | Globus Medical Australia |  | Changed Benefit
LI113 | 12 - Knee | Anatomic Fixed Bearing Insert | Posterior stabilised, fixed bearing polyethylene insert | Size 1 to 7 Heights 10 to 20 | Amplitude Australia |  | Changed Benefit
LB040 | 13 - Spinal | XTEND Anterior Cervical Extender Plate | Anterior Cervical Extender Plate | 10mm - 46mm | Globus Medical Australia |  | Changed Benefit
LB041 | 13 - Spinal | XTEND Variable Angled Screws | Variable Angled Bone Screws | 4.2, 4.6 and 5.1mm diameter x 10mm - 20mm length | Globus Medical Australia |  | Changed Benefit
LB042 | 13 - Spinal | XTEND Fixed Angled Screws | Fixed Angled Bone Screws | 4.2, 4.6 and 5.1mm diameter x 10mm - 20mm length | Globus Medical Australia |  | Changed Benefit
LB045 | 13 - Spinal | ELLIPSE Stabilization System, Tapered Rod | Dual Diameter Rod | 3.5mm ti 4.0mm - 6.5mm x 350mm - 500mm length | Globus Medical Australia |  | Changed Benefit
LB046 | 13 - Spinal | ELLIPSE Stabilization System, Rod | Rod | 3.5mm Diameter x 40mm - 240mm | Globus Medical Australia |  | Changed Benefit
LB070 | 13 - Spinal | SUSTAIN spacer | PLIF cage | 8mm-17mm height, 8mm-12mm width, 22mm length | Globus Medical Australia |  | Changed Benefit
LB072 | 13 - Spinal | ELLIPSE Stabilization System Parallel Connector | Connector | 3.5mm to 4.0 - 6.5mm Rod | Globus Medical Australia |  | Changed Benefit
LB073 | 13 - Spinal | ELLIPSE Stabilization System In-line Connector | Connector | 3.5mm - 6.35mm | Globus Medical Australia |  | Changed Benefit
LB074 | 13 - Spinal | ELLIPSE® Stabilization System Lateral Connector | Connector | Std, Short, medium, long | Globus Medical Australia |  | Changed Benefit
LB075 | 13 - Spinal | ELLIPSE® Stabilization System Lateral Connector | Connector | 3.5mm to 10.0mm - 3.5mm - 6.5mm Rod | Globus Medical Australia |  | Changed Benefit
LB076 | 13 - Spinal | REVERE Rods | Rod, precurved and straight | 30mm-600mm in 4.5mm 5.5mm and 6.35mm diameter | Globus Medical Australia |  | Changed Benefit
LM066 | 06 - Specialist Orthopaedic | TriMed Olecranon Sled | Washer | one size | LMT Surgical Pty Ltd |  | Changed Benefit
LI103 | 11 - Hip | P2 Cemented Cup | Cemented Acetabular Cup | Size 49 - 61 | Amplitude Australia |  | Changed Benefit
LI107 | 11 - Hip | Austofix Ceramic System | Biolox Ceramic Femoral Head | 28 and 32 mm | Amplitude Australia |  | Changed Benefit
MC566 | 07 - Plastic and Reconstructive | Macropore | C Plates | 8 hole | Medtronic Australasia Pty Ltd |  | Changed Benefit
MC567 | 07 - Plastic and Reconstructive | Macropore | Clover Leaf Plates | 4 hole | Medtronic Australasia Pty Ltd |  | Changed Benefit
MC574 | 07 - Plastic and Reconstructive | Timesh | X-Drive Screws | 2 - 15mm | Medtronic Australasia Pty Ltd |  | Changed Benefit
MC577 | 13 - Spinal | R90 Spacer | Spinal Implant (Peek) | Height 7 - 16mm Lordosis 6 - 18 degrees | Medtronic Australasia Pty Ltd |  | Changed Benefit
MC580 | 07 - Plastic and Reconstructive | Macropore | Locks | 2 - 20mm | Medtronic Australasia Pty Ltd |  | Changed Benefit
MC587 | 13 - Spinal | CD Horizon Spinal System | Percutaneous Rod | 20mm to 600mm | Medtronic Australasia Pty Ltd |  | Changed Benefit
MC590 | 13 - Spinal | Vertex Reconstruction System | Crosslink/Bar | Extra small to large | Medtronic Australasia Pty Ltd |  | Changed Benefit
MC592 | 13 - Spinal | CD Horizon System | SMA Staple | Length 4-10mm | Medtronic Australasia Pty Ltd |  | Changed Benefit
MC593 | 13 - Spinal | CD Horizon System | SMA Staple | Length 12-18mm | Medtronic Australasia Pty Ltd |  | Changed Benefit
LB048 | 13 - Spinal | ELLIPSE Stabilization System, Locking Cap | Locking Cap | One Size | Globus Medical Australia |  | Changed Benefit, Group
LB050 | 13 - Spinal | ELLIPSE® Stabilization System Occipital Plate | Occipital Plate | Small to Large | Globus Medical Australia |  | Changed Benefit
LB052 | 13 - Spinal | ELLIPSE® Stabilization System Occipital Screw | Bone Screw | 4.0mm to 4.5mm Diameter x 6mm - 16mm Length | Globus Medical Australia |  | Changed Benefit
LB054 | 13 - Spinal | CORRIDOR Fixation System Screw Non Cannulated Screws | Bone Screws | 3.5mm - 4.5mm diameter, 30mm - 60mm Length | Globus Medical Australia |  | Changed Benefit
LB056 | 13 - Spinal | REVERE ADDITION In-line Rod Connectors with Integral Rod | IN-line Connector with integral rod | 5.5mm-6.5mm 160-200mm length | Globus Medical Australia |  | Changed Benefit
LB057 | 13 - Spinal | ELLIPSE Stabilization System, Top Loading T-Connector | T-Connector | 21mm - 56mm | Globus Medical Australia |  | Changed Benefit
IT017 | 06 - Specialist Orthopaedic | Arch It | Subtalar Arthroereisis Implant | 8mm, 9mm, 10mm, 11mm & 12mm | Integrant Pty Ltd |  | Changed Benefit
BF021 | 03 - General Miscellaneous | SealFoam, High Density | SealFoam is an absorbable Polysaccharide Haemostat | 60mm x 40mm x 2mm 60mm x 40mm x 4mm 120mm x 25mm x 4mm (2/pack) | Matrix Medical Innovations |  | Changed Benefit
BF022 | 13 - Spinal | Redmond Cervical Cage | Stand-alone cervical interbody fusion cage with locking cap | 14mm L x 15mm W; 5mm - 12mm H 15mm L x 15mm W; 5mm - 12mm H 15mm L x 17mm W; 5mm - 12mm H | Matrix Medical Innovations |  | Changed Benefit
BF023 | 13 - Spinal | Redmond Screw | Variable or constrained self-drilling/self-tapping/oversized screw | Length: 12mm, 13mm, 14mm, 15mm, 16mm, 17mm, 18mm, 20mm Diameter: 4.0m (self-drilling and self-tapping); 4.5mm (oversized) | Matrix Medical Innovations |  | Changed Benefit
MC611 | 13 - Spinal | Vantage | Vantage Plates and Screws; Thoracic Screw | 5.5-10.5 x 15-100mm | Medtronic Australasia Pty Ltd |  | Changed Benefit
MC612 | 13 - Spinal | Vantage | Vantage Plates and Screws; ATL Plate | 4 - 10cm | Medtronic Australasia Pty Ltd |  | Changed Benefit
BG002 | 03 - General Miscellaneous | BloodStop iX | BloodStop iX is a new generation haemostat made from water soluble, oxidised-etherified regenerated cellulose | 1.3x5cm, 5x5cm, 5x10cm | Balance Medical Pty Ltd |  | Changed Benefit
BH018 | 07 - Plastic and Reconstructive | W Lorenz Osteosynthesis System | Sheet 1.5mm System. Titanium | (203-206)mm x (123-127)mm x (0.2-0.3)mm | Zimmer Biomet Pty Ltd |  | Changed Benefit
DE374 | 06 - Specialist Orthopaedic | GraftBolt | Interference Screw and Sheath | 7mm, 8mm, 9mm and 10mm | Device Technologies Australia Pty Ltd |  | Changed Benefit
AS241 | 03 - General Miscellaneous | Symbotex Skirted Composite Mesh | Non-absorbable three-dimensional polyester skirted composite mesh. On the opposite side, the absorbable hydrophilic film minimizes tissue attachment to the mesh in case of direct contact with the viscera. A flap attached to the reinforcement helps place and fix the mesh. | 8 cm Round, 15x10 cm Rectangle | Medtronic Australasia Pty Ltd |  | Changed Benefit
DU032 | 13 - Spinal | Romeo 2 PAD System | Interspinous fusion device | 8mm to 18mm | SPINEART AUSTRALIA PTY. LTD. |  | Changed Benefit
BS078 | 05 - Urogenital | Advantage, Advantage Blue | Transvaginal Mid-Urethral Sling System | One size only | Boston Scientific Australia Pty Ltd |  | Changed Product name, Product description, Benefit
DU038 | 13 - Spinal | Scarlet AL-T Bone Screw | Bone Screw | Diameter 5.0-5.5mm Length 25-40mm | SPINEART AUSTRALIA PTY. LTD. |  | Changed Benefit
DV010 | 01 - Ophthalmic | Morcher Complex Capsular Tension Ring | PMMA Implant | 9.5mm, 10mm, 11mm, 12.5mm, 13mm | Designs for Vision Pty Ltd |  | Changed Benefit
DV022 | 01 - Ophthalmic | Eyetec DCR Tubes | Stainless steel, silicone tubing, Bodkin lacrimal intubation set | 30cm | Designs for Vision Pty Ltd |  | Changed Benefit
BF011 | 13 - Spinal | WinLoc Cervical Plate System - screw | Variable self drilling screw/self tapping screw/oversized screw, expandable screw | Length: 12mm, 14mm, 16mm, 18mm Diameter: 4.0mm, 4.5mm | Matrix Medical Innovations |  | Changed Benefit
BS094 | 05 - Urogenital | Contour VL; Stretch VL Flexima; Ureteral Stents | Ureteral stent with attached suture | Diameters up to 14Fr & lengths up to 40cm | Boston Scientific Australia Pty Ltd |  | Changed Benefit
BS095 | 05 - Urogenital | Urinary Diversion Stents | Percuflex urinary diversion stent | Diameters up to 14Fr & lengths up to 95cm | Boston Scientific Australia Pty Ltd |  | Changed Benefit
BS096 | 05 - Urogenital | Lynx, Lynx Blue | Suprapubic Mid-Urethral Sling System | One size only | Boston Scientific Australia Pty Ltd |  | Changed Product name, Product description, Benefit
BS097 | 05 - Urogenital | Obtryx Transoburator Mid-Urethral Sling System | Polypropylene mesh sling | One size only | Boston Scientific Australia Pty Ltd |  | Changed Benefit
DU027 | 13 - Spinal | Romeo 2 Posterior Thoraco-lumbar Fixation System - Iliac Connector | Iliac connector | Length: 15mm, 20mm, 30mm, 40mm, 50mm, 60mm | SPINEART AUSTRALIA PTY. LTD. |  | Changed Benefit
DU029 | 13 - Spinal | Tryptik Anterior Cervical Plate bone screw | Tryptik Anterior Cervical Plate bone screws are designed to have a low profile and lock into the plate on insertion to prevent back out. The screw is made o Titanium | The produc is available in 2 diameters, namely 3.8 and 4.5mm. The 3.8mm screw is available in 4 lenghts: 12, 14, 16 and 18mm while the 4.5mm screw is available in 3 lenghts, 14, 16 and 18mm | SPINEART AUSTRALIA PTY. LTD. |  | Changed Benefit
DU030 | 13 - Spinal | Juliet Posterior Lumbar Interbody Cage | PEEK cage built in anatomical slope. | All 22mm length. 8, 10, 12 and 14mm heights. 0 or 5 degrees anatomical slope. | SPINEART AUSTRALIA PTY. LTD. |  | Changed Benefit
AS244 | 03 - General Miscellaneous | Parietex Composite | Dual sided polyester meshes with a resorbable adhesion-prevention hydrophilic film | 25 cm, 30 cm | Medtronic Australasia Pty Ltd |  | Changed Benefit
AT074 | 07 - Plastic and Reconstructive | Anatomics Cranial Patient Specific Implant - One Piece | Cranial patient specific implant constructed of Titanium, Acrylic or Porous Polyethylene | Custom | Anatomics Pty Ltd |  | Changed Benefit
AS242 | 03 - General Miscellaneous | Parietex Composite | Dual sided polyester meshes with a resorbable adhesion-prevention hydrophilic film | 8 cm, 9 cm, 12 cm, 15 cm | Medtronic Australasia Pty Ltd |  | Changed Benefit
FA012 | 12 - Knee | Optetrak Logic Total Knee System, Tibial Insert, PS | Tibial Insert, UHMWPE, Fixed (Posterior Stabilised) | Size 0 - 6, 9-15mm | EXACTECH AUSTRALIA PTY LTD |  | Changed Benefit
ER251 | 13 - Spinal | Amendia Savannah-T Pedicle Screw System-Rods | Pedicle Screw System-Rods, Straight and curved | dia 5.5 mm x length (30-500 mm) | Emergo Asia Pacific Pty Ltd |  | Changed Benefit
ER253 | 13 - Spinal | Amendia Savannah-T Pedicle Screw System-Connector (offset) | Savannah-T Pedicle Screw System-Connector (offset) | 44 x 6 x 16.7mm | Emergo Asia Pacific Pty Ltd |  | Changed Benefit
ER254 | 13 - Spinal | Amendia Savannah-T Pedicle Screw System-Connector Transverse (rod to rod), adjustable | Pedicle Screw System-Connector Transverse (rod to rod) | 65-70 mm;70-75 mm; 75-80 mm | Emergo Asia Pacific Pty Ltd |  | Changed Benefit
FC011 | 13 - Spinal | Ally Bone Screw | For use with DTRAX Cages | One size | Five Corners Pty Ltd |  | Changed Benefit
FC012 | 13 - Spinal | GL-DTRAX Bone Screw | Cortical screw | One Size | Five Corners Pty Ltd |  | Changed Benefit
JD004 | 06 - Specialist Orthopaedic | CarboFix Piccolo Distal Fibula Plate System – Plate component | CFR-PEEK distal fibula plate | Left 72mm, 83mm, 96mm, 112mm, 153mm, 182mm Right 72mm, 83mm, 96mm, 112mm, 153mm, 182mm | JOI ORTHOPAEDICS PTY LTD |  | Changed Benefit
JD006 | 06 - Specialist Orthopaedic | CarboFix Piccolo Proximal Humerus Plate Systems – Plate component | CFR-PEEK proximal humerus plate | 100mm, 120mm, 154mm, 190mm, 262mm | JOI ORTHOPAEDICS PTY LTD |  | Changed Benefit
LM091 | 06 - Specialist Orthopaedic | FixEx Bone Cement | Calcium Phosphate Bone Cement | 5cc | LMT Surgical Pty Ltd |  | Changed Benefit
LM100 | 06 - Specialist Orthopaedic | Hyprocure | Sinus Tarsi Implant | 5-9mm | LMT Surgical Pty Ltd |  | Changed Benefit
FE003 | 05 - Urogenital | Filshie Clips - Sterishot | With Disposable Applicator | One Size | Femcare Australia Pty Ltd |  | Changed Benefit
HW508 | 07 - Plastic and Reconstructive | Stryker Leibinger Plating System | Mandible Locking Fixation Plates | 1.0 - 1.99mm thick, 8 - 15 holes | Stryker Australia Pty Ltd |  | Changed Benefit
HW511 | 07 - Plastic and Reconstructive | Stryker Leibinger Plating System | Micro Screws | 1.0 - 1.2mm diameter, 3 - 15mm length | Stryker Australia Pty Ltd |  | Changed Benefit
HW513 | 13 - Spinal | Anchor-L Lumbar cage System, Bone Screw | Bone Screw | Dia 5mm- 6mm, Length 20mm- 30mm | Stryker Australia Pty Ltd |  | Changed Benefit
LB091 | 13 - Spinal | CREO Stabilization Tapered Rod | The CREO Stabilization System implants are non-cervical spinal fixation devices intended for posterior pedicle screw fixation, posterior hook fixation or anterolateral fixation. | 4.75 and 5.5 600mm | Globus Medical Australia |  | Changed Benefit
LB094 | 13 - Spinal | PLYMOUTH Thoracolumbar Plate System Screw | Bone Screw | 5.5mm - 6.5mm 22mm - 57mm | Globus Medical Australia |  | Changed Benefit
HW516 | 06 - Specialist Orthopaedic | HOFFMANN3 EXTERNAL FIXATION SYSTEM | ROD COUPLER | 0-120 DEGREES | Stryker Australia Pty Ltd |  | Changed Benefit
HW518 | 13 - Spinal | AVS Anchor C Cervical Cage System | Standalone Cervical Cage | 12 x 14mm, 14 x 16mm, height range ; 6mm-12 mm.) 0, 4 and 8 degree angulation | Stryker Australia Pty Ltd |  | Changed Benefit
HW519 | 13 - Spinal | AVS Anchor C Cervical Cage System | Screw for use with Anchor C Cervical Cage | Diameter 3.5-4mm Length 8-14mm | Stryker Australia Pty Ltd |  | Changed Benefit
HW526 | 06 - Specialist Orthopaedic | Memometal Anchor Fixation System | Anchors | 1-2mm | Stryker Australia Pty Ltd |  | Changed Benefit
HW527 | 06 - Specialist Orthopaedic | Memometal Anchor Fixation System | Anchors | 3.6mm | Stryker Australia Pty Ltd |  | Changed Benefit
ER257 | 13 - Spinal | Amendia Zeus Fusion Cages-PLIF | Amendia Zeus Fusion Cages-PLIF (paired), PEEK | width (9-13 mm) x length (22-30 mm) x height (7-18 mm) x lordosis (0-8 degrees) | Emergo Asia Pacific Pty Ltd |  | Changed Benefit
JD010 | 06 - Specialist Orthopaedic | Ankle Arthrodesis Nail | Arthrodesis Nail | 10 & 12mm diameter | JOI ORTHOPAEDICS PTY LTD |  | Changed Benefit
JD011 | 06 - Specialist Orthopaedic | Screws - Reconstruction | Screws | 3.5 - 5 mm diameter | JOI ORTHOPAEDICS PTY LTD |  | Changed Benefit
JA006 | 13 - Spinal | LP Cage | LP - PLIF Peek Cage | 0°-8°, H 8-15mm L 22-27mm W 9-11mm | JOY SURGICAL PTY LTD |  | Changed Benefit
JA007 | 13 - Spinal | Medussa-PL Cage | ThoracoLumbar/Lumbar Interbody Fusion Cage - PLIF, TLIF | 0°-8°, H 6-16mm L 25-38mm W 9-11mm | JOY SURGICAL PTY LTD |  | Changed Benefit
JA010 | 13 - Spinal | Medyssey Spinal Fixation System | Crosslink | 41 - 66mm | JOY SURGICAL PTY LTD |  | Changed Benefit
LB077 | 13 - Spinal | REVERE Rods Preshaped | Pre-shaped Rods | 4.5, 5.5 - 6.35mm | Globus Medical Australia |  | Changed Benefit
JA017 | 13 - Spinal | Spinal Plate - Cervical | Anterior Cervical Plate | 20mm - 53mm | JOY SURGICAL PTY LTD |  | Changed Benefit
JA019 | 13 - Spinal | Spinal Plate Screws | Self-Drilling and Self-Tapping Plate Screws | Diam - 4.0 - 4.5mm Length - 10 - 16mm | JOY SURGICAL PTY LTD |  | Changed Benefit
JA015 | 13 - Spinal | Novel/Zenius Rods | Rod | 5.5, 6.0, 6.5 | JOY SURGICAL PTY LTD |  | Changed Benefit
LB095 | 13 - Spinal | PLYMOUTH Thoracolumbar Plate System Plate | Thoracolumbar Plate | 15 - 24mm | Globus Medical Australia |  | Changed Benefit
LB099 | 13 - Spinal | CANOPY Laminoplasty System Screw | Bone and graft screw for Laminoplasty Plate | 2.2mm - 3.0mm 4mm - 12mm | Globus Medical Australia |  | Changed Benefit
DV241 | 01 - Ophthalmic | Eyetec DCR Tubes | Crawford and Cannaliculus Intubation Sets | N/A | Designs for Vision Pty Ltd |  | Changed Benefit
LB086 | 13 - Spinal | CREO Stabilization System Cross Connector | The CREO Stabilization System implants are non-cervical spinal fixation intended for posterior pedicle screw fixation, posterior hook fixation or anterolateral fixation. | 4.75 and 5.5, 30-91mm | Globus Medical Australia |  | Changed Benefit
LB087 | 13 - Spinal | CREO Stabilization System Rod | The CREO Stabilization System implants are non-cervical spinal fixation devices intended for posterior pedicle screw fixation, posterior hook fixation or anterolateral fixation. | 4.75 and 5.5 diameter 15mm - 600mm length | Globus Medical Australia |  | Changed Benefit
LB088 | 13 - Spinal | CREO Stabilization System Locking Cap | The CREO Stabilization System implants are non-cervical spinal fixation devices intended for posterior pedicle screw fixation, posterior hook fixation or anterolateral fixation. | 4.75 and 5.5 | Globus Medical Australia |  | Changed Benefit, Group
ER235 | 13 - Spinal | Spineway Mont Blanc Pedicle Screw System-Connector (in line) | Spineway Mont Blanc Pedicle Screw System-Connector (in line; domino or axial) | 15mm x(15-16 mm); dia (7.5-8.5mm) x length (30-80 mm) | Emergo Asia Pacific Pty Ltd |  | Changed Benefit
ER236 | 13 - Spinal | Spineway Mont Blanc Pedicle Screw System-Connector (transverse rod to rod, adjustable) | Spineway Mont Blanc Pedicle Screw System-Connector (transverse rod to rod, adjustable) | 15-20mm; 20-25mm; 20-30mm;25-30mm; 30-40 mm; 40-50mm; 40-55 mm; 55-70 mm; 70-85 mm; | Emergo Asia Pacific Pty Ltd |  | Changed Benefit
ER237 | 13 - Spinal | Spineway Mont Blanc Pedicle Screw System-Connector lateral (offset) | Spineway Mont Blanc Pedicle Screw System-Connector lateral (offset) | dia 5.5 mm x length (30-80) mm | Emergo Asia Pacific Pty Ltd |  | Changed Benefit
ER238 | 13 - Spinal | Spineway Mont Blanc Pedicle Screw System-Rod (tapered) | Spineway Mont Blanc Pedicle Screw System-Rod (tapered) | dia 5.5 mm x length (50-550 mm) | Emergo Asia Pacific Pty Ltd |  | Changed Benefit
ER241 | 13 - Spinal | Pyrenees Cervical Plate System-Monoplate, Short | Pyrenees MonoPlate, Short | 18-55mm length | Emergo Asia Pacific Pty Ltd |  | Changed Benefit
ER243 | 13 - Spinal | MESA Rail | CoCr and Ti shaped beam rail rods | Diameter: 4.5-5.5mm Length: 375-500mm | Emergo Asia Pacific Pty Ltd |  | Changed Benefit
FA015 | 12 - Knee | Optetrak Logic Total Knee System, RBK Tibial Baseplate | Tibial Baseplate, titanium with polished insert surface, cemented, for a mobile insert | Size 1F/1T - 5F/5T | EXACTECH AUSTRALIA PTY LTD |  | Changed Benefit
FA014 | 12 - Knee | Optetrak Logic Total Knee System, RBK Tibial Insert | Tibial Insert, UHMWPE, mobile, posterior stabilised | Size 1 - 5, 9 - 15mm | EXACTECH AUSTRALIA PTY LTD |  | Changed Benefit
ER246 | 13 - Spinal | Spineway Twin Peaks PLIF Fusion Cage-Paired | Twin Peaks PLIF Fusion Cage-Paired, (standard or bullet shaped) | height (7-14 mm) x length (20-25 mm) x lordosis (0-8 degrees) | Emergo Asia Pacific Pty Ltd |  | Changed Benefit
AW024 | 03 - General Miscellaneous | Strattice Reconstructive Tissue Matrix | Strattice reconstructive Tissue Matrix is a biologic, surgical implant made from porcine dermis. It is intended for use as a soft tissue patch to reinforce soft tissue where weakness exists and for the surgical repair of of damaged or ruptured soft tissue membranes. Indications for use include breast reconstruction and repair of hernias. | 401 - 600cm2 | Allergan Australia Pty Limited |  | Changed Benefit
BH051 | 06 - Specialist Orthopaedic | Comprehensive Shoulder - Reverse Glenosphere | Reverse glenosphere | (31mm to 41)mm x (standard, +3, +6) | Zimmer Biomet Pty Ltd |  | Changed Benefit
BH058 | 06 - Specialist Orthopaedic | Explor Radial Head | Head | (10-20)mm x (20-24)mm | Zimmer Biomet Pty Ltd |  | Changed Benefit
BH075 | 13 - Spinal | Synergy/Polaris Spinal System | Lateral Connectors | 25-75mm | Zimmer Biomet Pty Ltd |  | Changed Benefit
BH108 | 13 - Spinal | Anterior Cervical Plate System | Titanium Cancellous Bone Screw | 4 - 20mm | Zimmer Biomet Pty Ltd |  | Changed Benefit
BH073 | 13 - Spinal | Synergy/Polaris Spinal System | Adjustable Transverse Connector | XXS-Medium | Zimmer Biomet Pty Ltd |  | Changed Benefit
MC648 | 04 - Neurosurgical | Delta Valve Unitised with Bioglide PSM range | CSF Flow Valves. Polypropylene and acetal plastic base. Silicone elastomer dome. Unitised system includes the valve, integral ventricular and peritoneal catheter (all components connected). Surface of valve bonded with hydrogel (Bioglide surface modificat | 8-13.5cm x 90-120cm (0.5-2.0) | Medtronic Australasia Pty Ltd |  | Changed Benefit
MC650 | 04 - Neurosurgical | Delta Shunt Assembly | Delta valve is a fixed CSF pressure valve, available in four performance levels. Includes an Integral (distal) Peritoneal Catheter, Disposable Peritoneal Catheter Passer, Female Luer Adapter and Prefill Tubing. | 90-120cm (0.5 - 2.0) | Medtronic Australasia Pty Ltd |  | Changed Benefit
BH040 | 11 - Hip | Avantage Dual Mobility Cemented Acetabular Cup | Acetabular shell, polished inner surface, Stainless Steel | 44mm - 60mm | Zimmer Biomet Pty Ltd |  | Changed Benefit
LM105 | 06 - Specialist Orthopaedic | Ascension Radial head | Proximal Radial Head | 20/22/24mm | LMT Surgical Pty Ltd |  | Changed Benefit
BH063 | 12 - Knee | Regenerex Sleeve Augment | Augment, cone or finned sleeve, SSK/OSS Systems, Ti | (25mm to 40mm, Type A or B) x Extra small/Large | Zimmer Biomet Pty Ltd |  | Changed Benefit
BH066 | 13 - Spinal | Synergy/Polaris Spinal System | Rods | 4.75-6.35 diameter | Zimmer Biomet Pty Ltd |  | Changed Benefit
BH067 | 13 - Spinal | Synergy/Polaris Spinal System | Rods | 30 - 60cm | Zimmer Biomet Pty Ltd |  | Changed Benefit
BS109 | 04 - Neurosurgical | Precision SCS Eight Contact Leads | Eight contact percutaneous leads. | 30cm to 70cm | Boston Scientific Australia Pty Ltd |  | Changed Benefit
BS111 | 04 - Neurosurgical | Precision SCS Lead Extensions | Lead Extensions | 25cm to 55cm | Boston Scientific Australia Pty Ltd |  | Changed Benefit
MC613 | 13 - Spinal | Vantage | Vantage Plates and Screws; ATL Screw | 6.5 x 30-55mm | Medtronic Australasia Pty Ltd |  | Changed Benefit
BH044 | 06 - Specialist Orthopaedic | Biomet Phoenix Nail Arthrodesis Nailing System - Nail | Ankle Arthrodesis Locking Nail, Titanium Alloy | 9 - 12mm diameter x 150 - 420mm length | Zimmer Biomet Pty Ltd |  | Changed Benefit
BH046 | 06 - Specialist Orthopaedic | Biomet Phoenix Ankle Nailing System - 5mm Double-lead thread screw | Double lead screw - Ti-6Al-4V Standard or osseotite finish | 5mm Dia x (20 to 110)mm length | Zimmer Biomet Pty Ltd |  | Changed Benefit
MC625 | 07 - Plastic and Reconstructive | Modified Dual TiMesh | TiMesh Surgical Mesh Modified, includes two cranial plates. Composition: Titanium | 121mm x 77mm - 152mm x 152mm. | Medtronic Australasia Pty Ltd |  | Changed Benefit
MC627 | 07 - Plastic and Reconstructive | Macropore FRP (fast resorbing polymer) | Polylactide and Polyglycolide polymer | 100mm x 100mm x 0.75mm | Medtronic Australasia Pty Ltd |  | Changed Benefit
LM123 | 06 - Specialist Orthopaedic | TriMed Periarticular Plate | Periarticular Plates | ≥ 7 to ≤ 15 holes | LMT Surgical Pty Ltd |  | Changed Benefit
LM124 | 06 - Specialist Orthopaedic | TriMed Periarticular Plate | Periarticular Plates | ≥ 16 holes | LMT Surgical Pty Ltd |  | Changed Benefit
LM126 | 06 - Specialist Orthopaedic | TriMed Sidewinder | Ankle Fixation Plate | 7 hole sidewinder plate | LMT Surgical Pty Ltd |  | Changed Benefit
LM131 | 06 - Specialist Orthopaedic | TriMed Compression Screws | Compression screws | 1.7mm | LMT Surgical Pty Ltd |  | Changed Benefit
MC635 | 13 - Spinal | CD Horizon | Legacy In-Line Connector | Length 40-110mm | Medtronic Australasia Pty Ltd |  | Changed Benefit
MC637 | 13 - Spinal | CD Horizon | Spire Plate | 35-41mm | Medtronic Australasia Pty Ltd |  | Changed Benefit
MC641 | 04 - Neurosurgical | Strata Valve Unitised with Bioglide PSM range | CSF Flow Valve. Polypropylene and acetal plastic base. Silicone elastomer dome. | One size only | Medtronic Australasia Pty Ltd |  | Changed Benefit
MC642 | 04 - Neurosurgical | Strata Valve Assembly with Bioglide PSM range | CSF Flow Valves. Polypropylene and acetal plastic base. Silicone elastomer dome. | One size | Medtronic Australasia Pty Ltd |  | Changed Benefit
BS140 | 05 - Urogenital | Advantage Fit, Advantage Fit Blue | Transvaginal Mid-Urethral Sling System | One size only | Boston Scientific Australia Pty Ltd |  | Changed Product name, Product description, Benefit
BS142 | 03 - General Miscellaneous | EndoVive Replacement Feeding Tube | Silicone enteral feeding tube | Up to 28 Fr | Boston Scientific Australia Pty Ltd |  | Changed Benefit
BS158 | 04 - Neurosurgical | Precision Connector M1 | Lead extension for Precision SCS System | 35. 55. 70 cm length | Boston Scientific Australia Pty Ltd |  | Changed Benefit
BS169 | 04 - Neurosurgical | Precision SCS Splitter | Lead extension for connection of multiple leads | Multiple Configurations | Boston Scientific Australia Pty Ltd |  | Changed Benefit
DV266 | 01 - Ophthalmic | RayOne Toric Aspheric preloaded | Single piece preloaded aspheric toric acrylic IOL, UV absorbing, 360 square edge, anti-vaulting haptics | 6mm optic, +8 to +30 sphere, +1 to +6 cylinder in 0.5 steps | Designs for Vision Pty Ltd |  | Changed Benefit
DE414 | 06 - Specialist Orthopaedic | Locking Reconstruction Plates | Reconstruction Plate for communited Fibula Shaft Fractures | 7-12 holes | Device Technologies Australia Pty Ltd |  | Changed Benefit
DE415 | 06 - Specialist Orthopaedic | Locking Third Tubular Plates | Plate for fracture of the Fibula | 7-12 Holes | Device Technologies Australia Pty Ltd |  | Changed Benefit
ER265 | 13 - Spinal | Amendia Diamond Anterior Cervical Plate System- Screws | Diamond Anterior Cervical Plate System- Screws (hex drive fixed or variable with Grip QuickTM Threads | dia 4.0/4.3 mm x length (12-20 mm) | Emergo Asia Pacific Pty Ltd |  | Changed Benefit
ER263 | 13 - Spinal | Amendia Diamond Anterior Cervical Plate System- Plate | Amendia Diamond Anterior Cervical Plate System- Plate | 22-54 mm | Emergo Asia Pacific Pty Ltd |  | Changed Benefit
CB015 | 04 - Neurosurgical | V-Grip Detachment Controller | A battery powered device used to control detachment of an implantable embolisation coil from a delivery pusher. | One size only | Culpan Medical Pty |  | Changed Benefit
DV271 | 01 - Ophthalmic | RayOne Trifocal | Diffractive step trifocal with smooth transition and reduced light loss | 0.0 D to +30.0D (increments 0.5D) | Designs for Vision Pty Ltd |  | Changed Benefit
DY031 | 11 - Hip | Duraloc Option Acetabular Shell | Titanium, beaded with HA (duofix) | 46-66 mm | Johnson & Johnson Medical Pty Ltd |  | Changed Benefit
DY034 | 11 - Hip | Duraloc Option Acetabular Shell Ceramic Insert | Ceramic, Biolox Forte | 46-66 mm | Johnson & Johnson Medical Pty Ltd |  | Changed Benefit
BS121 | 04 - Neurosurgical | Precision SCS IPG Port | IPG Port Plug | One Size Only | Boston Scientific Australia Pty Ltd |  | Changed Benefit
BS133 | 08 - Cardiac | Acuity Spiral | Unipolar passive fixation | 80, 90 & 100cm | Boston Scientific Australia Pty Ltd |  | Changed Benefit
DV256 | 01 - Ophthalmic | LIS 052 "StenTube" | Large Diameter Lachrymal Intubation Set | 1.32mm Tube diameter | Designs for Vision Pty Ltd |  | Changed Benefit
MC676 | 13 - Spinal | SiLo | Lateral Connector | 10-40mm | Medtronic Australasia Pty Ltd |  | Changed Benefit
MC687 | 04 - Neurosurgical | Neurostimulation System - Accessory Kits | Lead Accessory Plug and Closed Boot Kit Model 3550-29 | . | Medtronic Australasia Pty Ltd |  | Changed Benefit
MC688 | 04 - Neurosurgical | Neurostimulation System - Extensions | 1 x 8 Synergy Extension Kit Model 7472; 1 x 8 Extension Kit Model 37081 | 20, 40 & 60cm | Medtronic Australasia Pty Ltd |  | Changed Benefit
MC690 | 04 - Neurosurgical | Neurostimulation System - Octad Leads | Octad Standard Lead Kit without Percutaneous Extension Model 3777, | 45, 60 & 75cm | Medtronic Australasia Pty Ltd |  | Changed Benefit
MC699 | 08 - Cardiac | Attain OTW Model 4194 Lead | Model 4194 | 78cm, 88cm | Medtronic Australasia Pty Ltd |  | Changed Benefit
MC706 | 13 - Spinal | Venture Anterior Cervical Plate | Single or multi level plate, titanium alloy and Nitinol | 52.5mm - 55mm | Medtronic Australasia Pty Ltd |  | Changed Benefit
MC710 | 04 - Neurosurgical | Neurostimulation System - Octad Leads | Octad Standard Lead Kit with Percutaneous extension model 3877 | 45, 60 & 75cm | Medtronic Australasia Pty Ltd |  | Changed Benefit
MC711 | 04 - Neurosurgical | Neurostimulation System - Octad Leads | Octad Compact Lead Kit without Percutaneous Extension Model 3778 | 45, 60 & 75cm | Medtronic Australasia Pty Ltd |  | Changed Benefit
MC712 | 04 - Neurosurgical | Neurostimulation System - Octad Leads | Octad Compact Lead Kit with Percutaneous Extension Model 3878 | 45, 60 & 75cm | Medtronic Australasia Pty Ltd |  | Changed Benefit
MC713 | 08 - Cardiac | Adapta Pacemaker | VDDR Pacemaker Models ADVDD01 | 11.1cc 23.6g | Medtronic Australasia Pty Ltd |  | Changed Benefit
MC719 | 05 - Urogenital | InterStim Neurostimulator Model 3023 | Titanium | 42g | Medtronic Australasia Pty Ltd |  | Changed Benefit
ER276 | 13 - Spinal | Spineway Blue Mountain Cervical Plate System-Screw | Spineway Blue Mountain Cervical Plating System-Screw | Diameter (3, 4, 4.5mm) x Length (7.2, 12-20mm) | Emergo Asia Pacific Pty Ltd |  | Changed Benefit
ER278 | 13 - Spinal | Spineway Kili Lumbar Fusion Cage System-Screw | Spineway Kili fusion cage system screw | Diameter 4.5 mm, Length 20, 23mm | Emergo Asia Pacific Pty Ltd |  | Changed Benefit
ER279 | 03 - General Miscellaneous | OverStitchTM Endoscopic Suturing System | Needle Driver, Anchor Exchange and Tissue Helix Device | 1 size only | Emergo Asia Pacific Pty Ltd |  | Changed Benefit
AX021 | 06 - Specialist Orthopaedic | S2 Nail System | 6.2mm condylar screws | 6.5mm x 60-85mm | Austofix |  | Changed Benefit
HW542 | 06 - Specialist Orthopaedic | ICONiX Anchor | ICONiX Anchor soft-tissue fixation | 1.4mm, 2.3mm | Stryker Australia Pty Ltd |  | Changed Benefit
HW547 | 07 - Plastic and Reconstructive | Stryker Biomodelled Patient Specific PEEK Implant | Biomodelled Patient Specific Craniofacial Implant PEEK | Custom | Stryker Australia Pty Ltd |  | Changed Benefit
HW548 | 06 - Specialist Orthopaedic | Knotilus Anchor | Knotilus Anchor Soft Tissue Fixation | Knotilus Anchor, 3.5mm | Stryker Australia Pty Ltd |  | Changed Benefit
ER283 | 03 - General Miscellaneous | AnastoClip GC | AnastoClip GC | Medium Large Extra Large Medium, with long applier Large, with long applier Extra Large, with long applier | Emergo Asia Pacific Pty Ltd |  | Changed Benefit
ER284 | 13 - Spinal | Premia Spine Versalink Fixation System-Rods (straight or bent) | Premia Spine Versalink Rods (straight or bent) | dia 6 mm, length (40-180) mm | Emergo Asia Pacific Pty Ltd |  | Changed Benefit
HW551 | 06 - Specialist Orthopaedic | VariAx Elbow Plating System | Periarticular anatomic humerus | ≤ 6 holes | Stryker Australia Pty Ltd |  | Changed Benefit
HW552 | 06 - Specialist Orthopaedic | PEEK Intraline Suture Anchor | PEEK Intraline Suture Anchor | 5.5mm, 6.5mm | Stryker Australia Pty Ltd |  | Changed Benefit
HW553 | 06 - Specialist Orthopaedic | PEEK Zip Anchor | PEEK Zip Anchor | 5.5mm, 6.5mm | Stryker Australia Pty Ltd |  | Changed Benefit
HW554 | 06 - Specialist Orthopaedic | ReelX STT Anchor | ReelX STT Knotless Anchor (PEEK) | 5.5mm, 4.5mm | Stryker Australia Pty Ltd |  | Changed Benefit
HW555 | 06 - Specialist Orthopaedic | TwinLoop FLEX Anchor | TwinLoop FLEX Anchor | 3.5mm | Stryker Australia Pty Ltd |  | Changed Benefit
AY036 | 10 - Vascular | Absolute Pro (Long Length) | Laser cut nitinol self expanding stent ≥150 | Diameter 5mm to 10mm; length 150mm, 170mm, 200mm | Abbott Australasia Pty Ltd |  | Changed Benefit
LB113 | 13 - Spinal | SP-Fix™ Spinous Process Fixation | Posterior non-pedicle supplemental fixation device | 35-55mm | Globus Medical Australia |  | Changed Benefit
LB114 | 13 - Spinal | Unify Dynamic Anterior Cervical Plate System – Plate | Titanium Alloy Dynamic Anterior Cervical Plate | Depth - 2.8mm Width – 16.6mm Length – 10- 55 mm | Globus Medical Australia |  | Changed Benefit
ER285 | 13 - Spinal | Premia Spine Versalink Fixation System-Rods (shaped) | Premia Spine Versalink Fixation System-Rods (shaped) | offset and angle (0-30 degrees), length (40-90) mm | Emergo Asia Pacific Pty Ltd |  | Changed Benefit
ER286 | 13 - Spinal | Premia Spine Versalink Fixation System-Cross Bar | Premia Spine Versalink Fixation System-Cross Bar | one size | Emergo Asia Pacific Pty Ltd |  | Changed Benefit
ER289 | 13 - Spinal | Pyrenees Segmental Plate | Single level fusion plate with shelf. | 5-10mm shelf | Emergo Asia Pacific Pty Ltd |  | Changed Benefit
LB124 | 13 - Spinal | CREO MIS Posterior Stabilization System - Screw Head | Modular Polyaxial Screw Head | 10mm and 30mm | Globus Medical Australia |  | Changed Benefit
LB125 | 13 - Spinal | CREO MIS Posterior Stabilization System | Titanium alloy and cobalt chrome straight and curved rods | 30-500mm | Globus Medical Australia |  | Changed Benefit
LB127 | 13 - Spinal | Sustain - O TPS | TPS coated PEEK radiolucent lumbar interbody fusion device | Height 8-18mm, Width 8-12mm, Length 22mm | Globus Medical Australia |  | Changed Benefit
HW556 | 06 - Specialist Orthopaedic | Titanium Intraline Anchor | Titanium Intraline Anchor | 5.5mm, 6.5mm | Stryker Australia Pty Ltd |  | Changed Benefit
HW557 | 06 - Specialist Orthopaedic | Stryker Memometal Varisation Staple | Varisation Staple Stainless Steel | 26-90Deg x 8-10mm | Stryker Australia Pty Ltd |  | Changed Benefit
JD015 | 06 - Specialist Orthopaedic | Proximal Femur Nails | Nails | Diameter 11mm Proximal Diameter 17mm <220mm length | JOI ORTHOPAEDICS PTY LTD |  | Changed Benefit
JD018 | 06 - Specialist Orthopaedic | Nail Set Screw | Nail Set Screw | Static & Dynamic | JOI ORTHOPAEDICS PTY LTD |  | Changed Benefit
JD020 | 06 - Specialist Orthopaedic | Tibial Nail | Tibial Nail | 10 - 11mm diameter | JOI ORTHOPAEDICS PTY LTD |  | Changed Benefit
LM184 | 06 - Specialist Orthopaedic | Trimed Clavicle Fixation Plates | Plates for fixation of fractures of the clavicle | 7-15 holes | LMT Surgical Pty Ltd |  | Changed Benefit
LM185 | 06 - Specialist Orthopaedic | Trimed Locking Cortical Screws | Locking cortical screw | 2.01 to 2.7mm diameter | LMT Surgical Pty Ltd |  | Changed Product sizes
GI006 | 07 - Plastic and Reconstructive | Bio-Oss | Natural bone mineral derived from bovine bone | 1 to 2mm: 0.5g (1.5cc) | Geistlich Pharma Australia Pty Ltd |  | Changed Benefit
GI007 | 07 - Plastic and Reconstructive | Bio-Oss Pen | Pen applicator with natural bone mineral derived from bovine bone | 0.25 to 1mm; 0.25g (0.5125cc) | Geistlich Pharma Australia Pty Ltd |  | Changed Benefit
GI008 | 07 - Plastic and Reconstructive | Bio-Oss Pen | Pen applicator with natural bone mineral derived from bovine bone | 0.25 to 1mm; 0.5g (1.025cc) | Geistlich Pharma Australia Pty Ltd |  | Changed Benefit
GI009 | 07 - Plastic and Reconstructive | Bio-Oss Pen | Pen applicator with natural bone mineral derived from bovine bone | 1 to 2mm; 0.5g (1.5cc) | Geistlich Pharma Australia Pty Ltd |  | Changed Benefit
LM199 | 06 - Specialist Orthopaedic | MiniFlo Extension Posts | Extension posts for finger mini fixator system | T extension, Straight extension | LMT Surgical Pty Ltd |  | Changed Benefit
GI015 | 06 - Specialist Orthopaedic | Bio-Oss Collagen | The product consists of Bio-Oss granules, embedded in 10% porcine collagen. The collagen component is resorbed within a few weeks. The properties of the Bio-Oss granules remain unchanged. Facilitates handling. | 1 preformed block of cancellous-bone granulate and collagen, block sizes 500mg | Geistlich Pharma Australia Pty Ltd |  | Changed Benefit
GI016 | 06 - Specialist Orthopaedic | Bio-Oss Collagen | The product consists of Bio-Oss granules, embedded in 10% porcine collagen. The collagen component is resorbed within a few weeks. The properties of the Bio-Oss granules remain unchanged. Facilitates handling. | 1 preformed block of cancellous-bone granulate and collagen, block size 250mg | Geistlich Pharma Australia Pty Ltd |  | Changed Benefit
GI017 | 06 - Specialist Orthopaedic | Bio-Oss Collagen | The product consists of Bio-Oss granules, embedded in 10% porcine collagen. The collagen component is resorbed within a few weeks. The properties of the Bio-Oss granules remain unchanged. Facilitates handling. | 1 preformed block of cancellous-bone granulate and collagen, block size 100mg | Geistlich Pharma Australia Pty Ltd |  | Changed Benefit
JJ013 | 03 - General Miscellaneous | Surgicel ORIGINAL Absorbable Haemostat | Oxidised regenerated cellulose gauze, the material is biocompatible and also bactericidal | 5 x 7.5cm | Johnson & Johnson Medical Pty Ltd |  | Changed Benefit
JJ014 | 03 - General Miscellaneous | Surgicel ORIGINAL Absorbable Haemostat | Oxidised regenerated cellulose gauze, the material is biocompatible and also bactericidal | 1.25 x 5cm | Johnson & Johnson Medical Pty Ltd |  | Changed Benefit
LM214 | 06 - Specialist Orthopaedic | Highly Elastic Staples | Nitinol Staples | 8-25mm | LMT Surgical Pty Ltd |  | Changed Benefit
AY005 | 03 - General Miscellaneous | Flexiflo balloon gastrostomy tube | Composition - biocompatible silicone. Items included in kit/product - sliding retention disc and opened edged feeding port | 16 french, 18 french, 20 french | Abbott Australasia Pty Ltd |  | Changed Benefit
LM217 | 07 - Plastic and Reconstructive | Bioplate Biomesh System | Titanium cranial biomesh | 0.3 to 0.45mm thickness, 32-60mm x 43-60mm | LMT Surgical Pty Ltd |  | Changed Benefit
LM222 | 07 - Plastic and Reconstructive | BIOPLATE Low Profile | Low Profile 2-hole Straight Plate | 11mm - 14mm length | LMT Surgical Pty Ltd |  | Changed Benefit
HW536 | 06 - Specialist Orthopaedic | Stryker Intermedullary Nailing System | Femoral Nails | 7-15mm Diameter , 140 to 480 lengths | Stryker Australia Pty Ltd |  | Changed Benefit
HW537 | 06 - Specialist Orthopaedic | Stryker Intramedullary Nailing System | Tibial nails | 8-15mm Diameter, 240- 420mm lengths | Stryker Australia Pty Ltd |  | Changed Benefit
LB101 | 13 - Spinal | CREO AMP™ Tulip | Tulip Head | 4.75mm and 5.5mm | Globus Medical Australia |  | Changed Benefit
LB102 | 13 - Spinal | CREO AMP™ Sacral Plate | Sacral Plate | One size | Globus Medical Australia |  | Changed Benefit
LM223 | 07 - Plastic and Reconstructive | Bioplate Plating System | Plates of various shape | 4 to 7 holes | LMT Surgical Pty Ltd |  | Changed Benefit
LM231 | 07 - Plastic and Reconstructive | BIOPLATE Biomesh | Titanium, lattice, 48 hole, packaged non-sterile | 32 x 44mm | LMT Surgical Pty Ltd |  | Changed Benefit
MC656 | 13 - Spinal | Pyramid | Pyramid Bone Screws | 6.5mm Diameter, 20 -60mm length in 5mm increments | Medtronic Australasia Pty Ltd |  | Changed Benefit
LB106 | 13 - Spinal | InterContinental Plate | Lateral Plate | 20mm x 8mm - 21mm. | Globus Medical Australia |  | Changed Benefit
LB107 | 13 - Spinal | InterContinental HA Screws | HA Coated Bone Screws | 5.5mm x 30mm - 60mm | Globus Medical Australia |  | Changed Benefit
LB108 | 13 - Spinal | SILC™ Clamp | Inline connector | 4.5 -6.35mm | Globus Medical Australia |  | Changed Benefit
LB110 | 13 - Spinal | ASSURE® Anterior Cervical Plate System – Plate | Titanium Alloy Anterior Cervical Plate | 1.8 mm depth, 16mm width, 14- 54mm length | Globus Medical Australia |  | Changed Benefit
LB112 | 13 - Spinal | ASSURE® Anterior Plate System – Screws | Standard - Self-drilling or Self Tapping Rigid – Self Drilling or Self Tapping | Diameter - 4.0 -4.5mm Length – 10-20mm | Globus Medical Australia |  | Changed Benefit
MC660 | 06 - Specialist Orthopaedic | Mastergraft | Matrix | 5cc | Medtronic Australasia Pty Ltd |  | Changed Benefit
MC663 | 06 - Specialist Orthopaedic | Mastergraft | Matrix | 10cc | Medtronic Australasia Pty Ltd |  | Changed Benefit
MC668 | 13 - Spinal | CD HORIZON Spinal System - Lateral Connector | Lateral Connector | 10mm - 100mm | Medtronic Australasia Pty Ltd |  | Changed Benefit
BH117 | 06 - Specialist Orthopaedic | Allthread Knotless Suture Anchor | Knotless peek suture anchor, polymer | 4.5, 5.5 & 6.8mm | Zimmer Biomet Pty Ltd |  | Changed Benefit
CO046 | 02 - Ear, Nose & Throat | Cochlear™ Nucleus® CI512 Cochlear Implants with Contour Advance Electrode | Model CI512, 5th generation cochlear implant with perimodiloar electrode array. Titanium casing, removable magnet, 22 half-banded platinum electrodes, moulded in a durable silicone seal. | One Size | Cochlear Limited |  | Changed Benefit
BH118 | 06 - Specialist Orthopaedic | Allthread Titanium Suture Anchor | Suture anchor, titanium with Maxbraid suture with and without needles. | 5.0 & 6.5mm | Zimmer Biomet Pty Ltd |  | Changed Benefit
BH119 | 06 - Specialist Orthopaedic | Allthread Peek Suture Anchor | Suture anchor, peek polymer, with maxbraid suture and without needles | 5.5 &6.8mm | Zimmer Biomet Pty Ltd |  | Changed Benefit
BS238 | 04 - Neurosurgical | Boston Scientific DBS Lead Kit | Deep brain stimulation lead with 8 in-line contact electrodes. Independent 19-filar platinum-core. | 30cm - 45cm | Boston Scientific Australia Pty Ltd |  | Changed Benefit
BH134 | 12 - Knee | Orthopaedic Salvage System | Tibial Component, Resurfacing or Segmental, Non-Modular tray, CoCr, Ti | 63-83mm | Zimmer Biomet Pty Ltd |  | Changed Benefit
BH135 | 12 - Knee | Orthopaedic Salvage System | Tibial Component, Resurfacing or Segmental, Non-Modular tray, CoCr, Ti | 63-83mm | Zimmer Biomet Pty Ltd |  | Changed Benefit
BS244 | 04 - Neurosurgical | SureTek Burr Hole Cover | Burr hole cover | 14mm compatability | Boston Scientific Australia Pty Ltd |  | Changed Benefit
BS246 | 04 - Neurosurgical | Introducer Kit | Introducer intended for the percutaneous introduction and placement of leads. | Length: 13cm; 23cm. | Boston Scientific Australia Pty Ltd |  | Changed Benefit
BH138 | 06 - Specialist Orthopaedic | Peanut Growth Control Plating System - Plates | Guided growth control plate, titanium alloy, stepped and arched | 12 and 16mm, 2 holes | Zimmer Biomet Pty Ltd |  | Changed Benefit
BS247 | 04 - Neurosurgical | Stylet Kit | Stylet Kit with steering cap and stiffer stylet | Stiffer stylet length: Up to 70cm | Boston Scientific Australia Pty Ltd |  | Changed Benefit
DE418 | 06 - Specialist Orthopaedic | Locking Medial Hook Plate | Locking Medial Hook Plate for fixation of Medial malleolus fractures | 7 Holes | Device Technologies Australia Pty Ltd |  | Changed Benefit
DE420 | 06 - Specialist Orthopaedic | Locking Lateral Hook Plate | Locking Lateral Hook Plate for Fixation of Lateral Malleolus | 7 Holes | Device Technologies Australia Pty Ltd |  | Changed Benefit
DE439 | 06 - Specialist Orthopaedic | Peek Delta Screws | Interference screw for soft tissue Fixation | 6-12mm Diameter x (23mm-35m) Length | Device Technologies Australia Pty Ltd |  | Changed Benefit
DE440 | 06 - Specialist Orthopaedic | Interference Screws | Interference screw for Soft Tissue Fixation | 7-10mm x (15-35mm) | Device Technologies Australia Pty Ltd |  | Changed Benefit
DE441 | 06 - Specialist Orthopaedic | Medial Column Plate | Plate for fusion | Small, Medium, Large (Left and Right) | Device Technologies Australia Pty Ltd |  | Changed Benefit
DE442 | 06 - Specialist Orthopaedic | X Plate | Plate for fusion | Small | Device Technologies Australia Pty Ltd |  | Changed Benefit
DE443 | 06 - Specialist Orthopaedic | Low Profile T-Plate | Plate for fusion | 3-6 Holes | Device Technologies Australia Pty Ltd |  | Changed Benefit
DE444 | 06 - Specialist Orthopaedic | Low Profile Straight Plate | Plate for Fusion | 4-6 Holes | Device Technologies Australia Pty Ltd |  | Changed Benefit
BH144 | 13 - Spinal | Polaris Domino | Parallel and axial, rod to rod connectors, titanium alloy | (3.5 - 6.35mm) x (3.5 - 6.35mm) | Zimmer Biomet Pty Ltd |  | Changed Benefit
BH145 | 06 - Specialist Orthopaedic | TunneLoc | Tibial Fixation Device with Tensioner, PEEK | 7 to 10mm diameter | Zimmer Biomet Pty Ltd |  | Changed Benefit
BH148 | 06 - Specialist Orthopaedic | EBI XFIX Dynafix System | MAC system couplig devices, Ring, Angulating coupler, rotational adapter | Male Female | Zimmer Biomet Pty Ltd |  | Changed Benefit
BH154 | 06 - Specialist Orthopaedic | EBI XFIX Dynafix System | Fixator Complete, small | Small, Extra small | Zimmer Biomet Pty Ltd |  | Changed Benefit
CO021 | 02 - Ear, Nose & Throat | Nucleus Freedom Implant with Contour Advance Electrode | Model C124RE (CA), Generation 4 Cochlear implant with perimodiolar electrode array. Titanium casing, removable magnet, 22 half-banded platinum electrodes, moulded in a durable silicone seal | one size only | Cochlear Limited |  | Changed Benefit
CO024 | 02 - Ear, Nose & Throat | Nucleus Freedom Implant with Straight Electrode | Model CI24RE (ST), Generation 4 Cochlear Implant with straight array electrode | One size only | Cochlear Limited |  | Changed Benefit
CO032 | 02 - Ear, Nose & Throat | Flange fixture - self tapping fixture with pre-mounted abutment | Self tapping titanium flange fixture with abutment in two sizes: 3mm and 4mm | Self Tapping 4mm and 3mm with BAHA Abutment | Cochlear Limited |  | Changed Benefit
BS197 | 10 - Vascular | Innova Self-Expanding Stent | Nitinol, self expanding stent | Diameters up to 8mm, Lengths greater than 150mm | Boston Scientific Australia Pty Ltd |  | Changed Benefit
BS212 | 08 - Cardiac | Pacemaker/Defibrillator port safety plug | Pacemaker/Defibrillator Plug that seals unused IS-1/DF-1 or IS-4/DF-4 port | 3.2mm x 38mm | Boston Scientific Australia Pty Ltd |  | Changed Benefit
BS213 | 08 - Cardiac | Lead Cap Kit | Caps used to protect lead terminal connector pin | 4.75mm and 3.2mm | Boston Scientific Australia Pty Ltd |  | Changed Benefit
BS226 | 05 - Urogenital | Obtryx II Transobturator Mid-Urethral Sling System | Polypropylene mesh sling | One size only | Boston Scientific Australia Pty Ltd |  | Changed Benefit
DE428 | 06 - Specialist Orthopaedic | Corkscrew Suture Anchor | Titanium alloy with Fibrewire suture | 3.5mm | Device Technologies Australia Pty Ltd |  | Changed Benefit
DE429 | 06 - Specialist Orthopaedic | Corkscrew Suture Anchor | Non Absorbable Suture Anchor | >4mm | Device Technologies Australia Pty Ltd |  | Changed Benefit
DE430 | 06 - Specialist Orthopaedic | Corkscrew Suture Anchor | Titanium alloy with Fibrewire suture | 2.2mm | Device Technologies Australia Pty Ltd |  | Changed Benefit
DE433 | 06 - Specialist Orthopaedic | Pushlock Suture Anchor | Knotless Suture Anchor | 2.5 - 3.5mm | Device Technologies Australia Pty Ltd |  | Changed Benefit
DE434 | 06 - Specialist Orthopaedic | Pushlock Suture Anchor | Knotless Suture Anchor | 4.5mm | Device Technologies Australia Pty Ltd |  | Changed Benefit
GN001 | 05 - Urogenital | Opsys Injectable SUI | Opsys is a manually injectable, non-absorbable, permanent, synthetic tissue bulking agent used in the endoscopic treatment of female Stress Urinary Incontinence. | Opsys Kit contains 5 x 1ml syringes. | NEOGENIX PTY LTD |  | Changed Benefit
GN002 | 05 - Urogenital | Opsys Injectable SUI | Opsys is a manually injectable, non-absorbable, permanent, synthetic tissue bulking agent used in the endoscopic treatment of female Stress Urinary Incontinence. | 1 x 1ml syringe. | NEOGENIX PTY LTD |  | Changed Benefit
GO001 | 12 - Knee | RBK Total Knee System Patella component | Patella component All poly, UHMWPE, cemented, 3 pegs | 24mm - 40mm | Global Orthopaedic Technology |  | Changed Benefit
GO005 | 12 - Knee | RBK Total Knee System Tibial Baseplate | Tibial baseplate, CoCr, uncemented, beaded, with Titanium plasma spray and HA for mobile bearing insert | 1-5 | Global Orthopaedic Technology |  | Changed Benefit
GO003 | 12 - Knee | RBK Total Knee System Tibial Baseplate | Tibial baseplate, grit blast, CoCr, cemented, for mobile bearing insert | 0 - 5 | Global Orthopaedic Technology |  | Changed Benefit
HW574 | 12 - Knee | Triathlon Tritanium Femoral Cone Augments | 3D printed Tritanium Cone Augments intended for filling bone voids in metaphyseal region of bone. CPTi porous foam for biological fixation or cement interdigitation, for use with Triathlon TS cemented or uncemented stems | Femoral Cone Augments, 6 sizes, L & R (Size 1-2, Size 3, 4, 5, 6 and Size 7-8) | Stryker Australia Pty Ltd |  | Changed Benefit
HW575 | 12 - Knee | Triathlon Tritanium Symmetric Tibial Cone Augments | 3D printed Tritanium Cone Augments intended for filling bone voids in metaphyseal region of bone. CPTi porous foam for biological fixation or cement interdigitation, for use with Triathlon TS cemented or uncemented stems | Symmetric Tibial Cone Augments, 5 sizes (A – E) | Stryker Australia Pty Ltd |  | Changed Benefit
GO031 | 12 - Knee | Global re-surfacing uni-compartmental (GRU) knee tibial component | GRU Tibia. All poly, uni compartment, tibial component, UHMWPE | -2-5, 6.5-9.5mm regular | Global Orthopaedic Technology |  | Changed Benefit
GO114 | 12 - Knee | RBK Total Knee System Stems | Tibial and Femoral Stems, cemented, Titanium including locking bolt | 10mm to 24mm thick x 80mm to 170mm long | Global Orthopaedic Technology |  | Changed Benefit
DY109 | 13 - Spinal | Carbon Fibre Cages | Stackable Cage Titanium Protective Sleeve | 5-15mm | Johnson & Johnson Medical Pty Ltd |  | Changed Benefit
DY110 | 13 - Spinal | Carbon Fibre Cages | Stackable Cage Titanium Interface Screws | M4 / M5 | Johnson & Johnson Medical Pty Ltd |  | Changed Benefit
DY134 | 11 - Hip | Summit Femoral Stem | Titanium, beaded proximally with HA, duofix distal grit blast | Size 1-10 | Johnson & Johnson Medical Pty Ltd |  | Changed Benefit
DY156 | 12 - Knee | LCS, PFC and SROM Knee Systems, femoral metaphyseal sleeve | Universal femoral metaphyseal sleeve, Porocoat, smaller size cemented, larger sizes uncemented, titanium | 20 - 46mm | Johnson & Johnson Medical Pty Ltd |  | Changed Benefit
DY157 | 12 - Knee | MBT Knee Systems tibial metaphyseal sleeve | Universal tibial metaphyseal sleeve, Porocoat, smaller size cemented or uncemented, larger sizes uncemented, titanium | 29 - 61mm | Johnson & Johnson Medical Pty Ltd |  | Changed Benefit
DY182 | 13 - Spinal | Monarch Spinal System | Rods | 6.35 & 5.5mm x 35-600mm | Johnson & Johnson Medical Pty Ltd |  | Changed Benefit
DY184 | 13 - Spinal | Monarch Spinal System | Dual Rod Connectors End to End or Side by Side | 4.75 to 6.35mm | Johnson & Johnson Medical Pty Ltd |  | Changed Benefit
DY187 | 11 - Hip | Limb Preservation System | Beaded, 'Porocoat' Standard & Trochanter Replacement | Neutral, 15deg Left & Right in both styles | Johnson & Johnson Medical Pty Ltd |  | Changed Benefit
DY188 | 12 - Knee | Limb Preservation System | Distal Femoral Replacement Component Left/Right | XX Small and X Small | Johnson & Johnson Medical Pty Ltd |  | Changed Benefit
DY217 | 12 - Knee | Limb Preservation System | Intercalary Segment Component (Male/Female) | 55mm | Johnson & Johnson Medical Pty Ltd |  | Changed Benefit
HW559 | 06 - Specialist Orthopaedic | ICONiX TT Anchor | ICONiX TT Anchor soft-tissue fixation | 1.4mm, 2.3mm | Stryker Australia Pty Ltd |  | Changed Benefit
DY294 | 06 - Specialist Orthopaedic | Bremer Halo Crown System | Aluminium Crown & Vest | Standard & 3D | Johnson & Johnson Medical Pty Ltd |  | Changed Benefit
LB135 | 13 - Spinal | Caliber Expandable Lumbar Fusion Device - Paired | Expandable titanium alloy and PEEK lumbar inter-body fusion device | Unexpanded Height 7-12mm, Expanded Height 11-17mm, Width 10-12mm, Length 22mm | Globus Medical Australia |  | Changed Benefit
LB139 | 13 - Spinal | Fortify® I-R Corpectomy Spacer System - Screws | Bone Screws, fixed or variable angles, self-tapping or self-drilling | 4.2, 3.6, and 5.5mm diameter, 12-60mm length | Globus Medical Australia |  | Changed Benefit
HW568 | 06 - Specialist Orthopaedic | Stryker DirectInject | DirectInject bone cement | 3cc 5cc | Stryker Australia Pty Ltd |  | Changed Benefit
HW569 | 06 - Specialist Orthopaedic | Simplex HV with Gentamicin | High viscosity bone cement with antibiotic (Gentamicin) | One unit contains: Powder Component 40.8g, Liquid Component 20ml | Stryker Australia Pty Ltd |  | Changed Benefit
HW570 | 06 - Specialist Orthopaedic | CinchLock SS Flex Knotless Anchor | CinchLock SS Flex Knotless Anchor for soft tissue fixation | 3mm | Stryker Australia Pty Ltd |  | Changed Benefit
HW571 | 13 - Spinal | LITe Plate System - Screw | Bone Screw | Dia 5mm-5.5mm, Length 22mm-60mm | Stryker Australia Pty Ltd |  | Changed Benefit
HW572 | 13 - Spinal | LITe Plate System - Plate | Anterior and Lateral Lumbar Locking Plates | Buttress1Size, Universal and Sacral Length 21mm-37mm, Lateral Length 16mm- 28mm | Stryker Australia Pty Ltd |  | Changed Benefit
HW576 | 12 - Knee | Triathlon Tritanium Asymmetric Tibial Cone Augments | 3D printed Tritanium Cone Augments intended for filling bone voids in metaphyseal region of bone. CPTi porous foam for biological fixation or cement interdigitation, for use with Triathlon TS cemented or uncemented stems. | Asymmetric Tibial Cone Augments, 4 sizes, LM/RL & RM/LL, (B-E). | Stryker Australia Pty Ltd |  | Changed Benefit
LB148 | 13 - Spinal | CAPITOL Curved Rod | Pre-lordosed Rods | 3.5mm diameter 25-120mm length | Globus Medical Australia |  | Changed Benefit
LB151 | 13 - Spinal | QUARTEX Rods | Ttianium alloy and cobalt chrome alloy curved and straight rods | 3.5 and 4.0mm diameter, 25-500mm | Globus Medical Australia |  | Changed Benefit
JJ070 | 05 - Urogenital | TVT (Tension-Free Vaginal Tape) Single use device | Undyed Prolene (polypropylene) nonabsorbable tape | 11 x 450mm | Johnson & Johnson Medical Pty Ltd |  | Changed Benefit
JJ076 | 06 - Specialist Orthopaedic | Mitek Ethibond Knotless Suture Anchor | Titanium anchor | 2.7 x 10.8 mm | Johnson & Johnson Medical Pty Ltd |  | Changed Benefit
JJ083 | 06 - Specialist Orthopaedic | Mitek GII Anchor Threader Tab | Titanium Suture Anchor | 2.4 x 8.8mm | Johnson & Johnson Medical Pty Ltd |  | Changed Benefit
JJ087 | 06 - Specialist Orthopaedic | Mitek Tacit Quick Anchor | Titanium Suture Anchor | 2.0 x 3.6mm | Johnson & Johnson Medical Pty Ltd |  | Changed Benefit
JJ089 | 06 - Specialist Orthopaedic | Mitek GII QuickAnchor Plus | Titanium Anchor, with various sutures | 2.4 x 8.8mm | Johnson & Johnson Medical Pty Ltd |  | Changed Benefit
JJ091 | 06 - Specialist Orthopaedic | Mini Quick Anchor with Suture | Anchor with Suture | Anchor with Suture and Multiple size needles | Johnson & Johnson Medical Pty Ltd |  | Changed Benefit
JJ093 | 06 - Specialist Orthopaedic | Mitek Rotator Cuff Quick Anchor Plus | Titanium Anchor, with various sutures | 2.8 x 11mm | Johnson & Johnson Medical Pty Ltd |  | Changed Benefit
LB142 | 13 - Spinal | RISE - paired | Expandable Lumbar Fusion Device | Width: 8mm, 10mm and 12mm Length: 22mm Height 7-17mm | Globus Medical Australia |  | Changed Benefit
LB144 | 13 - Spinal | RISE IntraLIF - paired | Intradiscal Lumbar Interbody Fusion Device | 8mm Width, 22mm Length 7-14mm Height | Globus Medical Australia |  | Changed Benefit
LB145 | 13 - Spinal | Coalition Anchor | Titanium Anchor for Coalition Spacer | 12mm, 14mm and 15mm | Globus Medical Australia |  | Changed Benefit
ER307 | 13 - Spinal | Amendia Pathway PLIF Fusion Cage | Amendia Pathway PLIF Fusion Cage (paired) | 23mm x 10mm x (7-14) mm, 0-6° | Emergo Asia Pacific Pty Ltd |  | Changed Benefit
JJ095 | 06 - Specialist Orthopaedic | Mitek Super Quick Anchor Plus | Titanium Anchor, with various sutures | 2.8 x 11.4mm | Johnson & Johnson Medical Pty Ltd |  | Changed Benefit
JJ096 | 06 - Specialist Orthopaedic | Mitek Fastin Anchor | Titanium Suture Anchor | 3 x 8.4mm, 4 x 9.7mm, 5.2 x 11.5mm | Johnson & Johnson Medical Pty Ltd |  | Changed Benefit
JJ097 | 06 - Specialist Orthopaedic | Fastin Anchor System | Suture Anchor | 4 - 6.5mm | Johnson & Johnson Medical Pty Ltd |  | Changed Benefit
JJ100 | 06 - Specialist Orthopaedic | Micro Quick Anchor | Titanium Suture Anchor | 1.3 x 3.7mm | Johnson & Johnson Medical Pty Ltd |  | Changed Benefit
LB133 | 13 - Spinal | Sustain-IR and Sustain-IR Narrow - Paired | PEEK radiolucent interbody lumbar fusion device | Height 7-17mm, Length 18-22mm | Globus Medical Australia |  | Changed Benefit
ER312 | 13 - Spinal | Ulrich posterior OCT System (neon3)-Occipital Screws | Ulrich posterior OCT System (neon3)-Occipital screws, self tapping | dia 5 mm x length (6-16 mm) | Emergo Asia Pacific Pty Ltd |  | Changed Benefit
ER314 | 13 - Spinal | Ulrich posterior OCT System (neon3)-Connector, axial/parallel | Ulrich posterior OCT System (neon3)-Connector, axial/parallel | one size | Emergo Asia Pacific Pty Ltd |  | Changed Benefit
ER315 | 13 - Spinal | Ulrich posterior OCT System (neon3)-Connector, offset | Ulrich posterior OCT System (neon3)-Connector, offset, square or parallel, left or right | length (7-20 mm) | Emergo Asia Pacific Pty Ltd |  | Changed Benefit
ER316 | 13 - Spinal | Ulrich posterior OCT System (neon3)-Connector, transverse | Ulrich posterior OCT System (neon3)- Crosslink, adjustable, screw to screw and rod to rod | length adjustable within range of 34-50 mm | Emergo Asia Pacific Pty Ltd |  | Changed Benefit
ER318 | 13 - Spinal | Ulrich posterior OCT System (neon3)-Rods, occipital | Ulrich posterior OCT System (neon3)-Rods, occipital, various shapes | dia 4 mm x length (240-300 mm) | Emergo Asia Pacific Pty Ltd |  | Changed Benefit
ER319 | 13 - Spinal | Ulrich posterior OCT System (neon3)-Rods | Ulrich posterior OCT System (neon3)-Rods, Titanium or Co-CR, straight or curved | dia 4 mm x length (20-400 mm) | Emergo Asia Pacific Pty Ltd |  | Changed Benefit
ER320 | 13 - Spinal | Ulrich posterior OCT System (neon3)-Plate-rod | Ulrich posterior OCT System (neon3)-Occipital plate, lateral, with rod | One size | Emergo Asia Pacific Pty Ltd |  | Changed Benefit
ER322 | 13 - Spinal | Ulrich posterior OCT System (neon3)-Plate | Ulrich posterior OCT System (neon3)-Plate, occipital, midline for occipital and standard rod (4 mm). | 47,57 mm | Emergo Asia Pacific Pty Ltd |  | Changed Benefit
ER323 | 13 - Spinal | Ulrich Anterior Cervical Plating System-Plate | Ulrich Mambo modular anterior cervical plating system | 2-6 holes; length to 55 mm | Emergo Asia Pacific Pty Ltd |  | Changed Benefit
LM243 | 06 - Specialist Orthopaedic | HK2 | Finger Mini Fixator System | 1.2mm, 1.5mm, 1.8mm | LMT Surgical Pty Ltd |  | Changed Benefit
LM245 | 06 - Specialist Orthopaedic | Universal Tendon Spacer | Tendon Spacer | 1 size only | LMT Surgical Pty Ltd |  | Changed Benefit
BH168 | 06 - Specialist Orthopaedic | Washerloc Tibial Fixation Device | Screw - Ti | 24 - 60mm x 5.8mm diameter | Zimmer Biomet Pty Ltd |  | Changed Benefit
BH170 | 13 - Spinal | Zyston Straight Interbody Spacer | Posterior Lumbar Interbody Spacer, PEEK | (7mm x 20mm) to (18mm x 30mm), Convex, Lordotic | Zimmer Biomet Pty Ltd |  | Changed Benefit
BH179 | 06 - Specialist Orthopaedic | Nancy Nail System | Pediatric Flexible Nail | 2.5 or 3.0 mm x 190 -290mm | Zimmer Biomet Pty Ltd |  | Changed Benefit
BH180 | 06 - Specialist Orthopaedic | Nancy Nail System | Pediatric Flexible Nail | 3.5 mm x 270-350mm | Zimmer Biomet Pty Ltd |  | Changed Benefit
LM247 | 06 - Specialist Orthopaedic | Compression Staples | Compression Staples | Multiple sizes | LMT Surgical Pty Ltd |  | Changed Product sizes
LM248 | 06 - Specialist Orthopaedic | OS2®-V Varisation Staple | Varisation Staple | 8 & 10mm, 26 degrees & 90 degrees | LMT Surgical Pty Ltd |  | Changed Benefit
LM256 | 06 - Specialist Orthopaedic | Osteomed Screws | Bone Screws - threaded/lag | 1.2/1.6/2.0mm x 4-36mm | LMT Surgical Pty Ltd |  | Changed Benefit
BS256 | 04 - Neurosurgical | Tunnelling Tools | Aid in placement of leads. | Various | Boston Scientific Australia Pty Ltd |  | Changed Benefit
BS257 | 04 - Neurosurgical | Wrenches | Used to secure leads and anchors. | One size only | Boston Scientific Australia Pty Ltd |  | Changed Benefit
BS258 | 04 - Neurosurgical | Insertion Needles | Aid in placement of leads. | Various | Boston Scientific Australia Pty Ltd |  | Changed Benefit
BS259 | 04 - Neurosurgical | Passing Elevators and Paddle Blanks | Aid in placement of leads, helps verify that the epidural space is cleared. | Various | Boston Scientific Australia Pty Ltd |  | Changed Benefit
LM266 | 06 - Specialist Orthopaedic | Reflexion 1st MPJ Implant System | Reflexion metatarsal heads, 3 part 1st MPJ reconstruction system, 2 part composition - titanium/cobalt chrome, 1 part composition - titanium/UHMWPE, | Standard, long, extra-long | LMT Surgical Pty Ltd |  | Changed Benefit
MC733 | 04 - Neurosurgical | Quadripolar Stretch-Coil Extensions | Model 37083 Single, Silver and Silicone Rubber | 20cm - 60cm | Medtronic Australasia Pty Ltd |  | Changed Benefit
MC734 | 04 - Neurosurgical | Quadripolar Stretch-Coil Extensions | Model 37082 Bifurcated, Silver and Silicone Rubber | 20cm - 60cm | Medtronic Australasia Pty Ltd |  | Changed Benefit
MC740 | 04 - Neurosurgical | SCS Sub Compact Lead | Octad Sub Compact Lead Kit without Percutaneous Extension Model 3776 | 45, 60 and 75cm | Medtronic Australasia Pty Ltd |  | Changed Benefit
MC742 | 04 - Neurosurgical | Prime Advanced | Implantable Neurostimulator | Dimensions: 65 x 49 x 15mm | Medtronic Australasia Pty Ltd |  | Changed Benefit
MC746 | 04 - Neurosurgical | Restore Advanced INS | Implantable Neurostimulator | Dimensions: 65 x 49 x 15mm | Medtronic Australasia Pty Ltd |  | Changed Benefit
MC754 | 04 - Neurosurgical | Durepair | Dura Substitute, Collagen | 4" x 5" | Medtronic Australasia Pty Ltd |  | Changed Benefit
MC755 | 05 - Urogenital | InterStim II Neurostimulator | Titanium | Weight 22g | Medtronic Australasia Pty Ltd |  | Changed Benefit
MC759 | 04 - Neurosurgical | SCS Sub Compact Lead | Ocatd Sub Compact Lead Kit with Percutaneous Extension Model 3876 | 45, 60 and 75cm | Medtronic Australasia Pty Ltd |  | Changed Benefit
MC760 | 10 - Vascular | Complete SE Stent | Nitinol | 150mm | Medtronic Australasia Pty Ltd |  | Changed Benefit
MC767 | 04 - Neurosurgical | Stimloc | Burr Hole Cover | 14mm | Medtronic Australasia Pty Ltd |  | Changed Benefit
BH181 | 06 - Specialist Orthopaedic | Nancy Nail System | Pediatric Flexible Nail | 4.0 mm x 330-450mm | Zimmer Biomet Pty Ltd |  | Changed Benefit
BH183 | 06 - Specialist Orthopaedic | Nancy Nail System | Pediatric Flexible Nail | 2.0 - 4.0 mm x 130 - 450mm | Zimmer Biomet Pty Ltd |  | Changed Benefit
BH188 | 06 - Specialist Orthopaedic | Small / Large Fragment Set | 3.5mm Titanium plates | 2 to 6 holes | Zimmer Biomet Pty Ltd |  | Changed Benefit
BS276 | 08 - Cardiac | AUTOGEN ICD VR DF-4 | Single Chamber implantable cardioverter defibrillation, 4IJ, DF-4 RV connector | 26.5cc - 29.5cc, 60.0g - 68.9g, 9.9mm | Boston Scientific Australia Pty Ltd |  | Changed Benefit
BS277 | 08 - Cardiac | AUTOGEN ICD DR DF-4 | Dual Chamber implantable cardioverter defibrillation, 4IJ, DF-4 RV connector | 28.0cc - 31.0cc, 62.5g - 71.4g, 9.9mm | Boston Scientific Australia Pty Ltd |  | Changed Benefit
BS278 | 08 - Cardiac | AUTOGEN ICD VR DF-1 | Single Chamber implantable cardioverter defibrillation, 4IJ, DF-1 RV connector | 28.5cc -31.5cc, 61.9g - 70.7g, 9.9mm | Boston Scientific Australia Pty Ltd |  | Changed Benefit
MC777 | 05 - Urogenital | Interstim Extension Lead | Quadripolar Extension Kit | 10, 25, 51cm | Medtronic Australasia Pty Ltd |  | Changed Benefit
AY042 | 10 - Vascular | Supera Peripheral Stent System | Interwooven Self-Expanding Nitinol Stent | Stent inner diameter: 4.0 mm - 6.0 mm Stent outer diameter: 4.5 mm - 6.5 mm Stent length: 150 mm - 200mm | Abbott Australasia Pty Ltd |  | Changed Benefit
LM267 | 06 - Specialist Orthopaedic | Reflexion 1st MPJ Implant System | ReflexionPhalangeal Bases, 3 part 1st MPJ reconstruction system, 2 part composition - titanium/cobalt chrome, 1 part composition - titanium/UHMWPE, | Small, medium, large | LMT Surgical Pty Ltd |  | Changed Benefit
LM275 | 06 - Specialist Orthopaedic | PANTERA Proximal Humerus Fracture Fixation Plate System - Plates | Proximal Humerus Plate | ≥ 7 to ≤ 15 holes | LMT Surgical Pty Ltd |  | Changed Benefit
LM276 | 06 - Specialist Orthopaedic | PANTERA Proximal Humerus Fracture Fixation Plate System - Plate ≥ 16 holes | Proximal Humerus Plate | ≥ 16 holes | LMT Surgical Pty Ltd |  | Changed Benefit
LM277 | 06 - Specialist Orthopaedic | PANTERA Proximal Humerus Fracture Fixation Plate System - Post with Cross Element | Threaded Locking Screw | 5.2mm | LMT Surgical Pty Ltd |  | Changed Benefit
BH191 | 06 - Specialist Orthopaedic | Barouk System Staples | Varisation Staple Stainless Steel | 26-90Deg x 8-10mm | Zimmer Biomet Pty Ltd |  | Changed Benefit
BH192 | 06 - Specialist Orthopaedic | Barouk System Staples | Memory Staple - Titanium Alloy | 12-20mm Long | Zimmer Biomet Pty Ltd |  | Changed Benefit
BH195 | 06 - Specialist Orthopaedic | Periarticular Plating System | Fibula Composite Plate - Titanium | 5 Hole | Zimmer Biomet Pty Ltd |  | Changed Benefit
LB152 | 13 - Spinal | QUARTEX Tapered Rods | Tapered rods which transition in diameter. | Diameter 3.5mm & 4.0mm transitioning up to 6.5mm Length 350mm -500mm | Globus Medical Australia |  | Changed Benefit
LB156 | 13 - Spinal | QUARTEX Parallel Connectors | Parallel Connector | 4.0mm Rod to 4.0-6.5mm Rod | Globus Medical Australia |  | Changed Benefit
LB157 | 13 - Spinal | QUARTEX Lateral Connectors | Lateral Connectors | standard, short, long, extra long for 3.5mm and 4.0mm rods | Globus Medical Australia |  | Changed Benefit
LB158 | 13 - Spinal | QUARTEX Inline Connectors | In-line connectors | 4.0mm-4.0mm and 4.0mm-6.5mm | Globus Medical Australia |  | Changed Benefit
LB159 | 13 - Spinal | QUARTEX T-Connectors | Rod to Rod and Head to Head T-Connectors | 21mm to 57mm - 27mm to 63mm | Globus Medical Australia |  | Changed Benefit
BH198 | 06 - Specialist Orthopaedic | Periarticular Plating System | Fibula Composite Plate - Titanium | 9 Hole | Zimmer Biomet Pty Ltd |  | Changed Benefit
BH199 | 06 - Specialist Orthopaedic | Periarticular Plating System | Tibial Plate - Titanium | 7 - 15 Holes | Zimmer Biomet Pty Ltd |  | Changed Benefit
MC731 | 04 - Neurosurgical | Titan Anchor | Silicone with titanium insert | One size only | Medtronic Australasia Pty Ltd |  | Changed Benefit
BA061 | 03 - General Miscellaneous | Bard Mesh | PerFix Plug | Small, Medium, Large | Bard Australia Pty Ltd |  | Changed Benefit
BH245 | 06 - Specialist Orthopaedic | Rockwood Clavicle Pin | Clavicle Pin with dual thread | 2.5mm | Zimmer Biomet Pty Ltd |  | Changed Benefit
BS249 | 04 - Neurosurgical | Medical Adhesive | Medical adhesive is used to assist in fixing the lead to the suture sleeve. | One size | Boston Scientific Australia Pty Ltd |  | Changed Benefit
CO070 | 02 - Ear, Nose & Throat | Cochlear ™ Nucleus® CP910 Sound Processor (Replacement) | The Cochlear Nucleus CP910 Sound Processor is a behind-the-ear sound processor with two built-in directional microphones | CO049 | Cochlear Limited |  | Changed Benefit
DE458 | 06 - Specialist Orthopaedic | Swivelock | Twist-in knotless suture anchor | ≥4mm | Device Technologies Australia Pty Ltd |  | Changed Benefit
DE461 | 06 - Specialist Orthopaedic | SutureTak | Suture Anchor | 2.4mm - 3.9mm | Device Technologies Australia Pty Ltd |  | Changed Benefit
CO052 | 02 - Ear, Nose & Throat | Baha BA300 abutment. | Titanium abutment of the Baha BI300 implant system. | 6 mm and 9 mm | Cochlear Limited |  | Changed Benefit
CO057 | 02 - Ear, Nose & Throat | Cochlear™ Nucleus® CI422 cochlear implant with Straight Electrode | Model CI422, 4th generation cochlear implant with straight array. Titanium casing, removable magnet. 22 half banded platinum intracochlear electrodes moulded with a silicone elastomer carrier and spaced over a 20mm active array. The electrode diameter is 0.6mm at the badal end, tapering to 0.3mm at the apical electrode band. | One size | Cochlear Limited |  | Changed Benefit
DE463 | 06 - Specialist Orthopaedic | SwiveLock Suture Anchor | Suture Anchor | 3.5mm | Device Technologies Australia Pty Ltd |  | Changed Benefit
DE462 | 06 - Specialist Orthopaedic | SutureTak Suture Anchor | Suture Anchor | 2mm | Device Technologies Australia Pty Ltd |  | Changed Benefit
DE472 | 03 - General Miscellaneous | Endowrist Stapler 45 | Endowrist Stapler 45 White Reload, 45 Blue Reload, 45 Green Reload | Length of reload: 45mm Staple height: 2.5mm, 3.5mm, 4.3mm | Device Technologies Australia Pty Ltd |  | Changed Benefit
DE474 | 06 - Specialist Orthopaedic | Achilles Speedbridge Convenience Pack | Disposable convenience pack for Achilles Insertional Tendonopathy | one size | Device Technologies Australia Pty Ltd |  | Changed Benefit
DE475 | 06 - Specialist Orthopaedic | Biocomposite Swivelock Anchor | Knotless Suture Anchor | 3.5mm | Device Technologies Australia Pty Ltd |  | Changed Benefit
DY335 | 13 - Spinal | Summit Cervical Rod System | Dual Diameter Rod | 3.0/4.75-5.5mm x 150-600mm | Johnson & Johnson Medical Pty Ltd |  | Changed Benefit
DY337 | 13 - Spinal | Summit Cervical Rod System | Open Cable Connector | One size only | Johnson & Johnson Medical Pty Ltd |  | Changed Benefit
DY338 | 13 - Spinal | Summit Cervical Rod System | Cortical, Cancellous and Rescue Screws | 3.5-4.5mm x 12-48mm | Johnson & Johnson Medical Pty Ltd |  | Changed Benefit
DY342 | 13 - Spinal | Summit Cervical Rod System | Connectors Left or Right or Neutral | One size only | Johnson & Johnson Medical Pty Ltd |  | Changed Benefit
DY343 | 13 - Spinal | Summit Cervical Rod System | Rod | 3mm x 70-200mm | Johnson & Johnson Medical Pty Ltd |  | Changed Benefit
CO061 | 07 - Plastic and Reconstructive | Cochlear Vistafix 3 VXA300 Abutments | Titanium abutment for Vistafix one-stage and two-stage surgery. VXA Abutments are only compatible with VXI300 Implants | 3.5 mm, 4.5 mm, 6 mm, 7.5 mm | Cochlear Limited |  | Changed Benefit
DE483 | 06 - Specialist Orthopaedic | FiberTak Suture Anchor | Suture anchor with 2 x #2 FibreWire CL or 1.3mm SutureTape | 1.3mm | Device Technologies Australia Pty Ltd |  | Changed Benefit
CO064 | 02 - Ear, Nose & Throat | Cochlear ™ Nucleus® CP910 Sound Processor Hybrid™ Mode (Initial) | The Cochlear Nucleus CP910 Sound processor in "Hybrid Mode" facilitates electroacoustic stimulation of the cochlea | There is only one size of the processing unit and coil. There are two sizes for the battery holder and cover. | Cochlear Limited |  | Changed Benefit
DE486 | 01 - Ophthalmic | Oculentis LENTIS LS-312Y | Foldable one-piece monofocal C Loop Acrylic IOL. Violet Light Filter. | Optic Size 6.0mm, Overall Length 12.0mm. Available Diopters: +-0.0D to 35.0D (1.0D steps) +15.5D to 26.5D (0.5D steps). | Device Technologies Australia Pty Ltd |  | Changed Benefit
DY332 | 13 - Spinal | Summit Cervical Rod System | Occipital Plates "Y" or "T" or transoral | 31-45mm, small - large | Johnson & Johnson Medical Pty Ltd |  | Changed Benefit
DY333 | 13 - Spinal | Summit Cervical Rod System | Occipital Bone Screw | 4.5 - 5.25 Dia x 6 -16mm length | Johnson & Johnson Medical Pty Ltd |  | Changed Benefit
DY334 | 13 - Spinal | Summit Cervical Rod System | Transition Rod | 3.0/4.0/3.0mm | Johnson & Johnson Medical Pty Ltd |  | Changed Benefit
CO065 | 02 - Ear, Nose & Throat | Cochlear™ Nucleus CP910 Sound Processor Hybrid™ Mode (Replacement) | The Cochlear Nucleus CP910 Sound Processor in "Hybrid Mode" facilitates electroacoustic stimulation to the cochlea | There is only one size of the processing unit and coil. There are two sizes for the battery holder. | Cochlear Limited |  | Changed Benefit
CO066 | 02 - Ear, Nose & Throat | Cochlear™ Nucleus® CP920 Sound Processor - Hybrid™ Mode (Initial) | The Cochlear Nucleus CP920 Sound Processor in "Hybrid Mode" facilitates electroacoustic stimulation of the cochlea | There is only one size of the processing unit and coil. There are two sizes for battery holder and cover. | Cochlear Limited |  | Changed Benefit
CO067 | 02 - Ear, Nose & Throat | Cochlear™ Nucleus® CP920 sound Processor - Hybrid™ Mode (Replacement) | The Cochlear Nucleus CP920 Sound Processor in "Hybrid Mode" facilatates electroacoustic stimulation of the cochlea. | There is only one size of the processing unit and coil. There are two sizes for battery holder and cover. | Cochlear Limited |  | Changed Benefit
DY367 | 12 - Knee | PFC Sigma TC3 Knee System Tibial Insert | Tibial Insert, totally constrained, mobile bearing, UHMWPE, with post | Size 1.5 to 5 thickness of 10mm to 30mm | Johnson & Johnson Medical Pty Ltd |  | Changed Benefit
DY372 | 12 - Knee | LCS Complete Knee System rotating platform tibial insert | Tibial insert, rotating platform with post, UHMWPE | Sizes small to large+. 10-30mm | Johnson & Johnson Medical Pty Ltd |  | Changed Benefit
DY373 | 12 - Knee | LCS Complete Knee System femoral component | Femoral component, uncemented, Porocoat, beaded Titanium with TiN surface treatment | Sizes small to large+ | Johnson & Johnson Medical Pty Ltd |  | Changed Benefit
BS279 | 08 - Cardiac | AUTOGEN ICD DR DF-1 | Dual Chamber implantable cardioverter defibrillation, 4IJ, DF-1 RV connector | 28.5cc - 31.5cc, 62.3g - 71g, 9.9mm | Boston Scientific Australia Pty Ltd |  | Changed Benefit
BS281 | 08 - Cardiac | DYNAGEN ICD DR DF-4 | Dual Chamber implantable cardioverter defibrillation, 4IJ, DF-4 RV connector | 28.0cc - 31.0cc, 62.5g - 71.4g, 9.9mm | Boston Scientific Australia Pty Ltd |  | Changed Benefit
BS283 | 08 - Cardiac | DYNAGEN ICD DR DF-1 | Dual Chamber implantable cardioverter defibrillation, 4IJ, DF-1 RV connector | 28.5cc - 31.5cc, 62.3g - 71g, 9.9mm | Boston Scientific Australia Pty Ltd |  | Changed Benefit
CO049 | 02 - Ear, Nose & Throat | Cochlear™ Nucleus® CP810 Sound Processor - REPLACEMENT | The ear level sound processor of the Nucleus 5 cochlear implant system with multiple wearing options and a remote control. | One size | Cochlear Limited |  | Changed Benefit
GO193 | 12 - Knee | Apex Knee, Tibial Base Plate - Porous | Tibial Baseplate, Cementless | Size 1 Left & Right, Size 2 Left & Right, Size 3 Left & Right, Size 4 Left & Right, Size 5 Left & Right, Size 6 Left & Right | Global Orthopaedic Technology |  | Changed Benefit
DY457 | 12 - Knee | PFC Sigma Knee System tibial insert | Tibial insert, posterior stabilised, rotating platform UHMWPE | Sizes 1 - 6. 8-30mm | Johnson & Johnson Medical Pty Ltd |  | Changed Benefit
GO257 | 12 - Knee | Apex Revision Knee Tibial Insert | Apex Revision Knee Tibial Insert | size 1 to 6mm x 10 to 28mm | Global Orthopaedic Technology |  | Changed Benefit
ER328 | 13 - Spinal | SIGNUS Diplomat Pedicle Screw System – Transverse Connector, adjustable | SIGNUS Diplomat Pedicle Screw System – Cross Connector, adjustable | small 35-45mm medium 41-58mm large 54-82mm | Emergo Asia Pacific Pty Ltd |  | Changed Benefit
LB173 | 13 - Spinal | ELSA Bone Screw | Variable Angle Bone Screw | Diameter: 5.5mm Length: 30-60mm | Globus Medical Australia |  | Changed Benefit
JJ441 | 07 - Plastic and Reconstructive | Titanium Mesh | Titanium Mesh Sterile | 0.2mm thickness, 15cm x 15cm | Johnson & Johnson Medical Pty Ltd |  | Changed Benefit
LB176 | 13 - Spinal | CREO Offset Connectors | Threaded Head Offset Connectors | 15mm-150mm | Globus Medical Australia |  | Changed Benefit
ER334 | 13 - Spinal | Ulrich Pedicle Screw System-Rods | Ulrich Pedicle Screw System (cosmicMIA, uCentum,flamenco)-Rods, straight, curved and scoliosis, open or percutaneous. | dia (5.5-6.0 mm) x length (30-500 mm) | Emergo Asia Pacific Pty Ltd |  | Changed Benefit
HW614 | 12 - Knee | METS Tibial Collar Coated | Titanium collar with HA coating | 5 diameters 20-32mm | Stryker Australia Pty Ltd |  | Changed Benefit
ER337 | 13 - Spinal | Ulrich Pedicle Screw System-Transverse connectors, adjustable | Ulrich Pedicle Screw System (uCentum,flamenco)-crosslink connectors, adjustable, with or without hook | closed (35-92) mm x open (43-107 mm) | Emergo Asia Pacific Pty Ltd |  | Changed Benefit
ER338 | 13 - Spinal | Ulrich Pedicle Screw System-inline connector | Ulrich Pedicle Screw System (flamenco)-inline connectors, axial or parallel | dia 5.5 mm to (5.5-6.0 mm) | Emergo Asia Pacific Pty Ltd |  | Changed Benefit
ER339 | 13 - Spinal | Ulrich Pedicle Screw System-Offset connector | Ulrich Pedicle Screw System (uCentum, flamenco)-Offset connector | for dia 6mm x length (15-60 mm) | Emergo Asia Pacific Pty Ltd |  | Changed Benefit
ER341 | 13 - Spinal | Ulrich Pedicle Screw System-Rod, dual diameter | Ulrich Pedicle Screw System (flamenco)-Rod, hybrid | dia 5.5 mm /4.5 mm, length 400 mm dia 5.5 mm /6.0 mm, length 400 mm dia 5.5 mm /6.25 mm, length 400 mm dia 5.5 mm /6.25 mm, (threaded), length 400 mm | Emergo Asia Pacific Pty Ltd |  | Changed Benefit
ER342 | 13 - Spinal | Ulrich anterior lateral thoracolumbar plating system-Plate | Ulrich Golden Gate anterior lateral thoracolumbar plating system-C Plate, A/B orientations | 45-130 mm | Emergo Asia Pacific Pty Ltd |  | Changed Benefit
HW582 | 03 - General Miscellaneous | NasoPore / OtoPore | NasoPore / OtoPore is a bioresorbable foam packing for the nasal or ear cavity. | 4cm and 8cm | Stryker Australia Pty Ltd |  | Changed Benefit
HW583 | 06 - Specialist Orthopaedic | ICONiX w/ Needles | ICONiX w/ Needles Anchor for soft tissue fixation | 1.4mm, 2.3mm | Stryker Australia Pty Ltd |  | Changed Benefit
JJ442 | 05 - Urogenital | Gynecare TVT-O | Items included are: Gynecare TVT Obturator device, Two Gynecare TVT Helical Passers and a Gynecare TVT Atraumatic Winged Guide. The device component of the system consists of undyed or blue Prolene Polypropylene Mesh | 1.1x45 cm | Johnson & Johnson Medical Pty Ltd |  | Changed Benefit
JJ443 | 03 - General Miscellaneous | Proximate Intraluminal Stapler PPH | Proximate Hemorrhoidal Circular Stapler PPH | One Size Only | Johnson & Johnson Medical Pty Ltd |  | Changed Benefit
JJ446 | 03 - General Miscellaneous | PROCEED Surgical Mesh | PROCEED Surgical Mesh B1 | 2x4 (inches) | Johnson & Johnson Medical Pty Ltd |  | Changed Benefit
JJ447 | 03 - General Miscellaneous | PROCEED Surgical Mesh | PROCEED Surgical Mesh R1 | 3x6 inches | Johnson & Johnson Medical Pty Ltd |  | Changed Benefit
JJ448 | 03 - General Miscellaneous | PROCEED Surgical Mesh | PROCEED Surgical Mesh N1 | 4x6 inches oval | Johnson & Johnson Medical Pty Ltd |  | Changed Benefit
HW588 | 11 - Hip | Steinmann Pins | Titanium Steinmann Pins | Ø5mm x 300mm | Stryker Australia Pty Ltd |  | Changed Benefit
HW595 | 06 - Specialist Orthopaedic | Stryker Locked Plating System | Periarticular variable angle locking plate - clavicle | 1-6 holes | Stryker Australia Pty Ltd |  | Changed Benefit
JJ449 | 03 - General Miscellaneous | PROCEED Surgical Mesh | PROCEED Surgical Mesh D1 | 4x8 inches | Johnson & Johnson Medical Pty Ltd |  | Changed Benefit
JJ452 | 03 - General Miscellaneous | PROCEED Surgical Mesh | PROCEED Surgical Mesh H1 | 8x10 inches oval | Johnson & Johnson Medical Pty Ltd |  | Changed Benefit
JJ453 | 03 - General Miscellaneous | PROCEED Surgical Mesh | PROCEED Surgical Mesh J1 | 8x12 inches | Johnson & Johnson Medical Pty Ltd |  | Changed Benefit
HW599 | 12 - Knee | METS Femoral Knee | CoCR-molybdenum hinged femoral component includes axle, bushes and circlip | Small left; small right; standard left; standard right | Stryker Australia Pty Ltd |  | Changed Benefit
HW600 | 11 - Hip | METS Smooth Trochanter | Titanium, uncoated | small and standard | Stryker Australia Pty Ltd |  | Changed Benefit
HW611 | 12 - Knee | METS Stippled Collar | Titanium, HA coated, round or oval | 4 sizes round, 4 sizes oval | Stryker Australia Pty Ltd |  | Changed Benefit
GO157 | 12 - Knee | RBK Universal Knee System Tibial Baseplate | Tibial Baseplate, short keel, uncemented, CoCr, beaded, with titanium plasma spray and HA, for mobile insert | 1 -5 | Global Orthopaedic Technology |  | Changed Benefit
LB160 | 13 - Spinal | QUARTEX Occiptal Screws | Occipital Screws | Diameter 4.2mm-4.6mm and Length 6mm-16mm | Globus Medical Australia |  | Changed Benefit
LB161 | 13 - Spinal | QUARTEX Occipital Plate | Occipital Plate | Small to Large | Globus Medical Australia |  | Changed Benefit
DY405 | 12 - Knee | PFC Sigma Knee System RPF tibial insert | Tibial insert, UHMWPE, rotating platform for high flex with post | Size 1 - 6. 10-30mm | Johnson & Johnson Medical Pty Ltd |  | Changed Benefit
LB163 | 13 - Spinal | QUARTEX Occipital Jointed Rod | Occipital Jointed Rods | Left and Right, 4mm -Left and Right | Globus Medical Australia |  | Changed Benefit
GO189 | 12 - Knee | Apex Knee, All-Poly Patella | All-Poly Dome 3 Peg Patella | 26mm x 10mm & 8mm, 29mm x 10mm & 8mm, 32mm x 10mm & 8mm, 35mm x 10mm & 8mm, 38mm x 10mm & 8mm, 41mm x 10mm | Global Orthopaedic Technology |  | Changed Benefit
GO166 | 11 - Hip | Absolut Bone Plugs | Medullary bone plugs | Small, Medium, Large, Extra Large | Global Orthopaedic Technology |  | Changed Benefit
BA225 | 03 - General Miscellaneous | Bard Mesh | Crurasoft Patch | 7x6cm, 11x8cm | Bard Australia Pty Ltd |  | Changed Benefit
BH251 | 06 - Specialist Orthopaedic | Small/Large Fragment Set | Humeral Titanium Plate | 7 to 15 holes | Zimmer Biomet Pty Ltd |  | Changed Benefit
AA015 | 03 - General Miscellaneous | CABS Air Composit | Umbilical hernia, Parietal Prosthesis with inflatable expansion Balloon | 5cm, 7cm, 9cm (all sizes in diameter) | Alliance Surgical |  | Changed Benefit
AA016 | 03 - General Miscellaneous | 4D - DOME SEMI ABSORBABLE HERNIA MESH | 4D DOME semi absorbable bio mesh for abdominal reinforcement inguinal, femoral and incisional hernias | 2.4, 9 x 5 cm 3.0, 9 x 5 cm 3.8, 9 x 5 cm | Alliance Surgical |  | Changed Benefit
AA017 | 03 - General Miscellaneous | 4D - SEMI ABSORBABLE HERNIA MESH | 4DMESH semi absorbable bio mesh for abdominal reinforcement inguinal, femoral and incisional hernias | 6 x 13.5 cm 10.5 x 14 cm 12 x 15 cm | Alliance Surgical |  | Changed Benefit
AB003 | 03 - General Miscellaneous | BioGlue Surgical Adhesive - 5ml Syringe System | Model No BG3515-5-A (BioGlue Surgical Adhesive) | One size only | Advanced Biomedical Pty Ltd |  | Changed Benefit
AB075 | 03 - General Miscellaneous | BioGlue Surgical Adhesive - 2ml Syringe System | Model No BG3502-5-A (BioGlue Surgical Adhesive) | 2ml | Advanced Biomedical Pty Ltd |  | Changed Benefit
BH259 | 06 - Specialist Orthopaedic | HI S3 Shoulder Fixation System | S3 Shoulder Plate | 16-20 Hole, Left & Right | Zimmer Biomet Pty Ltd |  | Changed Benefit
BH265 | 06 - Specialist Orthopaedic | Small Bone Fixation System - Small Bone Fixation System Kit | Intramedullary Nail Fixation System Kit | 1.6mm and 1.1mm | Zimmer Biomet Pty Ltd |  | Changed Benefit
LC029 | 11 - Hip | Modular Neck | Modular Neck Segment - CoCrMo | Size 1-6, Sm & Lg in STD, LAT, AVR/RVL, AVL/RVR | Lima Orthopaedics Australia Pty Ltd |  | Changed Benefit
LM284 | 06 - Specialist Orthopaedic | Bone Screw | Bone Screw | 2.01-2.7mm diameter | LMT Surgical Pty Ltd |  | Changed Benefit
BA183 | 10 - Vascular | Peripherally Inserted Central Catheter | Power Injectable PICC, Multiple Lumen | 4Fr - 6Fr | Bard Australia Pty Ltd |  | Changed Benefit
BA184 | 10 - Vascular | Peripherally Inserted Central Catheter | Power Injectable PICC, Single Lumen | 3Fr - 6Fr | Bard Australia Pty Ltd |  | Changed Benefit
BA186 | 03 - General Miscellaneous | Bard Sepramesh IP | Bioresorbable Coating/Permanent Mesh | 7.6cm x 15.2cm | Bard Australia Pty Ltd |  | Changed Benefit
BA187 | 03 - General Miscellaneous | SEPRAMesh IP Bioresorbable Coating/Permanent Mesh | Polypropylene & polyglycolic acid polymer mesh coated with a biopolymer: a bioresorbable coating of modified sodium hyaluronate, carboxymethylcellulose & polyethylene glycol based hydrogel. | 4 x 8 inch | Bard Australia Pty Ltd |  | Changed Benefit
BA206 | 03 - General Miscellaneous | Ventrio Hernia Patch. | Three layer, mesh/ePTFE with absorbable polydioxanone monofilament. | 16x31cm, 20x25cm. | Bard Australia Pty Ltd |  | Changed Benefit
BH269 | 06 - Specialist Orthopaedic | Polyax Plating system | Cannulated Locking Screw, Titanium | 4.5 to 8.0mm diameter | Zimmer Biomet Pty Ltd |  | Changed Benefit
BH281 | 06 - Specialist Orthopaedic | ALPS LFS | 4.5mm titanium plates | 1-6 holes | Zimmer Biomet Pty Ltd |  | Changed Benefit
BH282 | 06 - Specialist Orthopaedic | ALPS LFS | 4.5mm titanium plates, | 7-15 holes | Zimmer Biomet Pty Ltd |  | Changed Benefit
BH285 | 06 - Specialist Orthopaedic | ALPS LFS | 4.5mm Titanium Spider plates | Single hole plate with hooks | Zimmer Biomet Pty Ltd |  | Changed Benefit
BH290 | 06 - Specialist Orthopaedic | ALPS Elbow System | Humeral Titanium Plates | Small - Large, 7 to 15 holes | Zimmer Biomet Pty Ltd |  | Changed Benefit
LM297 | 06 - Specialist Orthopaedic | Pyrocarbon Lunate | Pyrocarbon Lunate replacement | Mulitple | LMT Surgical Pty Ltd |  | Changed Benefit
LM308 | 06 - Specialist Orthopaedic | Osteomed FPS | Fibular Fracture Plates | 7 to 15 holes | LMT Surgical Pty Ltd |  | Changed Benefit
MC811 | 08 - Cardiac | Attain Ability 4196 LV Lead/ Attain Ability SureScan 4196 MRI LV Lead | Over the wire dual electrode left ventricular lead | 78, 88, and 103 cm | Medtronic Australasia Pty Ltd |  | Changed Benefit
BA212 | 10 - Vascular | Peripherally Inserted Central Catheter | Valved, Power Injectable PICC, Single Lumen | 4Fr - 6Fr | Bard Australia Pty Ltd |  | Changed Benefit
BA213 | 10 - Vascular | Peripherally Inserted Central Catheter | Valved, Power Injectable PICC, Multiple Lumen | 4Fr-6Fr | Bard Australia Pty Ltd |  | Changed Benefit
BA217 | 10 - Vascular | Lifestent | Laser cut nitinol self expanding stent | Diameter 5mm to 10mm; length 150mm - 200mm | Bard Australia Pty Ltd |  | Changed Benefit
MC819 | 13 - Spinal | Pyramid +4 | Anterior Plate | Height: 33mm - 45mm | Medtronic Australasia Pty Ltd |  | Changed Benefit
MC825 | 04 - Neurosurgical | Medtronic Percutaneous Quad extension | Percutaneous extension (in line connector for quadripolar leads only) | One size only | Medtronic Australasia Pty Ltd |  | Changed Benefit
BA220 | 10 - Vascular | Groshong Peripherally Inserted Central Catheter | Closed-Ended, Power Injectable PICC, Single Lumen | 5Fr | Bard Australia Pty Ltd |  | Changed Benefit
BA222 | 03 - General Miscellaneous | Bard 3D Max Mesh | 3D Mesh | Medium left, Medium Right, large Left, Large Right | Bard Australia Pty Ltd |  | Changed Benefit
BA224 | 03 - General Miscellaneous | Bard Mesh | Kugel Patch | 8x12cm oval; 9.5x13cm oval; 11x14oval; 8cm circle; 10.2cm circle; 12cm circle; | Bard Australia Pty Ltd |  | Changed Benefit
BS292 | 08 - Cardiac | ACUITY X4 | Left ventricular family of quad leads with four pacing and sensing electrodes. Three lead configurations offered to assist in LV lead placement and avoid phrenic nerve stimulation and high thresholds. | 86cm, 95cm | Boston Scientific Australia Pty Ltd |  | Changed Benefit
CO072 | 02 - Ear, Nose & Throat | Cochlear ™ Nucleus® CP920 Sound Processor (Replacement) | The Cochlear Nucleus CP920 Sound Processor is a behind-the-ear sound processor with two built-in directional microphones. It has no accessory port for cables. | There is only one size of the processing unit and coil. There are two sizes for battery holder and cover. | Cochlear Limited |  | Changed Benefit
CO074 | 02 - Ear, Nose & Throat | Cochlear Nucleus CI522 Cochlear Implant with Slim Straight Electrode | Model CI522, 5th generation cochlear implant with straight electrode array. Titanium casing, removable magnet, 22 half-banded platinum electrodes, moulded in a durable tapered silicone seal. | One size | Cochlear Limited |  | Changed Benefit
CO078 | 02 - Ear, Nose & Throat | Cochlear™ Nucleus® CI532 Cochlear Implant with Slim Modiolar Electrode | Model CI532, 5th generation cochlear implant with slim modiolar electrode array. Titanium casing, removable magnet, 22 half-banded platinum electrodes, moulded in a durable tapered silicone seal. | One size | Cochlear Limited |  | Changed Benefit
CO079 | 02 - Ear, Nose & Throat | Kanso®, Cochlear ™ Nucleus® CP950 Sound Processor (Replacement) | An off-the-ear sound processor with two built-in directional microphones, wireless connectivity, and equivalent functionality to the Cochlear N6 behind-the-ear sound processor in a fully integrated single unit, enclosing radiofrequency (RF) coil, supplying power, and signals to internal implant. | One size (40.9 mm x 35.2 mm x 11.4 mm) | Cochlear Limited |  | Changed Benefit
CO081 | 02 - Ear, Nose & Throat | Cochlear™ Nucleus® CP1000 Sound Processor - Hybrid™ Mode (initial) | The CP1000 (Nucleus 7, N7) - Hybrid Mode is a behind-the-ear (BTE) sound processor that is designed to function in a similar manner to the CP900 series (CP910/920) (Nucleus 6, N6) sound processor but with new architectural design, which provides improved battery life and MFi wireless connectivity directly with iOS devices via Smart App. The CP1000 in hybrid mode facilitates acoustic stimulation in the cochlea. | There is one size of the sound processor unit with 3 battery options and 7 different magnet strengths. | Cochlear Limited |  | Changed Benefit
CO082 | 02 - Ear, Nose & Throat | Cochlear™ Nucleus® CP1000 Sound Processor - Hybrid™ Mode (replacement) | The CP1000 (Nucleus 7, N7) - Hybrid Model is a behind-the-ear (BTE) sound processor that is designed to function in a similar manner to the CP900 series (CP910/920) (Nucleus 6, N6) sound processor but with new architectural design, which provides improved battery life and MFi wireless connectivity directly with iOS devices via Smart App. The CP1000 in hybrid mode facilitates acoustic stimulation in the cochlea. | There is one size of the sound processor unit with 3 battery options and 7 different magnet strengths. | Cochlear Limited |  | Changed Benefit
DE498 | 01 - Ophthalmic | Oculentis LENTIS LS-313Y | Foldable one-piece monofocal acrylic plate haptic IOL. Violet Light Filter. | Optic Size 6.0mm, Overall Length 11.00mm. Available Diopters: +-0.0D to 35.0D (1.0D steps). +15.5D to 26.5D (0.5 steps). | Device Technologies Australia Pty Ltd |  | Changed Benefit
DE502 | 06 - Specialist Orthopaedic | Arthrex Clavicle Plating System | Locking clavicle plate and screw system for fixation of clavicle fractures. | 7-10 holes | Device Technologies Australia Pty Ltd |  | Changed Benefit
DY520 | 11 - Hip | Pinnacle Acetabular Shell | Titanium. Beaded with HA (Duofix) acetabular cup | 38 - 80mm | Johnson & Johnson Medical Pty Ltd |  | Changed Benefit
DY521 | 11 - Hip | Pinnacle Acetabular Shell | Titanium, beaded (Porocoat), not HA, acetabular cups | 38 - 80mm | Johnson & Johnson Medical Pty Ltd |  | Changed Benefit
DY524 | 13 - Spinal | Uniplate Spinal System | Titanium Anterior Cervical Plate | 13-55mm | Johnson & Johnson Medical Pty Ltd |  | Changed Benefit
DY527 | 06 - Specialist Orthopaedic | Expedium Spinal System - Cobalt Chrome Double Wire | CoCr wire double with/without button | 1.0mm | Johnson & Johnson Medical Pty Ltd |  | Changed Benefit
DY528 | 06 - Specialist Orthopaedic | Expedium Spinal System - Cobalt Chrome Single Wire | CoCr wire single with/without button | 1.0mm | Johnson & Johnson Medical Pty Ltd |  | Changed Benefit
DY574 | 13 - Spinal | Summit Sl System | Connectors | Various | Johnson & Johnson Medical Pty Ltd |  | Changed Benefit
DY575 | 13 - Spinal | Summit Sl System | Connectors - wedding bands and axial | Various | Johnson & Johnson Medical Pty Ltd |  | Changed Benefit
DY576 | 06 - Specialist Orthopaedic | Healix Anchor System | Titanium anchor with suture | 2.9 - 3.9mm | Johnson & Johnson Medical Pty Ltd |  | Changed Benefit
DY555 | 13 - Spinal | Expedium Spine System | Contoured Scoliosis Rod | 4.5 - 7.5 Diameter x - 320 - 455mm | Johnson & Johnson Medical Pty Ltd |  | Changed Benefit
DY577 | 06 - Specialist Orthopaedic | Healix Anchor System | Titanium anchor with suture | 4.5 - 6.5mm | Johnson & Johnson Medical Pty Ltd |  | Changed Benefit
DY578 | 13 - Spinal | Expedium Spine System | Rods | 4.5 to 7.5 Diameter | Johnson & Johnson Medical Pty Ltd |  | Changed Benefit
DZ002 | 06 - Specialist Orthopaedic | Valens Shoulder and Elbow - Elbow | Distal Humerus, Lateral, Medial, Olecranon, Locking Plates | 7-15 Holes | AUSTRALIAN ORTHOPAEDIC FIXATIONS PTY LTD |  | Changed Benefit
ER351 | 13 - Spinal | Ulrich Anterior Distraction Device (ADDplus)-Screws, Osmium, cancellous | Ulrich Anterior Distraction Device (ADDplus)-Screws, Osmium,cancellous | dia (4-4.5mm) x length (12-26mm) | Emergo Asia Pacific Pty Ltd |  | Changed Benefit
DE494 | 01 - Ophthalmic | Oculentis LENTIS Mplus Toric LU-313MFT | Patient specific one-piece multifocal-toric plate haptic acrylic IOL | Overall Length 11.0mm and Optic Size 6.0 + 0.0D to +36.0D inclusive in 0.01D increments. Cyl +0.25 to +6.99D inclusive in 0.01D increments | Device Technologies Australia Pty Ltd |  | Changed Benefit
DE495 | 01 - Ophthalmic | Oculentis LENTIS Mplus Toric LU-313MFT Pre-loaded | Patient specific one-piece multifocal-toric plate haptic acrylic IOL | Overall Length 11.0mm and Optic Size 6.0 + 0.0D to +36.0D inclusive in 0.01D increments. Cyl +0.25 to +6.99D inclusive in 0.01D increments | Device Technologies Australia Pty Ltd |  | Changed Benefit
DE497 | 01 - Ophthalmic | Oculents LENTIS Mplus LS-313MF Preloaded | Pre-loaded Foldable one-piece multifocal plate haptic acrylic IOL. | Overall Length 11.0mm and Optic Size 6.0mm. Available diopters +-10.0D to +36.0D (0.05D steps) | Device Technologies Australia Pty Ltd |  | Changed Benefit
DE503 | 06 - Specialist Orthopaedic | Dx Swivelock | A knotless screw in anchor used for soft tissue fixation to bone | 2.4 - 3.9mm | Device Technologies Australia Pty Ltd |  | Changed Product sizes, Benefit
DE506 | 01 - Ophthalmic | Oculentis LENTIS Comfort Toric LS313MF15T0-T6 | Pre-loaded foldable one piece multifocal toric plate haptic acrylic IOL | Overall Length 11.0mm and Optic Size 6.0mm, SE: +10.0D to +30.0D (0.5D steps), Cyl: +0.75D to +5.25D (0.75D steps). | Device Technologies Australia Pty Ltd |  | Changed Benefit
DY478 | 13 - Spinal | Uniplate ACP System | Rescue Screw | 12-18mm | Johnson & Johnson Medical Pty Ltd |  | Changed Benefit
DY479 | 13 - Spinal | Uniplate ACP System | Primary Screw | 12-18mm | Johnson & Johnson Medical Pty Ltd |  | Changed Benefit
DY510 | 11 - Hip | SROM Femoral Calcar Replacement Stem, long | Titanium, fluted, distal polished femoral long stem & neck, bowed and straight with Calcar Replacement | 9 -21mm diameter, greater than 200mm length | Johnson & Johnson Medical Pty Ltd |  | Changed Benefit
DY511 | 11 - Hip | SROM Femoral Stem Long | Titanium, fluted, distal polished femoral long stem & neck, bowed and straight | 9 -21mm diameter, greater than 200mm length | Johnson & Johnson Medical Pty Ltd |  | Changed Benefit
GO299 | 11 - Hip | Global Acetabular Ceramic Insert | Ceramic, Biolox Delta | 44-72mm | Global Orthopaedic Technology |  | Changed Benefit
GO304 | 11 - Hip | BioBall Femoral Head | Femoral Head Vivium > 32mm | 36mm to 58mm | Global Orthopaedic Technology |  | Changed Benefit
LM333 | 06 - Specialist Orthopaedic | Internal joint articulating fixator Elbow | Internal joint articulating fixator Elbow | One size - adjustable | LMT Surgical Pty Ltd |  | Changed Product name, Product description, Product sizes, Benefit, Group, Subgroup, Suffix
ER362 | 13 - Spinal | Amendia ISSYS LP Spinal Fixation System-Connector (axial) | Amendia ISSYS LP Spinal Fixation System-Connector (axial) | accommodates dia (5.5-6.35 mm) x length 35 mm | Emergo Asia Pacific Pty Ltd |  | Changed Benefit
ER363 | 13 - Spinal | Amendia ISSYS LP Spinal Fixation System-Connector (offset) | Amendia ISSYS LP Spinal Fixation System-Connector, offset (short, long, "S" rod compatible) | accommodates dia (6; 6.35 mm) x length (20 mm; 35 mm) | Emergo Asia Pacific Pty Ltd |  | Changed Benefit
JJ573 | 11 - Hip | Summit Cemented Femoral Stem | CoCr, tapered, unpolished | Sizes 0-10, with various offsets | Johnson & Johnson Medical Pty Ltd |  | Changed Benefit
JJ588 | 06 - Specialist Orthopaedic | Femoral Intrafix System | Screw and Sheath Fixation System for the Femur in ACL repairs | 7 to 10mm | Johnson & Johnson Medical Pty Ltd |  | Changed Benefit
ER369 | 13 - Spinal | Amendia Securis Screw System-Rods | Amendia Securis Screw System-Rods (CoCr, straight or pre-bent) | dia 5.0 mm x length (35-240 mm) | Emergo Asia Pacific Pty Ltd |  | Changed Benefit
ER373 | 13 - Spinal | Amendia Regent Anterior Cervical Plate System-Screw | Amendia Regent Anterior Cervical Plate System-Screw (self tapping; fixed or variable) | dia (4-4.5 mm) x length (10-20 mm) | Emergo Asia Pacific Pty Ltd |  | Changed Benefit
JJ589 | 12 - Knee | PFC Sigma Knee System tibial baseplate | All poly UHMWPE, Cemented, pegged | Sizes 1 - 6. 8-30mm | Johnson & Johnson Medical Pty Ltd |  | Changed Benefit
JJ590 | 12 - Knee | PFC Sigma Knee System Tibial Baseplate | All poly UHMWPE, cemented, non pegged | Sizes 1 - 6. 8-30mm | Johnson & Johnson Medical Pty Ltd |  | Changed Benefit
JJ596 | 13 - Spinal | Mountaineer Spinal System | CT Dual Diameter Rod | 3.5 - 6.35mm x 420 - 600mm | Johnson & Johnson Medical Pty Ltd |  | Changed Benefit
JJ597 | 13 - Spinal | Mountaineer Spinal System | CT Rod | 3.5mm x 60 - 400mm | Johnson & Johnson Medical Pty Ltd |  | Changed Benefit
LC044 | 06 - Specialist Orthopaedic | SMR Large Resection Stem | Resection Stem Large Ti6AI4V | 7-10mm Dia x 50-80 Height | Lima Orthopaedics Australia Pty Ltd |  | Changed Benefit
GO282 | 11 - Hip | Novae STICK Dual Mobility Cup | A cemented metal acetabular dual mobility cup designed to be used with a polyethylene liner | 43-69mm diameter in 2mm increments | Global Orthopaedic Technology |  | Changed Benefit
GO283 | 12 - Knee | Apex Revision Knee Stems | Apex Revision Knee Femoral and Tibial Stems | Modular Stem - 9-25mm x 75-150mm Offset - 9-25mm x 75-15mm x 2-4mm Angled Stem - 9-25mm x 75x150mm Modular Tibial Keels 1-16 | Global Orthopaedic Technology |  | Changed Benefit
HW617 | 12 - Knee | METS Tibial Component Rotating Hinge | CoCr-Molybdenum with UHMWPE bumper pad | Small and standard | Stryker Australia Pty Ltd |  | Changed Benefit
HW620 | 06 - Specialist Orthopaedic | METS Humeral Head Fixation Screw | Titanium screw which fixes the humeral component and the humeral head together | Small and standard | Stryker Australia Pty Ltd |  | Changed Benefit
HW621 | 06 - Specialist Orthopaedic | METS Humeral Component with Liner and re-attachment | Titanium component with HA coated rails for tissue reattachment, HYMWPE liner with encased metal ring for use with contrained glenoid | Mono-size, left and right | Stryker Australia Pty Ltd |  | Changed Benefit
LM337 | 06 - Specialist Orthopaedic | Trimed Plates | Elbow, Forearm, clavicle and Wrist Plates | ≥ 7 to ≤ 15 holes | LMT Surgical Pty Ltd |  | Changed Benefit
HW634 | 06 - Specialist Orthopaedic | ICONiX Speed Anchor | All Suture | 2.3mm | Stryker Australia Pty Ltd |  | Changed Benefit
HW638 | 06 - Specialist Orthopaedic | NanoTack TT Anchor | NanoTack TT Anchor with tape | 1.4mm | Stryker Australia Pty Ltd |  | Changed Benefit
HW639 | 06 - Specialist Orthopaedic | Ivy Air Meniscus System | Ivy Air Meniscus System | 2.4mm | Stryker Australia Pty Ltd |  | Changed Benefit
HW640 | 12 - Knee | METS Tibial Rotating Hinge Metal Casing | Ti casing and CoCr-Mo tibial component | Stem lengths 140mm and 180mm | Stryker Australia Pty Ltd |  | Changed Benefit
LC149 | 11 - Hip | Lima Plug and hood | UHMWPE Cement Plug with distal femoral stem hood | 10mm - 20mm | Lima Orthopaedics Australia Pty Ltd |  | Changed Benefit
LC151 | 11 - Hip | Cement Plug UHMWPE | UHMWPE Cement Restrictor / Plug | Size 1 - 3 | Lima Orthopaedics Australia Pty Ltd |  | Changed Benefit
HW641 | 12 - Knee | METS Tibial Rotating Hinge Polyethylene | CoCr-Molybedenum tibial component | Stem length 105mm and 114mm | Stryker Australia Pty Ltd |  | Changed Benefit
LC155 | 11 - Hip | Revision Modular Biolox Delta Head | Revision Modular Biolox Delta Head Ti6AI4V 12/14 Taper | 36 - 40mm Small to Xlarge | Lima Orthopaedics Australia Pty Ltd |  | Changed Benefit
LC156 | 11 - Hip | Cephalic Head | Cephalic Head AISI 316L | 41 - 57mm Diameter | Lima Orthopaedics Australia Pty Ltd |  | Changed Benefit
ER358 | 13 - Spinal | Ulrich Fusion Cages-PLIF (paired) | Ulrich Fusion Cages pezo/tezo-PLIF, paired, various, PEEK or Titanium | height (7-14mm) x length (24-29mm) x angle (5-12°) | Emergo Asia Pacific Pty Ltd |  | Changed Benefit
ER361 | 13 - Spinal | Amendia ISSYS LP Spinal Fixation System-Rods | Amendia ISSYS LP Spinal Fixation System-Rods (straight or pre-bent) | dia (5.5-6.35 mm) x length (40-600 mm) | Emergo Asia Pacific Pty Ltd |  | Changed Benefit
JJ508 | 12 - Knee | PFC Sigma Knee System tibial insert | Tibial insert, UHMWPE, moderately cross linked, with peg | Sizes 1 - 6. 8-30mm | Johnson & Johnson Medical Pty Ltd |  | Changed Benefit
JJ512 | 13 - Spinal | Skyline Cervical Plate System | Skyline anterior cervical screw, titanium | Self drilling 3.8mm, 10-18mm | Johnson & Johnson Medical Pty Ltd |  | Changed Benefit
JJ513 | 13 - Spinal | Skyline Cervical Plate System | Skyline anterior cervical screw. Titanium | Self tapping 3.8mm, 10-26mm | Johnson & Johnson Medical Pty Ltd |  | Changed Benefit
JJ514 | 13 - Spinal | Skyline Cervical Plate System | Skyline anterior cervical screw. Titanium | Self Tapping 4.3mm, 10-18mm | Johnson & Johnson Medical Pty Ltd |  | Changed Benefit
JJ518 | 13 - Spinal | AEGIS ALP | Curved anterior lumbar plate | 4-25mm | Johnson & Johnson Medical Pty Ltd |  | Changed Benefit
JJ519 | 13 - Spinal | AEGIS ALP | AEGIS ALP Bone Screws, Titanium | 24-36mm | Johnson & Johnson Medical Pty Ltd |  | Changed Benefit
JJ532 | 12 - Knee | LCS Complete Knee System tibial insert | Tibial insert, UHMWPE, rotating platform, totally constrained, with reinforcing post | Sizes small to large+. 10-30mm | Johnson & Johnson Medical Pty Ltd |  | Changed Benefit
JJ558 | 06 - Specialist Orthopaedic | DELTA Xtend | Locking Metaglene Screw Dia 4.5 | 4.5mm; 24, 30, 36, 42, 48 | Johnson & Johnson Medical Pty Ltd |  | Changed Benefit
LC171 | 11 - Hip | SPH Constrained Poly Liner | SPH Constrained Poly Liner UHMWPE protruded 20* | Protruded Liners ID 28mm X Size XXA, A, B, C, D, E ID 32mm x Size B, C, D, E Neutral Liners ID 28mm X Size XXA, A, B, C, D, E ID 32mm x Size B, C, D, E | Lima Orthopaedics Australia Pty Ltd |  | Changed Product sizes
BA236 | 03 - General Miscellaneous | Ventralex ST | Bioresorbable Barrier/Permanent Mesh | 4.3cm circle, 6.4cm circle, 8.0cm circle | Bard Australia Pty Ltd |  | Changed Benefit
BA237 | 03 - General Miscellaneous | Ventralight ST | Bioresorbable Barrier/Permanent Mesh | 11.4cm circle, 10.2 x 15.2cm oval | Bard Australia Pty Ltd |  | Changed Benefit
BA239 | 03 - General Miscellaneous | Ventralight ST | Bioresorbable Barrier/Permanent Mesh | 17.8 x 22.9cm oval, 20.3 x 25.4cm oval | Bard Australia Pty Ltd |  | Changed Benefit
BA243 | 03 - General Miscellaneous | Ventralight ST with ECHO PS Positioning System | Bioresorbable Barrier/Permanent Mesh | 401-600cm2 | Bard Australia Pty Ltd |  | Changed Benefit
BH319 | 06 - Specialist Orthopaedic | Orthosorb Absorbable Pin | Orthosorb - Polydiaxanone Fixation Pins 3 pins per pkt | 40 x 1.3mm | Zimmer Biomet Pty Ltd |  | Changed Benefit
BH320 | 06 - Specialist Orthopaedic | Orthosorb Absorbable Pin | Orthosorb - Polydiaxanone 3 pins per pkt | 40mm x 2mm | Zimmer Biomet Pty Ltd |  | Changed Benefit
BH321 | 06 - Specialist Orthopaedic | Orthosorb Absorbable Pin | Orthosorb Pkt 1 - Polydiaxanone | 1mm x 40mm x 1.3mm | Zimmer Biomet Pty Ltd |  | Changed Benefit
BH322 | 06 - Specialist Orthopaedic | Orthosorb Absorbable Pin | Orthosorb Pkt 1 - Polydiaxanone | 40 x 2.0mm | Zimmer Biomet Pty Ltd |  | Changed Benefit
BH324 | 06 - Specialist Orthopaedic | Orthosorb Absorbable Pin | Orthosorb -Polydiameterxanone | 50 x 1.3mm | Zimmer Biomet Pty Ltd |  | Changed Benefit
BH339 | 06 - Specialist Orthopaedic | Comprehensive Segmental Revision System (SRS) | Comprepehnsive SRS Proximal Body | 42mm to 62mm | Zimmer Biomet Pty Ltd |  | Changed Benefit
BH340 | 06 - Specialist Orthopaedic | Comprehensive Segmental Revision System (SRS) | Comprehensive SRS Tumour Body | 51mm to 71mm | Zimmer Biomet Pty Ltd |  | Changed Benefit
MC863 | 13 - Spinal | Zephir Anterior Cervical Plate | Anterior Cervical Plate | 22.5mm - 55mm | Medtronic Australasia Pty Ltd |  | Changed Benefit
BA254 | 10 - Vascular | Bard Vascular Graft | PTFE graft | 50 cm or > 50cm | Bard Australia Pty Ltd |  | Changed Benefit
MC867 | 07 - Plastic and Reconstructive | TiMesh Rigid Fixation Bone Grafting and Plating System | Titanium, Plate | Ohata Tristar 8.4 10mm, < 4 hole | Medtronic Australasia Pty Ltd |  | Changed Benefit
MC879 | 07 - Plastic and Reconstructive | TiMesh Rigid Fixation Bone Grafting and Plating System | Titanium, Screw - Cruciate Head, 12 point Flat Head | Diameter <1.24mm | Medtronic Australasia Pty Ltd |  | Changed Benefit
BA255 | 10 - Vascular | Bard Vascular Grafts | PFTE Graft - radial support | 50cm or > 50cm | Bard Australia Pty Ltd |  | Changed Benefit
BH299 | 06 - Specialist Orthopaedic | ALPS Plating System | Bone Screws | 1.0 - 2.0mm | Zimmer Biomet Pty Ltd |  | Changed Benefit
BH307 | 06 - Specialist Orthopaedic | ALPS Fibula Plating System | Anatomic Fibular Plating System | ≤ 6 holes | Zimmer Biomet Pty Ltd |  | Changed Benefit
BH308 | 06 - Specialist Orthopaedic | ALPS Fibula Plating System | Anatomic Fibular Locking Plate | 7-15 holes | Zimmer Biomet Pty Ltd |  | Changed Benefit
MC889 | 07 - Plastic and Reconstructive | TiMesh | Square-rectangular Gridmesh Panel | 11 to 25 cm2 area | Medtronic Australasia Pty Ltd |  | Changed Benefit
AE040 | 12 - Knee | Active Knee Tibial Baseplate | Tibial baseplate, Cemented, CoCr | Sizes 1-5 | Allegra Orthopaedics Pty Ltd |  | Changed Product sizes
AE041 | 12 - Knee | Active Knee Femoral Component | Femoral Component, uncemented, distally beaded with HA | Sizes 00 -- 5 Left & Right | Allegra Orthopaedics Pty Ltd |  | Changed Product name, Product description
AB080 | 03 - General Miscellaneous | PerClot Standard & XL - 1 gram | PerClot Polysaccharide Hemostatic System | 1 gram | Advanced Biomedical Pty Ltd |  | Changed Benefit
AE050 | 12 - Knee | Active Knee Patella | Patella, cemented, UHMWPE | Sizes 1 - 5 | Allegra Orthopaedics Pty Ltd |  | Changed Product description, Benefit
BH313 | 06 - Specialist Orthopaedic | Affixus Hip Fracture Nail System | Short Hip fracture nails | 9-13mm diameter, 180mm length | Zimmer Biomet Pty Ltd |  | Changed Benefit
AE094 | 06 - Specialist Orthopaedic | ACL Fixation Screws Tapered | Flat Head, Tappered, Titanium | 9 - 11mm Diameter 30mm Length | Allegra Orthopaedics Pty Ltd |  | Changed Benefit
AE095 | 06 - Specialist Orthopaedic | ASDM Standard ACL Fixation Screw | Standard Flat Head Screw | 7 - 11mm Diameter 20mm - 50mm Length | Allegra Orthopaedics Pty Ltd |  | Changed Benefit
AE099 | 12 - Knee | Active Knee Tibial Baseplate | Tibial Baseplate, HA, uncemented, beaded, stemmed , CoCr | Sizes 1 to 5 (A-Narrow & B-Wide) | Allegra Orthopaedics Pty Ltd |  | Changed Product name, Benefit
LM342 | 06 - Specialist Orthopaedic | Orthopaedic Fixation Plate | Orthopaedic Fixation Plates | Screw size 2.7mm or less 6 holes or less | LMT Surgical Pty Ltd |  | Changed Benefit
AE153 | 06 - Specialist Orthopaedic | ADSM Clavicle Plating System - Plates | Clavicle fracture plating system consisting of anatomic pre-contoured stainless steel locking compression plates and screws (cortical, cancellous & locking) | 8-13 holes (L & R), | Allegra Orthopaedics Pty Ltd |  | Changed Benefit
BA226 | 03 - General Miscellaneous | Bard Mesh | Ventralex Patch | 4.3cm circle, 6.4cm circle, 8cm circle | Bard Australia Pty Ltd |  | Changed Benefit
BA227 | 03 - General Miscellaneous | Bard Mesh | Ventrio patch | 7.6cm circle, 11.4cm circle, 8x12cm oval, 11x14cm oval | Bard Australia Pty Ltd |  | Changed Benefit
BA246 | 03 - General Miscellaneous | Ventrio ST | Bioresorbable Barrier/Permanent Mesh | 7.6cm circle, 11.4cm circle, 8 x 12cm oval, 11 x 14cm oval | Bard Australia Pty Ltd |  | Changed Benefit
BA248 | 03 - General Miscellaneous | Ventrio ST | Bioresorbable Barrier/Permanent Mesh | 19.6 x 24.6cm oval, 22.1 x 27.1cm oval | Bard Australia Pty Ltd |  | Changed Benefit
BH325 | 06 - Specialist Orthopaedic | Orthosorb Absorbable Pin | Orthosorb - Polydiaxanone 2 pins per pkt | 40mm x 2.0mm | Zimmer Biomet Pty Ltd |  | Changed Benefit
BH326 | 06 - Specialist Orthopaedic | Orthosorb Absorbable Pin | Orthosorb Arthroscopic Fix-Set - Polydiaxanone 5 pins per pkt | 40 x 1.3mm | Zimmer Biomet Pty Ltd |  | Changed Benefit
BH327 | 06 - Specialist Orthopaedic | Barouk System Staples | TIFLEX Staple / Pin - Titanium | 1.6 - 2.5 Dia 7-24mm width 13/15-36/50mm Length | Zimmer Biomet Pty Ltd |  | Changed Benefit
MC850 | 10 - Vascular | Endurant AAA Abdominal Tube | Endurant Endoluminal Stent Graft System - Abdominal Tube | 23 - 36mm X 85mm | Medtronic Australasia Pty Ltd |  | Changed Benefit
BA228 | 03 - General Miscellaneous | Bard Mesh | Composite Mesh | 7.6x15.2cm, 8x12cm, 11x14cm, 11.4x11.4cm, 10x15cm, 10.8x15.9cm | Bard Australia Pty Ltd |  | Changed Benefit
BA230 | 03 - General Miscellaneous | Bard Mesh | Composite Mesh | 15.9x26.1cm, 16x31.2cm, 18x23cm, 18.4x23.5cm, 19.6x24.6cm 20x25cm, 21x26.1cm, 22.1x27.1cm | Bard Australia Pty Ltd |  | Changed Benefit
BA234 | 03 - General Miscellaneous | Bard CK Parastomal Patch | Bard CK Parastomal Patch | 12.5 x 15.5cm | Bard Australia Pty Ltd |  | Changed Benefit
CR061 | 12 - Knee | Uniglide Uni Knee System Uni Tibial Component | Uni tibial component, CoCr, with TiNi insert surface coating for mobile insert | Sizes 1 - 8 inclusive | Corin Australia Pty Ltd |  | Changed Benefit
CR091 | 12 - Knee | Uniglide Uni Knee System Uni Tibial Component | All poly uni tibial component, cemented | Sizes 3, 5 & 7, thicknesses 7mm to 13mm | Corin Australia Pty Ltd |  | Changed Benefit
CR118 | 06 - Specialist Orthopaedic | LARS Ligament Staple | CoCr synthetic ligament anchor | Width 8mm & length 20mm | Corin Australia Pty Ltd |  | Changed Benefit
DZ012 | 06 - Specialist Orthopaedic | Austofix Femoral and Tibial Nailing System | Universal Tibial Nail (UTN) 4.0/4.8, stainless steel or titanium | Diameter 8 – 11mm, Lengths 260mm – 420mm | AUSTRALIAN ORTHOPAEDIC FIXATIONS PTY LTD |  | Changed Benefit
BS323 | 04 - Neurosurgical | Precision M8 Adaptor | Designed to connect a Precision IPG or Precision Spectra IPG to another manufacturer's previously implanted compatible lead or lead extension | 15cm - 55cm | Boston Scientific Australia Pty Ltd |  | Changed Benefit
DZ025 | 06 - Specialist Orthopaedic | Austofix Proximal Humeral Plating System - Austofix Proximal Humeral Plate | Anatomic Periarticular Humeral Variable Angle Locking Plate, Titanium | 3-15 Hole | AUSTRALIAN ORTHOPAEDIC FIXATIONS PTY LTD |  | Changed Benefit
DZ027 | 06 - Specialist Orthopaedic | Valetis Ankle - Tibial | Distal Tibial Anatomical Locking Plates | 3 to 6 hole, left and right | AUSTRALIAN ORTHOPAEDIC FIXATIONS PTY LTD |  | Changed Benefit
DZ030 | 06 - Specialist Orthopaedic | Valetis Ankle - Fibular | Distal Fibular Anatomical Locking Plates | 7 to 9 hole, left and right | AUSTRALIAN ORTHOPAEDIC FIXATIONS PTY LTD |  | Changed Benefit
DZ019 | 06 - Specialist Orthopaedic | Austofix Femoral and Tibial Nailing System | H2 Hip Nail 4.8/6.5, stainless steel or titanium | Dia 11mm, Lengths 170mm – 240mm | AUSTRALIAN ORTHOPAEDIC FIXATIONS PTY LTD |  | Changed Benefit
DZ024 | 06 - Specialist Orthopaedic | Austofix Femoral and Tibial Nailing System | 4.0/4.8 Screws, Locking, stainless steel or titanium | Diameter 4.0-4.8mm, Lengths 20-90mm | AUSTRALIAN ORTHOPAEDIC FIXATIONS PTY LTD |  | Changed Benefit
DE510 | 06 - Specialist Orthopaedic | Tenodesis Screw | Non Absorbable Tenodesis Screw | 3mm-9mm | Device Technologies Australia Pty Ltd |  | Changed Benefit
DE515 | 01 - Ophthalmic | Oculentis LENTIS LU313T | Patient Specific: Foldable one-piece monofocal toric acrylic IOL | Optic Size 6.0mm, overall length 11.0mm. Sph +/-10.0D to +35.0D (in 0.01D increments) Cyl +0.25 to +6.99D cyl (in 0.01D increments) | Device Technologies Australia Pty Ltd |  | Changed Benefit
DE516 | 01 - Ophthalmic | Oculentis LENTIS LU313T Pre-loaded | Patient Specific: Pre-loaded foldable one-piece monofocal toric acrylic IOL | Optic Size 6.0mm, overall length 11.0mm. Sph +/-10.0D to +35.0D (in 0.01D increments) Cyl +0.25 to +6.99D cyl (in 0.01D increments) | Device Technologies Australia Pty Ltd |  | Changed Benefit
DE517 | 01 - Ophthalmic | Oculentis LENTIS LS-313T1-T6 | Foldable one-piece monofocal toric acrylic IOL. | Optic Size 6.0mm, Overall Length 11.00mm. Available diopters: +10.0D to +30.0D (0.5D). Cyl: (T1 + 1.5D) (T2 +2.25D) (T3 +3.0D) (T4 + 3.75D) (T5 + 4.5D) (T6 +5.25D) | Device Technologies Australia Pty Ltd |  | Changed Benefit
DE518 | 01 - Ophthalmic | Oculentis LENTIS LS-313-T1-T6 Pre-loaded | Pre-loaded foldable one-piece monofocal toric acrylic IOL | Optic Size 6.0mm, Overall Length 11.00mm. Available diopters: +10.0D to +30.0D (0.5D). Cyl: (T1 + 1.5D) (T2 +2.25D) (T3 +3.0D) (T4 + 3.75D) (T5 + 4.5D) (T6 +5.25D) | Device Technologies Australia Pty Ltd |  | Changed Benefit
DE529 | 06 - Specialist Orthopaedic | Anterior Distal Tibia Plate | Plate for Fracture Fixation | 3-5 Holes | Device Technologies Australia Pty Ltd |  | Changed Benefit
DE530 | 03 - General Miscellaneous | Vesolock Polymer Ligation Clips | Polymer ligation clips | Medium large (3-10mm) Large (5-13mm) Extra Large (7-16mm) | Device Technologies Australia Pty Ltd |  | Changed Benefit
DE527 | 13 - Spinal | Jazz Posterior Fixation System Rod | Straight, contoured and transition rods, titanium and cobalt chrome | 4mm - 6mm diameter, 70mm - 600mm length | Device Technologies Australia Pty Ltd |  | Changed Benefit
DZ006 | 06 - Specialist Orthopaedic | Valens Shoulder and Elbow - Clavicle | Clavicle – Superior, Anterior, Hook, Locking Plates | 7-15 Holes | AUSTRALIAN ORTHOPAEDIC FIXATIONS PTY LTD |  | Changed Benefit
BH344 | 06 - Specialist Orthopaedic | Comprehensive Segmental Revision System (SRS) | Comprehensive SRS Modular Regenerex Augment | Small, Large | Zimmer Biomet Pty Ltd |  | Changed Benefit
BS315 | 03 - General Miscellaneous | Embozene Tandem Microspheres | Embozene TANDEM Microspheres are spherical tightly calibrated, biocompatible, non-resorbable, hydrogel microspheres with an inorganic polyzene-F coating, colour coded to indicate microsphere size. Each 20mL syringe is filled with 2 ml of product suspended in a non-pyrogenic physiological slaine transport solution. Embozene TANDEM Microspheres may be loaded with Doxirubican-HCl and Irinotecan-HCl up to 50mg/ml which can elute local, controlled, sustained doses of drugs to targeted tumour sites after embolisation. | Tandem 2ml 40 ± 10 µm Tandem 2ml 75 ± 15 µm Tandem 2ml 100 ± 25 µm | Boston Scientific Australia Pty Ltd |  | Changed Benefit
DE526 | 01 - Ophthalmic | Oculentis LENTIS Comfort Toric LS313MF15T0-T6 | Foldable one piece multifocal toric plate haptic acrylic IOL | Overall Length 11.0mm and Optic Size 6.0mm, SE: +10.0D to +30.0D (0.5D steps), Cyl: +0.75D to +5.25D (0.75D steps). | Device Technologies Australia Pty Ltd |  | Changed Benefit, Subgroup, Suffix
BS319 | 04 - Neurosurgical | Cartesia Directional Lead | Deep brain stimulation lead with 8 in-line contact electrodes. Independent 19-filar platinum-core. Contacts are separated circumferentially allowing for both axial and rotational stimulation selectivity. | 30cm - 45cm | Boston Scientific Australia Pty Ltd |  | Changed Benefit
BS331 | 04 - Neurosurgical | Avista MRI 8 Contact Lead | Eight contact percutaneous leads, MRI Conditional | 56cm - 74cm | Boston Scientific Australia Pty Ltd |  | Changed Benefit
BS336 | 08 - Cardiac | Pacing Lead Suture Sleeve Models 6773, 6403, 4603 | Suture sleeves are used to secure and immobilise Pacing/ICD Leads | One Size Only | Boston Scientific Australia Pty Ltd |  | Changed Benefit
CR031 | 06 - Specialist Orthopaedic | LARS Interference Screw | Titanium Interference screw | 5.2 - 10mm diameter, 15 - 30mm | Corin Australia Pty Ltd |  | Changed Benefit
CR041 | 11 - Hip | Canal Occluder | Cement plug, UHMWPE, multi-layered | 08/10mm, 12/14mm, 16/18mm,20/22mm and universal. | Corin Australia Pty Ltd |  | Changed Benefit
JJ602 | 03 - General Miscellaneous | ULTRAPRO Plug | Partially Absorbable Synthetic Surgical Mesh Device | Small- Onlay patch plug: 12cm x 7.5cm, 5cm rim diameter, 3cm anchor diameter; Medium- Onlay patch plug: 12cm x 7.5cm, 5cm rim diameter, 4cm anchor diameter; Large- Onlay patch plug: 12cm x 7.5cm, 5cm rim diameter, 5cm anchor diameter | Johnson & Johnson Medical Pty Ltd |  | Changed Benefit
IE004 | 03 - General Miscellaneous | Curacel Standard 51-75cm2 | Sterile absorbable haemostat gauze, type Oxidised Regenerated Cellulose | 75 x 100 mm | INTEGRITY HOSPITAL SUPPLIES PTY LTD |  | Changed Benefit
JJ603 | 13 - Spinal | McGuire Bone Screw | Cancellous Bone Screw | 3.5mm x 8 - 60mm | Johnson & Johnson Medical Pty Ltd |  | Changed Benefit
JJ607 | 13 - Spinal | Expedium Spine System | Lateral Connector, Open or Closed with/without rod | 4.5-6.35mm x 20 -500mm length | Johnson & Johnson Medical Pty Ltd |  | Changed Benefit
JJ616 | 06 - Specialist Orthopaedic | Global AP Shoulder | Ball Taper Adjustable Neck Assembly | N/A | Johnson & Johnson Medical Pty Ltd |  | Changed Benefit
JJ634 | 12 - Knee | LCS Complete Knee System - MBT Revision Thick Tray | Thick Tibial Tray | 1 to 6 | Johnson & Johnson Medical Pty Ltd |  | Changed Benefit
JJ635 | 13 - Spinal | Expedium Spine System – Dual Rod Connector | Dual Rod Connector | 4.75, 5.5 & 6.35mm | Johnson & Johnson Medical Pty Ltd |  | Changed Benefit
JJ636 | 03 - General Miscellaneous | Spongostan Absorbable Haemostatic Gelatin Powder | 1 g Porcine Absorbable Haemostatic Gelatin Powder | 1 gram | Johnson & Johnson Medical Pty Ltd |  | Changed Benefit
JJ640 | 03 - General Miscellaneous | Surgiflo Haemostatic Matrix | Absorbable Porcine Gelatin Matrix Pre-packaged in a Syringe | 6ml | Johnson & Johnson Medical Pty Ltd |  | Changed Benefit
JJ644 | 13 - Spinal | Extra long rod - Expendium Anterior Spine System | Rod - Titanium | 5.5mm x 450mm | Johnson & Johnson Medical Pty Ltd |  | Changed Benefit
JJ648 | 13 - Spinal | Pre-cut rod - Expedium Anterior Spine System | Rod - Titanium | Diameter 5.5mm x lengths 45-150mm | Johnson & Johnson Medical Pty Ltd |  | Changed Benefit
JJ664 | 12 - Knee | PFC Sigma Knee System TC3 Tibial Insert | Tibial insert, totally constrained, UHMWPE, with post | Sizes 1-6. 8-30mm | Johnson & Johnson Medical Pty Ltd |  | Changed Benefit
JJ665 | 12 - Knee | PFC Sigma Knee System Tibial Insert | Tibial insert, posterior stabilised, UHMWPE, with post | Sizes 1-6. 8-30mm | Johnson & Johnson Medical Pty Ltd |  | Changed Benefit
JJ678 | 06 - Specialist Orthopaedic | Versalok Bone Anchor System | Suture anchor | 4.9-6.3mm | Johnson & Johnson Medical Pty Ltd |  | Changed Benefit
GT216 | 10 - Vascular | Gore-Tex Axillobifemoral Vascular Graft | Stretch vascular graft with removable rings (ePTFE) | Diameter 8mm x 90cm 40cm | W L Gore & Associates |  | Changed Benefit
GT221 | 10 - Vascular | Gore ® Propaten ® Vascular Graft | Stretch and Non Stretch ePTFE Graft Standard Wall and Thin Wall Stretch Heparin Bonded | 4 to 8 mm diameters 21 to 49cm lengths | W L Gore & Associates |  | Changed Benefit
JJ655 | 12 - Knee | PFC Knee System - Universal Slotted Stem | Tibial/Femoral Stem-Titanium | Lengths 75, 115, 150mm; widths 10 to 24mm | Johnson & Johnson Medical Pty Ltd |  | Changed Benefit
GT092 | 03 - General Miscellaneous | Gore-Tex Dual Mesh | ePTFE | 1mm Thickness 7.5 x 10cm | W L Gore & Associates |  | Changed Benefit
GT093 | 03 - General Miscellaneous | Gore-Tex Dual Mesh | ePTFE | 1mm Thickness 8 x 12cm | W L Gore & Associates |  | Changed Benefit
GT094 | 03 - General Miscellaneous | Gore-Tex Dual Mesh | ePTFE | 1mm Thickness Oval 10 x 15cm | W L Gore & Associates |  | Changed Benefit
DZ032 | 06 - Specialist Orthopaedic | Valetis Ankle - Plates | 1/3 Tubular Plate | 7 to 12 hole | AUSTRALIAN ORTHOPAEDIC FIXATIONS PTY LTD |  | Changed Benefit
DZ034 | 06 - Specialist Orthopaedic | Valens Shoulder and Elbow - Plates | Locking Compression Plates | 3.5mm | AUSTRALIAN ORTHOPAEDIC FIXATIONS PTY LTD |  | Changed Benefit
ER378 | 07 - Plastic and Reconstructive | Bicon SynthoGraft Pure Phase Beta-Tricalcium Phosphate, 0.5 g | Bicon SynthoGraft Pure Phase Beta-Tricalcium Phosphate, 0.5 gram, synthetic | 0.5 gram; granule size 50-500μm or 500-1000μm | Emergo Asia Pacific Pty Ltd |  | Changed Benefit
GT101 | 03 - General Miscellaneous | Gore-Tex Dual Mesh | ePTFE | 2mm Thickness 18 x 24cm | W L Gore & Associates |  | Changed Benefit
GT104 | 03 - General Miscellaneous | Gore-Tex DualMesh PLUS | ePTFE | 1mm Thickness 7.5 x 10cm | W L Gore & Associates |  | Changed Benefit
GT201 | 03 - General Miscellaneous | Dualmesh Plus Biomaterial | ePTFE | 8cm x 12cm x 1mm | W L Gore & Associates |  | Changed Benefit
GT202 | 03 - General Miscellaneous | Dualmesh Plus Biomaterial | ePTFE, oval | 10cm x 15cm x 1mm | W L Gore & Associates |  | Changed Benefit
ER379 | 07 - Plastic and Reconstructive | Bicon SynthoGraft Pure Phase Beta-Tricalcium Phosphate, 1-2 g | Bicon SynthoGraft Pure Phase Beta-Tricalcium Phosphate, 1-2 gram, synthetic | 1 and 2 grams, granule size 50-500μm and 500-1000μm | Emergo Asia Pacific Pty Ltd |  | Changed Benefit
ER382 | 06 - Specialist Orthopaedic | Paragon 28 Phantom Lapidus Nail-Screw, small (2.71mm – 4.49mm) | Paragon 28 Phantom Lapidus Nail-Screw, small | dia 3.5 mm x length (10-46 mm) | Emergo Asia Pacific Pty Ltd |  | Changed Benefit
HW654 | 13 - Spinal | OASYS Spine System | Transition Rods | 3.5mm transitioning to 4.5mm, 5.5mm and 6.0mm. Ti Alloy and Vitallium | Stryker Australia Pty Ltd |  | Changed Benefit
HW655 | 13 - Spinal | Xia Spine System | Transition Rods | 4.5 mm transitioning to 5.5mm and 6.0mm. Titanium Alloy and Vitallium | Stryker Australia Pty Ltd |  | Changed Benefit
HW658 | 12 - Knee | METS Smooth Collar | Titanium, uncoated, round or oval | 4 sizes round, 4 sizes oval | Stryker Australia Pty Ltd |  | Changed Benefit
IB001 | 13 - Spinal | STACC Cervical Cage | PEEK Stand alone interbody fusion cage | 5.5, 6.5, 7.5, 8.5 (Height) x 14mm (Width) | Implament |  | Changed Benefit
IB002 | 13 - Spinal | Vertefix ll Locking screw | Transverse connector rod system | One size only | Implament |  | Changed Benefit
IB004 | 13 - Spinal | Vertefix II Alignment Rod | Alignment Rod | Diameters: 5.5 Length: 50, 75, 100, 125, 150, 200, 300mm | Implament |  | Changed Benefit
IB006 | 13 - Spinal | STACC Cervical Screw | Cervical Screw | 4mm x 14,16 and 18mm | Implament |  | Changed Benefit
IB007 | 06 - Specialist Orthopaedic | AIM-TEC PRIM PK | Peek screw type suture anchor system | 5mm, 6.5mm | Implament |  | Changed Benefit
IB008 | 06 - Specialist Orthopaedic | AIM-TEC MINI PK | Peek screw type suture anchor system | 3mm | Implament |  | Changed Benefit
ER393 | 06 - Specialist Orthopaedic | Paragon 28 Monster Screw System-Screws, standard ( ≥4.5mm), cannulated, dual thread, locking | Paragon 28 Monster Screw System-screws, cannulated, dual thread, locking, headless, partial thread, Titanium | dia (4.5-7.2 mm) x length (50-200mm) | Emergo Asia Pacific Pty Ltd |  | Changed Product sizes
IE003 | 03 - General Miscellaneous | Curacel Standard <50cm2 | Sterile absorbable haemostat gauze, type Oxidised Regenerated Cellulose. | 12.5 x 50 mm 25 x 25 mm 25 x 50 mm 50 x 75 mm | INTEGRITY HOSPITAL SUPPLIES PTY LTD |  | Changed Benefit
LC191 | 11 - Hip | BioBall Femoral Head | Femoral Head Vivium > 32mm | 36mm to 58mm | Lima Orthopaedics Australia Pty Ltd |  | Changed Benefit
LC193 | 11 - Hip | BioBall Femoral Head | Femoral Head Vivium > 32mm | 36mm to 58mm | Lima Orthopaedics Australia Pty Ltd |  | Changed Benefit
LN010 | 01 - Ophthalmic | I-stream Toric Hydrophilic | One-piece posterior chamber lens with aspherical surface for capsular bag fixation. | Optic diameter: 6mm Total diameter: 11mm Diopter range: +15.0 to +25.0D (standard), 1.0 to 14.5D and 25.5 to 40.0D (made to order) Cylinder range: 0.75 to 6.0D | Lumos Medical Pty Ltd |  | Changed Benefit
AH004 | 03 - General Miscellaneous | ambIT Infusion Pump | The ambIT Reusable Infusion Pump is an external programmable electronic ambulatory infusion pump used for the delivery of fluid and medications via intravenous, epidural, subcutaneous or regional routes. It can be programmed with different delivery profiles which include basal rate/continuous only, basal rate with PCA (Patient Controlled Analgesia), PCA Bolus Only or Intermittent Bolus Dose (PIB). It is operated in conjunction with a ambIT disposable administration cassette | AmbIT Single use Pump - 55mm x 36mm x 175mm AmbIT Single use administration cassette - 20mm x 10mm x 15mm | Admedus (Australia) Pty Ltd |  | Changed Benefit
LC196 | 11 - Hip | BioBall Femoral Head | Femoral Head Vivium > 32mm | 36mm, 38mm | Lima Orthopaedics Australia Pty Ltd |  | Changed Benefit
LO019 | 11 - Hip | Lubinus eccentric Acetabular Cup | UHMWPE constrained | 44 - 58mm | Link Orthopaedics Australia |  | Changed Benefit
LO023 | 11 - Hip | Link Prosthesis Femoral Head | Prosthesis Head "A" Biolox forte Ceramic | Short/medium - short /medium | Link Orthopaedics Australia |  | Changed Benefit
AH006 | 03 - General Miscellaneous | DOSI-FUSER | Non electronic, elastomeric balloon driven, ambulatory infusion pump, which can be supplied in a variety of volumes and flow rates to meet different clinical applications. Its primary purpose is for continuous delivery of fluids/medications. | 65ml - 140mm x 45mm x 40mm; 100ml - 140mm x 52mm x 50mm; 150 - 140mm x 55mm x 55mm; 250ml - 140mm x 60mm x 60mm; 400ml, 500ml, 600ml | Admedus (Australia) Pty Ltd |  | Changed Benefit
AH008 | 03 - General Miscellaneous | ambIT Single Use Regional Kit | The ambIT Single Use Regional Kit contains: a single use ambIT pump, single use administration cassette with male luer lock fitting, 420ml Medibag, the choice of 75mm, 127mm or 154mm fenestrated nerve/wound catheter, a peel away introducer sheath, button guard and patient carry bag. | ambIT Single Use Pump - 55mm x 36mm x 175mm Ambit Single use administration cassette - 20mm x 10mm x 15mm | Admedus (Australia) Pty Ltd |  | Changed Benefit
AH012 | 03 - General Miscellaneous | DOSI-FUSER Multiflow System | Elastomeric pump providing drug infusion at a constant flow. Facilitates the ability for a clinician to adjust the infusion rate of the contents of the infuser. Offers a wide range of flow rates from 1ml/h to 7ml/h in steps of 1ml/h, and from 2ml/h to 14ml/h in steps of 2ml/h. | 65ml, 100ml, 150ml, and 250ml. | Admedus (Australia) Pty Ltd |  | Changed Benefit
AH013 | 03 - General Miscellaneous | ambIT Single Use | Kit contains: a single use ambIT infusion pump, single use administration cassette with spike fitting, Button Guard, 2 x AA batteries, and patient carry bag | AmbIT Single use Pump - 55mm X 36mm X 175mm AmbIT Single use administration cassette - 20mm X 10mm X 15mm | Admedus (Australia) Pty Ltd |  | Changed Benefit
AH014 | 03 - General Miscellaneous | DOSI-PAIN Kit | The DOSI-PAIN® Kit is a complete pain kit for the administraton of analgesics required for post operative pain relief. The The DOSI-PAIN® Kit contains the DosiFuser elastomeric pump (already registered on the prosthesis listing), a wound catheter and a BD Plastipack syringe. The The DOSI-PAIN® Kit is designed to provide drug infusion at a constant flow without impeding patient mobility. It is indicated for Chemotherapy, antiviral treatments, administration of antibiotics, pain treatments, Aids treatments and immunosuppressants; continuous ambulatory infusion of anaesthetics, anti-emetic drugs, heparin, etc.; continuous ambulatory arterial or intravenous infusion of antibiotics, cytostatic drugs, etc.The DOSI-PAIN® Kit offers a wide range of flow rates. | 65ml - 140mm x 45mm x 40mm; 100ml - 140mm x 52mm x 50mm; 150ml - 140mm x 55mm x 55mm; 250ml - 140mm x 60mm x 60mm | Admedus (Australia) Pty Ltd |  | Changed Benefit
AI005 | 07 - Plastic and Reconstructive | ASI Plates and Screws | Mesh | . | Australian Surgical Innovations Pty Ltd |  | Changed Benefit
AI006 | 07 - Plastic and Reconstructive | ASI Plates and Screws | Custom Mesh | . | Australian Surgical Innovations Pty Ltd |  | Changed Benefit
BA257 | 10 - Vascular | Bard Vascular Graft | Vascular Graft Patch | 3x6cm, 2.5x15cm, 2x9cm, 5x7.5cm, 2.5x2.5cm, 10x10cm, 5.1x10.2cm, 6x5.1cm, 1.2x10cm, 5x5cm | Bard Australia Pty Ltd |  | Changed Benefit
BA258 | 10 - Vascular | Bard Vascular Graft | Vascular Graft Patch | 101 - 150sq cm | Bard Australia Pty Ltd |  | Changed Benefit
BA260 | 03 - General Miscellaneous | Arista AH | Arista Absorbable Haemostatic Particles | 1g | Bard Australia Pty Ltd |  | Changed Benefit
BH368 | 06 - Specialist Orthopaedic | SnapShot Fixation System | SnapShot Fixation System | 8.5mm | Zimmer Biomet Pty Ltd |  | Changed Benefit
BH360 | 06 - Specialist Orthopaedic | JuggerKnot/JuggerLoc Soft Anchor | Suture Anchor, Polyester, PE | 1.0mm, 1.4mm,1.45mm, 1.5mm, 2.1mm, 2.3mm | Zimmer Biomet Pty Ltd |  | Changed Benefit
BH361 | 06 - Specialist Orthopaedic | JuggerKnot/JuggerLoc Soft Anchor | Suture Anchor, Polyester, PE | 2.9mm | Zimmer Biomet Pty Ltd |  | Changed Benefit
LM355 | 06 - Specialist Orthopaedic | Compression Staple | Memory Metal Compression Staple | Multiple Sizes | LMT Surgical Pty Ltd |  | Changed Benefit
BA268 | 10 - Vascular | PowerGlide | Single lumen, power injectable percutaneous catheter | 18 - 20 Gauge | Bard Australia Pty Ltd |  | Changed Benefit
BA270 | 10 - Vascular | Bard Venous Stent | Self Expanding Venous Stent | Length ≥150mm | Bard Australia Pty Ltd |  | Changed Benefit
BA273 | 10 - Vascular | PowerMidline | Single lumen, power injectable percutaneous catheter | 3Fr-4Fr | Bard Australia Pty Ltd |  | Changed Benefit
BI033 | 12 - Knee | Oxford Meniscal Knee System Uni Tibial Baseplate | Uni Tibial Baseplate, cemented, polished insert surface, for mobile insert (Phase III) | (38-53mm) x sizes 26-34 | Zimmer Biomet Pty Ltd |  | Changed Benefit
BI047 | 11 - Hip | Echo FX Stem | Femoral Stem, Chrome Cobalt, Cemented unpolished | 7-17mm | Zimmer Biomet Pty Ltd |  | Changed Benefit
BI073 | 11 - Hip | Modular Ceramic System | Acetabular Ceramic/ Polyethylene Liner, UHMWPE | 28mm to 44mm in 4mm increments | Zimmer Biomet Pty Ltd |  | Changed Benefit
MC899 | 07 - Plastic and Reconstructive | Macropore | Protective Sheets | 51 to 100 cm2 area; 0.5mm thick | Medtronic Australasia Pty Ltd |  | Changed Benefit
BI074 | 11 - Hip | Biomet Taperloc Hip System | Titanium unpolished | 4mm- 25mm diameter | Zimmer Biomet Pty Ltd |  | Changed Benefit
BI075 | 11 - Hip | Biomet Taperloc Hip System | titanium, plasma, HA | 4mm - 25mm | Zimmer Biomet Pty Ltd |  | Changed Benefit
BI106 | 11 - Hip | Ringloc Acetabular Liners | Acetabular Liner, UHMWPE, modified | 22-36mm | Zimmer Biomet Pty Ltd |  | Changed Benefit
BS338 | 08 - Cardiac | RESONATE EL VR DF-4 | Single Chamber implantable cardioverter defibrillation, 4IJ, DF-4 RV connector. ENDURALIFE Battery Technology and IMAGEREADY MR-Conditional | 29.5cc, 68.9g, 5.37 x 7.36 x 0.99 (cm) | Boston Scientific Australia Pty Ltd |  | Changed Benefit
MC914 | 07 - Plastic and Reconstructive | TiMesh Titanium Rigid Fixation Bone Grafting and Plating System | FlexMesh 1.5mm System. Composition: Titanium | 26 to 50 cm2 area; 0.3mm thick | Medtronic Australasia Pty Ltd |  | Changed Benefit
MC919 | 02 - Ear, Nose & Throat | Middle Ear Prosthesis | Malleus | 0.6 - 4.0mm x 2.7 - 5.0mm x 1.5 - 10.0mm | Medtronic Australasia Pty Ltd |  | Changed Benefit
MC929 | 04 - Neurosurgical | Medtronic RestoreULTRA Neurostimulator | 16 Electrode Rechargeable implantable Neurostimulator for pain management (37712) | 22cc | Medtronic Australasia Pty Ltd |  | Changed Benefit
MC930 | 04 - Neurosurgical | 3550-P4 Passing Elevator Accessory Kit | Kit Contents: 4 Passing Elevators compatible with various leads | One size | Medtronic Australasia Pty Ltd |  | Changed Benefit
MC931 | 04 - Neurosurgical | 3550-63 Percutaneous Lead Introducer Accessory Kit | Percutaneous Lead Introducer Accessory Kit | One size only | Medtronic Australasia Pty Ltd |  | Changed Benefit
BA274 | 10 - Vascular | PowerMidline | Multiple lumen, power injectable percutaneous catheter | 4Fr - 5Fr | Bard Australia Pty Ltd |  | Changed Benefit
BB017 | 10 - Vascular | Vascular Patch | Vascular patch | 12x9 to 3x4 | B Braun Australia Pty Ltd |  | Changed Benefit
BB018 | 10 - Vascular | Vascular Uni - Graft | Vascular graft | 100cm | B Braun Australia Pty Ltd |  | Changed Benefit
BB019 | 10 - Vascular | Vascular Uni - Graft | Vascular graft | 60cm | B Braun Australia Pty Ltd |  | Changed Benefit
BB020 | 10 - Vascular | Vascular Uni - Graft | Vascular graft | 50cm | B Braun Australia Pty Ltd |  | Changed Benefit
MC941 | 04 - Neurosurgical | Pocket Adaptors for Spinal Cord Stimulation | Pocket Adaptors for Spinal Cord Stimulation (Single and Dual Channel) | 12.9cm, 25.5cm and 27.4cm | Medtronic Australasia Pty Ltd |  | Changed Benefit
MC946 | 04 - Neurosurgical | Medtronic ACTIVA RC Neurostimulator for Deep Brain Stimulation | ACTIVA RC Dual channel rechargeable neurostimulator for Deep Brain Stimulation (37612) | One size only | Medtronic Australasia Pty Ltd |  | Changed Benefit
LM361 | 06 - Specialist Orthopaedic | Jones Fracture Plate | Jones Fracture Plate | 6 holes or less | LMT Surgical Pty Ltd |  | Changed Benefit
LM362 | 06 - Specialist Orthopaedic | X-Clips | X-Clips | Multiple sizes | LMT Surgical Pty Ltd |  | Changed Benefit
LM364 | 06 - Specialist Orthopaedic | Clover Staple | Plate Staple, 3 or 4 leg | (10-16)mm x (8-16)mm plate x (10-15)mm leg length x (3 or 4) leg | LMT Surgical Pty Ltd |  | Changed Benefit
BB021 | 10 - Vascular | Vascular Uni - Graft | Vascular graft | 40cm | B Braun Australia Pty Ltd |  | Changed Benefit
BB022 | 10 - Vascular | Vascular Uni - Graft | Vascular graft | 30cm | B Braun Australia Pty Ltd |  | Changed Benefit
BB069 | 13 - Spinal | Aesculap Bone Screws | Titanium alloy | All sizes | B Braun Australia Pty Ltd |  | Changed Benefit
LC184 | 06 - Specialist Orthopaedic | SMR Reverse Poly Gleonsphere | Reverse Glenophere UHMWPE X-Lima Ti6AI4V | 40 - 44 Standard & Exxentric | Lima Orthopaedics Australia Pty Ltd |  | Changed Benefit
LC185 | 06 - Specialist Orthopaedic | SMR Reverse Glenosphere | Reverse Glenosphere CoCrMo | 36mm Standard and Eccentric | Lima Orthopaedics Australia Pty Ltd |  | Changed Benefit
LC187 | 06 - Specialist Orthopaedic | SMR Revision Modular Locking Ring | Modular Locking Collar (Ring) Ti6AI4V | One Size | Lima Orthopaedics Australia Pty Ltd |  | Changed Benefit
CR215 | 13 - Spinal | 3 Lock - Connection Element offset | Offers a lateral connection between rods used in posterior lumbar stabilization. | Lateral | Corin Australia Pty Ltd |  | Changed Benefit
CR208 | 13 - Spinal | 3 Lock - Rod | The Rod is inserted in pedicle screw head | Diameter: 5.5mm Length; 40-100 (10mm increments), 120,150, 250, 350, 450, 500 Straight, pre-curved | Corin Australia Pty Ltd |  | Changed Benefit
BS339 | 08 - Cardiac | RESONATE EL DR DF-4 | Dual Chamber implantable cardioverter defibrillation, 4IJ, DF-4 RV connector. ENDURALIFE Battery Technology and IMAGEREADY MR-Conditional | 71.4g, 31.0cc, 5.37 x 7.68 x 0.99cm | Boston Scientific Australia Pty Ltd |  | Changed Benefit
BS340 | 08 - Cardiac | MOMENTUM EL VR DF-1 | Single Chamber implantable cardioverter defibrillation, 4IJ, DF-1 RV connector. ENDURALIFE Battery Technology | 29.5cc, 68.9g, 5.37 x 7.79 x 0.99 cm | Boston Scientific Australia Pty Ltd |  | Changed Benefit
BS341 | 08 - Cardiac | MOMENTUM EL DR DF-1 | Dual Chamber implantable cardioverter defibrillation, 4IJ, DF-1 RV connector. ENDURALIFE Battery Technology | 31.5cc, 71.0g, 5.37 x 7.79 x 0.99cm | Boston Scientific Australia Pty Ltd |  | Changed Benefit
BS349 | 08 - Cardiac | Easytrak 2 Is-1 Lead - Models 4542, 4543 & 4544 | Bipolar, passive fixation | 80 to 100cm | Boston Scientific Australia Pty Ltd |  | Changed Benefit
BS350 | 08 - Cardiac | Easytrak 3 IS-1 Lead | Bipolar, passive fixation | Sizes 80 to 100cm | Boston Scientific Australia Pty Ltd |  | Changed Benefit
BS353 | 10 - Vascular | Promus PREMIER BTK | Everolimus-Eluting Platinum Chromium Stent System | Diameter 2.5-4mm, Length 20-38mm | Boston Scientific Australia Pty Ltd |  | Changed Subgroup, Suffix
DE549 | 06 - Specialist Orthopaedic | Posterior Distal Tibia Plate | Plate for Fracture Fixation | 3-5 Holes | Device Technologies Australia Pty Ltd |  | Changed Benefit
CR210 | 13 - Spinal | 3 Lock - Connection element in-line | Offers a longitudinal connection between rods used in posterior lumbar stabilisation. | Longitudinal | Corin Australia Pty Ltd |  | Changed Benefit
CR211 | 13 - Spinal | 3 Lock - Crosslink Modular | Offers a modular transversal connection between rods used in posterior lumbar stabilisation. | 30-38mm; 37-52mm; 50-70mm | Corin Australia Pty Ltd |  | Changed Benefit
DE534 | 06 - Specialist Orthopaedic | Anterolateral Distal Tibia Plate | Plate for Fracture Fixation | 16-18 Holes Left and Right Side Specific | Device Technologies Australia Pty Ltd |  | Changed Benefit
ER414 | 07 - Plastic and Reconstructive | Bicon Dental Implant System-Abutment (temporary) | Bicon Dental Implant System temporary abutments | dia (4-7.5mm) x length (2.5-6.5mm) x post (2-3mm) | Emergo Asia Pacific Pty Ltd |  | Changed Benefit
ER421 | 06 - Specialist Orthopaedic | Paragon 28 Gorilla Plating System-Plate, fibular (≤ 6 holes) | Paragon 28 Gorilla Plating System-Plate, fibular, tubular,anatomic, titanium | thickness 1.5mm; multi screw diameter purchase 2.7/3.5/4.2mm | Emergo Asia Pacific Pty Ltd |  | Changed Benefit
ER422 | 06 - Specialist Orthopaedic | Paragon 28 Gorilla Plating System-Plate, fibular (≥ 7 to ≤ 15 holes) | Paragon 28 Gorilla Plating System-Plate, fibular, tubular, anatomic, titanium | thickness 1.5mm; multi screw diameter purchase 2.7/3.5/4.2mm | Emergo Asia Pacific Pty Ltd |  | Changed Benefit
ER423 | 06 - Specialist Orthopaedic | Paragon 28 Gorilla Plating System-Plate, fibular (≥ 16 holes) | Paragon 28 Gorilla Plating System-Plate, fibular, tubular, anatomic, titanium | thickness 1.5mm; multi screw diameter purchase 2.7/3.5/4.2mm | Emergo Asia Pacific Pty Ltd |  | Changed Benefit
GT267 | 03 - General Miscellaneous | Bio A Tissue Reinforcement | Bio A Tissue Reinforcement | 10cm x 30cm | W L Gore & Associates |  | Changed Benefit
GT268 | 03 - General Miscellaneous | Bio A Tissue Reinforcement | Bio A Tissue Reinforcement | 20cm x 30cm | W L Gore & Associates |  | Changed Benefit
DZ039 | 06 - Specialist Orthopaedic | Valens Hand - Plates | Locking Compression Plates | 1.5mm, 2.0mm, 2.5mm | AUSTRALIAN ORTHOPAEDIC FIXATIONS PTY LTD |  | Changed Benefit
DZ041 | 06 - Specialist Orthopaedic | Valens Hand - Screws | Cortical Screws | 1.5mm, 2.0mm | AUSTRALIAN ORTHOPAEDIC FIXATIONS PTY LTD |  | Changed Benefit
DZ058 | 06 - Specialist Orthopaedic | F1 Proximal Femoral Nail | F1 Femoral Nail, Titanium | 170mm, 200mm 120deg, 125deg, 130deg | AUSTRALIAN ORTHOPAEDIC FIXATIONS PTY LTD |  | Changed Benefit
DZ063 | 06 - Specialist Orthopaedic | F1 Proximal Femoral Nail | Set Screw | Single Size | AUSTRALIAN ORTHOPAEDIC FIXATIONS PTY LTD |  | Changed Benefit
DZ065 | 06 - Specialist Orthopaedic | S2 Nail System | 6.2mm condylar screws | 6.5mm x 60-85mm | AUSTRALIAN ORTHOPAEDIC FIXATIONS PTY LTD |  | Changed Benefit
EB136 | 03 - General Miscellaneous | Click’aV® polymer non-absorbable ligating clips, cartridge of 6 | Click’aV® ligating clips are intended for ligating of any linear tissue structures or vessels during an operation for haemostasis where use of non-absorbable clips is required. Click’aV® ligating clips are sterile and disposable. They are made of non-absorbable polymer suitable for implantation. Clip is equipped with latch for reliable closure and lateral clip legs stability. The clips are placed around the tissue and closed with the grip of a clip applier. | Medium Medium Large Large Extra Large | Ebos Group Pty Ltd |  | Changed Benefit
ER399 | 06 - Specialist Orthopaedic | Paragon 28 Monster Screw System-Screws, mini (2.01 – 2.7 mm), cannulated | Paragon 28 Monster Screw System-Screws, mini, cannulated, partially or fully threaded | dia 2.5mm x length (10-100 mm) x length of thread (3-100 mm) | Emergo Asia Pacific Pty Ltd |  | Changed Benefit
ER401 | 06 - Specialist Orthopaedic | Paragon 28 Monster Screw System-Screws, micro (≤ 2.0mm) | Paragon 28 Monster Screw System-Screws, micro, headed, blunt tip, solid, partially or fully threaded | dia 2.0 mm x length (8-100 mm) x length of thread (3-100 mm) | Emergo Asia Pacific Pty Ltd |  | Changed Benefit
ER404 | 06 - Specialist Orthopaedic | Paragon 28 Monster Screw System-Screws, micro (≤ 2.0mm), cannulated, dual thread, locking | Paragon 28 Monster micro screws, cannulated, dual thread, locking, headless, partially threaded | dia 2.0 mm x length (8-100 mm) x length of thread (3mm-32 mm) | Emergo Asia Pacific Pty Ltd |  | Changed Benefit
ER406 | 13 - Spinal | LnK MIS Spinal System/PathLoc-L MIS Spinal System-Pedicle Screw | LnK MIS Spinal System /PathLoc-L MIS Pedicle screw, polyaxial,cannulated,self-tapping, double Thread, with sleeve | dia (5.5-7.5mm) x length (30-60 mm); sleeve length (47-127 mm) | Emergo Asia Pacific Pty Ltd |  | Changed Product name, Product description
ER407 | 13 - Spinal | LnK MIS Spinal System/PathLoc-L MIS Spinal System-Rods | LnK MIS Spinal System/PathLoc-L MIS Spinal System-Rods, bullet and hex shaped ends, straight or curved | dia (5.5-6.0mm) x length (35-600mm) | Emergo Asia Pacific Pty Ltd |  | Changed Product name, Product description, Benefit
IG001 | 04 - Neurosurgical | Horizontal-Vertical (H-V) Lumbar valve system | The H-V Lumbar Valve adjusts to changes in posture to maintain pressure appropriate levels in both standing and recumbent positions. Has a unique anti-gravity mechanism automatically increasing flow resistance when the patient resumes a standing or sitting position. | 903-325A 85-125 205-285 small children, 903-335A 85-125 265-365 tall children, adults, 903-345A 85-125 325-445 tall adults, 903-320A 50-80 170-240 small children, 903-330A 50-80 230-320 tall children, adults, 903-340A 50-80, 290-400 tall adults | Integra Neurosciences Pty Ltd |  | Changed Benefit
ER408 | 13 - Spinal | LnK MIS Spinal System/PathLoc-L MIS Spinal System-Set Screw | LnK MIS Spinal System/PathLoc-L MIS Spinal System-Set Screw | dia 9.7mm x height 5.6mm | Emergo Asia Pacific Pty Ltd |  | Changed Product name, Product description
ER411 | 03 - General Miscellaneous | TIGR Matrix Surgical Mesh-Medium | TIGR Matrix Surgical Mesh-Medium, biosynthetic | 15x20 cm | Emergo Asia Pacific Pty Ltd |  | Changed Benefit
ER412 | 03 - General Miscellaneous | TIGR Matrix Surgical Mesh-Large | TIGR Matrix Surgical Mesh-Large, biosynthetic | 20x30 cm | Emergo Asia Pacific Pty Ltd |  | Changed Benefit
GT222 | 10 - Vascular | Gore ® Propaten ® Vascular Graft | Standard Wall and Thin Wall ePTFE Graft Stretch and Non Stretch Heparin Bonded | 4 to 8mm diameter ≥ 50cm length | W L Gore & Associates |  | Changed Benefit
DE552 | 06 - Specialist Orthopaedic | Anterolateral Distal Tibia Plate | Plate for Fracture Fixation | 4-6 Holes Left and Right Side Specific | Device Technologies Australia Pty Ltd |  | Changed Benefit
DE557 | 06 - Specialist Orthopaedic | Medial Distal Tibia Plate | Plate for Fracture Fixation | 4-6 Holes Left and Right Side Specific | Device Technologies Australia Pty Ltd |  | Changed Benefit
DE559 | 06 - Specialist Orthopaedic | Dx Swivelock SL | A knotless screw in Anchor used for Soft Tissue Fixation | 3.5mm Diameter x 8.5mm length | Device Technologies Australia Pty Ltd |  | Changed Benefit
DE560 | 03 - General Miscellaneous | EndoWrist Stapler Reloads (used with IS Endowrist Stapler) | Endowrist Stapler Reload. | Length of Reload : 30 - 60mm, Staple Height: 0.75 - 2.3mm | Device Technologies Australia Pty Ltd |  | Changed Benefit
JJ739 | 13 - Spinal | Expedium Spine system | Open and closed Polyaxial connectors with or without end tab | 5.5 x 6.35 x 20-200mm | Johnson & Johnson Medical Pty Ltd |  | Changed Benefit
JJ749 | 11 - Hip | SROM Femoral Stem | Titanium, fluted, distal polished femoral stem & neck | Sizes 6-21 | Johnson & Johnson Medical Pty Ltd |  | Changed Benefit
JJ750 | 11 - Hip | SROM Calcar Replacement Femoral Stem | Titanium, fluted, distal polished femoral stem & neck, with calcar replacement | Sizes 6-21 | Johnson & Johnson Medical Pty Ltd |  | Changed Benefit
JJ751 | 11 - Hip | DePuy Ceramic Heads | Ceramic (Biolox Forte) Femoral head various tapers & neck lengths | ≤32mm | Johnson & Johnson Medical Pty Ltd |  | Changed Benefit
IG023 | 04 - Neurosurgical | Cordis Omnishunt System | Silicone and Synthetic ruby | Very low to very high pressures | Integra Neurosciences Pty Ltd |  | Changed Benefit
JJ689 | 11 - Hip | Marathon Cup System Cemented Acetabular Cup | Cemented modified UHMWPE acetabular cup with flange | Inner diameter 22-36mm, outer diameter 38-53mm | Johnson & Johnson Medical Pty Ltd |  | Changed Benefit
JJ690 | 13 - Spinal | Mountaineer OCT Spinal System - OC screw | Occipital - titanium bone screw | 4.5 - 5.25 x 6 - 16 | Johnson & Johnson Medical Pty Ltd |  | Changed Benefit
MC988 | 13 - Spinal | Sovereign Spinal System - Screws | Sovereign Spinal System - Screws | 20 - 35mm | Medtronic Australasia Pty Ltd |  | Changed Benefit
LH376 | 05 - Urogenital | Durasphere SUI | Injectable Bulking agent for Stress Urinary Incontinence | 1ml | Lifehealthcare Pty Ltd |  | Changed Benefit
LO161 | 12 - Knee | Link Modular Knee Coupling | Coupling | One Size only | Link Orthopaedics Australia |  | Changed Benefit
LO164 | 12 - Knee | Link Modular Knee Prosthesis System | Collar Couplings | Terminal round: 14 and 16mm Oval Terminal: 26 x 34, 30 x 44, 34 x 48mm Support Ring: 10mm Coupling: Short and Long | Link Orthopaedics Australia |  | Changed Benefit
MC951 | 04 - Neurosurgical | Multi-Lead Trialing Cable | Connector for implanted lead to External Neurostimulator | One size only | Medtronic Australasia Pty Ltd |  | Changed Benefit
LH408 | 03 - General Miscellaneous | Geli Putty(Powder, 1g) | Geli Putty is a single- use, water insoluble, fully bioabsorbable gelatin powder comprising milled sponges (Gelita-Spon) made from 100% pharmaceutical grade porcine gelatin mixed with sterile liquid (e.g. saline or antibiotic solution) prior to use. | 1 gram | Lifehealthcare Pty Ltd |  | Changed Benefit
LO024 | 11 - Hip | Link MP Reconstruction Hip Prosthesis | Locking bolt | 38 & 58 mm | Link Orthopaedics Australia |  | Changed Benefit
JJ753 | 11 - Hip | Hardinge Cement Restrictor | UHMWPE cement restrictor | One size only | Johnson & Johnson Medical Pty Ltd |  | Changed Benefit
JJ754 | 11 - Hip | DePuy Femoral Cement Restrictor | UHMWPE cement restrictor | Size 0 to 10 | Johnson & Johnson Medical Pty Ltd |  | Changed Benefit
JJ760 | 13 - Spinal | Moss Miami (Titanium) | Swedge Rod | One Size | Johnson & Johnson Medical Pty Ltd |  | Changed Benefit
JJ766 | 13 - Spinal | Expedium SFX Cross Connector System | Fixed Length Cross Connector | 15mm - 36mm Length, 4.5, 5.5, 6.35mm rod diameter | Johnson & Johnson Medical Pty Ltd |  | Changed Benefit
JJ767 | 13 - Spinal | Expedium SFX Cross Connector System | Variable Length Cross Connector | 26mm - 100 mm Length, 4.5, 5.5, 6.35mm rod diameter | Johnson & Johnson Medical Pty Ltd |  | Changed Benefit
JJ778 | 12 - Knee | Sigma HP Unicompartmental Knee - All poly tibial component | Unicompartmental all poly tibial component UHMWPE cemented | Size 1-6, 8-12mm LM/RL & RM/LL | Johnson & Johnson Medical Pty Ltd |  | Changed Benefit
LO042 | 12 - Knee | LINK Knee Patella Component | Patella Component, UHMWPE, cemented | Diameter: 25, 28, 30, 31, 34, 35 and 40mm Height: 7, 8, 9 and 10mm | Link Orthopaedics Australia |  | Changed Benefit
MC976 | 13 - Spinal | Capstone Cage | PLIF Vertebral Body Spacer | Length: 22mm - 26mm | Medtronic Australasia Pty Ltd |  | Changed Benefit
MC979 | 09 - Cardiothoracic | Open Pivot Aortic Valved Graft (Model 502AG) | Pyrolythic Carbon, Double Velour Polyester, Titanium | 21- 33mm | Medtronic Australasia Pty Ltd |  | Changed Benefit
MC985 | 13 - Spinal | Vertex Spinal System | Connectors | Small, medium, large | Medtronic Australasia Pty Ltd |  | Changed Benefit
LH004 | 10 - Vascular | Thoratec, Vectra Vascular Graft - Synthetic | Vectra, Biocompatible Polyurethane Vascular Access Graft | Length 40cm | Lifehealthcare Pty Ltd |  | Changed Benefit
LH005 | 10 - Vascular | Thoratec, Vectra Vascular Graft - Synthetic | Vectra, Biocompatible Polyurethane Vascular Access graft | Length 50cm | Lifehealthcare Pty Ltd |  | Changed Benefit
IG019 | 04 - Neurosurgical | Precision Flow-OSV II Valve System | Ventricular/Peritoneal OSV11- Ventricular/Peritoneal Hydrocephalus Shunt | Drainage Cath 110 cm, F7. Ventricular Catheters 7,9,13 & 15 cm | Integra Neurosciences Pty Ltd |  | Changed Benefit
LH155 | 04 - Neurosurgical | Sugita Microneurosurgical AVM Clips | Composition: Cobalt-Chromium-molybdenum based alloy | One Size Each | Lifehealthcare Pty Ltd |  | Changed Benefit
LH325 | 13 - Spinal | Lumbar Screw | ECF in PEEK optima | 32, 36, 40, 44, 48, 52, 56, 60, 65mm | Lifehealthcare Pty Ltd |  | Changed Benefit
LO106 | 11 - Hip | LINK Intramedullary Plug | P/E Intramedullary Plug | 12 to 20 mm | Link Orthopaedics Australia |  | Changed Benefit
LO151 | 11 - Hip | BetaCup Cementless Acetabular Cup System | Ceramic Insert | 28mm> | Link Orthopaedics Australia |  | Changed Benefit
JJ692 | 13 - Spinal | Mountaineer OCT Spinal System - Lateral Offset, Cable and J Hook Connector | Lateral Offset, Cable and J Hook Connector | One size only | Johnson & Johnson Medical Pty Ltd |  | Changed Benefit
JJ693 | 13 - Spinal | Mountaineer OCT Spinal System - Pre-bent Rod | Pre-bent Titanium Rod | 3.5 x 200 - 85mm or 3.5 x 120 - 85 mm | Johnson & Johnson Medical Pty Ltd |  | Changed Benefit
JJ694 | 13 - Spinal | Mountaineer OCT Spinal System -Lateral washer plate | Titanium Occipital - Lateral Washer Plate | One size only | Johnson & Johnson Medical Pty Ltd |  | Changed Benefit
JJ695 | 13 - Spinal | Mountaineer OCT Spinal System - OC Plate | Titanium Occipital Plate | 31 - 45mm | Johnson & Johnson Medical Pty Ltd |  | Changed Benefit
JJ697 | 12 - Knee | LCS Total Knee System - Replacement Patella Polyethylene | Replacement UHMWPE insert for LCS mobile bearing patella | Small+ to Large+ | Johnson & Johnson Medical Pty Ltd |  | Changed Benefit
JJ706 | 12 - Knee | LCS, PFC & SROM Knee System - Universal Fully Porous Femoral Metaphyseal Sleeve | Universal Fully Beaded (Porocoat) Femoral Metaphyseal Titanium Sleeve | 31-46mm | Johnson & Johnson Medical Pty Ltd |  | Changed Benefit
LO156 | 12 - Knee | Link Modular Knee Prosthesis System | Femoral Component | Extra Small - Extra Large | Link Orthopaedics Australia |  | Changed Benefit
LO158 | 12 - Knee | Link Modular Knee ProsthesisSystem | Tibial Components | Extra Small - Extra Large | Link Orthopaedics Australia |  | Changed Benefit
BB104 | 03 - General Miscellaneous | Premilene Mesh | Self Forming Plug | All sizes, small, medium, large | B Braun Australia Pty Ltd |  | Changed Benefit
BB119 | 10 - Vascular | Vascugraft | PTFE, Straight Standard Wall | Dia 4 - 10mm, length 40 - 50cm | B Braun Australia Pty Ltd |  | Changed Benefit
BB121 | 10 - Vascular | Vascugraft | Straight Standard Wall with Helix Support | Dia 6 - 10mm, length 60 - 80cm | B Braun Australia Pty Ltd |  | Changed Benefit
BB122 | 10 - Vascular | Vascugraft | Straight Standard Wall with Helix Support | Dia 5 - 8mm, length 90cm | B Braun Australia Pty Ltd |  | Changed Benefit
BB123 | 10 - Vascular | Vascugraft | PTFE - Straight Standard Wall | Dia 5 - 10mm, length 80cm | B Braun Australia Pty Ltd |  | Changed Benefit
BB124 | 10 - Vascular | Vascugraft | PTFE - Straight Standard Wall | Dia 5 - 8mm, length 90 - 100cm | B Braun Australia Pty Ltd |  | Changed Benefit
AL021 | 01 - Ophthalmic | Alcon AcrySof SN60WF | Foldable Acrylic Single-piece Lens with Blue Light Protection and Aspheric Correction | + 6.0 D to +30.0 D | Alcon Laboratories (Aust.) Pty Ltd |  | Changed Benefit
BI171 | 12 - Knee | Maxim Complete Knee System Femoral and Tibial Stems | Femoral and Tibial Stems, Titanium, curved and straight, cemented | 40mm 80mm | Zimmer Biomet Pty Ltd |  | Changed Benefit
BI176 | 12 - Knee | Biomet Universal Patellar component | All poly Patella, cemented, UHMWPE, domed | size 25 to 37mm | Zimmer Biomet Pty Ltd |  | Changed Benefit
BI184 | 12 - Knee | Biomet Universal Tibial and femoral stems | Tibial and Femoral Stems, Titanium, curved and straight, cemented | 40-200mm | Zimmer Biomet Pty Ltd |  | Changed Benefit
BI196 | 12 - Knee | Vanguard Rotating Platform Tibial Baseplate | Tibial Baseplate Chrome Cobalt | 63-87mm | Zimmer Biomet Pty Ltd |  | Changed Benefit
BI202 | 12 - Knee | Repicci resurfacing Tibial Bearing | Uni tibial Component, all poly Cemented, UHMWPE | 20-42mm | Zimmer Biomet Pty Ltd |  | Changed Benefit
BB125 | 10 - Vascular | Vascugraft | Thin Wall Straight | Dia 3 - 8mm, length 70 - 100cm | B Braun Australia Pty Ltd |  | Changed Benefit
BB128 | 10 - Vascular | Vascugraft | Straight Standard Wall with Helix Support | Dia 6mm x length 100cm | B Braun Australia Pty Ltd |  | Changed Benefit
BB129 | 10 - Vascular | Vascugraft | Straight Standard Wall with Helix Support | Dia 5 - 8mm, length 80 - 90cm | B Braun Australia Pty Ltd |  | Changed Benefit
BB130 | 10 - Vascular | Vascugraft | Straight Standard Wall with Helix Support | Dia 4 - 6mm, length 50 - 70cm | B Braun Australia Pty Ltd |  | Changed Benefit
BI239 | 06 - Specialist Orthopaedic | Arthrotek Ligament Fixation System | Interference Screw, Titanium | 15-30mm | Zimmer Biomet Pty Ltd |  | Changed Benefit
BB134 | 10 - Vascular | Vascugraft | Thin Wall Centre Helix | Dia 4 - 8mm, length 70 - 80cm | B Braun Australia Pty Ltd |  | Changed Benefit
BI111 | 11 - Hip | Mallory Head Hip System | Acetabular shell, Titanium Alloy, plasma, non HA | 40-80mm | Zimmer Biomet Pty Ltd |  | Changed Benefit
BI122 | 11 - Hip | Mallory Head Hip System | Trochanter Bolt, Titanium | Round/Oblong | Zimmer Biomet Pty Ltd |  | Changed Benefit
BI139 | 11 - Hip | Mallory Head Hip System | Titanium, plasma | 7-19mm x 135 -180mm | Zimmer Biomet Pty Ltd |  | Changed Benefit
BI141 | 11 - Hip | Mallory Head Hip System | Titanium, plasma and HA | 7-19mm | Zimmer Biomet Pty Ltd |  | Changed Benefit
DE572 | 06 - Specialist Orthopaedic | Plantar Lapidus Plates | Arthrodesis Plate | Short and Standard Left & Right side specific | Device Technologies Australia Pty Ltd |  | Changed Benefit
BT127 | 10 - Vascular | Pulsar 18 Peripheral self expanding Nitinol stent system | Pulsar 18 self expanding Nitinol stent system | Stent: 4-7mm Stent length: 150-200mm Catheter length: 90-135mm | Biotronik Australia Pty Ltd |  | Changed Benefit
BT132 | 10 - Vascular | Pulsar 35 Peripheral self-expanding Nitinol stent system | Pulsar 35 Peripheral self-expanding Nitinol stent system | Diameter: 5-7mm; Length: 150-200mm; Catheter length: 90cm, 135cm | Biotronik Australia Pty Ltd |  | Changed Benefit
DE590 | 13 - Spinal | Ventura PLIF | NanoMetalene Posterior Lumbar Interbody | 9&11mm width 20&24mm length 8-16mm height | Device Technologies Australia Pty Ltd |  | Changed Benefit
DE594 | 13 - Spinal | Newport MIS Rod | MIS bulleted pre-contoured rod | 35-80 (5mm incr.) 90-110 (10mm incr.) | Device Technologies Australia Pty Ltd |  | Changed Benefit
BT135 | 08 - Cardiac | CELERITY PILOT | Bipolar, steroid eluting coronary sinus pacing lead with fractal coating | Lengths: 77, 87cm (in model number as 75 and 85 for simplicity) | Biotronik Australia Pty Ltd |  | Changed Benefit
BT136 | 08 - Cardiac | CELERITY 2D, CELERITY 3D | Bipolar, steroid eluting coronary sinus pacing lead with fractal coating. 2D preshaped curved distal end; 3D - preshaped helix distal end | Lengths: 77, 87cm (model shows 75 and 85 for simplicity) | Biotronik Australia Pty Ltd |  | Changed Benefit
BT156 | 08 - Cardiac | Sentus OTW UP H | 4.8F Unipolar, steroid eluting coronary sinus pacing lead | overall length 77, 87, 97 cm, 4.8F | Biotronik Australia Pty Ltd |  | Changed Benefit
CR226 | 12 - Knee | METS Smooth Collar - silver coated | Titanium, uncoated, round or oval silver coated | 45 - 150mm | Corin Australia Pty Ltd |  | Changed Benefit
EF003 | 06 - Specialist Orthopaedic | Merete MetaFix MTP >6 holes | Small Plates, Titanium, >6 holes | 39mm & 52mm (Left & Right) | Extend Medical |  | Changed Benefit
CR231 | 12 - Knee | HLS Kneetec - Patella | Patellar implant of the HLS Kneetec system, UHMWPE, Cemented dome design and anchoring pegs | Extra-small, Small, Medium, Long | Corin Australia Pty Ltd |  | Changed Benefit
EF013 | 06 - Specialist Orthopaedic | Merete MetaTak Staple | Osteotomy Staple | 8-10mm width | Extend Medical |  | Changed Benefit
EF015 | 06 - Specialist Orthopaedic | Bone Screw | Cortical Bone Screw | ≤ 2.0mm | Extend Medical |  | Changed Benefit
CR232 | 11 - Hip | Dual Mobility Cup, Shell Cemented | Acetabular Shell, Cemented stainless steel with groove, internal mirror polished | 42mm to 60mm | Corin Australia Pty Ltd |  | Changed Benefit
CR233 | 11 - Hip | Dynacup Insert Ceramic | Hip Acetabular Insert, Biolox Delta Ceramic | 32mm or36mm Head | Corin Australia Pty Ltd |  | Changed Benefit
DE576 | 06 - Specialist Orthopaedic | FiberTak DR/ FiberTak RC | Suture Anchor | 2.6mm> | Device Technologies Australia Pty Ltd |  | Changed Benefit
DE580 | 03 - General Miscellaneous | DC Bead M1 | Drug delivery embolization system | 70-150um | Device Technologies Australia Pty Ltd |  | Changed Benefit
EF023 | 06 - Specialist Orthopaedic | Arix Ankle System | Locking Fibula Plate | ≥ 7 to ≤ 15 holes | Extend Medical |  | Changed Benefit
CR240 | 12 - Knee | HLS Kneetec - Fixed Tibial Insert | Fixed Tibial part of the HLS Kneetec system, UHMWPE, posterior stabilised | 6 thicknesses: 9, 11, 13, 15, 18 and 21 mm. 7 sizes for each thickness: from 1 to 7/8 | Corin Australia Pty Ltd |  | Changed Benefit
CR241 | 12 - Knee | HLS Kneetec - Mobile Tibial Tray | Mobile Tibial Tray for HLS Kneetec System, CoCr, Cemented | Sizes 1 to 8 | Corin Australia Pty Ltd |  | Changed Benefit
ER428 | 04 - Neurosurgical | Freedom-4A Receiver Stimulator Kit | Freedom Rechargeable Pulse Generator System with integral 4 electrode lead array | one size only | Emergo Asia Pacific Pty Ltd |  | Changed Benefit
CR244 | 12 - Knee | HLS Kneetec - Mobile Tibial Insert | Mobile Tibial Insert for HLS Kneetec System, UHMWPE, posterior stabilised | 4 thicknesses: 9, 11, 13 and 15 mm. 7 sizes for each thickness: from 1 to 7/8 | Corin Australia Pty Ltd |  | Changed Benefit
CR247 | 12 - Knee | HLS Noetos Revision Stems | Femoral and Tibial extension stems CoCr | 1 to 6 Length 75 and 150mm | Corin Australia Pty Ltd |  | Changed Benefit
CR248 | 12 - Knee | HLS Noetos System patella | Patella, cemented, UHMWPE | small, medium, large | Corin Australia Pty Ltd |  | Changed Benefit
DE566 | 06 - Specialist Orthopaedic | Medial Distal Tibia Plate | Plate for Fracture Fixation | 16 Holes | Device Technologies Australia Pty Ltd |  | Changed Benefit
DE585 | 01 - Ophthalmic | OCULFIT Orbital Implant | Porous polyethylene spherical orbital implant | 14, 16, 18, 19, 20, 21, 22, 23 mm | Device Technologies Australia Pty Ltd |  | Changed Benefit
ER431 | 04 - Neurosurgical | Freedom-8A Spare Lead Kit | Freedom octapolar spare lead with accessories (stylets, anchor, needle, guide wire) | 1.35 mm dia, length 45 cm | Emergo Asia Pacific Pty Ltd |  | Changed Benefit
ER435 | 13 - Spinal | LnK Posterior Cervical Fixation System/CastleLoc-S Posterior Cervical Fixation System-Polyax. Screw | LnK Posterior Cervical Fixation System/CastleLoc-S Posterior Cervical Fixation System-Polyaxial Screw, standard, semi-reduction and reduction | Dia (3.5-4.0 mm) x length (8-50 mm) | Emergo Asia Pacific Pty Ltd |  | Changed Product name, Product description
ER436 | 13 - Spinal | LnK Posterior Cervical Fixation System/CastleLoc-S Posterior Cervical Fixation System-Rod | LnK Posterior Cervical Fixation System/CastleLoc-S Posterior Cervical Fixation System-Rod,straight or pre-bent | Dia 3.5mm x Length (20-240 mm) | Emergo Asia Pacific Pty Ltd |  | Changed Product name, Product description, Product sizes, Benefit
ER437 | 13 - Spinal | LnK Posterior Cervical Fixation System/CastleLoc-S Posterior Cervical Fixation System-Set screw | LnK Posterior Cervical Fixation System/CastleLoc-S Posterior Cervical Fixation System-Set screw | Dia (6-7 mm) x Height (3.6-3.7 mm) | Emergo Asia Pacific Pty Ltd |  | Changed Product name, Product description
ER438 | 13 - Spinal | LnK Cervical Interbody Fusion Cage System/CastleLoc-C Cervical Interbody Fusion Cage System | LnK Cervical Interbody Fusion Cage System/CastleLoc-C Cervical Interbody Fusion Cage System, PEEK | width (14-20 mm) x length (12-15 mm) x height (5-10mm) | Emergo Asia Pacific Pty Ltd |  | Changed Product name, Product description
ER439 | 06 - Specialist Orthopaedic | Paragon 28 JAWS Nitinol Staple System | Paragon 28 JAWS Nitinol Staple System | bridge width 8-25 mm, angle 0 or 30, step height 4-12 mm | Emergo Asia Pacific Pty Ltd |  | Changed Benefit
ER440 | 13 - Spinal | LnK Lumbar Interbody Fusion Cage System-PLIF | LnK Lumbar Interbody Fusion Cage System-PLIF cages, paired, PEEK, bullet shape, lordotic | Length (25-28mm) x width 11mm x height (6-16 mm) x (angle (0-8 degrees) | Emergo Asia Pacific Pty Ltd |  | Changed Benefit
ER444 | 13 - Spinal | LnK Lumbar Interbody Fusion Cage System/PathLoc-LC Lateral Cage System-DLIF | LnK Lumbar Interbody Fusion Cage System/PathLoc-LC Lateral Cage System-DLIF, PEEK | length (18-24mm) x width (40-65mm) x height (8-16mm) x angle (0-12°) | Emergo Asia Pacific Pty Ltd |  | Changed Product name, Product description
ER445 | 13 - Spinal | LnK Spinal Fixation System/OpenLoc-L Spinal Fixation System-Pedicle Screw, monoaxial | LnK Spinal Fixation System/OpenLoc-L Spinal Fixation System-Pedicle Screw, monoaxial;self tapping and non self tapping; standard and reduction; accommodates rods 5.0, 5.5, 6.0 and 6.35 mm dia. | dia (4.0-8.5mm) x length (20-150mm) | Emergo Asia Pacific Pty Ltd |  | Changed Product name, Product description
ER446 | 13 - Spinal | LnK Spinal Fixation System/OpenLoc-L Spinal Fixation System-Pedicle Screw, polyaxial | LnK Spinal Fixation System/OpenLoc-L Spinal Fixation System-Pedicle Screw; polyaxial; self tapping or non self tapping; standard or reduction; accommodates rods of 5.0, 5.5, 6.0 and 6.35mm in diameter | dia (4.0-8.5mm) x length (20-150mm) | Emergo Asia Pacific Pty Ltd |  | Changed Product name, Product description
ER447 | 13 - Spinal | LnK Spinal Fixation System/OpenLoc-L Spinal Fixation System-Rods | LnK Spinal Fixation System/OpenLoc-L Spinal Fixation System-Rods; straight or curved; Titanium or CoCr alloy | dia (5.0-6.35mm) x length (40-600mm) | Emergo Asia Pacific Pty Ltd |  | Changed Product name, Product description, Benefit
ER448 | 13 - Spinal | LnK Spinal Fixation System/OpenLoc-L Spinal Fixation System-Rods, shaped | LnK Spinal Fixation System/OpenLoc-L Spinal Fixation System-Rods, shaped ends and single or double stopper features | dia (5.0-6.35mm) x length (40-600mm) | Emergo Asia Pacific Pty Ltd |  | Changed Product name, Product description, Benefit
ER449 | 13 - Spinal | LnK Spinal Fixation System/OpenLoc-L Spinal Fixation System-Set screws | LnK Spinal Fixation System/OpenLoc-L Spinal Fixation System-Set screws | dia (8.7-9.7mm) x height (5.0-5.6mm) | Emergo Asia Pacific Pty Ltd |  | Changed Product name, Product description, Product sizes
ER450 | 13 - Spinal | LnK Spinal Fixation System/OpenLoc-L Spinal Fixation System-Connector, transverse | LnK Spinal Fixation System/OpenLoc-L Spinal Fixation System-Connector, crosslink rod to rod; fixed | dia (5.2-6.5mm) x length (15-83mm) | Emergo Asia Pacific Pty Ltd |  | Changed Product name, Product description
ER451 | 13 - Spinal | LnK Spinal Fixation System/OpenLoc-L Spinal Fixation System-Connector, transverse, adjustable | LnK Spinal Fixation System/OpenLoc-L Spinal Fixation System-Connector, transverse, adjustable | closed 30-50mm; extended 34-74 mm | Emergo Asia Pacific Pty Ltd |  | Changed Product name, Product description, Benefit
GT288 | 10 - Vascular | GORE-TEX® Vascular Grafts | Standard Wall, Thin Wall and Stretch Technology (eptfe) | Diameters: 3-12mm Lengths: ≥ 50 cm | W L Gore & Associates |  | Changed Benefit
GT278 | 10 - Vascular | GORE-TEX ® Stretch Vascular Graft | Standard Wall and Thin Wall Removable Rings ePTFE Vascular Graft | 4 to 10 mm diameters ≥ 50cm lengths | W L Gore & Associates |  | Changed Benefit
GT285 | 10 - Vascular | GORE® PROPATEN® Vascular Graft | Standard Wall and Thin Wall ePTFE Vascular Graft Removable Rings Heparin Bonded | 6-8mm diameter 30-70cm ringed section, ≥ 50cm length | W L Gore & Associates |  | Changed Benefit
GT286 | 10 - Vascular | GORE® INTERING® Vascular Graft | Stretch Thin Walled ePTFE graft with Integrated Rings | 6-8mm diameter, 60-80 cm integrated ringed section, ≥50cm length | W L Gore & Associates |  | Changed Benefit
GT291 | 10 - Vascular | GORE-TEX ® Stretch Vascular Graft | E-PTFE Vascular Graft | Diameters: 3 to 24mm Lengths: 21-49cm | W L Gore & Associates |  | Changed Benefit
HC005 | 13 - Spinal | Swingo | Lumbar Cage | 7-14mm | Health Care Surgical Pty Ltd |  | Changed Benefit
HC007 | 13 - Spinal | S14 Biospine Rod | Rod | 40 - 150mm | Health Care Surgical Pty Ltd |  | Changed Benefit
HC012 | 13 - Spinal | S14 Biospine Connector Bar and Blocker | Connector Bar and Blocker | 40mm, 60mm, 80mm | Health Care Surgical Pty Ltd |  | Changed Benefit
HC013 | 13 - Spinal | Origin System | Cervical Plate | L:22-72mm | Health Care Surgical Pty Ltd |  | Changed Benefit
HC014 | 13 - Spinal | Origin Screw | Origin Screw | 6-26mm | Health Care Surgical Pty Ltd |  | Changed Benefit
HC015 | 13 - Spinal | SHARK CAGE | Lumbar cage | L:8-16mm | Health Care Surgical Pty Ltd |  | Changed Benefit
HC018 | 13 - Spinal | KM Bone screw | Bone Screw | W:3.5-5.0mm L:6-22mm | Health Care Surgical Pty Ltd |  | Changed Benefit
IG026 | 04 - Neurosurgical | Contour-Flex Valves | Silicone encased CSF Valve | Small (24mm Length) or Regular (28mm Length), low medium or high pressure | Integra Neurosciences Pty Ltd |  | Changed Benefit
IG027 | 04 - Neurosurgical | Contour Flex Valve Shunt Assemblies | Shunt Assembly: silicone encased valve, silicone ventricular and peritoneal catheters | Small (24mm Length) or regular (28mm Length); low, low/medium and medium pressure; various catheter and valve configurations | Integra Neurosciences Pty Ltd |  | Changed Benefit
IG032 | 04 - Neurosurgical | Burr Hole Valve Shunt Assemblies | Shunt Assembly: silicone encased valve, silicone ventricular and peritoneal catheters | 16mm or 12mm base; low, medium or high pressure, various kit configurations | Integra Neurosciences Pty Ltd |  | Changed Benefit
IG034 | 07 - Plastic and Reconstructive | Integra Artificial Skin (IDRT) Terminally Sterile | INTEGRA Dermal Regeneration Template is a bilayer membrane system for skin replacement made of a porous matrix of fibers of cross-linked bovine tendon collagen and glycosaminoglycan and polysiloxane layer. | 5cm x 5cm | Integra Neurosciences Pty Ltd |  | Changed Benefit
IG035 | 07 - Plastic and Reconstructive | Integra Artificial Skin (IDRT) Terminally Sterile | INTEGRA Dermal Regeneration Template is a bilayer membrane system for skin replacement made of a porous matrix of fibers of cross-linked bovine tendon collagen and glycosaminoglycan and polysiloxane layer. | 10cm x 12.5cm | Integra Neurosciences Pty Ltd |  | Changed Benefit
IG036 | 07 - Plastic and Reconstructive | Integra Artificial Skin (IDRT) Terminally Sterile | INTEGRA Dermal Regeneration Template is a bilayer membrane system for skin replacement made of a porous matrix of fibers of cross-linked bovine tendon collagen and glycosaminoglycan and polysiloxane layer. | 10cm x 25cm | Integra Neurosciences Pty Ltd |  | Changed Benefit
IG037 | 07 - Plastic and Reconstructive | Integra Artificial Skin (IDRT) Terminally Sterile | INTEGRA Dermal Regeneration Template is a bilayer membrane system for skin replacement made of a porous matrix of fibers of cross-linked bovine tendon collagen and glycosaminoglycan and polysiloxane layer. | 20cm x 25cm | Integra Neurosciences Pty Ltd |  | Changed Benefit
IG049 | 04 - Neurosurgical | DuraGen | Collagen Dural graft matrix | 10cm x 12.5cm | Integra Neurosciences Pty Ltd |  | Changed Benefit
IG051 | 04 - Neurosurgical | DuraGen Suturable | Collagen dural graft matrix | 10cm x 12.5cm | Integra Neurosciences Pty Ltd |  | Changed Benefit
IG053 | 06 - Specialist Orthopaedic | MBA Titanium Subtalar Implant | Implant for subtalar joint arthroereisis | 6, 8, 9, 10, 12mm and guide pin 2mm | Integra Neurosciences Pty Ltd |  | Changed Benefit
IG059 | 04 - Neurosurgical | DURAGEN PLUS | Collagen Dural Graft Matrix | 10cm x 12.5cm | Integra Neurosciences Pty Ltd |  | Changed Benefit
IG060 | 04 - Neurosurgical | DURAGEN PLUS | Collagen Dural Graft Matrix | 12.5cm x 17.5cm | Integra Neurosciences Pty Ltd |  | Changed Benefit
IG064 | 06 - Specialist Orthopaedic | Integra Total Wrist Fusion System - Plates | Straight (bendable), Standard bend, Short Bend | 1 size only of each type of plate: Straight: 105.5mm length Standard and short bend: 110mm length | Integra Neurosciences Pty Ltd |  | Changed Benefit
JJ800 | 13 - Spinal | Skyline Cervical Plate System | Skyline anterior cervical plate. Various size plates, Titanium | 12-55mm | Johnson & Johnson Medical Pty Ltd |  | Changed Benefit
JJ804 | 12 - Knee | MBT Revision Thick Tibial Tray | Tibial Tray | Size range 2 to 5. Tray Thickness of 25mm | Johnson & Johnson Medical Pty Ltd |  | Changed Benefit
JJ809 | 13 - Spinal | Viper 2 Spine System - Cobalt Chrome Rods | Cobalt Chrome Rod | 100-600mm | Johnson & Johnson Medical Pty Ltd |  | Changed Benefit
JJ813 | 11 - Hip | Summit Femoral Hip | Titanium, beaded proximally, distal grit blast | 0-12 | Johnson & Johnson Medical Pty Ltd |  | Changed Benefit
JJ816 | 03 - General Miscellaneous | Proceed™ Ventral Patch | 3D, sterile, self expanding, partially absorbable, flexible laminate mesh for hernia or other abdominal, fascial defect repair that require addition of a reinforcing or bridging material to obtain the desired surgical result. | medium (6.4cm x 6.4cm) | Johnson & Johnson Medical Pty Ltd |  | Changed Benefit
JJ817 | 03 - General Miscellaneous | Proceed™ Ventral Patch | 3D, sterile, self expanding, partially absorbable, flexible laminate mesh for hernia or other abdominal, fascial defect repair that require addition of a reinforcing or bridging material to obtain the desired surgical result. | small (4.3cm x 4.3cm) | Johnson & Johnson Medical Pty Ltd |  | Changed Benefit
JJ819 | 11 - Hip | DePuy Delta TS Heads | Delta ceramic femoral head with titanium sleeve | >32mm, +1 to +12 | Johnson & Johnson Medical Pty Ltd |  | Changed Benefit
JJ843 | 11 - Hip | reclaim Revision Hip System - Proximal Body | Proximal Body | 20-28 x 75-105mm | Johnson & Johnson Medical Pty Ltd |  | Changed Benefit
JJ844 | 11 - Hip | Reclaim Revision Hip System - Bolt | Locking Bolt | 75-105mm | Johnson & Johnson Medical Pty Ltd |  | Changed Benefit
LV084 | 06 - Specialist Orthopaedic | SmartNail | Self-reinforced 96L / 4D PLA Bone Fixation Nail | 2.4mm O.D x 16, 25, 35 & 45mm L | ConMed Linvatec Australia Pty Ltd |  | Changed Benefit
LV088 | 06 - Specialist Orthopaedic | SmartPin Resorbable Bone Fixation Pin, 1.1mm | Self-Reinforced PLLA | 10, 20, 30 & 40mm | ConMed Linvatec Australia Pty Ltd |  | Changed Benefit
LV090 | 06 - Specialist Orthopaedic | Super Revo Suture Anchor with Hi-Fi Suture | Titanium Suture Anchor | 5.0mm O.D x 14.2mm L | ConMed Linvatec Australia Pty Ltd |  | Changed Benefit
LV091 | 06 - Specialist Orthopaedic | ThRevo Suture Anchor | Titanium screw-in suture anchor | 5.0mm OD x 14.2mm L | ConMed Linvatec Australia Pty Ltd |  | Changed Benefit
MN230 | 03 - General Miscellaneous | Dermabond Prineo | Topical skin adhesive with self-adhering mesh | 22 - 60cm | Johnson & Johnson Medical Pty Ltd |  | Changed Benefit
MN232 | 06 - Specialist Orthopaedic | Chronos | Bone Graft Substitute | 0-5cc | Johnson & Johnson Medical Pty Ltd |  | Changed Benefit
LV016 | 06 - Specialist Orthopaedic | Propel Interference Screws | ACL Fixation - Titanium | Diameter 7.0 - 9.0mm, Length 20 - 30mm | ConMed Linvatec Australia Pty Ltd |  | Changed Benefit
LV017 | 06 - Specialist Orthopaedic | Guardsman Femoral Interference Screws | ACL Fixation - Titanium | Diameter 7.0 - 9.0mm, Length 20 - 30mm | ConMed Linvatec Australia Pty Ltd |  | Changed Benefit
LV005 | 06 - Specialist Orthopaedic | Ultrafix MiniMite StitchPak Suture Anchor | Soft Tissue Re-attachment - Stainless Steel | 2.3mm predeployed diameter | ConMed Linvatec Australia Pty Ltd |  | Changed Benefit
LV009 | 06 - Specialist Orthopaedic | Revo Cancellous Screw | Soft Tissue Re-attachment - Titanium | 4mm diameter | ConMed Linvatec Australia Pty Ltd |  | Changed Benefit
LV018 | 06 - Specialist Orthopaedic | Cannulated Interference Screws | ACL Fixation - Titanium | Diameter 7.0 - 9.0mm, Length 20 - 40mm | ConMed Linvatec Australia Pty Ltd |  | Changed Benefit
LV010 | 06 - Specialist Orthopaedic | Mini-Revo Screw | Soft Tissue Re-attachment - Titanium | 2.7mm diameter | ConMed Linvatec Australia Pty Ltd |  | Changed Benefit
MO162 | 06 - Specialist Orthopaedic | Tension Band Pin | Stainless Steel | 50 to 90mm | Medical & Optical Instruments Australia Pty Ltd |  | Changed Benefit
LV025 | 06 - Specialist Orthopaedic | Staplizer Bone Staple Cartridge | 5 Titanium staples per cartridge | 7 x 7mm, 7 x 10mm, 10 x 7mm, 10 x 10mm, 10 x 15mm, 13 x 7mm, 13 x 10mm, 13 x 15mm, 13 x 20mm, 16 x 10mm, 16 x 15mm, 16 x 20mm, 16 x 25mm | ConMed Linvatec Australia Pty Ltd |  | Changed Benefit
LV027 | 06 - Specialist Orthopaedic | Pre-Loaded Ultrafix RC Anchor | Surgical Grade Stainless Steel, preloaded with 2 #2 sutures | Dia 2.9mm, length 6.5mm | ConMed Linvatec Australia Pty Ltd |  | Changed Benefit
LV024 | 06 - Specialist Orthopaedic | Ultrafix MicroMite Small Joint Anchor | Suture Anchoring Device - Titanium | 1.5mm predeployed diameter | ConMed Linvatec Australia Pty Ltd |  | Changed Benefit
LV050 | 06 - Specialist Orthopaedic | Bionx Implants - Rods | PGA, PLA or PLLA | 1.5mm x 10-70mm | ConMed Linvatec Australia Pty Ltd |  | Changed Benefit
LV051 | 06 - Specialist Orthopaedic | Bionx Implants - Rods | PGA, PLA or PLLA | 2.0mm | ConMed Linvatec Australia Pty Ltd |  | Changed Benefit
LV063 | 06 - Specialist Orthopaedic | SmartNail | Self-Reinforced 96L/4D PLA Bone Fixation Nail | 1.5mm O.D x 16, 20 & 25mm L | ConMed Linvatec Australia Pty Ltd |  | Changed Benefit
MO270 | 06 - Specialist Orthopaedic | Acumed Total Radial Head | Head | 20-28mm | Medical & Optical Instruments Australia Pty Ltd |  | Changed Benefit
LH457 | 13 - Spinal | DSS Fusion Coupler | The DSS Fusion Coupler is a telescoping coupler that rigidly joins the DSS pedicle screws. | 20mm - 22mm 22mm - 25mm 25mm - 31mm 31mm - 43mm | Lifehealthcare Pty Ltd |  | Changed Benefit
LH483 | 13 - Spinal | Coflex-F | Interspinous fusion device | 8, 10, 12, 14, 16mm | Lifehealthcare Pty Ltd |  | Changed Benefit
LO170 | 12 - Knee | LINK Endo Model Rotational and Hinge Knee Prostheses | Femoral Components | Extra Small - Extra Large | Link Orthopaedics Australia |  | Changed Benefit
LO171 | 12 - Knee | Link Endo Model Rotational and Hinge Knee Prostheses | Tibial Components | Extra small - extra large | Link Orthopaedics Australia |  | Changed Benefit
LO173 | 12 - Knee | Link Endo Model Rotational and Hinge Knee Prostheses | Stems | Extra small - Extra large | Link Orthopaedics Australia |  | Changed Benefit
NV088 | 13 - Spinal | Precept (Rod) | Rod | 15-600mm | Nuvasive Australia and NZ Pty Ltd |  | Changed Benefit
NV091 | 13 - Spinal | Helix-T (Plate 20-54mm) | Anterior cervical plate | 20-54mm | Nuvasive Australia and NZ Pty Ltd |  | Changed Benefit
NV093 | 13 - Spinal | Helix-T (Bone Screw) | Anterior cervical plate bone screw | 4/4.5x11-19mm | Nuvasive Australia and NZ Pty Ltd |  | Changed Benefit
NV095 | 13 - Spinal | Brigade Anterior Plate | Anterior plate | 26-42mm | Nuvasive Australia and NZ Pty Ltd |  | Changed Benefit
MO280 | 06 - Specialist Orthopaedic | Acumed Fibula Rod System | Intramedullary Nail, fibula lower limb specific | 3.00mm & 3.6mm diameter left and right specific rods with lengths of 110mm, 145mm, 180mm | Medical & Optical Instruments Australia Pty Ltd |  | Changed Benefit
NV080 | 13 - Spinal | Long Lateral Fixation System (Rod) | Rod | 5.5mm x 50-500mm | Nuvasive Australia and NZ Pty Ltd |  | Changed Benefit
NV082 | 13 - Spinal | Long Lateral Fixation System (Screw) | Bone Screw | 5.5-12.5mm x 20-65mm | Nuvasive Australia and NZ Pty Ltd |  | Changed Benefit
NV086 | 13 - Spinal | Precept (Tulip) | Tulip screw | 5.5mm/6.25mm | Nuvasive Australia and NZ Pty Ltd |  | Changed Benefit
NV096 | 13 - Spinal | Brigade Bone Screw | Anterior plate bone screw | 5.5/6.5 x 20-35mm | Nuvasive Australia and NZ Pty Ltd |  | Changed Benefit
MO351 | 06 - Specialist Orthopaedic | Acumed Tap Loc Elbow plates | Variable angle locking plate system | ≥16 holes Olecranon | Medical & Optical Instruments Australia Pty Ltd |  | Changed Benefit
MO352 | 06 - Specialist Orthopaedic | Acumed Tap Loc Elbow plates | Variable angle locking plate system | ≤6 holes lateral | Medical & Optical Instruments Australia Pty Ltd |  | Changed Benefit
MO353 | 06 - Specialist Orthopaedic | Acumed Tap Loc Elbow plates | Variable angle locking plate system | ≥7 to ≤15 holes medial lateral | Medical & Optical Instruments Australia Pty Ltd |  | Changed Benefit
MO354 | 06 - Specialist Orthopaedic | Acumed Tap Loc Elbow plates | Variable angle locking plate system | ≥16 holes | Medical & Optical Instruments Australia Pty Ltd |  | Changed Benefit
LO179 | 11 - Hip | MegaSystem-C, Neck Segments | Massive, titanium | (35 - 65mm) length, (135 or 126) degree neck angle | Link Orthopaedics Australia |  | Changed Benefit
LO181 | 11 - Hip | Lubinus SPII Hip Prosthesis Stem cemented | anatomical shaped hip prosthesis stem for cemented fixation in the human body. · Minimal bone resection · Uniform cement mantle around the whole stem · Anatomically shaped stem resists rotational forces Modular system allows adjustment to suit anatomical conditions | Stem Length: 130mm - 170mm Throat Length: Short; Medium; XL CCD Angle: 117 degrees; 126 degrees; 135 degrees Shape: Left; Right | Link Orthopaedics Australia |  | Changed Benefit
SN714 | 06 - Specialist Orthopaedic | TwinFix | Quick-T | 2.8 - 6.5mm | Smith & Nephew Pty Ltd |  | Changed Benefit
SN731 | 06 - Specialist Orthopaedic | Accord | Orthopaedic Cable System, Sm Cable Grip | 75-255mm | Smith & Nephew Pty Ltd |  | Changed Benefit
SN733 | 06 - Specialist Orthopaedic | Accord | Orthopaedic Cable System, SS Button Plate Adapter | One Size Only | Smith & Nephew Pty Ltd |  | Changed Benefit
SN735 | 06 - Specialist Orthopaedic | Accord | Orthopaedic Cable System, Std Cable Grip | 85-265mm | Smith & Nephew Pty Ltd |  | Changed Benefit
SN739 | 06 - Specialist Orthopaedic | Trigen | Self Tapping Cortical Screw | 20mm - 110mm | Smith & Nephew Pty Ltd |  | Changed Benefit
SN742 | 11 - Hip | Birmingham Hip Resurfacing Prostheses - Acetabular Cup | Cobal Chrome, beaded, HA | 44 - 66 mm cups | Smith & Nephew Pty Ltd |  | Changed Benefit
SN762 | 06 - Specialist Orthopaedic | IMHS CP | Captured locking screw | 4.5mm x 22mm to 4.5mm x 64mm | Smith & Nephew Pty Ltd |  | Changed Benefit
NV101 | 13 - Spinal | Vuepoint (Hinged Rod) | The VuePoint OCT System is intended to promote fusion of the cervical spine and occipito-thoracic junction (Occiput-T3), and is indicated for; 1: Degenerative disc disease (as defined by back pain of discogenic origin with degeneration of the disc confimred by patient history and radiographic studies), 2: Degenerative spondylolisthesis with objective evidence of neurologic impairment, 3: Fractur/Dislocation, 4: Spinal Stenosis, 5: Atlantaxial fracture with instability, 6; Occipitocervical dislocation, 7: Spinal tumor and/or 8: revision of previous cervical spine surgery | one size only | Nuvasive Australia and NZ Pty Ltd |  | Changed Benefit
SN769 | 06 - Specialist Orthopaedic | Peri-Loc | Locking Cannulated Screws | ≥4.5mm | Smith & Nephew Pty Ltd |  | Changed Benefit
SN763 | 06 - Specialist Orthopaedic | IMHS CP | Intramedullary Hip Nail, stainless steel | 10 - 16mm x 19.5cm left and right | Smith & Nephew Pty Ltd |  | Changed Benefit
SN772 | 06 - Specialist Orthopaedic | Trigen | Hindfoot Fusion Nail, Titanium | 10 - 11.5mm Diameter | Smith & Nephew Pty Ltd |  | Changed Benefit
SN775 | 06 - Specialist Orthopaedic | IMHS CP | Set Screw, Stainless Steel | Standard | Smith & Nephew Pty Ltd |  | Changed Benefit
ST914 | 13 - Spinal | REFLEX Anterior Cervical Plating System | Screw | Diameter 4 - 4.5mm lengths 10mm - 20mm | Stryker Australia Pty Ltd |  | Changed Benefit
ST925 | 12 - Knee | Scorpio Knee System SuperFlex Tibial Insert | Posterior stabilised tibial insert, SuperFlex, UHMWPE (N2VAC) | 3, 5, 7, 9 , 11, 13 in thickness 8, 10, 12, 15, 18, 21, 24mm | Stryker Australia Pty Ltd |  | Changed Benefit
OU039 | 06 - Specialist Orthopaedic | UltOS T plates | General Fusion T plates | 2 hole, 4 hole, 6 hole | Ortho Solutions Pty Ltd |  | Changed Benefit
OU040 | 06 - Specialist Orthopaedic | UltOS X Plates | general fusion X Plates | XS, S, M, L | Ortho Solutions Pty Ltd |  | Changed Benefit
ST950 | 06 - Specialist Orthopaedic | Monotube External Fixation System | Anodized metal alloy, dynamic tube red | 25mm | Stryker Australia Pty Ltd |  | Changed Benefit
ST951 | 06 - Specialist Orthopaedic | Monotube External Fixation System | Anodized metal alloy, pin clamp yellow, blue, red | 15, 20, 25mm | Stryker Australia Pty Ltd |  | Changed Benefit
ST952 | 06 - Specialist Orthopaedic | Monotube External Fixation System | Anodized metal alloy, single pin clamp yellow, blue, red | 15, 20, 25mm | Stryker Australia Pty Ltd |  | Changed Benefit
OU047 | 06 - Specialist Orthopaedic | UltOS straight plates | General fusion straight plates | 2 hole, 4 hole | Ortho Solutions Pty Ltd |  | Changed Benefit
SA170 | 09 - Cardiothoracic | Perceval S Sutureless Aortic Heart Valve | Sutureless Aortic Pericardial Heart Valve | S (19-21mm), M (21-23mm), L(23-25mm), XL (25-27mm) | Livanova Australia Pty Limited |  | Changed Benefit
SK196 | 11 - Hip | Exeter Hip System - ETS (endoprosthesis trauma stem) | Orthinox Stainless Steel Endoprosthesis unipolar monoblock | 40mm Offset body with monoblock head sizes 38mm, 40mm, 41mm, 42mm, 43mm, 44mm, 45mm, 46mm, 47mm, 48mm, 49mm, 50mm, 52mm, 54mm, 56mm | Stryker Australia Pty Ltd |  | Changed Benefit
OU050 | 06 - Specialist Orthopaedic | Rearfoot Recon Plate | Rearfoot Recon Plate | Rearfoot Recon Plate, 6 Hole (RRP) Rearfoot Recon Plate, 8 Hole (RRP) Rearfoot Recon Plate, 14 Hole (RRP) | Ortho Solutions Pty Ltd |  | Changed Benefit
OU052 | 06 - Specialist Orthopaedic | Rearfoot Recon Plate | Rearfoot Recon Plate | ULTOS Rearfoot Recon Plate 6 Hole ULTOS Rearfoot Recon Plate 8 Hole ULTOS Rearfoot Recon Plate 14 Hole | Ortho Solutions Pty Ltd |  | Changed Benefit
OW001 | 03 - General Miscellaneous | Hepasphere | Expanding microspheres designed for chemic0-embolisation with chemotherapeutic agents such as Ethiodil, Cisplatin, Epirubicin, Mitomycin, etc. | 30 – 200 micron, 25mg or 50mg of microspheres | MERIT MEDICAL AUSTRALIA PTY LTD |  | Changed Benefit
OW008 | 03 - General Miscellaneous | One-Step Centesis Catheter | Drainage catheter available in straight, pigtail, valved and non-valved with introducer needle | 4 French to 8 French 7-17cm | MERIT MEDICAL AUSTRALIA PTY LTD |  | Changed Benefit
SA163 | 09 - Cardiothoracic | CorMatrix ECM for Pericardial Closure | CorMatrix Extracellular Matrix indicated for Pericardial Closure | 7cm x 10cm | Livanova Australia Pty Limited |  | Changed Benefit
SA164 | 09 - Cardiothoracic | CorMatrix ECM for Cardiac Tissue Repair | CorMatrix Extracellular Matrix indicated for Cardiac Tissue Repair | 7cm x 10cm | Livanova Australia Pty Limited |  | Changed Benefit
SA165 | 09 - Cardiothoracic | CorMatrix ECM for Cardiac Tissue Repair | CorMatrix Extracellular Matrix indicated for Cardiac Tissue Repair | 4cm x 7cm | Livanova Australia Pty Limited |  | Changed Benefit
SK216 | 06 - Specialist Orthopaedic | Stryker Trauma Locking Nail System | Reconstruction Nail | Blocking Screw | Stryker Australia Pty Ltd |  | Changed Benefit
SK224 | 13 - Spinal | Oasys-Occipito Cervico Thoracic System | Rods - Ti-6A1-4V or Vitallium | Diameter 3.5mm, Length 25mm-350mm | Stryker Australia Pty Ltd |  | Changed Benefit
SK223 | 13 - Spinal | Oasys-Occipito Cervico Thoracic System | Cortical Screws | Dia: 3.5mm x Length: 6mm - 24mm Dia: 4.0mm x Length: 6mm - 54mm Dia: 4.5mm x Length: 6mm - 16mm | Stryker Australia Pty Ltd |  | Changed Benefit
SK226 | 13 - Spinal | Oasys-Occipito Cervico Thoracic System | Occipital Plate | Mini, SML, MED, LGE, LGE Long, 100 deg, 130 deg | Stryker Australia Pty Ltd |  | Changed Benefit
SK245 | 06 - Specialist Orthopaedic | Stryker Intramedullary Nailing System | Locking Screw - Titanium | 25mm - 120mm | Stryker Australia Pty Ltd |  | Changed Benefit
SK246 | 06 - Specialist Orthopaedic | Gamma LN | Standard - Titanium | 120, 125, 130 Deg; Diameter 10-12mm; Length 170-200mm | Stryker Australia Pty Ltd |  | Changed Benefit
SN651 | 06 - Specialist Orthopaedic | OBL Anchor System | Preloaded Soft Tissue Anchor System Material: Titanium Alloy or Polyacetal Polymer. Comes with Insertion device and 2 Braided Polyester Sutures | Anchor sizes - Titanium: 2.8, 3.5, 4.0 5.0, 6.5mm Anchor size - Polymer: 5.0mm | Smith & Nephew Pty Ltd |  | Changed Benefit
SN652 | 06 - Specialist Orthopaedic | OBL Anchor System | Soft Tissue Anchor System Non-preloaded Material: Titanium Alloy | 4.0 and 6.5mm | Smith & Nephew Pty Ltd |  | Changed Benefit
SN696 | 11 - Hip | Reflection | Acetabular Cup - XLPE | 22-64mm | Smith & Nephew Pty Ltd |  | Changed Benefit
WR210 | 06 - Specialist Orthopaedic | G Force Anchorlok Soft Tissue Anchors | Peek suture anchor | 3.5mm | Wright Medical Australia |  | Changed Benefit
WR211 | 06 - Specialist Orthopaedic | G Force Ancholok Soft Tissue Anchors | Peek suture anchor | 5.0mm | Wright Medical Australia |  | Changed Benefit
WR212 | 06 - Specialist Orthopaedic | G Force Anchorlok Soft Tissue Anchors | Titanium suture anchor | 1.9mm | Wright Medical Australia |  | Changed Benefit
WR213 | 06 - Specialist Orthopaedic | G Force Anchorlok Soft Tissue Anchors | Titanium suture anchor | 5.0mm | Wright Medical Australia |  | Changed Benefit
WR214 | 06 - Specialist Orthopaedic | G Force Anchorlok Soft Tissue Anchors | Titanium Suture Anchor | 2.5 & 3.5mm | Wright Medical Australia |  | Changed Benefit
WR215 | 06 - Specialist Orthopaedic | Pro-Dense core Decompression Kit | Composite Injectable Bone Void Filler plus instrumentation kit for core decompression | 15cc | Wright Medical Australia |  | Changed Benefit
ZI861 | 11 - Hip | Segmental Trabeculer Metal Proximal Femoral Component - Washer | 4mm Flat Washer &mm Flat Washer 4mm Curved Washer | 4mm and 7mm | Zimmer Biomet Pty Ltd |  | Changed Benefit
ZI862 | 12 - Knee | NexGen Legacy Knee Tibial Baseplate | Tibial baseplate, cemented, CoCr, with PMMA coating for legacy posterior stabilised mobile insert | 1 - 10 | Zimmer Biomet Pty Ltd |  | Changed Benefit
ZI865 | 06 - Specialist Orthopaedic | ZPS - Zimmer Plate & Screw System | 2.0mm Straight & Epiphysis Plates | Over 16 holes | Zimmer Biomet Pty Ltd |  | Changed Benefit
MI288 | 03 - General Miscellaneous | Kangaroo™ Percutaneous Endoscopic Gastrostomy Feeding Tube Accessories | Feeding Adaptors | 16Fr/Ch, 20Fr/Ch - PEG Adaptors | Medtronic Australasia Pty Ltd |  | Changed Benefit
ZI844 | 06 - Specialist Orthopaedic | Zimmer Periarticular Locking Plates | 5.5mm Periarticular Locking Plates - Femur | 2 - 6 holes Left & Right | Zimmer Biomet Pty Ltd |  | Changed Benefit
ZI845 | 06 - Specialist Orthopaedic | Zimmer Periarticular Locking Plates | 5.5mm Periarticular Plates - Femur | 7 - 15 Holes Left & Right | Zimmer Biomet Pty Ltd |  | Changed Benefit
ZI846 | 06 - Specialist Orthopaedic | Zimmer Periarticular Locking Plates | 5.5mm Periarticular Locking Plates - Femur | 18 - 20 holes Left & Right | Zimmer Biomet Pty Ltd |  | Changed Benefit
ZI860 | 11 - Hip | Segmental Trabecular Proximal Femoral Component - Bolt | 4mm Bolt 7mm Bolt Set Screw | 4mm and 7mm | Zimmer Biomet Pty Ltd |  | Changed Benefit
TU055 | 10 - Vascular | MISAGO Self-expanding, Rapid Exchange Peripheral Stent | Bare metal, Self Expanding, Rapid Exchange Peripheral Stent | 6mm - 12mm Diameter; length 150mm - 200mm | Terumo Australia |  | Changed Benefit
WR065 | 06 - Specialist Orthopaedic | Rearfoot Plate - RPS | Unique extended plate geometry for plating complex rearfoot reconstructions, uses 3.5mm locked screws for optimal bone purchase. | 6 hole - 37mm, 8 hole - 50mm, 14 hole - 66mm | Wright Medical Australia |  | Changed Benefit
ZI850 | 06 - Specialist Orthopaedic | Zimmer Periarticular Locking Plates | 3.5mm Periarticular Locking Plates - Tibia | 2 - 6 holes Left & Right | Zimmer Biomet Pty Ltd |  | Changed Benefit
WR077 | 06 - Specialist Orthopaedic | Charlotte LisfrancReconstruction System - Bridge Plate. | Stainless steel plate for stabilisation of the tarsometatarsal joint. | 4, 6, 5 & 9 hole. | Wright Medical Australia |  | Changed Benefit
WR080 | 06 - Specialist Orthopaedic | G-Force Tenodesis System | Cannulated Interference Screw - PEEK Optima | 4-8mm diameter, 10-25mm width | Wright Medical Australia |  | Changed Benefit
WR117 | 06 - Specialist Orthopaedic | Bone Plug | PMMA Cement | 8, 10, 12, 14, 16mm | Wright Medical Australia |  | Changed Benefit
WR208 | 06 - Specialist Orthopaedic | Valor Hindfoot Fusion System | Valor Hindfoot Fusion Nail, Titanium Alloy | 10 & 11.5mm diameter, 150, 200 & 250mm length, left and right | Wright Medical Australia |  | Changed Benefit
SQ078 | 06 - Specialist Orthopaedic | PediLoc System ≥7 to ≤15 holes, screw size ≥4.5mm | 4.5mm Bowed locking compression femur 10, 12, 14 hole plates 4.5mm contour locking compression femur 8, 10, 12, 14 hole plates left and right | 4.5mm bowed 10, 12, 14 hole 4.5mm contour 8,10,12,14 hole right 4.5mm contour 8, 10, 12, 14 hole left | Surgical Specialties |  | Changed Benefit
SQ081 | 06 - Specialist Orthopaedic | PediLoc-Periarticular Locking Plating System Femur - >7 to >15 holes, screw size 2.71 - 4.49mm | 3.5mm Contour or Bowed Locking Compression, 8-14 Hole Plate, Left-Right | 3.5mm Bowed, 14 hole 3.5mm contour, 8 - 14 Hole Left-Right | Surgical Specialties |  | Changed Benefit
SQ083 | 06 - Specialist Orthopaedic | PediLoc - Anterolateral and Medial Distal Tibial Paediatric Locking Plate | 3.5 mm distal tibial locking compression plate (narrow/wide; 2-5 holes) | 3.5mm anterolateral left (2,3,4,5, holes) 3.5mm anterolateral right (2,3,4,5 holes) 3.5mm Narrow Left (2,3,4,5, holes) 3.5mm narrow right (2,3,4,5 holes) 3.5mm wide left (2,3,4,5 holes) 3.5mm wide right (2,3,4,5 holes) | Surgical Specialties |  | Changed Benefit
SQ094 | 06 - Specialist Orthopaedic | PediFlex System | Intramedullary Flexible Nail, Titanium, Stainless Steel, Standard, Tapered Tip, Round Tip | 1.5-4.5mm x 300-450mm | Surgical Specialties |  | Changed Benefit
SQ096 | 13 - Spinal | RESPONSE Spine System – Cross Connector | Cross Connector | XS - XL 20-80mm | Surgical Specialties |  | Changed Benefit
SQ098 | 13 - Spinal | RESPONSE Spine System – Inline Connector | Inline Connector | 40-80mm | Surgical Specialties |  | Changed Benefit
SQ099 | 13 - Spinal | RESPONSE Spine System – Offset Connector | Closed, Open Lateral | 20-80mm | Surgical Specialties |  | Changed Benefit
SQ101 | 13 - Spinal | RESPONSE Spine System – Rod | CoCr, Ti | 500mm-600mm Length | Surgical Specialties |  | Changed Benefit
SQ105 | 06 - Specialist Orthopaedic | ACL Reconstruction System - ShieldLoc | Fixation for ACL Reconstruction – Femoral Fixation | 6-10mm | Surgical Specialties |  | Changed Benefit
SQ114 | 06 - Specialist Orthopaedic | SuperCable Trochanteric Grips and Cable Plate System | Trochanteric Grips - Titanium | Short 50mm, 2 Hole Plate 135mm, 4 Hole Plate 190mm, 6 Hole Plate Straight, Right, Left 245mm | Surgical Specialties |  | Changed Benefit
SY274 | 13 - Spinal | Plivios IBF Cage | Interbody Fusion Cage | Height 7-17mm | Johnson & Johnson Medical Pty Ltd |  | Changed Benefit
SY281 | 06 - Specialist Orthopaedic | Norian® | Injectable Bone Cement | 5cc | Johnson & Johnson Medical Pty Ltd |  | Changed Benefit
SY287 | 13 - Spinal | USS llio-Sacral Fixation system | Transconnecting bar | One size only | Johnson & Johnson Medical Pty Ltd |  | Changed Benefit
OH622 | 06 - Specialist Orthopaedic | Chimaera HFS - Threaded Locking Screw | Threaded Locking Screw | D: 5mm L: 25 - 90mm | Orthotech Pty Ltd |  | Changed Benefit
OH629 | 06 - Specialist Orthopaedic | Orthopaedic External Fixation System - Radiolucent Wrist Fixator | Complete System Sterile | One size only | Orthotech Pty Ltd |  | Changed Benefit
OH631 | 13 - Spinal | Spine Solutions Prodisc | Artificial mechanical disc, superior plate component | 3 Degree, 6 Degree, 11 Degree, Medium, Large | Orthotech Pty Ltd |  | Changed Benefit
OH632 | 13 - Spinal | Spine Solutions Prodisc | Artificial mechanical disc, inferior plate component | 0 Degree, 3 Degree, 8 Degree,Medium, Large | Orthotech Pty Ltd |  | Changed Benefit
OH643 | 06 - Specialist Orthopaedic | Orthofix External Fixation System Pennig Wrist Fixator | Anodised aluminium and stainless steel | One size only | Orthotech Pty Ltd |  | Changed Benefit
OI024 | 02 - Ear, Nose & Throat | Ponto Implant | Bone anchor implant | Diameter: 3.75 - 4.5mm Length: 3 - 4mm | Audmet Australia Pty Ltd trading as Oticon Medical |  | Changed Benefit
OI026 | 02 - Ear, Nose & Throat | Ponto Abutment and Implant | Bone anchor implant and abutment with connection screw | Diameter: 3.75 - 4.5mm Length: Fixture 3 - 4mm, Abutment 6 -14mm | Audmet Australia Pty Ltd trading as Oticon Medical |  | Changed Benefit
SV029 | 13 - Spinal | AnyPlus PLIF PEEK Cage | The AnyPlus PEEK Cage system are designed for implantation between the endplates of adjacent vertebral bodies. It is intended to help fuse segments of the spine to treat anatomical abnormalities of the vertebrate. Their size and shape have been adapted to the intervertebral space and to the specified surgical techniques. They comprise one or more cavities for bone grafts, as well as superior, inferior and lateral openings. The cages are available in different shapes and sizes | Size mm 25x11x8-0,25x11x9-0,25x11x10-0,25x11x11-0,25x11x12-0,25x11x13-0,25x11x14-0,25x11x15-0,25x11x9-4,25x11x10-4,25x11x11-4,25x11x12-4,25x11x13-4,25x11x14-4,24x11x15-4,25x11x16-4,25x11x10-8,25x11x11-8,25x11x12-8,25x11x13-8,25x11x13-8,25x11x14-8,25x11x15-8,25x11x16-8,28x11x8-0,28x11x9-0,28x11x10-0,28x11x11-0,28x11x12-0,28x11x13-0,28x11x14-0,28x11x14-0,28x11x15-0,28x11x9-4,28x11x10-4,28x11x11-4,28x11x12-4,28x11x13-4,28x11x14-4,28x11x15-4,28x11x16-4,28x11x10-8,28x11x11-8,28x11x12-8,28x11x13-8,28x11x14-8,28x11x15-8,28x11x16-8 | Signature Spine and Joint Pty Ltd |  | Changed Benefit
SY763 | 06 - Specialist Orthopaedic | AO/ASIF Plate | Locking Perarticular Anatomic Humerus plate | ≥ 7 - ≤ 15 holes | Johnson & Johnson Medical Pty Ltd |  | Changed Benefit
SY765 | 06 - Specialist Orthopaedic | AO/ASIF Plates | Anatomic Locking Ulna Plates | ≥16 holes | Johnson & Johnson Medical Pty Ltd |  | Changed Benefit
SY772 | 07 - Plastic and Reconstructive | PSI | Biomodelled Patient Specific Craniofacial implant, PEEK Titanium | Custom | Johnson & Johnson Medical Pty Ltd |  | Changed Benefit
SY774 | 07 - Plastic and Reconstructive | PSI | Biomodelled Patient Specific Craniofacial implant, PEEK Titanium, 3 Piece | Custom | Johnson & Johnson Medical Pty Ltd |  | Changed Benefit
SY784 | 07 - Plastic and Reconstructive | SynPOR | Chin Connector | One Size | Johnson & Johnson Medical Pty Ltd |  | Changed Benefit
PB028 | 06 - Specialist Orthopaedic | Mini Locking System - Condylar Locking Plates ≤ 6 holes | Condylar Locking Plates | ≤ 6 holes | Australian Pacific Medical Pty Ltd |  | Changed Benefit
SA185 | 04 - Neurosurgical | VNS Therapy Demipulse Generator 103 | The generator is an implantable multiprogrammable pulse generator that delivers electrical signals to the vagus nerve. The pulse generator is housed in a hermetically sealed titanium case and is powered by a single battery. Electrical signals are transmitted from the pulse generator to the vagus nerve by the lead. The VNS Therapy System is indicated for use as an adjunctive therapy in reducing the frequency of seizures in patients whose epileptic disorder is dominated by partial seizures (with or without secondary generalization) or generalized seizures that are refractory to seizure medications. | Lead Receptacle 0.126 in (3.2 mm) Dimension 1.8 in x 1.3 in x 0.27 in (45 mm x 32 mm x 6.9mm) Weight 0.56 oz (16 g) The 103 is smaller than previous devices, and fits in the palm of your hand and may be used in pediatric patients | Livanova Australia Pty Limited |  | Changed Benefit
SA186 | 04 - Neurosurgical | Aspire SR Pulse Generator Model 106 | The 106 VNS therapy system is indicated for use as a adjunctive therapy in reducing the frequency of seizures in patients whose epileptic disorder is dominated by partial seizures (with or without secondary generalization) or generalized seizures that are refractory to seizure medications. Model 106 has the added feature of Autostim. In patients who experience Ictal Tachycardia which is defined as an increase in heart rate during a seizure specifically from baseline to a rate greater than 100 BPM and is at least 55% increase or 35 BPM increase from baseline delivering a therapeutic stimulation automatically delivered on detection of a physiological signal indicative of the onset of a seizure. | Lead receptacle - 0.126 in (3.2 mm) nominal Dimensions -2.0 in x 2.0 in x 0.27 in (52 mm x 52 mm x 6.9 mm) Weight- 0.88 oz (25 g) | Livanova Australia Pty Limited |  | Changed Benefit
SB004 | 07 - Plastic and Reconstructive | Straumann Bone Level Implant Healing Abutment | Straumann Healing Abutment NC/RC/SC | Heights 0.0 mm – 6.5mm | Straumann Pty Ltd |  | Changed Benefit
SB007 | 07 - Plastic and Reconstructive | Straumann Bone Ceramic | 070.205 Straumann Bone Ceramic 500 -1000 | 070.205 Straumann Bone Ceramic 500 -1000, Granule size: 500 -1000 microns, Unit Size 1g, Volume approx 1.9 ml | Straumann Pty Ltd |  | Changed Benefit
SB009 | 07 - Plastic and Reconstructive | Straumann SLActive | Straumann Bone Level Implants with SLActive Hydrophillic Surface | 2.9mm-4.8mm diameter, 4mm-18mm height | Straumann Pty Ltd |  | Changed Benefit
ZI413 | 12 - Knee | Natural Knee Tibial Baseplate | Tibial Baseplate, Cemented - Titanium for fixed inserts | Size 00 to 5 | Zimmer Biomet Pty Ltd |  | Changed Benefit
ZI431 | 12 - Knee | Natural Knee Patella CSTi | Patella metal backed, with cancellous structure Titanium ingrowth | Size 0 to 3 | Zimmer Biomet Pty Ltd |  | Changed Benefit
ZI450 | 12 - Knee | Natural Knee Tibial Insert | Tibial Insert, UHMWPE, Highly crossed linked (Durasul PE), congruent and ultra congruent | 00 to 5, 9 to 22mm | Zimmer Biomet Pty Ltd |  | Changed Benefit
ZI454 | 12 - Knee | Natural Knee Patella CSTi | All Poly, Cemented, Patella | 0-3 | Zimmer Biomet Pty Ltd |  | Changed Benefit
ZI462 | 11 - Hip | Alloclassic Hip Stem | Titanium, grit blast, non HA, standard and high offset | 1 - 14 | Zimmer Biomet Pty Ltd |  | Changed Benefit
ZI463 | 11 - Hip | Alloclassic Hip Stem | Zweymuller, Ti alloy, Short Cone, Slender Neck | 01, 0, 1, 10-13 | Zimmer Biomet Pty Ltd |  | Changed Benefit
ZI468 | 11 - Hip | CLS Cementless Hip | Titanium, grit blast, non HA | 5 - 20 | Zimmer Biomet Pty Ltd |  | Changed Benefit
MU018 | 11 - Hip | Medacta Unipolar Head | Stainless steel, solid head | Size 40-56mm with variable offsets | Medacta Australia Pty Ltd |  | Changed Benefit
SO060 | 01 - Ophthalmic | HumanOptics Torica | Toric posterior chamber IOL, foldable, UV absorber, Aspheric, aberration technology, 360° LEC barrier, HD optic | Sphere +10D to +30D, Cylinder 1D to 6D | Spectrum Surgical |  | Changed Benefit
SO065 | 01 - Ophthalmic | HumanOptics Diffractiva Preloaded | Preloaded Multifocal posterior chamber IOL, foldable, UV absorber, Aspheric, aberration technology, 360° LEC barrier, HD optic | Sphere: +10D to +30D, Near addition +3.5D | Spectrum Surgical |  | Changed Benefit
SO073 | 01 - Ophthalmic | Mediphacos Miniflex/Mediflex | Posterior chamber IOL, foldable, UV absorber, Aspheric, aberration technology, double square edge, Blue light filter | +5.0 to +30.0 D | Spectrum Surgical |  | Changed Benefit
SO078 | 01 - Ophthalmic | Human Optics Torica Add-On IOL | Toric Add-On IOL, for sulcus fixation in pseudophakic eyes, 3-piece, foldable, UV absorber, blue light filter, Iris protection, safety profile technology and undulated haptics. | Sphere -4.0 to +1.5 in 0.5D steps, Cylinder <7D | Spectrum Surgical |  | Changed Benefit
MI187 | 13 - Spinal | PIVOX Oblique Lateral Spinal System | Plate | Small, Large | Medtronic Australasia Pty Ltd |  | Changed Benefit
MI190 | 04 - Neurosurgical | StrataMR Valve | Adjustable CSF Valve with five symmetric performance level steps | Small, Regular | Medtronic Australasia Pty Ltd |  | Changed Benefit
MI194 | 02 - Ear, Nose & Throat | Sophono Alpha Bone Conduction Hearing System, Implant | Alpha Implant | - | Medtronic Australasia Pty Ltd |  | Changed Benefit
MI201 | 08 - Cardiac | Attain stability lead | Steroid eluting, active fixation, dual electrode, transvenous, guide wire delivered, cardiac vein pacing lead with an IS-1 connector | 88cm | Medtronic Australasia Pty Ltd |  | Changed Benefit
MU123 | 13 - Spinal | MectaLIF Anterior Stand-Alone Screws | Bone Screws | Diameter: 5 & 5.5mm Length: 25, 30, 35 & 40mm | Medacta Australia Pty Ltd |  | Changed Benefit
MU124 | 13 - Spinal | M.U.S.T LINK - Cross Connector | Cross Connector | 20-100mm | Medacta Australia Pty Ltd |  | Changed Benefit
MU135 | 13 - Spinal | M.U.S.T Lateral Connectors | Lateral Connectors | 20 - 60 mm | Medacta Australia Pty Ltd |  | Changed Benefit
MU136 | 13 - Spinal | M.U.S.T Screws for Pedicle Hooks | Bone Screws | Ø 3,5; L 15 - 20 mm | Medacta Australia Pty Ltd |  | Changed Benefit
SY288 | 13 - Spinal | USS llio-Sacral Fixation system | Sacral clamp | One size only | Johnson & Johnson Medical Pty Ltd |  | Changed Benefit
SY290 | 13 - Spinal | Anterior Tension Band | Plate | 30mm to 110mm | Johnson & Johnson Medical Pty Ltd |  | Changed Benefit
SY292 | 06 - Specialist Orthopaedic | Facet Interference Screw | Cannulated Screw | 7.5mm | Johnson & Johnson Medical Pty Ltd |  | Changed Benefit
SY299 | 13 - Spinal | Spinal Fixation System | Locking Screw | 10mm to 26mm | Johnson & Johnson Medical Pty Ltd |  | Changed Benefit
SY301 | 13 - Spinal | TeleFix Spinal System | Rod/Plate construct | 40mm to 140mm in length | Johnson & Johnson Medical Pty Ltd |  | Changed Benefit
SY310 | 13 - Spinal | Axon Spinal System | transverse bar | one size only | Johnson & Johnson Medical Pty Ltd |  | Changed Benefit
SY321 | 06 - Specialist Orthopaedic | AO/ASIF Screw | Cannulated screw | 2.4mm | Johnson & Johnson Medical Pty Ltd |  | Changed Benefit
SY327 | 13 - Spinal | Spine Solutions Prodisc | Artificial mechanical disc, superior plate component | 3 Degree, 6 Degree, 11 Degree, Medium, Large | Johnson & Johnson Medical Pty Ltd |  | Changed Benefit
SY329 | 13 - Spinal | Spine Solutions Prodisc | Artificial mechanical disc, inferior plate component | 0 Degree, 3 Degree, 8 Degree,Medium, Large | Johnson & Johnson Medical Pty Ltd |  | Changed Benefit
SY334 | 13 - Spinal | Arch Fixation System | Screws, titanium | 2.0mm - 2.4mm screws, 4 to 12mm | Johnson & Johnson Medical Pty Ltd |  | Changed Benefit
RE001 | 03 - General Miscellaneous | Bodyguard Pump | Ambulatory Infusion Pump, Battery Powered | One size only | REM Systems |  | Changed Benefit
RE002 | 03 - General Miscellaneous | REM Systems Ambulatory Infusion Pump | Ambulatory infusion pump, syringe. Models: NIKI T34 Standard; T34L PCA; T34L | One size only | REM Systems |  | Changed Benefit
SY786 | 07 - Plastic and Reconstructive | AO/ASIF Plate | Titanium Contourable mesh, Cranial Neuro | <0.5mm | Johnson & Johnson Medical Pty Ltd |  | Changed Benefit
SY788 | 06 - Specialist Orthopaedic | AO/ASIF Intermedullary Nails | Tibial Nail | 7-19; 200-600mm | Johnson & Johnson Medical Pty Ltd |  | Changed Benefit
SY789 | 06 - Specialist Orthopaedic | AO/ASIF intramedullary Nails | Locking Screws/Bolts | 3.0mm-6.0mm D 10mm- 150mm L | Johnson & Johnson Medical Pty Ltd |  | Changed Benefit
SY790 | 06 - Specialist Orthopaedic | AO/ASIF Intramedullary Nails | Femoral Nail | 9-15mm D <220mm length | Johnson & Johnson Medical Pty Ltd |  | Changed Benefit
US023 | 02 - Ear, Nose & Throat | RONDO 2 Audio Processor - Replacement | A Single Unit audio processor for the MED-EL Cochlear Implant System, integrating microphone, telecoil, coil cable, indicator LED, magnet & electronics package worn off the ear and held in place by magnetic attraction. It features an integrated wirelessly rechargeable battery, link-check function and water resistance (IP54). | one size - L 45.5 mm, W 35.7 mm, H 11.7 mm | Med-El Implant Systems Australasia Pty Ltd |  | Changed Benefit
VA001 | 10 - Vascular | Venous Valve Ring | Dacron/silicone variable diameter ring | 52mmx15mmx0.09 mm | All Vascular Pty Ltd |  | Changed Benefit
VK002 | 06 - Specialist Orthopaedic | Orthofix External Fixation System Pennig Wrist Fixator | Anodised aluminium and stainless steel | One size only | Akva Surgical Pty Ltd |  | Changed Benefit
VK003 | 06 - Specialist Orthopaedic | Orthofix External Fixation System Elbow Fixator | Anodised aluminium and stainless steel | One size only | Akva Surgical Pty Ltd |  | Changed Benefit
VK004 | 06 - Specialist Orthopaedic | Orthofix External Fixation System Hybrid Fixator | Anodised aluminium and stainless steel | One size only | Akva Surgical Pty Ltd |  | Changed Benefit
VK005 | 06 - Specialist Orthopaedic | Orthofix External Fixation System Knee Fixator | Anodised aluminium and stainless steel | One size only | Akva Surgical Pty Ltd |  | Changed Benefit
VK006 | 06 - Specialist Orthopaedic | Orthopaedic External Fixation System - Radiolucent Wrist Fixator | Complete System Sterile | One size only | Akva Surgical Pty Ltd |  | Changed Benefit
SK438 | 12 - Knee | Triathlon TS Knee System Tibial Insert | Totally constrained, TS (Total Stabilizer) Insert, with metal post, UHMWPE (X3) | Tibial Insert Sizes: Left & right 9-31mm sizes 1-8 Reinforced Post Sizes 9-31mm | Stryker Australia Pty Ltd |  | Changed Product name, Product sizes, Benefit
SK439 | 12 - Knee | Triathlon Knee System Tibial Insert | Totally constrained tibial insert, with metal post, +/- 2° int/ext rotation, UHMWPE (X3) | Tibial Insert Sizes: Left & right 9-31mm sizes 1-8 Reinforced Post Sizes 9-31mm | Stryker Australia Pty Ltd |  | Changed Benefit
SK450 | 06 - Specialist Orthopaedic | T2 Ankle Arthrodesis Nail | T2 Ankle Arthrodesis Type II Anodized Titanium Alloy (Ti6A14V) | 10, 11, 12mm Diameters & 150,200 & 300mm Lengths | Stryker Australia Pty Ltd |  | Changed Benefit
SK460 | 11 - Hip | Exeter Rim Fit Flanged X3 Cup | X3 Highly crosslinked Cup | 40 - 60 OD, 22 - 44 ID | Stryker Australia Pty Ltd |  | Changed Benefit
SK466 | 06 - Specialist Orthopaedic | VITOSS Foam - Compression Resistant Synthetic Cancellous Boane Void Filler | Highly porous bone graft material made from beta-tricalcium phosphate (β-TCP) and Type I bovine collagen. | 5cc Foam strip (25x50x4) | Stryker Australia Pty Ltd |  | Changed Benefit
SK467 | 06 - Specialist Orthopaedic | VITOSS Foam - Compression Resistant Synthetic Cancellous Bone Void Filler | Highly porous bone graft material made from beta-tricalcium phosphate (β-TCP) and Type I bovine collagen. | 10cc Foam strip (25x100x4) | Stryker Australia Pty Ltd |  | Changed Benefit
SK468 | 06 - Specialist Orthopaedic | VITOSS Foam - Compression Resistant Synthetic Cancellous Bone Void Filler | Highly porous bone graft material made from beta-tricalcium phosphate (β-TCP) and Type I bovine collagen. | 10cc Foam strip (25x50x8) | Stryker Australia Pty Ltd |  | Changed Benefit
SK470 | 06 - Specialist Orthopaedic | VITOSS Foam - Compression Resistant Synthetic Cancellous Bone Void Filler | Highly porous bone graft material made from beta-tricalcium phosphate (β-TCP) and Type I bovine collagen. | Small Cup 52mm Diameter | Stryker Australia Pty Ltd |  | Changed Benefit
SK471 | 06 - Specialist Orthopaedic | VITOSS Foam - Compression Resistant Synthetic Cancellous Bone Void Filler | Highly porous bone graft material made from beta-tricalcium phosphate (β-TCP) and Type I bovine collagen. | Large Cup 56mm Diameter | Stryker Australia Pty Ltd |  | Changed Benefit
SK476 | 06 - Specialist Orthopaedic | VITOSS Foam - Compression Resistant Synthetic Cancellous Bone Void Filler. | Highly porous bone graft material made from beta-tricalcium phosphate (β-TCP) and Type I bovine collagen | 1.2cc Foam Pack | Stryker Australia Pty Ltd |  | Changed Benefit
SK477 | 06 - Specialist Orthopaedic | VITOSS Foam - Compression Resistant Synthetic Cancellous Bone Void Filler. | Highly porous bone graft material made from beta-tricalcium phosphate (β-TCP) and Type I bovine collagen | 2.5cc Foam Pack | Stryker Australia Pty Ltd |  | Changed Benefit
SK478 | 06 - Specialist Orthopaedic | VITOSS Foam - Compression Resistant Synthetic Cancellous Bone Void Filler. | Highly porous bone graft material made from beta-tricalcium phosphate (β-TCP) and Type I bovine collagen. | 5cc Foam Pack | Stryker Australia Pty Ltd |  | Changed Benefit
SK479 | 06 - Specialist Orthopaedic | VITOSS Foam - Compression Resistant Synthetic Cancellous Bone Void Filler. | Highly porous bone graft material made from beta-tricalcium phosphate (β-TCP) and Type I bovine collagen | 10cc Foam Pack | Stryker Australia Pty Ltd |  | Changed Benefit
MU031 | 12 - Knee | Evolis Knee System Patella Component | All poly patella, cemented, UHMWPE | 20, 24,28, 30, 33, 36, 39mm diam | Medacta Australia Pty Ltd |  | Changed Benefit
MU032 | 12 - Knee | Evolis Knee System Tibial Insert | Tibial Insert, UHMWPE, fixed, posterior stabilised | 1 - 6, 9/11/13/16/19mm thickness | Medacta Australia Pty Ltd |  | Changed Benefit
MU035 | 12 - Knee | Evolis Knee System Tibial Stem | Tibial stems, titanium, cemented | 30/60mm length (12mm diameter) | Medacta Australia Pty Ltd |  | Changed Benefit
MU059 | 12 - Knee | GMK Posterior Stabilised fixed tibial insert | Posterior Stabilised fixed polyethylene insert | size 1 to 6, 10/12/14/17/20mm thickness | Medacta Australia Pty Ltd |  | Changed Benefit
OF054 | 13 - Spinal | Lonestar Cervical Stand Alone System Cage | The Lonestar Cervical Stand Alone device is a stand-alone cervical cage system consisting of cages, screws and a anti-backout cover plate. The Lonestar is manufactured from PEEK and Titanium with Titanium Bone Screws. | 15mm W x 13mm L. Parallel & & degree lordotic. 6-14mm H in 1mm increments 15mm W x 15mm L. Parallel & & degree lordotic. 6-14mm H in 1mm increments 17mm W x 13mm L. Parallel & & degree lordotic. 6-14mm H in 1mm increments 17mm W x 15mm L. Parallel & & degree lordotic. 6-14mm H in 1mm increments | Orthofix Australia Pty Limited |  | Changed Benefit
OF055 | 13 - Spinal | Lonestar Cervical Stand Alone System Bone Screw | Titanium Bone screw allowing intradiscal fixation to the vertebral body. | 3.6mm x 10/12/14/16/18mm Self drilling & self tapping 4.0mm x 10/12/14/16/18mm Rescue self drilling & Rescue self tapping | Orthofix Australia Pty Limited |  | Changed Benefit
OF058 | 13 - Spinal | FORZA PTC | PEEK/Titanium spacer with porous titanium endplates | 9mm X 23mm, Height 7mm-14mm | Orthofix Australia Pty Limited |  | Changed Benefit
SX091 | 13 - Spinal | Bridgepoint Spinous Process Fixation System | Spinous process fixation system with intergrated set screws | Small 35-40mm, Medium 40-45mm, Large 45-50mm | Scientx Australia |  | Changed Benefit
SX092 | 13 - Spinal | Arsenal bridge | Variable bridge | Length: 24-32mm; 32-37mm; 35-42mm; 40-51mm; 47-66mm; 64-101mm | Scientx Australia |  | Changed Benefit
SX093 | 13 - Spinal | Arsenal rod connector | In-line rod connector | Diameter: 5.5mm, 6mm, 6.3mm, 6.35mm Length: 15mm, 30mm, 40mm, 45mm, 60mm, 75mm, 80mm, 90mm, 100mm, 105mm, 120mm | Scientx Australia |  | Changed Benefit
SX094 | 13 - Spinal | Arsenal offset connector | Open offset connector | Length: 15mm, 30mm, 45mm, 60mm, 75mm, 90mm, 105mm | Scientx Australia |  | Changed Benefit
SX096 | 13 - Spinal | Arsenal rods | Straight rods, pre-contoured rods | Straight rods: Diameter: 5.5mm Length: 30mm - 130mm (5mm increments); 200mm - 600mm (100mm increments) Pre-Contoured rods: Diameter: 5.5mm Length: 30mm - 100mm (5mm increments); 110mm - 130mm (10mm increments) | Scientx Australia |  | Changed Benefit
SX103 | 13 - Spinal | Arsenal Deformity Spinal Fixation System - Arsenal rod | Straight rods | 5.5mm diameter; 30mm - 600mm length | Scientx Australia |  | Changed Benefit
SX105 | 13 - Spinal | Arsenal Deformity Spinal Fixation System - Arsenal variable bridge | Variable bridges | 26 - 32mm, 32 - 37mm, 35 - 42mm, 40 - 51mm, 47 - 66mm, 64 - 101mm | Scientx Australia |  | Changed Benefit
SX106 | 13 - Spinal | Arsenal Deformity Spinal Fixation System - Arsenal offset connector | Angled connectors, closed offset connectors, rod connectors | Angled connectors: 25º, 30º, 35º, 40º, 45º, 50º Offset connectors: 5.5mm diameter; 15mm - 105mm length Rod connectors: 5.5mm diameter; 5.5mm or 6.35mm length | Scientx Australia |  | Changed Benefit
MU149 | 13 - Spinal | M.U.S.T. Connectors | Domino & In-line Connectors | 5.5 mm and 6.35 mm | Medacta Australia Pty Ltd |  | Changed Benefit
MU152 | 12 - Knee | 3D Metal Tibial Cone | Tibial Cone | Centred cones, sizes from XS to L, Height 20-25 mm Eccentric cones, sizes from S to L, Height 20-25 mm | Medacta Australia Pty Ltd |  | Changed Benefit
MU155 | 13 - Spinal | MUST MINI Rod | Rod | Diameter 3.5 Lenght 80 - 350 mm | Medacta Australia Pty Ltd |  | Changed Benefit
MU156 | 13 - Spinal | MUST MINI Transition Rod | Transition Rod | Diameter 3.5 / 5.5 & 3.5 / 4.0 Lenght 120 ÷ 600 mm | Medacta Australia Pty Ltd |  | Changed Benefit
OH506 | 13 - Spinal | PACH plate, screw | Titanium coated anterior interbody fusion device for the lumbar spine | 26-50mm | Orthotech Pty Ltd |  | Changed Benefit
OH517 | 06 - Specialist Orthopaedic | KLS Martin Hand fracture system, standard screw | Bone screw | 1.2 – 2.0mm | Orthotech Pty Ltd |  | Changed Benefit
OH527 | 06 - Specialist Orthopaedic | Dynafit System Staples | Nitinol Memory Staples | 8mm - 25mm | Orthotech Pty Ltd |  | Changed Benefit
OH528 | 06 - Specialist Orthopaedic | Dynafit System Staples | Foot Staples | 8-10mm | Orthotech Pty Ltd |  | Changed Benefit
MU143 | 11 - Hip | APRICOT full PE HC Cemented Cup | Flat Edge full High-Cross PE cemented Cup | 022, 028, 032, 036 | Medacta Australia Pty Ltd |  | Changed Benefit
OH535 | 13 - Spinal | Pach Plate C - Plate | Cervical Plate | 30 - 50mm | Orthotech Pty Ltd |  | Changed Benefit
OH549 | 12 - Knee | Trekking Knee System, Tibial Insert - PS | Tibial Insert - PS | Size: T1 - T5 Thickness: +0 - +13 | Orthotech Pty Ltd |  | Changed Benefit
WC334 | 03 - General Miscellaneous | Entuit Thrive Balloon Retention Gastrostomy Feeding Tube | The gastrostomy feeding tube is a sterile device consisting of a silicone balloon, bi-lumen shaft, three-port funnel and bolster. | 12-24 Fr | WILLIAM A COOK AUSTRALIA PTY LTD |  | Changed Benefit
WR001 | 06 - Specialist Orthopaedic | BioArch Subtalar Arthroereisis Implant | Conical, tapered, titanium implant with blunt thread design. | 8, 9, 10, 11, 12mm | Wright Medical Australia |  | Changed Benefit
WR002 | 06 - Specialist Orthopaedic | ProDense / Osteoset XR | Composite Injectable Bone Void Filler | 2cc-5cc | Wright Medical Australia |  | Changed Benefit
WR004 | 06 - Specialist Orthopaedic | ProDense/Osteoset XR | Composite Injectable Bone Void Filler | 20cc | Wright Medical Australia |  | Changed Benefit
SR020 | 12 - Knee | S7000 Tibial Insert | Posterior stabilised tibial insert, UHMWPE, (N2VAC), used for series 7000 revisions | 3, 5, 7, 9, 11, 13 in 8, 10, 12, 15, 18, 21,24mm | Stryker Australia Pty Ltd |  | Changed Benefit
SR023 | 11 - Hip | Stryker Revision Femoral Head, Biolox Forte Alumina | With pre assembled titanium sleeve | 28, 32mm | Stryker Australia Pty Ltd |  | Changed Benefit
SR024 | 12 - Knee | Triathlon Knee System Femoral Component | Posterior stabilised, uncemented, beaded with PA (Hydroxyapatite), CoCr | Size 1 - 8 | Stryker Australia Pty Ltd |  | Changed Benefit
SR030 | 12 - Knee | Triathlon Knee System Tibial Baseplate | Mobile bearing, tibial baseplate, cemented, CoCr | 1 to 8 | Stryker Australia Pty Ltd |  | Changed Benefit
SR032 | 12 - Knee | Triathlon Knee System Tibial Insert | Posterior stabilised mobile bearing insert, UHMWPE (N2VAC) | 1 to 8, 9mm to 22mm | Stryker Australia Pty Ltd |  | Changed Benefit
SR035 | 12 - Knee | Triathlon Knee System TS stem | Tibial stem, Titanium, cemented | 9x50mm, 9x100mm, 9x150mm, 12x50mm, 12x100mm, 12x150mm, 15x50mm, 15x100mm, 15x150mm | Stryker Australia Pty Ltd |  | Changed Benefit
SR037 | 12 - Knee | Triathlon Knee System Femoral Distal Fixation Peg | Modular Femoral Distal Fixation Peg CoCr | one size | Stryker Australia Pty Ltd |  | Changed Benefit
SY417 | 06 - Specialist Orthopaedic | Titanium Wire, Barb and Needle | Titanium wire surture and needle with titanium alloy barb fixation | One size only | Johnson & Johnson Medical Pty Ltd |  | Changed Benefit
SY420 | 06 - Specialist Orthopaedic | MAXFRAME Distraction Osteogenesis External Fixation System | Wire Post MRI Safe | Short, Tall, Long and 1 to 5 holes | Johnson & Johnson Medical Pty Ltd |  | Changed Benefit
VK021 | 06 - Specialist Orthopaedic | CPS Bioabsorbable Fixation System | OTPS fixation system: PLGA/TMC copolymer | Pin 1.5 & 2 mm dia x 20-50 mm long | Akva Surgical Pty Ltd |  | Changed Benefit
VK022 | 07 - Plastic and Reconstructive | CPS Bioabsorbable Fixation System | OTPS fixation system: PLGA/TMC copolymer | Plates 6 & 8 hole | Akva Surgical Pty Ltd |  | Changed Benefit
ZI117 | 12 - Knee | NexGen Femoral Component | Femoral Component, posterior stabilised, PMMA coating, cemented, CoCr | A - H (L&R) | Zimmer Biomet Pty Ltd |  | Changed Benefit
ZI122 | 12 - Knee | NexGen Tibial Baseplate | Pegged Tibial Baseplate, cemented, for fixed insert, titanium, PMMA coated | 1 - 10 | Zimmer Biomet Pty Ltd |  | Changed Benefit
ZI127 | 12 - Knee | NexGen Knee Tibial Baseplate | Baseplate All Poly, cemented, UHMWPE | 1 - 10 | Zimmer Biomet Pty Ltd |  | Changed Benefit
ZI137 | 12 - Knee | NexGen LCCK Tibial Insert | Tibial Insert, totally constrained, UHMWPE, fixed, with post | 10 - 35mm | Zimmer Biomet Pty Ltd |  | Changed Benefit
ZI146 | 12 - Knee | NexGen Femoral and Tibial Stems | Femoral and Tibial Stems, straight and offset, cemented | Length - 35 - 155mm, Diameters - 10 - 24 mm | Zimmer Biomet Pty Ltd |  | Changed Benefit
ZI147 | 12 - Knee | NexGen Patella Component | Metal backed, trabecular metal (Tantalum), patella component, with moulded UHMWPE, uncemented | 26 - 41 | Zimmer Biomet Pty Ltd |  | Changed Benefit
ZI148 | 12 - Knee | NexGen/Persona Patella | All poly, cemented, patella, UHMWPE | 26 - 41 | Zimmer Biomet Pty Ltd |  | Changed Benefit
ZI167 | 06 - Specialist Orthopaedic | Zimmer Internal Fixation Systems: Cable System | Cable-Ready 6 Hole Plate - Stainless Steel | 187mm long | Zimmer Biomet Pty Ltd |  | Changed Benefit
ZI168 | 06 - Specialist Orthopaedic | Zimmer Internal Fixation Systems: Cable System | Cable-Ready 8 Hole Plate - Stainless Steel | 246mm long | Zimmer Biomet Pty Ltd |  | Changed Benefit
ZI169 | 06 - Specialist Orthopaedic | Zimmer Internal Fixation Systems: Cable System | Cable-Ready 10 Hole Plate - Stainless Steel | 305mm long | Zimmer Biomet Pty Ltd |  | Changed Benefit
SN930 | 06 - Specialist Orthopaedic | Peri-Loc | 2.7mm LK Reconstruction Plates | ≤6 holes | Smith & Nephew Pty Ltd |  | Changed Benefit
SN933 | 06 - Specialist Orthopaedic | TC-100 | 2.0mm Straight Plates | ≥16 holes | Smith & Nephew Pty Ltd |  | Changed Benefit
SN935 | 06 - Specialist Orthopaedic | TC-100 | 1.5mm Mini Plates | ≥16 holes | Smith & Nephew Pty Ltd |  | Changed Benefit
SN942 | 06 - Specialist Orthopaedic | Peri-Loc | 4.5 Straight Non Locking Plates | ≤6 holes | Smith & Nephew Pty Ltd |  | Changed Benefit
SN943 | 06 - Specialist Orthopaedic | Peri-Loc | 4.5 Straight Non Locking Plates | ≥7 to ≤15 holes | Smith & Nephew Pty Ltd |  | Changed Benefit
SN959 | 06 - Specialist Orthopaedic | Smith & Nephew External Fixation (Llizarov, Taylor Spatial Frame, Jet-X, Compass) | Coupling device, 3 dimensional | Standard | Smith & Nephew Pty Ltd |  | Changed Benefit
SV069 | 13 - Spinal | STERISPINE™ PS Sterile Connecting Rod | Sterile rod available in straight and prebent versions. | Pre bent rods-5.5mm Lengths (mm): 30-100 Straight Rods-5.5mm Lengths (mm): 100-380 | Signature Spine and Joint Pty Ltd |  | Changed Benefit
OF060 | 13 - Spinal | Centurion Occipital Bone Screws and Rescue Screws | Occipital Bone screws with non-anodized heads | 6mm – 14mm in 2mm increments | Orthofix Australia Pty Limited |  | Changed Benefit
OF062 | 13 - Spinal | Centurion Rods | Titanium or Cobalt Chrome Rods and Transition Rods | 3.5mm diameter and 70mm, 120mm, and 200mm in length (Rods) 3.5mm – 5.5mm and 200/200mm, 200/300mm and 300/300mm in length (Transition Rods) | Orthofix Australia Pty Limited |  | Changed Benefit
OF063 | 13 - Spinal | Centurion Occipital Rods | Titanium or Cobalt Chrome Occipital Rod | 3.5mm, 110°, 120°, 135° | Orthofix Australia Pty Limited |  | Changed Benefit
OF065 | 13 - Spinal | Centurion Cross Connectors | Adjustable Cross Connector | 20mm – 50mm in 5mm increments | Orthofix Australia Pty Limited |  | Changed Benefit
OF066 | 13 - Spinal | Centurion Rod Connectors | Parallel Rod Connector, Axial Rod Connector and Lateral Offset Adaptor | 3.5mm by 5.5mm and 10mm offset (Lateral Adaptor) | Orthofix Australia Pty Limited |  | Changed Benefit
OF067 | 13 - Spinal | Centurion Occipital Plate | Occipital Plate | 20-30mm Rod Spacing 30- 40mm Rod Spacing 40-50mm Rod Spacing | Orthofix Australia Pty Limited |  | Changed Benefit
OF069 | 13 - Spinal | SKYHAWK Lateral Plate | Low profile Lateral Plate | 6mm, 8mm, 10mm, 12mm, 14mm | Orthofix Australia Pty Limited |  | Changed Benefit
OF070 | 13 - Spinal | SKYHAWK Bone Screws | Primary and Rescue Screws | Primary Screw: 5.5 mm diameter, 30mm- 60mm length (in 5mm increments) Rescue Screw: 6.5 mm diameter, 30mm - 60mm length (in 5mm increments) | Orthofix Australia Pty Limited |  | Changed Benefit
PF006 | 11 - Hip | ESOP HA | Femoral Head Alumina Ceramic | 28 and 32mm Diameter | Perios Pty Ltd |  | Changed Benefit
PF009 | 11 - Hip | Atlas Acetabular Cup System | liner - ceramic and poly 'Titanium & HA | Atlas Alumina Insert Dia 28mmort | Perios Pty Ltd |  | Changed Benefit
PF015 | 06 - Specialist Orthopaedic | TLS - Tendon Anchoring System - Titanium | Titanium screw for suspensory fixation of tendon | 10 x 20mm, 10 x 25mm, 12 x 20mm | Perios Pty Ltd |  | Changed Benefit
PF016 | 06 - Specialist Orthopaedic | TLS - Tendon Anchoring Screw - PEEK | PEEK screw for suspensory fixation of tendon | 10 x 20mm 10 x 25mm | Perios Pty Ltd |  | Changed Benefit
PF019 | 06 - Specialist Orthopaedic | Tylos | Ankle arthrodesis nail for Tibial Talo Calcaneal fusion | 10 - 12mm diameter | Perios Pty Ltd |  | Changed Benefit
PF020 | 06 - Specialist Orthopaedic | Tylos Screw | Cortical Screw for Tibio Talo Calcaneal fusion | 5mm x 25mm, 30mm, 35mm, 40mm, 45mm, 50mm, 55mm | Perios Pty Ltd |  | Changed Benefit
PF021 | 06 - Specialist Orthopaedic | Tylos | Tylos trans-calcaneal reconstruction pin | 0-35, 0-45, 0-55, 10-35, 10-45, 10-55, 20-35, 20-45, 20-55, 30-35, 30-45, 30-55, 40-35, 40-45, 40-55 | Perios Pty Ltd |  | Changed Benefit
PF022 | 06 - Specialist Orthopaedic | Calcanail | Subtalar fusion and fracture nail | 10-12mm Diameter, 45-85mm length | Perios Pty Ltd |  | Changed Benefit
OH551 | 12 - Knee | Trekking Knee System - Femoral Component PS | Femoral Component PS | Shape: Left and Right Width (mm): Depth 53-73 Width (mm): 59-79 Size: T1L - T5L Size: T1R - T5R | Orthotech Pty Ltd |  | Changed Benefit
OH558 | 06 - Specialist Orthopaedic | Foot and Ankle Plates Fibula 7-15 Hole | Fibula Plate 7 - 15 Hole | 7 - 15 Hole | Orthotech Pty Ltd |  | Changed Benefit
PV001 | 03 - General Miscellaneous | Haemorrhage Occluder Pin with applicator | Designed to control severe presacral bleeding during pelvic surgery. | Two sizes: 10mm and 14mm | PROFILE MEDICAL DEVICES PTY LTD |  | Changed Benefit
PY001 | 05 - Urogenital | Optimed Ureteral Stents | Soft-Polyurethane. Ureteral. Paediatric Ureteral. Renal Transplantation. Urinary Diversion. | Ureteral - Diameter: 4.5Fr-8Fr Length: 22cm-36cm Paediatric Ureteral - Diameter: 3Fr-4Fr Length: 10cm-16cm Renal Transplantation - Diameter: 6Fr-8Fr Length:8cm-18cm Urinary Diversion - Diameter: 4.5Fr-9Fr Length: 70cm | Pyramed Pty Limited |  | Changed Benefit
PY016 | 10 - Vascular | Optimed Iliac Sinus Stent - extra long | Sinus-wave nitinol stent - extra long | Diameter: 3mm to 8 mm Length: 150mm to 200mm | Pyramed Pty Limited |  | Changed Benefit
PY029 | 10 - Vascular | Sinus-XL Stent ≥25mm Ø | Self-expanding Nitinol stent | Diameter: 25mm to 36mm Length: 30 to 100mm | Pyramed Pty Limited |  | Changed Benefit
WR017 | 06 - Specialist Orthopaedic | Osteoset Bone Void Filler | Calcium Sulphate | 3mm Syringe 1.25cc | Wright Medical Australia |  | Changed Benefit
WR019 | 06 - Specialist Orthopaedic | Osteoset MIIG X3 | Injectable Calcium Sulphate Bone Void Filler, Includes Syringe | 5cc | Wright Medical Australia |  | Changed Benefit
WR020 | 06 - Specialist Orthopaedic | Osteoset MIIG X3 | Injectable Calcium Sulphate Bone Void Filler, Includes Syringe | 15cc | Wright Medical Australia |  | Changed Benefit
WR023 | 06 - Specialist Orthopaedic | WMT Orthopaedic Implants Radial/Ulna Head | Radial head implant HP silastic | 1, 1.5, 2, 2.5, 3 | Wright Medical Australia |  | Changed Benefit
WR024 | 06 - Specialist Orthopaedic | WMT Orthopaedic Implants Radial/Ulna Head | Radial head titanium | 1, 1.5, 2, 2.5, 3 | Wright Medical Australia |  | Changed Benefit
WR025 | 06 - Specialist Orthopaedic | Evolve Modular Radial Head | Cobalt chromium alloy head | Head 18-28mm Std, +2 and +4mm | Wright Medical Australia |  | Changed Benefit
ZI742 | 06 - Specialist Orthopaedic | Zimmer ECT Screws | 1.5mm Cortical Screws | 6 - 18mm | Zimmer Biomet Pty Ltd |  | Changed Benefit
ZI743 | 06 - Specialist Orthopaedic | NCB Polyaxial Locking Plate System | NCB Variable Angle Locking Plate - Humerus - Ti Alloy | 80 - 93mm | Zimmer Biomet Pty Ltd |  | Changed Benefit
ZI744 | 06 - Specialist Orthopaedic | NCB Polyaxial Locking Plate System | NCB Variable Angle Locking Plate - Humerus - Ti Alloy | 7 - 12 Holes | Zimmer Biomet Pty Ltd |  | Changed Benefit
ZI745 | 06 - Specialist Orthopaedic | NCB Polyaxial Locking Plate System | NCB Variable Angle Locking Plate - Humerus - Ti Alloy | 17 Holes | Zimmer Biomet Pty Ltd |  | Changed Benefit
ZI749 | 06 - Specialist Orthopaedic | NCB Polyaxial Locking Plate System | NCB Variable Angle Locking Plate - Femur - Ti Alloy | 9 holes - 13 holes Left & Right | Zimmer Biomet Pty Ltd |  | Changed Benefit
ZI752 | 06 - Specialist Orthopaedic | ZPS-Zimmer Plate & Screw System | 3.5mm and 4.5mm pelvic plates | 6 holes or less | Zimmer Biomet Pty Ltd |  | Changed Benefit
SY442 | 13 - Spinal | Synapse | Parallel Connector | 3.5/3.5-6.0mm | Johnson & Johnson Medical Pty Ltd |  | Changed Benefit
SY444 | 13 - Spinal | CerviFix Posterior Cervical System | Rod: Straight or pre bent | 3.5mm diameter, 120-250mm length | Johnson & Johnson Medical Pty Ltd |  | Changed Benefit
SY445 | 13 - Spinal | CerviFix Posterior Cervical System | Occipital Plate Rod | one size | Johnson & Johnson Medical Pty Ltd |  | Changed Benefit
SY446 | 13 - Spinal | CerviFix Posterior Cervical System | Rod: Tapered | 3.5/5.0 - 3.5/6.0 dual diameter, 300 -500mm | Johnson & Johnson Medical Pty Ltd |  | Changed Benefit
SY452 | 06 - Specialist Orthopaedic | chronOS ß-TCP | Porous ß-Tricalcium Phosphate Bone Graft Substitute & Resorbable Polymer - Strip | 100 mm x25 mm x 6mm | Johnson & Johnson Medical Pty Ltd |  | Changed Benefit
TU020 | 10 - Vascular | Gelsoft Plus Graft | Straight, Polyester, Knitted | 6 - 24mm x 12.5 - 30cm | Terumo Australia |  | Changed Benefit
TU021 | 10 - Vascular | Gelsoft Plus Graft | Straight, Polyester, Knitted | 6-24mm x 50-60cm | Terumo Australia |  | Changed Benefit
TU023 | 10 - Vascular | Gelweave Graft | Straight, Polyester, Woven | 6-38mm x 50-60cm | Terumo Australia |  | Changed Benefit
TU025 | 10 - Vascular | SEALPTFE Graft | Thin Wall, Straight, Sealed, PTFE | 5 to 10mm x 30 to 40cm | Terumo Australia |  | Changed Benefit
TU026 | 10 - Vascular | SEALPTFE Graft | Thin Wall, Straight, Sealed, PTFE | 5 to 10mm x 50 to 80cm | Terumo Australia |  | Changed Benefit
TU028 | 10 - Vascular | SEALPTFE Graft | Standard Wall, Straight, Sealed, PTFE | 5 to 10mm x 50 to 80cm | Terumo Australia |  | Changed Benefit
TU030 | 10 - Vascular | SEALPTFE Graft | Standard Wall, Straight, Sealed, Externally Reinforcement, PTFE | 5 to 10mm x 50 to 80cm | Terumo Australia |  | Changed Benefit
TU037 | 09 - Cardiothoracic | Gelweave Graft | Multi Branched, for Aortic Arch reconstruction, Polyester, Woven, gelatin sealed | 10 - 34 mm x 10 - 60 cm | Terumo Australia |  | Changed Benefit
TU042 | 10 - Vascular | Fluoropassiv Patch | Thin wall, Fluoropolymer/polyester, Koper Knitted | 6-15mm x 5-7.5cm | Terumo Australia |  | Changed Benefit
TU043 | 10 - Vascular | Fluoropassiv Patch | Thin wall, Fluoropolymer/polyester, Koper Knitted | 10-15mm x 7.5-10cm | Terumo Australia |  | Changed Benefit
TU045 | 10 - Vascular | Gelsoft Plus Graft | Polyester, Externally Reinforced, Knitted | 6 to 10cm x 75 to 100cm | Terumo Australia |  | Changed Benefit
TU046 | 10 - Vascular | SEALPTFE Graft | Thin Wall, Straight, Sealed, Externally Reinforced, PTFE | 5 to 10mm x 50 to 80cm | Terumo Australia |  | Changed Benefit
TU047 | 10 - Vascular | Gelweave Graft | Straight Polyester Woven | 6-38mm x 25-40cm | Terumo Australia |  | Changed Benefit
TU050 | 10 - Vascular | SEALPTFE Graft | Standard Wall, Straight, Sealed, PTFE | 5 to 10cm x 20 to 40cm | Terumo Australia |  | Changed Benefit
ZZ028 | 10 - Vascular | Endologix AFX Endovascular AAA Stent Graft System-Aortic extensions | Endologix AFX Endovascular AAA Stent Graft System-Aortic extensions | Diameter (22-34 mm) x covered length (55-100 mm) | AA-Med Pty Ltd |  | Changed Benefit
ZZ032 | 10 - Vascular | VELA Proximal Endograft System | Proximal Endograft System for Abdominal Aortic Aneurysm | Proximal Diameter: 22mm-34mm Distal Diameter: 22mm-34mm Length: 55mm-120mm | AA-Med Pty Ltd |  | Changed Benefit
ZZ037 | 13 - Spinal | Valeo II and Gen 1 PL/OL - paired | PLIF lumbar interbody fusion device - paired | Footprint: 9 x 21mm and 9 x 25mm Height: 7-18mm Lordosis: 0 -6 degrees | AA-Med Pty Ltd |  | Changed Benefit
ZZ045 | 07 - Plastic and Reconstructive | OrthoTin TMJ Ramus Component | TiN coated titanium mandibular ramus | The device is custom made so the size will vary | AA-Med Pty Ltd |  | Changed Benefit
SV071 | 13 - Spinal | STERISPINE™ Lumbar Cage- Paired | Curved and Straight Fusion Cage- Oblique/TLIF/PLIF PEEK (straight/curved/bullet nosed)- Paired | 7 – 14mm in height, 10 – 12mm in width, 22 and 28mm in length | Signature Spine and Joint Pty Ltd |  | Changed Benefit
SV074 | 06 - Specialist Orthopaedic | Parcus SLiK Knotless Suture Anchor | Knotless PEEK or PEEK CF screw in anchor | Diameter: 4.75mm; 5.5mm; 6.25mm | Signature Spine and Joint Pty Ltd |  | Changed Benefit
SX003 | 13 - Spinal | Isobar TTL | Rod | L: 45-450mm | Scientx Australia |  | Changed Benefit
SX005 | 13 - Spinal | Isobar TTL | Clamp | Snap-on, Short, Long and Monobloc | Scientx Australia |  | Changed Benefit
SX008 | 13 - Spinal | Antelys | Plate | H: 19-23mm | Scientx Australia |  | Changed Benefit
SX011 | 13 - Spinal | Stella | Anterior cervical plate - titanium | L: 21-121mm | Scientx Australia |  | Changed Benefit
SX012 | 13 - Spinal | Stella | Screw | D: 4-4.5mm, L: 12-20mm | Scientx Australia |  | Changed Benefit
SX013 | 13 - Spinal | CC-CO Cages | PEEK Polymer | L: 23.5mm, W: 10-13.5mm, H: 8-14mm | Scientx Australia |  | Changed Benefit
SX016 | 13 - Spinal | Easys | Straddler - titanium alloy | one size | Scientx Australia |  | Changed Benefit
SY834 | 07 - Plastic and Reconstructive | OBL PorousiTi® Patient Specific Implant - Cranium | Patient specific implant for the cranium constructed of PourousTi® | The implant is custom made so the size is variable | Johnson & Johnson Medical Pty Ltd |  | Changed Benefit
SY837 | 06 - Specialist Orthopaedic | Nitinol Implant System | Bone staples | Bridge size 9-30 | Johnson & Johnson Medical Pty Ltd |  | Changed Benefit
PJ022 | 06 - Specialist Orthopaedic | Lateral closing wedge Tibial | Shifting the mechanical axis from the lateral to the medial compartment in patients with lateral Osteoarthritis in combination with Valgus deformity | 61mm-24mm | PurePlay Orthopaedics |  | Changed Benefit
PJ023 | 06 - Specialist Orthopaedic | Femoral Closing Wedge Osteotomy | Symmetric plate, with locking screw technology for femoral distal closing wedge Osteotomy. | 87.5mm x 27.5mm | PurePlay Orthopaedics |  | Changed Benefit
SF078 | 06 - Specialist Orthopaedic | Christmas Anchor | Titanium Anchor with sutures, with or without needles. | 4.5mm, 5.5mm and 6.5mm | Signature Orthopaedics |  | Changed Benefit
SF089 | 06 - Specialist Orthopaedic | Speyside Memory Staple | Speyside Memory Staple - Medium | Width 11-20 mm | Signature Orthopaedics |  | Changed Benefit
SF090 | 06 - Specialist Orthopaedic | R2 Subtalar Implant | R2 Subtalar Implant | Size 7/13mm to 12/18mm | Signature Orthopaedics |  | Changed Benefit
SF102 | 13 - Spinal | Revolve Spacer | Spinal Spacer | 9-17mm high, 21-27mm length, 12-22 degrees | Signature Orthopaedics |  | Changed Benefit
WC279 | 10 - Vascular | Turbo-Ject Peripherally Inserted Central Catheter Set ( Single Lumen) | 3/4/5/6 Fr Single Lumen Polyurethane PICC with Micropuncture Peel-Away Sheath Introducer and Echogenic needle | 3, 4, 5, 6 French, 40 and 60 cm catheter length, single lumen catheter | WILLIAM A COOK AUSTRALIA PTY LTD |  | Changed Benefit
WC280 | 10 - Vascular | Turbo-Ject Peripherally Inserted Central Catheter Set (Double Lumen) | 4/5 Fr Double Lumen Polyurethane PICC with Micropuncture Peel-Away Sheath Introducer and Echogenic needle | 4 and 5 French, 60 cm Catheter length, double lumen catheter | WILLIAM A COOK AUSTRALIA PTY LTD |  | Changed Benefit
ZI553 | 11 - Hip | M/L Taper Kinectiv Neck | Neck component for M/L taper stem | size K, S, A, E, P, X, B, G, R, C, J, D, K1, S1, AA, E1, P1, X1, K2, E2, BB, G1, R1 ,S2, P2, G2, CC, J1, X2, R2, J2, DD | Zimmer Biomet Pty Ltd |  | Changed Benefit
ZI564 | 06 - Specialist Orthopaedic | Anatomical Shoulder | Anatomical Inverse/Reverse Glenoid Head | 36mm; 40mm | Zimmer Biomet Pty Ltd |  | Changed Benefit
PY037 | 10 - Vascular | Sinus-Venous and Sinus-Obliquus Stents | Sinus-Venous and Sinus-Obliquus Stents used for treating venous insufficiency, occlusion and stenosis | Diameter: 10, 12, 14, 16, 18mm Length: 150mm | Pyramed Pty Limited |  | Changed Benefit
PY041 | 10 - Vascular | sinus-XL Flex Stent | Flexible Nitinol Stent with diameters up to 24mm | Diameter: 14mm to 24mm Length: >150mm | Pyramed Pty Limited |  | Changed Benefit
SI034 | 03 - General Miscellaneous | CADD-Solis VIP Ambulatory Infusion Pump | Ambulatory Infusion Pump | One size only | Smiths Medical Australasia Pty Ltd |  | Changed Benefit
SI045 | 03 - General Miscellaneous | CADD®- Solis Pain Management System | Ambulatory Infusion Pump, Battery Powered | 680g excluding accessories | Smiths Medical Australasia Pty Ltd |  | Changed Benefit
SI052 | 03 - General Miscellaneous | CADD Legacy | CADD Legacy One, CADD Legacy Plus, CADD Legacy PCA | Variants - Continuous, Continuous + Intermittent, PCA | Smiths Medical Australasia Pty Ltd |  | Changed Benefit
SJ036 | 09 - Cardiothoracic | St Jude Medical Coated Aortic Valved Graft | Coated Aortic Valved Graft | 21mm - 33mm | ABBOTT MEDICAL AUSTRALIA PTY LTD. |  | Changed Benefit
ZI755 | 06 - Specialist Orthopaedic | Zimmer Periarticular Plates | 3.5 & 4.5mm Periarticular Plates - Humerus | 2 - 6 holes Left & Right | Zimmer Biomet Pty Ltd |  | Changed Benefit
ZI756 | 06 - Specialist Orthopaedic | Zimmer Periarticular Plates | 3.5 & 4.5mm Periarticular Plates - Humerus | 7 - 15 holes Left & Right | Zimmer Biomet Pty Ltd |  | Changed Benefit
ZI762 | 06 - Specialist Orthopaedic | Zimmer Periarticular Plates | 3.5mm Periarticular Plates - Fibula | 2 - 6 holes Left & Right | Zimmer Biomet Pty Ltd |  | Changed Benefit
ZI763 | 06 - Specialist Orthopaedic | Zimmer Periarticular Plates | 3.5mm Periarticular Plates - Fibula | 7 - 15 holes Left & Right | Zimmer Biomet Pty Ltd |  | Changed Benefit
ZI764 | 06 - Specialist Orthopaedic | Zimmer Periarticular Plates | 3.5mm Periarticular Plates - Fibula | 16 - 18 holes | Zimmer Biomet Pty Ltd |  | Changed Benefit
SJ283 | 04 - Neurosurgical | Epiducer - Lead Delivery System | Lead Delivery System | 13cm, 19cm | ABBOTT MEDICAL AUSTRALIA PTY LTD. |  | Changed Benefit
SJ285 | 04 - Neurosurgical | Strain Relief | Strain Relief | One size only | ABBOTT MEDICAL AUSTRALIA PTY LTD. |  | Changed Benefit
SJ286 | 04 - Neurosurgical | Anchor (Swift Lock) | Swift Lock Anchor | One size only | ABBOTT MEDICAL AUSTRALIA PTY LTD. |  | Changed Benefit
SJ287 | 04 - Neurosurgical | Anchor (Cinch) | Cinch Anchor | One size only | ABBOTT MEDICAL AUSTRALIA PTY LTD. |  | Changed Benefit
SJ288 | 04 - Neurosurgical | Anchor (Butterfly) | Lead Anchor (Butterfly) | One size only | ABBOTT MEDICAL AUSTRALIA PTY LTD. |  | Changed Benefit
SJ289 | 04 - Neurosurgical | Anchor (long) | Lead Anchor (Long) | One size only | ABBOTT MEDICAL AUSTRALIA PTY LTD. |  | Changed Benefit
SJ290 | 04 - Neurosurgical | Port Plug | Port Plug | One size only | ABBOTT MEDICAL AUSTRALIA PTY LTD. |  | Changed Benefit
SJ302 | 04 - Neurosurgical | Epidural Needle | A tool used to introduce a lead percutaneously. | 14-15 Gauge, 4-6 inch | ABBOTT MEDICAL AUSTRALIA PTY LTD. |  | Changed Benefit
SJ304 | 04 - Neurosurgical | Introde-AK Lead Introducer | A flexible tool passed over a partially-implanted lead or guide wire in order to establish the appropriate pathway for a lead to follow in the epidural space despite obstructions. | 4" and 9" | ABBOTT MEDICAL AUSTRALIA PTY LTD. |  | Changed Benefit
SJ305 | 04 - Neurosurgical | Tunneling Tool | A tool used to creat a subcutaneous passage to pass the lead from the lead implant site to the IPG pocket site. | 12", 20" | ABBOTT MEDICAL AUSTRALIA PTY LTD. |  | Changed Benefit
SJ306 | 04 - Neurosurgical | Guide Wire for Percutaneous Leads | A tool used to establish and/or access the appropriate pathway in the epidural space before implanting the lead. | One size | ABBOTT MEDICAL AUSTRALIA PTY LTD. |  | Changed Benefit
SJ307 | 04 - Neurosurgical | Straight and Curved Stylet | A tool used to aid in positioning and repositioning the lead intra-operatively to ensure accurate placement. | 30cm - 90cm | ABBOTT MEDICAL AUSTRALIA PTY LTD. |  | Changed Benefit
SJ308 | 04 - Neurosurgical | Torque Wrench | A tool to set or release the IPG setscrew that connects an implanted lead to the IPG header. | One size | ABBOTT MEDICAL AUSTRALIA PTY LTD. |  | Changed Benefit
SJ311 | 08 - Cardiac | Ellipse VR CD1277-36Q | Single chamber cardioverter defibrillator with 36J delivered energy and ST segment monitoring and DF4 connector | 67g, 30cc | ABBOTT MEDICAL AUSTRALIA PTY LTD. |  | Changed Benefit
SJ315 | 04 - Neurosurgical | Standard Trial Cable Octrode and Quattrode | Connector which connects implanted lead to external stimulator | One size | ABBOTT MEDICAL AUSTRALIA PTY LTD. |  | Changed Benefit
SJ318 | 08 - Cardiac | Fortify Assura VR CD1359-40Q/CD1359-40QC | Single Chamber Cardioverter Defibrillator | 75g, 35cc | ABBOTT MEDICAL AUSTRALIA PTY LTD. |  | Changed Benefit
SM037 | 11 - Hip | Fracture Head Unipolar Femoral Head | Stainless Steel or CoCr | 38-60 S/M | Smith & Nephew Pty Ltd |  | Changed Benefit
SM046 | 06 - Specialist Orthopaedic | Toefit - Plus | Polyethylene | Polyethylene Distal Insert 11 - 15mm | Smith & Nephew Pty Ltd |  | Changed Benefit
MO408 | 06 - Specialist Orthopaedic | Acu-Sinch Repair System | This is a suture-and-anchor soft tissue repair system designed to complement the Acumed Clavicle Plating system by treating coracoclavicular ligament repair injuries associated with clavicle fractures and is used in conjuction midshaft or distal clavicle plate. All Acu-Sinch kits come in a sterile procedure pack. | Titanium Anchor: D=5.5mm, L=12mm Titanium Suture Retainer: L=5.3mm, W=4mm | Medical & Optical Instruments Australia Pty Ltd |  | Changed Benefit
MO418 | 06 - Specialist Orthopaedic | Motec Wrist Joint Prosthesis | Modular Radius Cups available with 15mm PEEK insert bearing and Cobalt Chromium Molybdenum coated with Ceramic Chromium Nitride 15mm & 18mm. Modular Metacarpal Heads available with 4 neck lengths | Modular Radius Cup PEEK 15mm Ceramitised 15mm & 17mm. Modular Metacarpal Head 15mm short, med, long & Extra long Neck - 18mm short medium & long Neck | Medical & Optical Instruments Australia Pty Ltd |  | Changed Benefit
MO422 | 06 - Specialist Orthopaedic | ACUMED Hexalobe 1.5mm Lag Screws | ACUMED Hexalobe 1.5mm Lag Screw | 1.5mm in diameter, 5mm to 20mm in length | Medical & Optical Instruments Australia Pty Ltd |  | Changed Benefit
MO427 | 06 - Specialist Orthopaedic | ACUMED ACU-LOC Wrist Spanning Plate | Wrist Spanning Plate | Plates available in 13 hole configerations. | Medical & Optical Instruments Australia Pty Ltd |  | Changed Benefit
MO438 | 06 - Specialist Orthopaedic | RibLoc U+ Chest Wall Plate | RibLoc U+ Chest Wall Plate | 4 Hole | Medical & Optical Instruments Australia Pty Ltd |  | Changed Benefit
TG006 | 11 - Hip | Securus Modular Revision Hip System | Modular Locking Bolt | One Size | Future Medical Pty Ltd |  | Changed Benefit
TG011 | 11 - Hip | JRI CSF Plus Cup ceramic Insert | CSF Plus Cup Liner, Delta Liner | 28mm, 32mm, 36mm | Future Medical Pty Ltd |  | Changed Benefit
TG012 | 11 - Hip | JRI CSF Cup Ceramic Insert | Ceramic Inserts, Alumina oxide, Biolox Forte | 28mm | Future Medical Pty Ltd |  | Changed Benefit
TG015 | 11 - Hip | JRI Total Hip System | Ceramic femoral head with sleeve | 28, 32, 36mm | Future Medical Pty Ltd |  | Changed Benefit
TG020 | 11 - Hip | JRI Ceramic femoral Head | Total Hip Replacement (THR) Ceramic Femoral Heads, Biolox Delta Ceramic, and Alumina Oxide | 12 / 14 Taper, Biolox Delta Ceramic head sizes 28mm, 32mm. Alumina Oxide head sizes 28mm | Future Medical Pty Ltd |  | Changed Benefit
TG024 | 11 - Hip | JRI Furlong Total Hip System | Uncemented Femoral Stem, titanium, grit blast, with HA, | 12 /14 Taper, and 5mm offset, short and standard spigot | Future Medical Pty Ltd |  | Changed Benefit
WC070 | 03 - General Miscellaneous | Gastrostomy Tube | PEG Balloon Replacement Tube - Single | 14, 18, 24fr | WILLIAM A COOK AUSTRALIA PTY LTD |  | Changed Benefit
WC098 | 03 - General Miscellaneous | Cook Jejunostomy Catheters | Composition - Catheter Radiopaque Stripe, includes Wireguide, Airplug, Fixation Device | 12fr, length 66cm | WILLIAM A COOK AUSTRALIA PTY LTD |  | Changed Benefit
WC099 | 03 - General Miscellaneous | Cook Jejunostomy Catheters | Composition - Catheter Radiopaque Stripe, includes Wireguide, Airplug, Fixation Device | 9fr, Length 60cm | WILLIAM A COOK AUSTRALIA PTY LTD |  | Changed Benefit
SF103 | 06 - Specialist Orthopaedic | Galileo Anchor | PEEK Anchor with sutures, with or without needles. | 4.0mm, 4.5mm diameters | Signature Orthopaedics |  | Changed Benefit
SF104 | 13 - Spinal | Alias Cage | PEEK Fusion Cage with Plasma coating or PEEK/HA | 5-9mm, 4, 8 and 12 degree, Flat and countoured options | Signature Orthopaedics |  | Changed Product description, Benefit
SF106 | 13 - Spinal | Freedom Axial Connector | Axial Connectors | 2 and 4 hole | Signature Orthopaedics |  | Changed Benefit
SF109 | 13 - Spinal | Freedom Domino Connector | Parallel Axial Connectors | 2 and 4 hole | Signature Orthopaedics |  | Changed Benefit
SF110 | 13 - Spinal | Freedom Offset Connector | Offset Connectors | 15, 20, 25, 30, 35mm | Signature Orthopaedics |  | Changed Benefit
SK534 | 06 - Specialist Orthopaedic | Stryker Plating System | Locking Compression Anatomical Shape | 16-22 hole | Stryker Australia Pty Ltd |  | Changed Benefit
SK537 | 06 - Specialist Orthopaedic | Stryker Plating System | Locking Reconstruction Plates | 5.0mm, 16-22 hole | Stryker Australia Pty Ltd |  | Changed Benefit
SK539 | 06 - Specialist Orthopaedic | Stryker Plating System | Locking Compression Anatomical Shape | 7-14 hole | Stryker Australia Pty Ltd |  | Changed Benefit
SK541 | 06 - Specialist Orthopaedic | Stryker Plating System | Locking Reconstruction Plates | 4.0mm, 7-14 hole | Stryker Australia Pty Ltd |  | Changed Benefit
SK543 | 06 - Specialist Orthopaedic | Stryker Plating System | Locking One Third Tubular Plates | 3.0mm, 7-14 hole | Stryker Australia Pty Ltd |  | Changed Benefit
SK544 | 06 - Specialist Orthopaedic | Stryker Plating System Basic Fragment Set | 4.5mm Reconstruction Plate | 7-15 hole | Stryker Australia Pty Ltd |  | Changed Benefit
ZI570 | 12 - Knee | Zimmer segmental system - distal femoral component | Distal femoral component | B & C, left and right | Zimmer Biomet Pty Ltd |  | Changed Benefit
ZI572 | 12 - Knee | Zimmer segmental system - smooth stem collar | Segmental smooth stem collar | 12-16mm & 17-19mm | Zimmer Biomet Pty Ltd |  | Changed Benefit
ZI579 | 06 - Specialist Orthopaedic | Anatomical shoulder | Anatomical cemented Humeral Stem | 7 x 100mm; 9 x 110mm; 12 x 110mm; 7 x 200mm; 9 x 210mm; 14 x 210mm | Zimmer Biomet Pty Ltd |  | Changed Benefit
MI142 | 06 - Specialist Orthopaedic | Mastergraft | Mastergraft Putty | >0cc-5cc | Medtronic Australasia Pty Ltd |  | Changed Benefit
MI143 | 06 - Specialist Orthopaedic | Mastergraft | Mastergraft Putty | >5cc-10cc | Medtronic Australasia Pty Ltd |  | Changed Benefit
MI148 | 06 - Specialist Orthopaedic | Atlas Cable System | Crimp | One size only | Medtronic Australasia Pty Ltd |  | Changed Benefit
MI151 | 02 - Ear, Nose & Throat | ALAR Nasal Valve Stent | Nasal valve stent for repair of nasal vestibular stenosis and nasal valve collapse. | 20mm long x 16mm wide | Medtronic Australasia Pty Ltd |  | Changed Benefit
MI152 | 13 - Spinal | ZEVO Anterior Cervical Plate System | Anterior Cervical Plate | 15mm - 55mm | Medtronic Australasia Pty Ltd |  | Changed Benefit
MI154 | 13 - Spinal | Divergence Anterior Cervical Fusion Standalone System | Divergence anterior cervical fusion Standalone interbody device | 5-10mm height | Medtronic Australasia Pty Ltd |  | Changed Benefit
SK633 | 06 - Specialist Orthopaedic | VariAx Wrist plates | Wrist plates | 7-15 holes | Stryker Australia Pty Ltd |  | Changed Benefit
SL005 | 12 - Knee | Genesis II Knee System Tibial Insert | Tibial Insert, UHMWPE, Posterior Stabalised with peg, Fixed | SZ 1-8; 9-25mm | Smith & Nephew Pty Ltd |  | Changed Benefit
SL006 | 06 - Specialist Orthopaedic | TC-100 | Cortical Screws | ≤2.0mm | Smith & Nephew Pty Ltd |  | Changed Benefit
SL015 | 06 - Specialist Orthopaedic | Healicoil | suture anchor | 4.5mm and 5.5mm | Smith & Nephew Pty Ltd |  | Changed Benefit
SL017 | 06 - Specialist Orthopaedic | Biosure Healicoil | interference screw | 6-10mm diameter | Smith & Nephew Pty Ltd |  | Changed Benefit
SL020 | 06 - Specialist Orthopaedic | Modular Rail System | Caps, clamps (upper, lower & stacked) & hinges, clamp connectors | Various | Smith & Nephew Pty Ltd |  | Changed Benefit
SL022 | 06 - Specialist Orthopaedic | Modular Rail System | Angle Clamps | Various | Smith & Nephew Pty Ltd |  | Changed Benefit
SL025 | 06 - Specialist Orthopaedic | Suturefix Ultra | All suture anchor | 1.7-2.3 | Smith & Nephew Pty Ltd |  | Changed Benefit
SL033 | 06 - Specialist Orthopaedic | VLP | VAL mini plates | Mini Plates ≤2.7mm | Smith & Nephew Pty Ltd |  | Changed Benefit
MI248 | 13 - Spinal | Vertex Spinal System | Rods | 20-600mm | Medtronic Australasia Pty Ltd |  | Changed Benefit
MI251 | 08 - Cardiac | Evera MRI XT DR ICD | Dual chamber implantable cardioverter defibrillator with SureScan MRI Technology | 34cm3 78g | Medtronic Australasia Pty Ltd |  | Changed Benefit
MI252 | 08 - Cardiac | Evera MRI S DR ICD | Dual chamber implantable cardioverter defibrillator with SureScan MRI Technology | 34cm3 78g | Medtronic Australasia Pty Ltd |  | Changed Benefit
MI253 | 08 - Cardiac | VISIA AF XT MRI ICD | Single Chamber, MRI compatible, Implantable Cardioverter Defibrillator with AF detection and diagnosis, PhysioCurve Design, Optimised Battery Chemistry, Smart Shock Technology 2.0, Optivol 2.0 Fluid Status Monitoring, Complete Capture Management. DF4 | 33cm³ 77g | Medtronic Australasia Pty Ltd |  | Changed Benefit
MI254 | 08 - Cardiac | VISIA AF S MRI ICD | Single Chamber, MRI compatible, Implantable Cardioverter Defibrillator with AF detection and diagnosis, PhysioCurve Design, Optimised Battery Chemistry, Smart Shock Technology 2.0, Optivol 2.0 Fluid Status Monitoring, Complete Capture Management. DF4 | 33cm³ 77g | Medtronic Australasia Pty Ltd |  | Changed Benefit
MI255 | 08 - Cardiac | VISIA AF XT ICDs/ VISIA AF MRI XT SureScan ICDs | Digital single chamber implantable cardioverter defibrillator. PhysioCurve™ Design, SmartShock™ Technology, OptiVol™ 2.0 Fluid Status Monitoring, Complete Capture Management™ Diagnostic (RVCM), AF Diagnostics including SureScan/ MRI models | 33cm³ 77g | Medtronic Australasia Pty Ltd |  | Changed Benefit
MI256 | 08 - Cardiac | VISIA AF S ICDs/ VISIA AF MRI S SureScan ICDs | Digital single chamber implantable cardioverter defibrillator. PhysioCurve™ Design, SmartShock™ Technology, OptiVol™ 2.0 Fluid Status Monitoring, Complete Capture Management™ Diagnostic (RVCM), AF Diagnostics including SureScan/ MRI models | 33cm³ 77g | Medtronic Australasia Pty Ltd |  | Changed Benefit
MI257 | 08 - Cardiac | Evera MRI XT VR ICD | Single chamber implantable cardioverter defibrillators with SureScan MRI Technology | 33cm³ 77g | Medtronic Australasia Pty Ltd |  | Changed Benefit
MZ018 | 06 - Specialist Orthopaedic | Pioneer Cable System Crimps | Crimps - two pack | One size only | Medigroup Australia |  | Changed Benefit
NF001 | 03 - General Miscellaneous | Flocare Gastrostomy tube (G-tube) | The Flocare Gastrostomy tube can be used as a replacement of an existing gastrostomy tube (PEG or G-tube) or as an initial gastrostomy tube during a surgical intervention. This balloon tube is made of medical grade silicone. | Ch14, 18, 20 | Nutricia Australia Pty Ltd |  | Changed Benefit
NJ009 | 07 - Plastic and Reconstructive | Neoss Implant System | Healing Abutment with Screw | Universal | Neoss Australia Pty Ltd |  | Changed Benefit
SM133 | 11 - Hip | Polar Cup Cemented Acetabular Shell | Stainless steel, cemented shell that has polished inner surface for dual mobility with constrained UHMWPE liner/head | 43-63MM | Smith & Nephew Pty Ltd |  | Changed Benefit
SM142 | 12 - Knee | TC (Tri Compartment) PLUS Knee System and VKS Patella Component | Patella Component, metal backed, uncemented,Titanium Plasma Spray (Vacuum spray and triple layer), moulded | 8-35 mm | Smith & Nephew Pty Ltd |  | Changed Benefit
SM146 | 06 - Specialist Orthopaedic | Bioraptor 2.3 PK | PEEK optima suture anchor | 2.3mm | Smith & Nephew Pty Ltd |  | Changed Benefit
SM147 | 06 - Specialist Orthopaedic | Twinfix PK | PEEK Optima fully threaded suture anchor | 4.5mm 5.5mm and 6.5mm | Smith & Nephew Pty Ltd |  | Changed Benefit
SM148 | 06 - Specialist Orthopaedic | Footprint | Non-knot tying suture anchor | 4.5mm, 5.5mm, 6.5mm | Smith & Nephew Pty Ltd |  | Changed Benefit
SQ152 | 13 - Spinal | E.SPINE System | TANIT SI Screw | Diameter: 7mm Length: 40mm - 120mm | Surgical Specialties |  | Changed Benefit
SR002 | 12 - Knee | Triathlon Knee System Tibial Insert | Posterior stabilised insert, UHMWPE,(N2VAC) | Sizes 1 to 8 (9/11/13/16/19/22/25mm thickness) | Stryker Australia Pty Ltd |  | Changed Benefit
SR004 | 12 - Knee | Scorpio NRG Knee System Femoral Component | Posterior stabilised, uncemented with Hydroxyapatite, CoCr, | Sizes 3,4,5,6,7,9,11,13 | Stryker Australia Pty Ltd |  | Changed Benefit
SR006 | 12 - Knee | Scorpio Knee System Femoral Component | Posterior stabilised, uncemented, beaded (microstructure) with PA (Hydroxyapatite), CoCr | 3,5,7,9,11,13 | Stryker Australia Pty Ltd |  | Changed Benefit
SR008 | 12 - Knee | Scorpio Knee System Tibial Insert | Posterior stabilised tibial insert, UHMWPE (N2VAC) | 8-18mm in 2mm increments | Stryker Australia Pty Ltd |  | Changed Benefit
SR012 | 12 - Knee | Scorpio NRG Knee System Tibial Insert | Posterior stabilised tibial insert, UHMWPE, (N2VAC) | Sizes 3,4,5,6,7,9,11,13, x (8/10/12/15/18/21/24mm thickness) | Stryker Australia Pty Ltd |  | Changed Benefit
SR013 | 12 - Knee | Scorpio Knee System Tibial Insert | Posterior stabilised mobile bearing insert, UHMWPE (N2VAC) | 10,12,15,18, 21mm thickness; sizews 3,5,7,9,11,13 | Stryker Australia Pty Ltd |  | Changed Benefit
NV135 | 13 - Spinal | Reline (Rod to Rod Connector) | Rod-to-Rod Connector | To fit 4.5 - 6.5 mm rod diameter | Nuvasive Australia and NZ Pty Ltd |  | Changed Benefit
NV136 | 13 - Spinal | Reline System (Tapered Rod) | Tapered Rod | 5.0- 6.0mm diameter, and 300-500mm length, Ti and CoCr | Nuvasive Australia and NZ Pty Ltd |  | Changed Benefit
NV137 | 13 - Spinal | Reline System (Curved Rod) | Curved Rod | 5.0- 6.0mm diameter, and 300- 500mm length, CoCr and Ti | Nuvasive Australia and NZ Pty Ltd |  | Changed Benefit
NV140 | 13 - Spinal | Reline (Mod Tulip) | Tulip Screw | One size | Nuvasive Australia and NZ Pty Ltd |  | Changed Benefit
NV141 | 13 - Spinal | Reline (Mod Reduction Tulip) | Tulip Screw | One size | Nuvasive Australia and NZ Pty Ltd |  | Changed Benefit
WC128 | 05 - Urogenital | Bander Ureteral Diversion Stent Set | Left and Right Stents | Multiple French Sizes and Lengths | WILLIAM A COOK AUSTRALIA PTY LTD |  | Changed Benefit
WC138 | 05 - Urogenital | Filiform Double Pugtail Silicone Stent Set | Stent, Wire, Positioner | Multiple French Sizes and Lengths | WILLIAM A COOK AUSTRALIA PTY LTD |  | Changed Benefit
ZI295 | 12 - Knee | NexGen Porous Tantalum Tibial Baseplate and Insert | One piece Trabecular Metal (Tantalum) Tibial Baseplate and Insert UHMWPE (minimal and posterior constrained) | Sizes 3 - 8, Height 10mm - 17mm | Zimmer Biomet Pty Ltd |  | Changed Benefit
ZI307 | 12 - Knee | Nexgen Rotating Hinge Tibial Insert | Tibial insert for NexGen Rotating Hinge prosthesis, UHMWPE, mobile. Includes hinge locking post. | 12-26mm, sizes B-F | Zimmer Biomet Pty Ltd |  | Changed Benefit
ZI314 | 11 - Hip | ZCA All Poly Acetabular Cup - XLPE | UHMPE modified | 22, 26, 28 & 32 mm heads; 47-61mm diameter; flanged and non-flanged | Zimmer Biomet Pty Ltd |  | Changed Benefit
SK557 | 06 - Specialist Orthopaedic | Stryker Plating System | Femur Anatomical Locking Plates | 12-14 hole | Stryker Australia Pty Ltd |  | Changed Benefit
SO012 | 01 - Ophthalmic | FCI Scleral Buckling Devices | Sponge/Cord: Silicone | Cord: 1.0 to 5.0mm O.D. x 150mm length; Half Cord: 3.0mm to width x1.5mm to 2.5mm height x150mm; Circular Sponge: 3 to 5mm; Oval Sponge: 2 to 5.5mm x 4 to 12mm; Half Sponge: 2 to 3.1mm x 4 to 7.5mm; Grooved Sponge: 3 to 5mm x 5 to 12mm; Gain Sponge: 6 x | Spectrum Surgical |  | Changed Benefit
SO019 | 01 - Ophthalmic | FCI Orbital Implants | Peg & Sleeve | Standard Large | Spectrum Surgical |  | Changed Benefit
SO021 | 01 - Ophthalmic | FCI Lacrimal Intubation Set | PVP Coated Silicone Tubing/PVP Coated Silicone Plug/Metal Probes/Polypropylene Thread | PVP Bika: 0.64mm O.D. Tube/80 x 0.8mm probes, PVP Differential Bika: 0.64 & 1.18mm O.D. Tube/40 x 1.2mm probes, PVP Bika for DCR: 0.94mm O.D. Tube/50 x 0.8mm probes, PVP Infant Bika 0.64mm O.D. Tube/55 x 0.7mm probes, PVP Infant Bika II: 0.64mm O.D. Tube/ | Spectrum Surgical |  | Changed Benefit
SO041 | 07 - Plastic and Reconstructive | Osmed Sphere / Hemisphere tissue expander | Self inflating, Hydrogel | 6mm, 8mm, 9mm, 10mm | Spectrum Surgical | The provision of the prosthesis is for a child who is under 18 years of age. See rule 5B for effect of Condition. | Changed Benefit
SO043 | 01 - Ophthalmic | FCI Bi-Canalicular Lacrimal Intubation Set | Silicone tubing swaged, imbedded into or around malleable and flexible stainless steel probes. PEEK thread. | Probes: 40mm to 120mm x 0.7mm to 1.2mm. Tube: 0.64mm to 1.18mm x 25mm to 400mm. PEEK Thread: 0.2mm to 0.4mm x 500mm. | Spectrum Surgical |  | Changed Benefit
SO055 | 01 - Ophthalmic | HumanOptics Aspira Y | Posterior chamber IOL, foldable, UV absorber, Aspheric, aberration technology, 360° LEC barrier, HD optic, Blue light filter | -6.0 to +40.0 D | Spectrum Surgical |  | Changed Benefit
MI157 | 13 - Spinal | Divergence Anterior Cervical Fusion Mini-plate System | Divergence anterior cervical fusion mini-plate | 15.5mm - 22.5mm | Medtronic Australasia Pty Ltd |  | Changed Benefit
MI165 | 04 - Neurosurgical | ARES Antibiotic-Impregnated Catheter | ARES antibiotic-impregnated ventricular catheter | 23cm | Medtronic Australasia Pty Ltd |  | Changed Benefit
MI166 | 04 - Neurosurgical | ARES antibiotic -impregnated catheter | ARES antibiotic-impregnated peritoneal catheter | 120cm | Medtronic Australasia Pty Ltd |  | Changed Benefit
MI168 | 13 - Spinal | CD HORIZON SOLERA Spinal System | Apex and Tapered Rods | 4.75mm to 6.3mm diameter | Medtronic Australasia Pty Ltd |  | Changed Benefit
MI171 | 13 - Spinal | Divergence-L Anterior/Oblique Lumbar Fusion System | Lumbar Plates | 10-20mm | Medtronic Australasia Pty Ltd |  | Changed Benefit
MU100 | 12 - Knee | GMK Hinge fixed tibial tray | Tibial Component cemented CoCr | 1 to 6 Left and Right | Medacta Australia Pty Ltd |  | Changed Benefit
MU101 | 12 - Knee | GMK Hinge fixed tibial insert | Tibial Insert for GMK Hinge prosthesis, UHMWPE, fixed, includes hinge locking post | 1 to 6 10-26mm | Medacta Australia Pty Ltd |  | Changed Benefit
MU104 | 13 - Spinal | Mectalif Posterior | Posterior Interbody Fusion Device made with PEEK | Width: 9 and 11mm. Length: 22 and 25 mm. Height: from 7 to 15 mm | Medacta Australia Pty Ltd |  | Changed Benefit
MU108 | 13 - Spinal | M.U.S.T. Rods | Straight and Pre-Bent Rods | 5.5; length 35 - 480mm | Medacta Australia Pty Ltd |  | Changed Benefit
SP086 | 07 - Plastic and Reconstructive | Plates | Mini & Maxi | 12 Hole Straight Plate 1.0 mm thick, 8 Hole Straight Plate 1.0 mm thick, Plates 8 to 15 holes | Surgiplas Medical |  | Changed Benefit
SP088 | 07 - Plastic and Reconstructive | Screws | Micro, Maxi & Self Drilling | "Size 1.2mm self-drilling screws, 1.2mm x (2 - 14)mm, Screws diameter < 1.24mm" | Surgiplas Medical |  | Changed Benefit
SP095 | 07 - Plastic and Reconstructive | OsteoMed Plating & Fixation System | Screws | Locking Screw Inserts, Other ancillary | Surgiplas Medical |  | Changed Benefit
SP096 | 07 - Plastic and Reconstructive | OsteoMed Plating & Fixation System | Screws | MMF / Anchorage Screws 1.2/1.6/2.0mm Anchor, Bone | Surgiplas Medical |  | Changed Benefit
SP106 | 07 - Plastic and Reconstructive | OsteoMed Plating & Fixation System | Plates | 111 x 191mm Mesh Plate, Mesh > 200cm2 area. | Surgiplas Medical |  | Changed Benefit
SP120 | 07 - Plastic and Reconstructive | OsteoMed Plating & Fixation System | Mandible locking plates | 4-7 Holes, 2.0-2.99 mm thick | Surgiplas Medical |  | Changed Benefit
SP126 | 07 - Plastic and Reconstructive | OsteoMed Plating & Fixation System | Micro, Mini, Maxi | 0.2-0.49mm thick, 11-50cm² | Surgiplas Medical |  | Changed Benefit
SP131 | 06 - Specialist Orthopaedic | Osteovation | Calcium Phosphate Bone substitute kit, quick set, EX/Impact/Inject | 0-5cc | Surgiplas Medical |  | Changed Benefit
SP133 | 06 - Specialist Orthopaedic | OsteoMed Plating & Fixation System | Screws - Cannulated Lag | Diameter 2.01 – 2.7 mm | Surgiplas Medical |  | Changed Benefit
SQ035 | 03 - General Miscellaneous | ON-Q Pain Relief System | Elastomeric Infusion Pump System, Select-A-Flow, Dual | 270ml - 600ml | Surgical Specialties |  | Changed Benefit
SQ069 | 03 - General Miscellaneous | ON-Q Pain Relief System | Tunneller, Sheath, Needle | 15.2-30.5cm 11-17GA | Surgical Specialties |  | Changed Benefit
SQ071 | 06 - Specialist Orthopaedic | Mini Staple | Varisation Staple Straight, Angled | 26° - 90° 8 x 10 mm | Surgical Specialties |  | Changed Product description, Product sizes, Benefit
SY147 | 13 - Spinal | Universal Spine System (USS) | Connectors | Parallel, In-line, Transverse, SS, 15 - 25mm | Johnson & Johnson Medical Pty Ltd |  | Changed Benefit
SY149 | 13 - Spinal | Universal Spine System (USS) | Schanz Screws | 5-7mm dia | Johnson & Johnson Medical Pty Ltd |  | Changed Benefit
NJ012 | 07 - Plastic and Reconstructive | Neoss Non-Reinforced Membrane, Neoss Ti Reinforced Membrane - L | Neoss Ti Reinforced membrane NeoGen is an implantable temporary non-resorbable device (membrane) for use as a spacer creation barrier in the treatment of local defects in the oral cavity in conjunction with tissue regeneration or augmentation. Neoss membranes are intended to be submerged and clinically implanted more than 30 days with an expected duration of implantation up of 6 months. | 34.2mm x 24.8mm, 0.3mm thick | Neoss Australia Pty Ltd |  | Changed Benefit
NK007 | 13 - Spinal | Spider Cervical Plating System - Spider Screw | Titanium, Self Tapping and Self Drilling | 4.0 - 4.25mm, lengths 12-16mm | National Surgical Pty Ltd |  | Changed Benefit
OH590 | 06 - Specialist Orthopaedic | Ankle Compression Nailing System - Nail | Ankle Compression Nailing System - Nail | L: 150-300mm | Orthotech Pty Ltd |  | Changed Benefit
OH591 | 06 - Specialist Orthopaedic | Ankle Compression Nailing System - End Cap | Locking End Cap | 0-5mm | Orthotech Pty Ltd |  | Changed Benefit
OH596 | 06 - Specialist Orthopaedic | Orthofix - Centronail Tibial Nail | Centronail Tibial Nail | D: Ø8-11mm L: 275-410mm | Orthotech Pty Ltd |  | Changed Benefit
OH599 | 06 - Specialist Orthopaedic | Orthofix - Centronail Screws | Centronail Screws | D: 4-6.5mm L: 20-120mm | Orthotech Pty Ltd |  | Changed Benefit
OH601 | 06 - Specialist Orthopaedic | Orthofix Contours Plating System - PHP Plates | Proximal Humeral Plate | Left/Right | Orthotech Pty Ltd |  | Changed Benefit
OH602 | 06 - Specialist Orthopaedic | Orthofix Contours Plating System - PHP Locking Screws | Main Locking Screw | D: 6mm L: 40-60mm | Orthotech Pty Ltd |  | Changed Benefit
OH613 | 13 - Spinal | HumanTech - Adonis Spinal Fusion Cage System - PLIF | Adonis Spinal Fusion Cage System - PLIF | L 24-32mm W: 9mm H: 7-15mm | Orthotech Pty Ltd |  | Changed Benefit
ST954 | 06 - Specialist Orthopaedic | Monotube External Fixation System | Anodized metal alloy, tube to tube clamp yellow, blue, red, yellow/blue, blue/red | 15, 20, 25mm, 15/20mm, 20/25mm | Stryker Australia Pty Ltd |  | Changed Benefit
ST966 | 06 - Specialist Orthopaedic | TenXor External Fixation System | Anodized metal alloy, ring clamp | One size only | Stryker Australia Pty Ltd |  | Changed Benefit
ST967 | 06 - Specialist Orthopaedic | TenXor External Fixation System | Anodized metal alloy, wire post, pin post | One size only | Stryker Australia Pty Ltd |  | Changed Benefit
ST971 | 06 - Specialist Orthopaedic | TenXor External Fixation System | Anodized metal alloy, with sliding clamp | One size only | Stryker Australia Pty Ltd |  | Changed Benefit
ST972 | 06 - Specialist Orthopaedic | TenXor External Fixation System | Anodized metal alloy,with sliding clamp and spacer | One size only | Stryker Australia Pty Ltd |  | Changed Benefit
SY722 | 06 - Specialist Orthopaedic | AO/ASIF Plates | LCP Plates | 7-15 holes | Johnson & Johnson Medical Pty Ltd |  | Changed Benefit
SY732 | 06 - Specialist Orthopaedic | AO/ASIF Plates | Anatomic Locking Tibial Plates | ≤ 6 Holes | Johnson & Johnson Medical Pty Ltd |  | Changed Benefit
SY737 | 06 - Specialist Orthopaedic | AO/ASIF Plates | Locking Plates | ≤6 Holes | Johnson & Johnson Medical Pty Ltd |  | Changed Benefit
SY744 | 06 - Specialist Orthopaedic | MAXFRAME Distraction Osteogenesis External Fixation System | Distractors and lengthening apparatus | 20mm-250mm | Johnson & Johnson Medical Pty Ltd |  | Changed Benefit
SY745 | 06 - Specialist Orthopaedic | Orthopaedic External Fixator Systems | Distractors and lengthening apparatus | ≥ 160mm | Johnson & Johnson Medical Pty Ltd |  | Changed Benefit
OX035 | 03 - General Miscellaneous | Mirus Circular Intraluminal Stapler | Disposable circular stapler with mechanism to measure tissue thickness | Available in 2 rows and 3 rows of staples | MERIL AUSTRALIA PTY LTD |  | Changed Benefit
OX036 | 03 - General Miscellaneous | Mirus Hemorrhoids Stapler | Disposable stapler with 2 or 3 staggered rows of titanium staples | Available in models with 2 rows and 3 rows of staples | MERIL AUSTRALIA PTY LTD |  | Changed Benefit
OX037 | 03 - General Miscellaneous | Mirus Endocutter Staple Reloads | Titanium staples | Open Length - 2.5mm-4.8mm Close Length - 1.0mm-2.0mm | MERIL AUSTRALIA PTY LTD |  | Changed Benefit
OX038 | 03 - General Miscellaneous | Mirus Disposable Linear Cutter Staple Reloads | Titanium staple reloads | Open Length - 3.8mm-4.8mm Close Length - 1.5mm-2.0mm Number of staples - 64-104 | MERIL AUSTRALIA PTY LTD |  | Changed Benefit
OX039 | 03 - General Miscellaneous | Mirus Auto Linear Stapler Staple Reloads | Titanium staple reloads | Open Length - 3.5mm-4.8mm Close Length - 1.5mm-2.0mm Number of Staples - 11-33 | MERIL AUSTRALIA PTY LTD |  | Changed Benefit
OX040 | 03 - General Miscellaneous | Mirus Dial Linear Stapler Staple Reloads | Titanium staple reloads | Open Length - 4.2mm Number of Staples - 11-33 | MERIL AUSTRALIA PTY LTD |  | Changed Benefit
OX042 | 06 - Specialist Orthopaedic | ARMAR 3.5 LPS Tibial Plates | 3.5 mm anatomical tibial plates | 4 - 6 holes | MERIL AUSTRALIA PTY LTD |  | Changed Benefit
OX044 | 06 - Specialist Orthopaedic | ARMAR 3.5 LPS Tibial Plates | 3.5mm tibial anatomical plates | 16-21 holes | MERIL AUSTRALIA PTY LTD |  | Changed Benefit
OX045 | 06 - Specialist Orthopaedic | ARMAR 4.5mm Meril Locking Plate System - Distal Femur Plate 5 Holes | TAN Distal Femur Locking Plates | 5 Holes 156mm Length Left and Right Variants | MERIL AUSTRALIA PTY LTD |  | Changed Benefit
OX046 | 06 - Specialist Orthopaedic | ARMAR 4.5mm Meril Locking Plate System - Distal Femur Plate ≥ 7 to ≤ 15 holes LK | TAN Distal Femur Locking Plates | 7-13 Holes 196-316 mm Length Left and Right variants | MERIL AUSTRALIA PTY LTD |  | Changed Benefit
OX047 | 06 - Specialist Orthopaedic | ARMAR 4.5mm Meril Locking Plate System - Proximal Tibial Plates ≤ 6 holes | TAN Proximal Tibial Locking Plates | 5 Holes 140mm Length Left and Right | MERIL AUSTRALIA PTY LTD |  | Changed Benefit
OY004 | 06 - Specialist Orthopaedic | Dual Cone Extension Niobium aluminum oxide coated Abutment | Dual Cone Extension Niobium aluminum oxide coated Abutment | 5 sizes | Osseointegration Holdings Pty Ltd |  | Changed Benefit
OY005 | 06 - Specialist Orthopaedic | Modular Cylinder Extension abutment full Niobium aluminium oxide coated | Modular Cylinder Extension abutment full Niobium aluminium oxide coated | 10 sizes | Osseointegration Holdings Pty Ltd |  | Changed Benefit
OY006 | 06 - Specialist Orthopaedic | Dual Cone Locking Extension (as a component of the Orthodynamics The Integral Leg Prosthesis | Orthodynamics The Integral Leg Prosthesis-Dual Cone Locking Extension | 6 sizes | Osseointegration Holdings Pty Ltd |  | Changed Benefit
OY009 | 06 - Specialist Orthopaedic | Orthodynamics The Integral Leg Prostheses-Dual Cone Extension (as a component of the Orthodynamics The Integral Leg Prosthesis | Orthodynamics The Integral Leg Prosthesis-Dual Cone Extension | 6 sizes | Osseointegration Holdings Pty Ltd |  | Changed Benefit
ZI319 | 06 - Specialist Orthopaedic | Bigliani Flatow Total Shoulder System - Glenoids | Trabecular Metal Backed Glenoid (uncemented) | Diameter 40 - 52mm | Zimmer Biomet Pty Ltd |  | Changed Benefit
ZI353 | 11 - Hip | Allofit Cup | Titanium, macro texture, non HA | 46 - 68mm | Zimmer Biomet Pty Ltd |  | Changed Benefit
ZI356 | 11 - Hip | Medullary Plug, MS 30 | Centring Plug, cement restrictor, hip - PE | 1 to 7 | Zimmer Biomet Pty Ltd |  | Changed Benefit
ZI357 | 11 - Hip | Alpha Durasul Insert | UHMPE modified | 22mm x 42 to 28mm x 68 | Zimmer Biomet Pty Ltd |  | Changed Benefit
ZI373 | 11 - Hip | MS-30 Hip prosthesis | Stainless steel, polished tapered | 6 to 16 | Zimmer Biomet Pty Ltd |  | Changed Benefit
MQ030 | 10 - Vascular | Maquet InterVascular Straight vascular Grafts | Straight Vascular Grafts | 5mm - 24mm diameter, 21 -49mm length | Maquet Australia Pty Ltd |  | Changed Benefit
MQ031 | 10 - Vascular | Maquet InterVascular Straight Vascular Grafts | Straight Vascular Grafts | 6mm - 24mm Diameter, 50-100cm length | Maquet Australia Pty Ltd |  | Changed Benefit
MQ032 | 10 - Vascular | Maquet InterVascular redially Supported Vascular Grafts | Radially Supported Vascular Grafts | 5mm - 24mm diameter, 50 -100m length | Maquet Australia Pty Ltd |  | Changed Benefit
MQ037 | 10 - Vascular | Nellix EndoVascular Aneurysm Sealing System Accessory Kit, Dispensor and Polymer | Accessory Kit (console, reciprocal connectors with caps and four mixers, pressure tranducers), Dispensor (with insufflator and syringes), and dual chamber polypropylene cartridge filled with aqueous polyethylene glycol based solution that are designed to be mixed at the time of the procedure | 40ml (up to 80ml provided) | Maquet Australia Pty Ltd |  | Changed Benefit
MQ040 | 03 - General Miscellaneous | PuraStat Applicator Type E | PuraStat is used as an adjunct to haemostasis when control of bleeding by ligature or conventional surgical procedures is ineffective or impractical. | 1600mm, 2200mm | Maquet Australia Pty Ltd |  | Changed Benefit
SX065 | 13 - Spinal | Solanas Posterior Cervico-thoracic Fixation System - Rod-to-Rod Connector | Axial and parallel rod-to-rod connectors | For 3.3mm to 3.mm rods; For 3.3mm to 5.5mm rods | Scientx Australia |  | Changed Benefit
SX066 | 13 - Spinal | Solanas Posterior Cervico-thoracic Fixation System - Open Lateral Rod Connector | Open lateral rod connector | One size only | Scientx Australia |  | Changed Benefit
SX067 | 13 - Spinal | Solanas Posterior Cervico-thoracic Fixation System - Closed Lateral Rod Connector | Closed Lateral Rod Connector | One size only | Scientx Australia |  | Changed Benefit
SX068 | 13 - Spinal | Solanas Posterior Cervico-thoracic Fixation System - Adjustable Bridge | Adjustable bridge | 26mm: adjustable length from 22mm to 26mm; 37mm: adjustable length from 27mm to 39mm; 60mm: adjustable length from 40mm to 60mm | Scientx Australia |  | Changed Benefit
SX070 | 13 - Spinal | Solanas Posterior Cervico-thoracic Fixation System - Rod | Rod | Diameter: 3.3mm; Length: 40 to 240mm with increments of 10mm, except 110mm | Scientx Australia |  | Changed Benefit
SX071 | 13 - Spinal | Solanas Posterior Cervico-thoracic Fixation System - Transitional Rod | Transitional Rod | Diameter: 3.3mm and 5.5mm | Scientx Australia |  | Changed Benefit
SX074 | 13 - Spinal | Trestle Luxe Anterior Cervical Plating System - Plate | Anterior cervical plate | 1 level plates: 10, 12, 14, 16, 20, 22, 24, 26mm; 2 level plates: 24, 26, 28, 30, 32, 34, 37, 40, 43, 46mm; 3 level plates: 39, 42, 45mm | Scientx Australia |  | Changed Benefit
SX076 | 13 - Spinal | Trestle Luxe Anterior Cervical Plating System - screw | Self-tapping screws, self-drilling screws; fixed and variable angle | Diameters: 4.0mm, 4.5mm. Lengths of self-drilling screws: 10, 11, 12, 13, 14, 15, 16, 17, 18, 19, 20mm. Lengths of self-tapping screws: 10, 11, 12, 13, 14, 15, 16, 17, 18, 19, 20, 21, 22, 23, 24, 25, 26mm | Scientx Australia |  | Changed Benefit
SX077 | 13 - Spinal | Avalon Occipital Fixation System - Plate | Occipital plate assembly | 56mm, 66mm | Scientx Australia |  | Changed Benefit
SX078 | 13 - Spinal | Avalon Occipital Fixation System - screw | Bone screw | Diameters: 4.5mm, 5.0mm. Lengths: 6mm, 8mm, 10mm, 12mm, 14mm, 16mm | Scientx Australia |  | Changed Benefit
SX080 | 13 - Spinal | Avalon Occipital Fixation System - Rod | Occipital pre-contoured transition rod | Length: 280mm | Scientx Australia |  | Changed Benefit
SX081 | 13 - Spinal | Novel SD Spinal Spacer System (Sterile) | Self-distracting PEEK fusion cage (Sterile) | Small 9mm width x 22mm depth; height 8mm-20mm (1mm increments) Medium 9mm width x 25mm depth; height 8mm-20mm (1mm increments) Large 9mm width x 28mm depth; height 8mm-20mm (1mm increments) | Scientx Australia |  | Changed Benefit
TN037 | 06 - Specialist Orthopaedic | Newclip Activ Ankle Plate | Periarticular distal fibular VAL Plate | L75-187mm | Newclip Technics Australia Pty Ltd |  | Changed Benefit
TN038 | 06 - Specialist Orthopaedic | Newclip Activmotion HTO Plate | Fixation plates for high tibial osteotomy (HTO) | 7 to 15 holes | Newclip Technics Australia Pty Ltd |  | Changed Benefit
SX061 | 13 - Spinal | Aspida Anterior Lumbar Plating System - Plate | Lumbar, sacral plate | Height: 8 to 18mm with 2mm increments; Width: 26, 30mm | Scientx Australia |  | Changed Benefit
MU111 | 11 - Hip | MectaPlug PE | Cement Restrictor | 12 - 30 mm | Medacta Australia Pty Ltd |  | Changed Benefit
MU115 | 12 - Knee | GMK Mobile Cemented Tibial Tray - TiNbN coated | Asymmetric mobile cemented tibial component, with TiNbN surface coating. | 1 to 6, left to right | Medacta Australia Pty Ltd |  | Changed Benefit
OH422 | 12 - Knee | Trekking Knee System, Tibial Component MB Cemented | Tibial Component MB Cemented | Size: T1 - T5 Width (mm): 64 - 86 Width (mm): Depth 42 - 57 | Orthotech Pty Ltd |  | Changed Benefit
OH423 | 12 - Knee | Trekking Knee System, Patella Component | Patella Component | Size: 1, 2, 3 Diam (mm): 30, 35, 40 | Orthotech Pty Ltd |  | Changed Benefit
OH426 | 12 - Knee | Trekking Knee System, tibial component | Tibial component uncemented | 1 - 5 | Orthotech Pty Ltd |  | Changed Benefit
OH433 | 11 - Hip | Samo acetabular cup ceramic head | Ceramic femoral head | S, M, L, and XL | Orthotech Pty Ltd |  | Changed Benefit
OH437 | 11 - Hip | Samo acetabular cup ceramic insert | Ceramic insert | 28 - 40 | Orthotech Pty Ltd |  | Changed Benefit
OH440 | 11 - Hip | Multifit Modular Neck | Modular Neck | S, M, L | Orthotech Pty Ltd |  | Changed Benefit
OH476 | 06 - Specialist Orthopaedic | DynafitSystem | Compressive Screws | 2.4/2.6mm - 10x40mm | Orthotech Pty Ltd |  | Changed Benefit
OH479 | 13 - Spinal | Stalif C | Stalif Screws | D: 4.0mm L: 13 - 17mm | Orthotech Pty Ltd |  | Changed Benefit
OH487 | 13 - Spinal | Stalif C | Interbody Fusion Cage - Domed | 5.5 - 9.5 | Orthotech Pty Ltd |  | Changed Benefit
SY151 | 13 - Spinal | Universal Spine System (USS) | Sleeve | 3.5 - 6mm | Johnson & Johnson Medical Pty Ltd |  | Changed Benefit
SY178 | 13 - Spinal | Spinal Fixation System | Pedicle screw head | 5 - 6mm | Johnson & Johnson Medical Pty Ltd |  | Changed Benefit
SY184 | 13 - Spinal | Posterior Cervical Plate System | Plate - rod | Special Manufacture - One size only | Johnson & Johnson Medical Pty Ltd |  | Changed Benefit
SY187 | 13 - Spinal | Cervifix Posterior Cervical System | Screw | Dia 3.2 - 4.5mm, Length 6 - 55mm | Johnson & Johnson Medical Pty Ltd |  | Changed Benefit
SY237 | 06 - Specialist Orthopaedic | Orthopaedic External Fixator Systems | 3 degree, 6 degree, 11 degree. Medium, Large | 8.0 - 11.0mm | Johnson & Johnson Medical Pty Ltd |  | Changed Benefit
SY250 | 13 - Spinal | Universal Spine System | Low Profile Transconnector | 18-83mm length | Johnson & Johnson Medical Pty Ltd |  | Changed Benefit
SY263 | 06 - Specialist Orthopaedic | AO/ASIF Intramedullary Nails | Reconstruction Screw | 26-200mm Length | Johnson & Johnson Medical Pty Ltd |  | Changed Benefit
OH618 | 13 - Spinal | HumanTech - Hero Cervical Plate System - Screws | Cervical Plate Screws | D: 4.0mm L: 12 - 18mm | Orthotech Pty Ltd |  | Changed Benefit
OH620 | 06 - Specialist Orthopaedic | Chimaera HFS - Short Nail | Short Nail | 125° - 130° 180mm | Orthotech Pty Ltd |  | Changed Benefit
PZ032 | 13 - Spinal | Aurora SPINE System | Thoracolumbar plate | 15mm-51mm | Prism Surgical Designs Pty Ltd |  | Changed Benefit
PZ033 | 13 - Spinal | Centaur Rod | Standard | 30-480mm | Prism Surgical Designs Pty Ltd |  | Changed Benefit
PZ036 | 13 - Spinal | Corvus Spinal System | Connectors | 3.5mm - 6.35mm | Prism Surgical Designs Pty Ltd |  | Changed Benefit
PZ037 | 13 - Spinal | Corvus Spinal System | Rod | 20-250mm | Prism Surgical Designs Pty Ltd |  | Changed Benefit
PZ038 | 13 - Spinal | Corvus Spinal System | Dual Diameter Rod | 3.5mm-6.35mm | Prism Surgical Designs Pty Ltd |  | Changed Benefit
PZ041 | 13 - Spinal | Corvus Spinal System | Lateral Connectors | 20-50mm | Prism Surgical Designs Pty Ltd |  | Changed Benefit
PZ046 | 13 - Spinal | Borealis Spine System | Cervical Cage IF | Extra small - Extra Large | Prism Surgical Designs Pty Ltd |  | Changed Benefit
PZ048 | 13 - Spinal | Borealis Spine System | Bone Screw | 10-20mm | Prism Surgical Designs Pty Ltd |  | Changed Benefit
PZ050 | 13 - Spinal | Centaur Screw System | Percutaneous Rods | 30mm-480mm | Prism Surgical Designs Pty Ltd |  | Changed Benefit
PZ051 | 13 - Spinal | Pegasus Plate System | Bone Screw | 12-26mm | Prism Surgical Designs Pty Ltd |  | Changed Benefit
PZ052 | 13 - Spinal | Aurora Screw | Bone Screw | 24mm - 32mm | Prism Surgical Designs Pty Ltd |  | Changed Benefit
SY752 | 13 - Spinal | Zero-P | Anterior Cervical Interbody Fusion System | 5-12mm Height | Johnson & Johnson Medical Pty Ltd |  | Changed Benefit
SY753 | 07 - Plastic and Reconstructive | Curvilinear Distraction System | Curvilinear Distraction, Right Left | 30mm - 100mm radius | Johnson & Johnson Medical Pty Ltd |  | Changed Benefit
SY755 | 06 - Specialist Orthopaedic | AO/ASIF Plates | Anatomical Locking Humerus Plate | ≥ 16 holes | Johnson & Johnson Medical Pty Ltd |  | Changed Benefit
SY756 | 06 - Specialist Orthopaedic | AO/ASIF Plates | Anatomic Locking Tibial Plates | ≥16 Holes | Johnson & Johnson Medical Pty Ltd |  | Changed Benefit
US005 | 02 - Ear, Nose & Throat | Opus 2 Speech Processor Replacement | Cochlear implant speech processor, fine structure speech processing, remote control, interface for assistive listening devices according to the international hearing aid standard (replacement kit) | 54.0mm x 35.1mm x 8.7mm | Med-El Implant Systems Australasia Pty Ltd |  | Changed Benefit
US008 | 02 - Ear, Nose & Throat | Mi1000 CONCERTO/ Mi1000 Concerto PIN | Ultra small minimally invasive titanium cochlear implant with six atraumatic electrode options. Includes sequential and parallel stimulation, comprehensive diagnostic toolkit and safety features such as unique implant ID and output capacitors for each channel | Stimulator Housing: L 17.3 mm, W 25.4 mm, Thin 4.5 mm (Weight 7.6g) Electrode: Standard (26.4 mm), FLEXsoft (26.4 mm), FLEX28 (23.1mm), FLEX24 (20.9mm), Medium (20.9mm), FLEX20 (15.4mm), Compressed (12.1mm), FORM24 (18.7mm), FORM19 (14.3mm) | Med-El Implant Systems Australasia Pty Ltd |  | Changed Benefit
US010 | 02 - Ear, Nose & Throat | RONDO Audio Processor Replacement | Single unit audio processor for the MED-EL Cochlear Implant System, integrating coil, cable and electronics package, worn off the ear and is held in place by magnetic attraction. | One size - 44.1mm (l) x 37.2mm (w) x 11.8mm (h) | Med-El Implant Systems Australasia Pty Ltd |  | Changed Benefit
US012 | 02 - Ear, Nose & Throat | Mi1200 SYNCHRONY Cochlear Implant / Mi1200 SYNCHRONY PIN Cochlear Implant | Ultra small titanium implant with flexible atraumatic electrode arrays provide complete cochlea coverage. Removable and self-aligning magnet is MRI safe at 3.0 Tesla (without magnet removal) | Stimulator Housing: L 17.3mm, W 25.4mm, Thin 4.5mm, Weight 7.6g. Electrode: Standard (26.4mm), Compressed (12.1mm), Medium (209.9mm), FLEX24 (20.9mm), FLEXsoft (26.4mm), FLEX28 (23.1mm), FORM19 (14.3mm), FORM24 (18.7mm), FLEX20 (15.4mm) | Med-El Implant Systems Australasia Pty Ltd |  | Changed Benefit
US014 | 02 - Ear, Nose & Throat | SONNET EAS Audio Processor (initial) | Audio processor worn behind the ear with dual omnidirectional microphone, water-resistance, datalogging, Automatic Sound Management, wireless connectivity to assistive listening devices, electric and electric acoustic stimulation modes | One size | Med-El Implant Systems Australasia Pty Ltd |  | Changed Benefit
US015 | 02 - Ear, Nose & Throat | SONNET Audio Processor (Replacement) | Audio processor worn behind the ear with dual omnidirectional microphones, water-resistance, data logging, Automatic Sound Management, wireless connectivity to assistive listening devices | One size | Med-El Implant Systems Australasia Pty Ltd |  | Changed Benefit
US016 | 02 - Ear, Nose & Throat | SONNET EAS Audio Processor (replacement) | Audio processor worn behind the ear with dual omnidirectional microphones, water-resistance, data logging, Automatic Sound Management, wireless connectivity to assistive listening devices, electric and electric acoustic stimulation modes | One size | Med-El Implant Systems Australasia Pty Ltd |  | Changed Benefit
SK375 | 06 - Specialist Orthopaedic | Hoffman II External Fixation System | Hoffman II MRI Coupling | Pin to Rod, Rod to Rod, Tube to Rod, Pin Clamp Assembly | Stryker Australia Pty Ltd |  | Changed Benefit
MS030 | 03 - General Miscellaneous | Titanized Mesh Implants | Prosthetic warp-knitted fabric made of monofil polypropylene threads with an encapsulating titanic coating | Weight: 16 g/m² - 65 g/m² Surface Area: ≤ 200cm² | Medical Specialties Australasia Pty Ltd |  | Changed Benefit
MS035 | 03 - General Miscellaneous | Titanized Mesh Implants | Prosthetic warp-knitted fabric made of monofil polypropylene threads with an encapsulating titanic coating | Weight: 16 g/m² - 65 g/m² 401cm² - 600cm² | Medical Specialties Australasia Pty Ltd |  | Changed Benefit
MS043 | 03 - General Miscellaneous | TiPLUG/TiPATCH System | Titanized polypropylene composite. Prosthetic warp-knitted fabric made of monofilament polypropylene threads with an encapsulating titanic coating. | TiPLUG | Medical Specialties Australasia Pty Ltd |  | Changed Benefit
MS056 | 03 - General Miscellaneous | THD Slide | Transanal Haemorrhoidal Dearterilisation and Pexis System | one size only | Medical Specialties Australasia Pty Ltd |  | Changed Benefit
MS067 | 10 - Vascular | POWERWAND | Single Lumen, Percutaneous Catheter, Power Injectable | 3Fr - 5Fr 6cm - 10cm | Medical Specialties Australasia Pty Ltd |  | Changed Benefit
OB007 | 03 - General Miscellaneous | Touchstone Prolapse Haemorrhoid Stapler | A surgical implanting device for placing a specific size of double staggered row of titanium staples in a circular fashion in the Anal and/or Rectal region for the circumferential excision of the prolapsed distal rectal muscosa, as described by Dr. Longo, Italy. | 33mm and 36mm | Optimed Technologies |  | Changed Benefit
OB008 | 03 - General Miscellaneous | Angiodin Procto | Single-use Ultrasound Proctoscope Kit (kit includes 1 x proctoscope, 6 x braided absorbable suture thread 75 cm with 26 mm needle, and 1 x knot pusher ) | Single item | Optimed Technologies |  | Changed Benefit
OF002 | 13 - Spinal | Azure Anterior Cervical Plate System | Bone Screws | 4.0 & 4.5mm diameter 12, 14, 16, 18mm length | Orthofix Australia Pty Limited |  | Changed Benefit
OF003 | 13 - Spinal | Azure Anterior Cervical Plate | Anterior Cervical Plate <55mm | 18-54mm length | Orthofix Australia Pty Limited |  | Changed Benefit
OF012 | 13 - Spinal | Blackstone - Posterior Cervical System | Occipital Screw | 6, 8, 10, 12, 14mm | Orthofix Australia Pty Limited |  | Changed Benefit
OF013 | 13 - Spinal | Unity Lumbar Plate | Unity Bone Screw | 6-7mm | Orthofix Australia Pty Limited |  | Changed Benefit
OF014 | 13 - Spinal | Pillar SA | Bone Screws | 5.0 - 5.5mm X 20-35mm | Orthofix Australia Pty Limited |  | Changed Benefit
OF015 | 13 - Spinal | Blackstone Medical ACP Bone Screw | Titanium Alloy Bone Screw | 4.1mm x 10mm - 18mm. 4.5mm x 10mm - 18mm | Orthofix Australia Pty Limited |  | Changed Benefit
TN043 | 06 - Specialist Orthopaedic | ACTIVE MOTION SYSTEM, Closing femoral osteotomy | Variable angle locking plates for femoral osteotomy | 7 to 15 holes | Newclip Technics Australia Pty Ltd |  | Changed Benefit
TN049 | 06 - Specialist Orthopaedic | Screws 2.01 - 2.7 CN | Mini screws 2.01-2.7 CN | 2.01- 2.7 mm | Newclip Technics Australia Pty Ltd |  | Changed Benefit
OH497 | 13 - Spinal | Stalif C | Interbody Fusion Cage - Tapered | 5.5 – 9.5 | Orthotech Pty Ltd |  | Changed Benefit
OH498 | 13 - Spinal | Stalif C Ti | Interbody Fusion Cage – Tapered Ti coated PEEK | 5.5 – 9.5 | Orthotech Pty Ltd |  | Changed Benefit
OH499 | 13 - Spinal | PACH Plate | Titanium | 28-40 | Orthotech Pty Ltd |  | Changed Benefit
SJ197 | 04 - Neurosurgical | Libra Deep Brain Stimulation System - Libra IPG - 6608 | Implantable pulse generator for deep brain stimulation - 8 channel | 50mm x 54mm x 14mm | ABBOTT MEDICAL AUSTRALIA PTY LTD. |  | Changed Benefit
SJ199 | 04 - Neurosurgical | Guardian Burr Hole Cover System | Cranial Burr Hole Cover | 14 - 17mm outer diameter | ABBOTT MEDICAL AUSTRALIA PTY LTD. |  | Changed Benefit
SJ202 | 04 - Neurosurgical | Brio DBS Implantable Pulse Generator 6788 | Dual Channel 16 Contact rechargeable IPG | 29g, 17cc | ABBOTT MEDICAL AUSTRALIA PTY LTD. |  | Changed Benefit
SJ208 | 08 - Cardiac | Quick Flex µ 1258T | 4F Bipolar Left Ventricular Pacing Lead | 75cm, 86cm, 92cm | ABBOTT MEDICAL AUSTRALIA PTY LTD. |  | Changed Benefit
SJ243 | 08 - Cardiac | Quartet | Quadripolar, Left Ventricular Pacing Lead with Optim Lead Insulation | 75, 86 and 92cm, 5 French introducer | ABBOTT MEDICAL AUSTRALIA PTY LTD. |  | Changed Benefit
SL073 | 12 - Knee | Legion Tibial Cone | Tibial cone augment intended to fill cavitary bone defects in the proximal tibial metaphyseal bone. | Short-long, 18-30 mm | Smith & Nephew Pty Ltd |  | Changed Benefit
SL074 | 12 - Knee | Legion Femoral Cone | Femoral cone augment intended to fill cavitary bone defects in the femoral metaphyseal bone | left/right, 18-30mm | Smith & Nephew Pty Ltd |  | Changed Benefit
ZI034 | 11 - Hip | Trilogy Acetabular Cup | Titanium mesh (fibre metal) non HA for UHMPE insert | 38 - 80 | Zimmer Biomet Pty Ltd |  | Changed Benefit
ZI035 | 11 - Hip | Trilogy Acetabular Cup | Titanium mesh (fibre metal) with HA for UHMPE insert | 38 - 80 | Zimmer Biomet Pty Ltd |  | Changed Benefit
ZI045 | 11 - Hip | Longevity XLPE Acetabular liner | UHMPE modified | 46 - 70 | Zimmer Biomet Pty Ltd |  | Changed Benefit
ZI046 | 11 - Hip | Acetabular Cup | Longevity XLPE Polyethylene Liner 20 Degree | 38 - 80 | Zimmer Biomet Pty Ltd |  | Changed Benefit
ZI047 | 11 - Hip | Acetabular Cup | Longevity XLPE Polyethylene Liner 10 Degree | 36 - 80 | Zimmer Biomet Pty Ltd |  | Changed Benefit
ZI048 | 11 - Hip | Acetabular Cup | Longevity XLPE Polyethylene Liner 0 Degree | 36 - 80 | Zimmer Biomet Pty Ltd |  | Changed Benefit
ZI057 | 12 - Knee | NexGen Flex Tibial Insert | Tibial Insert, fixed, posterior stabilised, high flex, UHMWPE | Sizes 9 - 23mm | Zimmer Biomet Pty Ltd |  | Changed Benefit
ZI058 | 12 - Knee | NexGen LPS Tibial Insert | Tibial Insert, posterior stabilised, UHMWPE, mobile | Sizes 9 - 23mm | Zimmer Biomet Pty Ltd |  | Changed Benefit
ZI062 | 12 - Knee | NexGen Knee Femoral Component | Femoral Component, uncemented, high flex, CoCr plus titanium fibre metal mesh ingrowth and HA/TCP | Sizes A-G Left & Right | Zimmer Biomet Pty Ltd |  | Changed Benefit
ZI108 | 12 - Knee | Unicompartmental All-Poly Tibia | All Poly Uni Tibial Baseplate, UHMWPE | 1 to 6 | Zimmer Biomet Pty Ltd |  | Changed Benefit
ZI109 | 12 - Knee | NexGen Knee Femoral Component | Femoral Component, uncemented, CoCr plus titanium fibre metal mesh ingrowth | A - H (L&R) | Zimmer Biomet Pty Ltd |  | Changed Benefit
SK390 | 06 - Specialist Orthopaedic | Hoffman II External Fixation System | Hoffman II MRI | Compression/Dystraction Tube, Dynamisation Tube | Stryker Australia Pty Ltd |  | Changed Benefit
SK396 | 06 - Specialist Orthopaedic | Hoffmann II Compact Wrist Sterile Pre-Packs, RL | Bridging & Non-bridging | Sterile Wrist Kit | Stryker Australia Pty Ltd |  | Changed Benefit
SK403 | 06 - Specialist Orthopaedic | Trochanteric Grip | Trochanteric Grip Plate with 2 cables | Large, 110 - 210mm, 2 -6 holes | Stryker Australia Pty Ltd |  | Changed Benefit
SK410 | 12 - Knee | Scorpio Knee System Tibial Insert | Totally constrained tibial insert, with metal post, UHMWPE (N2VAC) | 3 - 11 mm 7F/5T, 5F/7T, 11F/9T, 9F/11T 10mm-24mm | Stryker Australia Pty Ltd |  | Changed Benefit
SK415 | 12 - Knee | Scorpio Knee System Patella Component | Patella Component, Inset, Recessed, Medialized dome, Universal Dome, Concentric Dome, UHMWPE (X3), Fixed, Cemented | Concentric & Medialized Dome patella sizes: 5, 7, 9 & 11; Universal Dome patella sizes: 3, 5, 7, 9 & 11; Inset & Recessed patella sizes: 26, 28, 30 and 32mm | Stryker Australia Pty Ltd |  | Changed Benefit
SK419 | 12 - Knee | Triathlon Knee System Patella Component | Patella Component, Cemented, Asymmetric, (X3) UHMWPE | 29 (X3)3 x 9mm, 32 x 36 x 10mm, 35 x 39 x 10mm, 38 x 42x 11mm, 40 x 44 x 11mm | Stryker Australia Pty Ltd |  | Changed Benefit
SK430 | 11 - Hip | Trident Constrained All Poly Acetabular Cup | UHMWPE constrained cemented cup | 40-70mm | Stryker Australia Pty Ltd |  | Changed Benefit
SK433 | 12 - Knee | Triathlon Knee System Tibial Baseplate | Tibial baseplate, uncemented, beaded with PA (Hydroxyapatite), with screw holes, CoCr | 1-8 | Stryker Australia Pty Ltd |  | Changed Benefit
SK434 | 12 - Knee | Triathlon Knee System TS Titanium stem | Stem, Titanium, uncemented | 10-25 (100mm) 10-25 (150mm) | Stryker Australia Pty Ltd |  | Changed Benefit
SN876 | 12 - Knee | Profix Knee System Tibial Insert | Tibial Insert, UHMWPE, posterior stabilised with peg, fixed | 1-8 | Smith & Nephew Pty Ltd |  | Changed Benefit
SN891 | 06 - Specialist Orthopaedic | Promos Reverse Modular Shoulder System | Glenosphere | centric 36mm, centric 42mm, eccentric 36/+5mm, eccentric 42/+5mm | Smith & Nephew Pty Ltd |  | Changed Benefit
OF024 | 13 - Spinal | Firebird lateral offsets | lateral offsets in lengths from 8mm-80mm. Titanium. | 15, 20, 25, 30, 35, 80mm; 8mm-35mm in 3mm increments | Orthofix Australia Pty Limited |  | Changed Benefit
OF025 | 13 - Spinal | Spinal Fixation System | Multi Axial Cross Connector Assembly – Titanium/Lateral Offset | 5.5mm-80mm | Orthofix Australia Pty Limited |  | Changed Benefit
OF026 | 13 - Spinal | Blackstone - Posterior Cervical System | Cross-Connector | 20, 25, 30, 35, 40, 45, 50mm | Orthofix Australia Pty Limited |  | Changed Benefit
OF029 | 13 - Spinal | Blackstone Medical ACP - Level 1 & 2 | Titanium Alloy ACP L1-L2 | 20mm - 54mm | Orthofix Australia Pty Limited |  | Changed Benefit
OF032 | 13 - Spinal | Unity Lumbar Plate | Unity Plate | 17-28mm | Orthofix Australia Pty Limited |  | Changed Benefit
OF033 | 13 - Spinal | Blackstone - Posterior Cervical System | Occipital Anchor | 31, 37, 45, 50mm | Orthofix Australia Pty Limited |  | Changed Benefit
OF037 | 13 - Spinal | Blackstone - Posterior Cervical System | Occipital Rod | One size only | Orthofix Australia Pty Limited |  | Changed Benefit
OF038 | 13 - Spinal | Blackstone - Posterior Cervical System | Rods - Titanium | 3.0mmx70, 120, 200mm | Orthofix Australia Pty Limited |  | Changed Benefit
PB032 | 06 - Specialist Orthopaedic | Mini Locking System - Cortex Screw | Cortex Screws | ≤ 2.0mm | Australian Pacific Medical Pty Ltd |  | Changed Benefit
PB045 | 06 - Specialist Orthopaedic | Subtalar Implant | Conical tapered titanium implant to treat flat foot and stabilise subtalar joint | 7 – 12mm | Australian Pacific Medical Pty Ltd |  | Changed Benefit
OF022 | 13 - Spinal | Firebird Phoenix screw heads | Modular screw heads; various sizes including reduction heads | Body Top Loading, NXG Body Top Loading, Top loaded Body-Slotted, Body Closed, Body Reduction - All one size only Body Offset - 8mm, 11mm, 14mm Short, standard and tall (open and closed) | Orthofix Australia Pty Limited |  | Changed Benefit
PB050 | 13 - Spinal | DELTA ALIF Plate | Anterior Plate | Height 35 - 45mm | Australian Pacific Medical Pty Ltd |  | Changed Benefit
PB053 | 13 - Spinal | Delta Bone Screws | Bone Screw | Diameter, 5.0mm & 6.0mm Length, 20mm to 70mm | Australian Pacific Medical Pty Ltd |  | Changed Benefit
WC232 | 10 - Vascular | Zenith Renu AAA Ancillary Graft - Main Body Extension | Stent graft indicated for the repair of in situ AAA stent grafts | Proximal diameter 22 - 36mm, Length (covered section) 43 - 100mm | WILLIAM A COOK AUSTRALIA PTY LTD |  | Changed Benefit
WC251 | 03 - General Miscellaneous | Biodesign Surgisis Hernia Graft | Biodesign Hernia Graft is 8-layer perforated and quilted porcine sis collagen matrix, non cross-linked, remodelable and resorbable tissue graft | 20cm x 30cm | WILLIAM A COOK AUSTRALIA PTY LTD |  | Changed Benefit
ZI483 | 13 - Spinal | Spine-Tech BAK "L" Cage | Lumbar Cage | 9 x 20mm, 9 x 24mm, 11 x 20mm, 13 x 20mm, 13 x 24mm, 15 x 20mm, 15 x 24mm, 17 x 24mm, 17 x 28mm | Zimmer Biomet Pty Ltd |  | Changed Benefit
ZI485 | 12 - Knee | Trabecular Metal Tibial Cone | Trabecular Metal Tibial void filling cone for proximal metaphyseal bone surrounding stem, full or stepped | 31-67mm | Zimmer Biomet Pty Ltd |  | Changed Benefit
ZI487 | 13 - Spinal | Trinica Screw | Titanium Screws, fixed and variable angle. | 4.2mm x 12/14/16/18mm; 4.6mm x 12/14/16/18mm | Zimmer Biomet Pty Ltd |  | Changed Benefit
ZI490 | 11 - Hip | Revitan Modular Proximal Body | Titanium, grit blast, non HA, femoral body | 55, 65, 75, 85, 95 and 105mm heights | Zimmer Biomet Pty Ltd |  | Changed Benefit
ZI512 | 13 - Spinal | Optima Spinal System - Rod | Rod | Dia 5-7mm, length 40-400mm | Zimmer Biomet Pty Ltd |  | Changed Benefit
SF137 | 12 - Knee | SHiVA Hinge Knee Revision System - Stems | Knee revision Extension Stem | Straight 10 - 18mm Diameter; 50 to 150mm Length Offset 10 - 16 mm Diameter; 75mm Length | Signature Orthopaedics |  | Changed Benefit
SF138 | 12 - Knee | SHiVA Modular Knee Hinge Prosthesis - Patella Button | Patella Button | Sizes 2,3 and 4 | Signature Orthopaedics |  | Changed Benefit
SF140 | 12 - Knee | Active Knee Tibial Baseplate | Tibial Baseplate, HA, uncemented, beaded, stemmed , CoCr | Sizes 1 to 5 (A-Narrow & B-Wide) | Signature Orthopaedics |  | Changed Benefit
SF145 | 12 - Knee | Active Knee Patella | Patella, cemented, UHMWPE | Sizes 1 - 5 | Signature Orthopaedics |  | Changed Benefit
SF146 | 06 - Specialist Orthopaedic | S-Knot Suture Anchor | The S-Knot Suture Anchor is constructed from High Strength Flat Braided Suture threaded with either 2 or 3 #2 suture strands. The anchor may be inserted either by pre-punching using a 2.8mm bone punch or in the instance of softer bone and driven in using a mallet. Once the anchor is below the level of the cortical bone the anchor is seated by pulling back on the sutures. | 2.8mm | Signature Orthopaedics |  | Changed Benefit
SF147 | 06 - Specialist Orthopaedic | S-Knot Anchor | All suture anchors | 1.3 and 1.8mm | Signature Orthopaedics |  | Changed Benefit
SF148 | 06 - Specialist Orthopaedic | Dynaloc Shoulder Anchor | PEEK Optima Shoulder Anchor | 4.5, 5.5, 6.5mm | Signature Orthopaedics |  | Changed Benefit
SF149 | 13 - Spinal | XM Plate | Lumbar Fusion Plate | 17-27mm, in 2mm increments. | Signature Orthopaedics |  | Changed Benefit
SF152 | 13 - Spinal | Ayers PLIF cage | PEEK PLIF Fusion Cage | Curved and Straight Cages in multiple footprints with 3 angles. | Signature Orthopaedics |  | Changed Benefit
SF153 | 06 - Specialist Orthopaedic | ATOK Anchor | PEEK Shoulder Anchor | 4.5, 5.5, 6.5mm | Signature Orthopaedics |  | Changed Benefit
WC316 | 10 - Vascular | Zenith Dissection Endovascular Stent with the Z-Trak Plus Introduction System | Dissection Endovascular Stent | Diameter: 36mm and 46mm Lengths: 80mm, 120mm, 180mm, 185mm | WILLIAM A COOK AUSTRALIA PTY LTD |  | Changed Benefit
ZI663 | 13 - Spinal | Nex-Link | Spinal Fixation System, Spinal Rod | 120 & 240mm | Zimmer Biomet Pty Ltd |  | Changed Benefit
ZI685 | 13 - Spinal | NexLink | Occipital Cervical Plating System | Screw Offset Connector | Zimmer Biomet Pty Ltd |  | Changed Benefit
ZI694 | 13 - Spinal | Posterior Lumbar Cage | Titanium or PEEK | Height 7 - 20mm | Zimmer Biomet Pty Ltd |  | Changed Benefit
SL079 | 06 - Specialist Orthopaedic | Conquest FN | Anatomic Locking Femur Plate | ≤ 6 holes | Smith & Nephew Pty Ltd |  | Changed Benefit
SL081 | 03 - General Miscellaneous | STAMMBERGER SINU-FOAM | Viscous CMC-based dissolvable foam for the nasal cavity | One size | Smith & Nephew Pty Ltd |  | Changed Benefit
SL083 | 03 - General Miscellaneous | Nasastent | Dissolvable intranasal splint made from CMC that absorbs nasal fluids, it turns into a hydrocolloidal gel that naturally drains from the nasal cavity | 5cm | Smith & Nephew Pty Ltd |  | Changed Benefit
SL084 | 11 - Hip | Reflection | Acetabular cup, 3-Hole, Beaded, Titanium Alloy | 40-68 mm | Smith & Nephew Pty Ltd |  | Changed Benefit
SL085 | 11 - Hip | Reflection | Acetabular Cup, Spiked, Beaded, Titanium Alloy | 40-68 mm | Smith & Nephew Pty Ltd |  | Changed Benefit
SL087 | 06 - Specialist Orthopaedic | PERI-LOC | Clavicle plates | ≥ 7 to ≤ 15 holes | Smith & Nephew Pty Ltd |  | Changed Benefit
SL088 | 06 - Specialist Orthopaedic | PERI-LOC | Clavicle plates | ≥ 7 to ≤ 15 holes | Smith & Nephew Pty Ltd |  | Changed Benefit
SL090 | 06 - Specialist Orthopaedic | Smith & Nephew Plate and Screw System - EVOS | Bone Screws | 2.71mm – 4.49mm | Smith & Nephew Pty Ltd |  | Changed Benefit, Suffix
SL099 | 06 - Specialist Orthopaedic | Smith & Nephew Plate and Screw System - EVOS | Small Fragment Plate | ≥ 16 holes | Smith & Nephew Pty Ltd |  | Changed Benefit
SL101 | 06 - Specialist Orthopaedic | Peri-Loc | Tibia Plates | ≤6 holes | Smith & Nephew Pty Ltd |  | Changed Benefit
SM009 | 06 - Specialist Orthopaedic | Toefit - Plus | Titanium Alloy | Phalangeal Component XS-L | Smith & Nephew Pty Ltd |  | Changed Benefit
SQ118 | 06 - Specialist Orthopaedic | Verso Shoulder System - Glenoid Head | Verso Shoulder Glenoid Head | 36mm, 41mm | Surgical Specialties |  | Changed Benefit
SQ119 | 06 - Specialist Orthopaedic | Verso Shoulder System - Humeral Shell | Verso Shoulder Humeral Shell | Standard & Stemmed | Surgical Specialties |  | Changed Benefit
ZI110 | 12 - Knee | NexGen Knee Femoral Component | Femoral Component, uncemented, CoCr plus titanium fibre metal mesh ingrowth and HA/TCP, cruciate retaining | A - H (L&R) | Zimmer Biomet Pty Ltd |  | Changed Benefit
ZI111 | 12 - Knee | NexGen Knee Femoral Component | Femoral Component, cemented with PMMA, CoCr | A - H (L&R) | Zimmer Biomet Pty Ltd |  | Changed Benefit
ZI115 | 12 - Knee | NexGen Knee Femoral Component | Femoral Component, uncemented, CoCr plus titanium fibre metal mesh ingrowth, posterior stabilised | A - H (L&R) | Zimmer Biomet Pty Ltd |  | Changed Benefit
ZT001 | 06 - Specialist Orthopaedic | Ossur Halo Thoracic Orthosis | Spinal, Halo thoracic orthosis; inclusive of crown, skull pins and vest | Small, medium (standard) and large. | OSSUR AUSTRALIA - OA & INJURY SOLUTIONS PTY LTD |  | Changed Benefit
ZZ001 | 07 - Plastic and Reconstructive | OBL PorousiTi® Patient Specific Implant - Cranium | Patient specific implant for the cranium constructed of PourousTi® | The implant is custom made so the size is variable | AA-Med Pty Ltd |  | Changed Benefit
ZZ007 | 07 - Plastic and Reconstructive | HND Screws for OBL PSI System | Osteosynthesis screws for cranio-maxillo-facial patient specific implants | Width – 1.5mm-3mm Length 3.5mm-18mm | AA-Med Pty Ltd |  | Changed Benefit
ZZ025 | 07 - Plastic and Reconstructive | OBL PorousiTi Patient Specific Implant - Mandible | Patient specific implant for mandible constructed of PourousiTi | The model is custom made so size will vary | AA-Med Pty Ltd |  | Changed Benefit
SN902 | 06 - Specialist Orthopaedic | FAST-FIX 360 | This is a double anchor, self tying device for all-inside meniscal repair | One size | Smith & Nephew Pty Ltd |  | Changed Benefit
SN903 | 06 - Specialist Orthopaedic | Minitac | This is a titanium suture anchor with needles for repair and reattachment of the ligaments in small joint arthroscopy | 2.0mm | Smith & Nephew Pty Ltd |  | Changed Benefit
SN907 | 06 - Specialist Orthopaedic | TWINFIX Ti | This is a titanium suture anchor for repair and reattachment of ligaments to bone in joint arthroscopy | 2.8mm | Smith & Nephew Pty Ltd |  | Changed Benefit
SN909 | 06 - Specialist Orthopaedic | BIORAPTOR Knotless | This is a knotless suture anchor for repair and reattachment of the labrum in shoulder and hip arthroscopy. | 2.9mm. | Smith & Nephew Pty Ltd |  | Changed Benefit
SN911 | 12 - Knee | Genesis II | PS HA Porous | 1-8 | Smith & Nephew Pty Ltd |  | Changed Benefit
SV032 | 13 - Spinal | MIS Percutaneous Pedicle Screw System - Rods | MIS Percutaneous Pedicle Screw System - Straight Rod | 5.5 x 100mm to 5.5 x 300mm | Signature Spine and Joint Pty Ltd |  | Changed Benefit
SV033 | 13 - Spinal | MIS Percutaneous Pedicle Screw System - Rods | MIS Percutaneous Pedicle Screw System - Pre-bent Rods | 5.5 x 40mm to 5.5 x 300mm | Signature Spine and Joint Pty Ltd |  | Changed Benefit
SV034 | 13 - Spinal | AnyPlus Pedicle Screw System - Straight Rods | AnyPlus Pedicle Screw System - Straight Rods | 40mm to 600mm | Signature Spine and Joint Pty Ltd |  | Changed Benefit
SV035 | 13 - Spinal | AnyPlus Pedicle Screw System - Pre-bent Rods | AnyPlus Pedicle Screw System - Pre-bent Rods | 30mm to 200mm for the pre-bent rods | Signature Spine and Joint Pty Ltd |  | Changed Benefit
SV036 | 06 - Specialist Orthopaedic | Parcus MiTi Suture Anchor | The Parcus MiTi Suture Anchor is a threaded, tapered fastener for use in attachment of soft tissue to bone. The device is made from a Titanium alloy, Ti-6A1-4V. MiTi Suture Anchors are presented as sterile items. | 2.0mm, 2.5mm & 3.5mm diameter | Signature Spine and Joint Pty Ltd |  | Changed Benefit
PC002 | 13 - Spinal | WeCover Cervical System - Plate | Cervical Plate | One Level Plate - 22,24,26,28,30,32, 34mm Two Level Plate - 36, 38, 40, 42, 44, 46, 48, 50mm Three Level Plate - 52mm Width of all plates are 18mm and the plate profile is 1.9mm. | Precision Surgical Pty Ltd |  | Changed Benefit
PC003 | 13 - Spinal | WeCover Cervical System - Screw | Plate System - Screws | Self Drilling Screw Ø4.5 fixed angle 12mm - 22mm Self Drilling Screw Ø4.5 variable angle 12mm - 22mm Self Drilling Screw Ø4 fixed angle 12mm - 22mm Self Drilling Screw Ø4 variable angle 12mm - 22mm Self Tapping Screw Ø4.5 fixed angle 12mm - 22mm Self Tapping Screw Ø4 fixed angle 12mm - 22mm Self Tapping Screw Ø4 variable angle 12mm - 22mm | Precision Surgical Pty Ltd |  | Changed Benefit
PC005 | 13 - Spinal | Alias Cage | PEEK Fusion Cage with Plasma coating | 5-9mm, 4, 8 and 12 degree, Flat and contoured options | Precision Surgical Pty Ltd |  | Changed Benefit
SF001 | 06 - Specialist Orthopaedic | Tissue Loc Tenodesis Screw | Cannulated Interference Screw - PEEK | 4x10mm, 5x10mm, 4x15mm, 5x15mm, 6x15mm, 6x20mm, 7x25mm, 8x25mm, 8x30mm, 9x25mm, 9x30mm | Signature Orthopaedics |  | Changed Benefit
SF003 | 06 - Specialist Orthopaedic | Signature Turbine™ Anchor | PEEK fully threaded suture anchor | 4.5mm, 5.5mm &6.5mm | Signature Orthopaedics |  | Changed Benefit
SF014 | 13 - Spinal | Centaur Screw System | In Line Connectors | 5.5/6.35mm | Signature Orthopaedics |  | Changed Benefit
SF015 | 13 - Spinal | Centaur Cross Connector, Centaur Screw System | Cross Connector - rod to rod - Adjustable | 10mm - 90mm | Signature Orthopaedics |  | Changed Benefit
SF020 | 13 - Spinal | Aurora SPINE System | Thoracolumbar plate | 15mm-51mm | Signature Orthopaedics |  | Changed Benefit
SF035 | 06 - Specialist Orthopaedic | Signature ST Shoulder Anchor | PEEK fully threaded suture anchor | 2.3mm | Signature Orthopaedics |  | Changed Benefit
SF036 | 11 - Hip | Cement Pug | UHMWPE Cement Plug | 18.5 - 35mm | Signature Orthopaedics |  | Changed Benefit
SF039 | 11 - Hip | Logical™ Acetabular Liner | HCLA (highly Cross-Linked and Annealed) Acetabular Insert | 28mm, 32mm, 36mm diameter; Neutral, 10 and 20 degree; Size range 44mm to 72mm, including laterialised liners | Signature Orthopaedics |  | Changed Product sizes
ZI516 | 12 - Knee | Trabecular Metal Femoral Cone | Trabecular Metal femoral void filling cone for distal metaphyseal bone surrounding stem | Small, Medium, Large | Zimmer Biomet Pty Ltd |  | Changed Benefit
ZI517 | 13 - Spinal | Trinica Anterior Lumbar/Sacral Screw | Screw, Titanium, Fixed or Variable Axis | 22 to 34mm lengths | Zimmer Biomet Pty Ltd |  | Changed Benefit
ZI518 | 13 - Spinal | Trinica Anterior Lumbar Plate | Lumbar Plate, Titanium | 37-51mm lengths | Zimmer Biomet Pty Ltd |  | Changed Benefit
ZI519 | 13 - Spinal | Trinica Anterior Lumbar Plate | Sacral Plate, Titanium | 33-51mm lengths | Zimmer Biomet Pty Ltd |  | Changed Benefit
ZI528 | 06 - Specialist Orthopaedic | Zimmer Trabecular Metal Reverse Shoulder System | Trabecular Metal Humeral Stem Titanium Alloy and Tantalum | 8mm-18mm x 130mm-170mm | Zimmer Biomet Pty Ltd |  | Changed Benefit
ZI532 | 06 - Specialist Orthopaedic | Zimmer Trabecular Metal Reverse Shoulder System | Glenosphere - CoCr - Mo Alloy | 36mm, 40mm | Zimmer Biomet Pty Ltd |  | Changed Benefit
MI114 | 08 - Cardiac | Evera S VR DF1 / Evera MRI S VR SureScan DF1 | Single Chamber Implantable Cardioverter Defibrillator with PhysioCurve Design, Optimised Battery Chemistry, Smart Shock Technology 2.0, DF1 | 33cm³ 77g | Medtronic Australasia Pty Ltd |  | Changed Benefit
MI115 | 08 - Cardiac | Evera XT DR IS1/DF4 | Dual Chamber Implantable Cardioverter Defibrillator with PhysioCurve Design, Optimised Battery Chemistry, Smart Shock Technology 2.0, Optivol 2.0 Fluid Status Monitoring, Complete Capture Management and Atrial Therapies. DF4 | 34cm³ 78g | Medtronic Australasia Pty Ltd |  | Changed Benefit
MI116 | 08 - Cardiac | Evera XT DR IS1/DF1 / Evera MRI XT DR SureScan IS1/DF1 | Dual Chamber Implantable Cardioverter Defibrillator with PhysioCurve Design, Optimised Battery Chemistry, Smart Shock Technology 2.0, Optivol 2.0 Fluid Status Monitoring, Complete Capture Management and Atrial Therapies. DF1 | 34cm³ 78g | Medtronic Australasia Pty Ltd |  | Changed Benefit
MI117 | 08 - Cardiac | Evera S DR IS1/DF4 | Dual Chamber Implantable Cardioverter Defibrillator with PhysioCurve Design, Optimised Battery Chemistry, Smart Shock Technology 2.0, DF4 | 34cm³ 78g | Medtronic Australasia Pty Ltd |  | Changed Benefit
MI118 | 08 - Cardiac | Evera S DR IS1/DF1 / Evera MRI S DR SureScan IS1/DF1 | Dual Chamber Implantable Cardioverter Defibrillator with PhysioCurve Design, Optimised Battery Chemistry, Smart Shock Technology 2.0, DF1 | 34cm³ 78g | Medtronic Australasia Pty Ltd |  | Changed Benefit
MI120 | 13 - Spinal | PEEK PREVAIL Cervical Interbody Device | Cervical intervertebral body fusion device | Height : 5mm-9mm | Medtronic Australasia Pty Ltd |  | Changed Benefit
SK607 | 06 - Specialist Orthopaedic | Radial Head Implants | Radial Head | 2,3,4,4N | Stryker Australia Pty Ltd |  | Changed Benefit
SK611 | 06 - Specialist Orthopaedic | Metaflex | Low compression screw | Diameter: 1.2, 1.4, 1.6, 2.0 - 2.5mm, Length: 10mm - 30mm | Stryker Australia Pty Ltd |  | Changed Benefit
SK613 | 06 - Specialist Orthopaedic | RadioFix | Radio Fixator System | One size | Stryker Australia Pty Ltd |  | Changed Benefit
SK614 | 06 - Specialist Orthopaedic | M-Fix | Nitinol | 10-19mm | Stryker Australia Pty Ltd |  | Changed Benefit
SK615 | 06 - Specialist Orthopaedic | Wrist Fixator PFII | Wrist Fixator System | One size | Stryker Australia Pty Ltd |  | Changed Benefit
SK616 | 06 - Specialist Orthopaedic | Poing Fix | Wrist Fixator System | One size | Stryker Australia Pty Ltd |  | Changed Benefit
SK621 | 06 - Specialist Orthopaedic | StaFIX | The StaFIX Staples are retained implants and removable used primarily for the following applications: Synthesis of fractures; Synthesis of osteotomies; Arthrodesis; Reattachment of ligaments ot tendons. The aim of the StaFIX staple is to provide a effective fixation of the bone fragments during healing. | 6x6, 6x12,8x8, 8x16, 10x10, 10x20, 12x24 | Stryker Australia Pty Ltd |  | Changed Benefit
ZI717 | 06 - Specialist Orthopaedic | Zimmer Natural Nail System | Cancellous Screws Titanium - Partially Threaded & Fixed Angle | 6.0mm x 50 to 145mm at 5mm increments | Zimmer Biomet Pty Ltd |  | Changed Benefit
ZI718 | 06 - Specialist Orthopaedic | Zimmer Natural Nail System | Cortical Screws - Fixed Angle (Fully Threaded) Titanium | 4.0mm & 5.0mm x 20 to 60mm (2.5mm increments); 4.0mm & 5.0mm x 65 to 100mm (5mm increments) | Zimmer Biomet Pty Ltd |  | Changed Benefit
ZI719 | 06 - Specialist Orthopaedic | Zimmer Natural Nail System | Tibial Nails - Titanium | 8.3mm; 9.3mm; 10mm; 11mm; 12mm; 14mm x 24 to 44cm in 2cm increments | Zimmer Biomet Pty Ltd |  | Changed Benefit
ZI723 | 06 - Specialist Orthopaedic | Zimmer Natural Nail System | Cephalomedullary, Short Nails, Titanium | 10mm to 14.5mm (in 1.5mm increments) x 21.5cm 125 to 135 CCD (in 5 CCD increments) Left and Right. | Zimmer Biomet Pty Ltd |  | Changed Benefit
MI204 | 08 - Cardiac | VISIA AF XT ICD DF4 | Single Chamber Implantable Cardioverter Defibrillator with AF detection and diagnosis, PhysioCurve Design, Optimised Battery Chemistry, Smart Shock Technology 2.0, Optivol 2.0 Fluid Status Monitoring, Complete Capture Management. DF4 | 33cm³ 77g | Medtronic Australasia Pty Ltd |  | Changed Benefit
SQ126 | 13 - Spinal | NEO Pedicle Screw System - Rod | Straight, Titanium Alloy | 30mm - 300mm length | Surgical Specialties |  | Changed Benefit
SQ128 | 13 - Spinal | NEO Pedicle Screw System - Rod | Shaped, Titanium Alloy | 30mm - 100mm length | Surgical Specialties |  | Changed Benefit
SQ133 | 06 - Specialist Orthopaedic | PediLoc - Plating System, ≤ 6 Holes, Periarticular Femoral Plates | Periarticular Femoral Plates | 3.5mm-4.5mm, 4-6 Holes | Surgical Specialties |  | Changed Benefit
SQ134 | 06 - Specialist Orthopaedic | PediLoc - Plating System, ≥ 7 to ≤ 15 holes, Periarticular Femoral Plates | Periarticular Femoral Plates | 3.5mm-4.5mm, 8-14 Holes | Surgical Specialties |  | Changed Benefit
SQ139 | 06 - Specialist Orthopaedic | PediLoc - Plating System ≤ 6 holes, screw size ≤ 2.7mm | 2.7mm Locking Plate | 3-6 Hole | Surgical Specialties |  | Changed Benefit
SQ146 | 03 - General Miscellaneous | ON-Q Pain Relief System | Elastomeric Infusion Pump System | 100-400ml | Surgical Specialties |  | Changed Benefit
SY340 | 13 - Spinal | PlivioPore | Ti PLIF cage | Height 7 - 17mm / width 7 - 13mm | Johnson & Johnson Medical Pty Ltd |  | Changed Benefit
ZZ026 | 07 - Plastic and Reconstructive | OBL PorousiTi Patient Specific Implant - Maxilla | Patient specific implant for maxilla constructed of PorousiTi | The model is custom made so size will vary | AA-Med Pty Ltd |  | Changed Benefit
MO364 | 06 - Specialist Orthopaedic | Acumed Acu-Loc Radius Plating system | Volar, Dorsal, Distal Ulna, Standard, Long, Extra long, wide, narrow, left, right, extra-articular plates | ≥16 holes | Medical & Optical Instruments Australia Pty Ltd |  | Changed Benefit
MO372 | 06 - Specialist Orthopaedic | Acumed Locking Scapula plate System | Locking Bone Plate, Scapula | ≥7 to ≤15 holes | Medical & Optical Instruments Australia Pty Ltd |  | Changed Benefit
MO373 | 06 - Specialist Orthopaedic | Acutrak fusion Screws | Fusion Screws Titanium | 2.01mm - 2.7mm | Medical & Optical Instruments Australia Pty Ltd |  | Changed Benefit
MO379 | 06 - Specialist Orthopaedic | Acumed Congruent Plate System | Foot and Ankle Plate itianium | ≤ 6 hole | Medical & Optical Instruments Australia Pty Ltd |  | Changed Benefit
MO380 | 06 - Specialist Orthopaedic | Acumed Congruent Plate System | Foot and Ankle Plate Titanium | ≤ 6 hole | Medical & Optical Instruments Australia Pty Ltd |  | Changed Benefit
MO381 | 06 - Specialist Orthopaedic | Acumed Congruent Plate system | Foort and Ankle Plate titanium | ≥7 to ≤15 hole | Medical & Optical Instruments Australia Pty Ltd |  | Changed Benefit
MO385 | 06 - Specialist Orthopaedic | Acumed Locking Clavical Plating System | Locking Clavicle Plates Mid Shaft, Anterior and Distal | ≥7 to ≤15 holes | Medical & Optical Instruments Australia Pty Ltd |  | Changed Benefit
MO387 | 06 - Specialist Orthopaedic | Callos Bone Void Filler | Calcium Phosphate Bone Void Fille | 3CC, 5CC | Medical & Optical Instruments Australia Pty Ltd |  | Changed Benefit
MO395 | 06 - Specialist Orthopaedic | RibLoc Rib fracture plating System | RibLoc Plate | 46mmL X 8-14mm W | Medical & Optical Instruments Australia Pty Ltd |  | Changed Benefit
NV103 | 13 - Spinal | CoRoent Small Interlock (cage) | The CoRoent Small Interlock System is a stand-alone anterior cervical interbody fusion system indicated for use in skeletally mature patients with degenerative disc disease (DDD) at one level from C2-T1. | Width 14-18mm x length 10-14mm x Height 5-16mm x Lordosis 0-20˚ | Nuvasive Australia and NZ Pty Ltd |  | Changed Benefit
SV037 | 06 - Specialist Orthopaedic | Parcus Series 3 Peek CF Suture Anchor | Knotless push in Anchor with 2 sutures and suture passer. | 3.5mm diameter | Signature Spine and Joint Pty Ltd |  | Changed Benefit
SV039 | 06 - Specialist Orthopaedic | Parcus PEEK CF Interface Screw | PEEK CF Interface Screw | 7,8,9mm x 20-35mm 10,11,12mm x 25-35mm | Signature Spine and Joint Pty Ltd |  | Changed Benefit
SV040 | 06 - Specialist Orthopaedic | V-Lox Titanium Suture Anchors | Titanium Fully Threaded Suture Anchor | 4.5mm; 5.5mm; 6.5mm, double loaded and triple loaded suture anchors | Signature Spine and Joint Pty Ltd |  | Changed Benefit
SV041 | 06 - Specialist Orthopaedic | V-Lox PEEK CF Suture Anchors | PEEK CF Fully Threaded Suture Anchor | 4.5m; 5.5mm; 6.5mm, | Signature Spine and Joint Pty Ltd |  | Changed Benefit
SV053 | 03 - General Miscellaneous | Starsil Haemostat | Plant based haemostatic powder | 1g | Signature Spine and Joint Pty Ltd |  | Changed Benefit
SV056 | 06 - Specialist Orthopaedic | Draw Tight Suture Anchors | Suture Anchor | 3.2mm | Signature Spine and Joint Pty Ltd |  | Changed Benefit
SV057 | 06 - Specialist Orthopaedic | Knotless PEEK CF Suture Anchors | Suture Anchor, PEEK CF | 2.8mm 3.5mm | Signature Spine and Joint Pty Ltd |  | Changed Benefit
SV058 | 06 - Specialist Orthopaedic | Knotless PEEK CF Suture Anchors | Suture Anchor, PEEK CF | 4.5mm 5.5mm | Signature Spine and Joint Pty Ltd |  | Changed Benefit
SV060 | 06 - Specialist Orthopaedic | Draw Tight Suture Anchors | Suture Anchor | 1.8mm | Signature Spine and Joint Pty Ltd |  | Changed Benefit
SY800 | 06 - Specialist Orthopaedic | AO/ASIF Plates | LCP, Condylar, Mini Fragment Plates - Various | ≥16 holes | Johnson & Johnson Medical Pty Ltd |  | Changed Benefit
SY805 | 06 - Specialist Orthopaedic | AO/ASIF | Humerus Block | 12 x 16mm | Johnson & Johnson Medical Pty Ltd |  | Changed Benefit
SY806 | 06 - Specialist Orthopaedic | AO/ASIF Plates | Pre-contoured locking plates | ≤6 Holes | Johnson & Johnson Medical Pty Ltd |  | Changed Benefit
SY808 | 06 - Specialist Orthopaedic | AO/ASIF Plates | Pre-contoured locking plates | ≤6 Holes | Johnson & Johnson Medical Pty Ltd |  | Changed Benefit
SY809 | 06 - Specialist Orthopaedic | AO/ASIF Plates | Locking Specialty Plate | ≥16 holes | Johnson & Johnson Medical Pty Ltd |  | Changed Benefit
SY810 | 06 - Specialist Orthopaedic | AO/ASIF Plates | Locking Specialty Plate | ≥16 holes | Johnson & Johnson Medical Pty Ltd |  | Changed Benefit
SY813 | 06 - Specialist Orthopaedic | AO/ASIF Plates | Non Locking Fragment Plate | 7 - 15 holes | Johnson & Johnson Medical Pty Ltd |  | Changed Benefit
SY814 | 06 - Specialist Orthopaedic | AO/ASIF Plates | Non Locking Fragment Plate | 7 - 15 holes | Johnson & Johnson Medical Pty Ltd |  | Changed Benefit
SY815 | 06 - Specialist Orthopaedic | AO/ASIF Plates | LCP Lateral Distal Fibula | 7 to 15 Holes | Johnson & Johnson Medical Pty Ltd |  | Changed Benefit
SY816 | 06 - Specialist Orthopaedic | AO/ASIF Plates | LCP Lateral Distal Fibula | >16 Holes | Johnson & Johnson Medical Pty Ltd |  | Changed Benefit
SK485 | 06 - Specialist Orthopaedic | Hoffmann Xpress - Universal Pin Clamp | Hoffmann Xpress External Fixation Device - Adapted to fit the needs of medically trained staff of such occupations as the Armed Forces | One size to fit the Rod to Rod | Stryker Australia Pty Ltd |  | Changed Benefit
SK487 | 06 - Specialist Orthopaedic | Hoffmann Xpress - 5 Pin Clamp Posts | Hoffmann Xpress External Fixation Device - adapted to fit needs of medically trained staff of such occupations as the Armed Forces | 2 categories, a 1 post clamp and a 2 post clamp | Stryker Australia Pty Ltd |  | Changed Benefit
SK494 | 04 - Neurosurgical | DuraMatrix | Resorbable Collagen Dura Substitute Membrane | 4" x 5" (10cm x 12.5cm) | Stryker Australia Pty Ltd |  | Changed Benefit
SK505 | 11 - Hip | BioPrep Bone Preparation System | Femoral Preparation Kit with cement restrictor | 18.5 - 25mm O.D. | Stryker Australia Pty Ltd |  | Changed Benefit
SK506 | 06 - Specialist Orthopaedic | T2 Kids Paediatric Nail | Paediatric Flexible Nail | 1.5-4mm, 300-450mm | Stryker Australia Pty Ltd |  | Changed Benefit
SK512 | 07 - Plastic and Reconstructive | Malar Shape | Porus Polyethylene. Design RZ malar shapes, super petite and petite, left and right (Models 9501 - 9504). Design M malar shapes, left and right (Models 9507 - 9512). Additional malar shapes, extended contoured left and right (Models 9513 - 9518) Contoured | Design RZ malar shapes: super petite left and right 50 x 19 x 3mm, Design RZ malar shapes petite left and right 50 x 19 x 5mm. Design malar shapes: small left and right 64 x 19 x 3mm, left and right medium 64 x 19 x 4.5mm, Left and right large 64 x 19 x | Stryker Australia Pty Ltd |  | Changed Benefit
SK515 | 07 - Plastic and Reconstructive | Nasal Sheet (Strut). | Nasal Sheet (Strut). Model 9536 | Nasal Sheet (Strut): 40 x 9 x 1.1mm | Stryker Australia Pty Ltd |  | Changed Benefit
MI129 | 08 - Cardiac | Attain Performa Leads/ Attain Performa SureScan MRI Leads | LV lead family with four electrodes and an IS4 connector for LV pacing w/premium and standard IS4 CRT-D devices. The Attain Perfoma™ Lead provides LV pacing options to avoid the following: phrenic nerve stimulation, high pacing thresholds, and ischemic tissue (including MRI versions) | 78, 88cm | Medtronic Australasia Pty Ltd |  | Changed Benefit
MI133 | 04 - Neurosurgical | RestoreUltra Surescan MRI Neurostimulator | 16 Electrode rechargeable implantable neurostimulator for pain management with Surescan MRI technology Model 97712 | One size only | Medtronic Australasia Pty Ltd |  | Changed Benefit
MI134 | 04 - Neurosurgical | RestoreAdvanced Surescan MRI Neurostimulator | 16 electrode rechargeable implantable neurostimulator for pain management with Surescan MRI technology Model 97713 | One size only | Medtronic Australasia Pty Ltd |  | Changed Benefit
MI135 | 04 - Neurosurgical | PrimeAdvanced Surescan MRI Neurostimulator | 16 electrode non-rechargeable implantable neurostimulator for pain management with Surescan MRI technology Model 97702 | One size only | Medtronic Australasia Pty Ltd |  | Changed Benefit
MI136 | 04 - Neurosurgical | Vectris Surescan MRI Neurostimulation Leads | Octad Compact Lead Kit Model 977A2, Subcompact lead Kit Model 977A1 | 60cm, 75cm, 90cm | Medtronic Australasia Pty Ltd |  | Changed Benefit
MU061 | 12 - Knee | GMK Inset Patella | Inset cemented polyethylene patella | sizes 1-2; 3-4; 5-6 (20/24/28/32mm diameter) | Medacta Australia Pty Ltd |  | Changed Benefit
MU067 | 12 - Knee | GMK Uncemented Fixed Tibia Tray | Asymmetric uncemented fixed tibial component | 1 to 6, left and right | Medacta Australia Pty Ltd |  | Changed Benefit
MU069 | 12 - Knee | GMK Tibial Extension Stem | Tibial Baseplate extension stem | diameter 11mm, length 65mm & 30mm | Medacta Australia Pty Ltd |  | Changed Benefit
MU070 | 12 - Knee | GMK Unicompartmental Full - PE Tibia Component | cemented unicompartmental all polyethylene fixed component | 1 to 5, left and right, 8/9/10/11/12/14mm thicknesses | Medacta Australia Pty Ltd |  | Changed Benefit
MU072 | 12 - Knee | GMK Resurfacing Patella | resurfacing three pegged cemented polyethylene patella | sizes 1, 2, 3, 4. | Medacta Australia Pty Ltd |  | Changed Benefit
MU073 | 12 - Knee | GMK Ultracongruent Mobile Tibial Insert | Ultracongruent Mobile Polyethylene Insert | size 1 to 7, 10/12/14/17/20mm thickness | Medacta Australia Pty Ltd |  | Changed Benefit
SO081 | 01 - Ophthalmic | HumanOptics ToricaDiff Preloaded | Preloaded Toric Multifocal posterior chamber IOL, foldable, UV absorber, Aspheric, aberration technology, 360° LEC barrier, HD optic | Sphere +10D to +30D, Cylinder 1D to 6D, Near addition +3.5D | Spectrum Surgical |  | Changed Benefit
SP010 | 07 - Plastic and Reconstructive | Nagor Tissue Expander | Two Stage, Valved | 10 to 2000cc | Surgiplas Medical |  | Changed Benefit
SP026 | 07 - Plastic and Reconstructive | OsteoMed Plating & Fixation System | Plates - Fracture | Rigid Comminuted Fracture Plate | Surgiplas Medical |  | Changed Benefit
SP027 | 07 - Plastic and Reconstructive | OsteoMed Plating & Fixation System | Plates - Fracture | 8 Hole Fracture Plate, 4 & 6 hole locking fracture plate, 4 to 7 hole locking plate. | Surgiplas Medical |  | Changed Benefit
SP045 | 07 - Plastic and Reconstructive | Logic Distraction System | Distractor, spacers & activation set | Straight, Curved 18-52mm | Surgiplas Medical |  | Changed Benefit
SP076 | 07 - Plastic and Reconstructive | Plates | Micro, Midface & Mini | Straight Plate - 2 Hole, Plate < 4 holes. | Surgiplas Medical |  | Changed Benefit
SP081 | 07 - Plastic and Reconstructive | Plates | Micro, Mini | 40 Hole Straight Plate, Mesh 18 row, Plate >32 holes. | Surgiplas Medical |  | Changed Benefit
MI215 | 03 - General Miscellaneous | PI/TA Reloading Units | PI/TA Disposable Surgical Loading Unit | 30mm, 45mm, 60mm, 90mm | Medtronic Australasia Pty Ltd |  | Changed Benefit
MI216 | 03 - General Miscellaneous | GIA/ILA Reloading Units | Single Use Loading Units | 50mm, 60mm, 80mm, 90mm, 100mm | Medtronic Australasia Pty Ltd |  | Changed Benefit
MI219 | 03 - General Miscellaneous | EEA Circular Stapler | Circular staplers | 21mm to 34mm | Medtronic Australasia Pty Ltd |  | Changed Benefit
MI220 | 09 - Cardiothoracic | HeartWare ® Shower bag | HeartWare ® Shower bag | one size | Medtronic Australasia Pty Ltd |  | Changed Benefit
MU157 | 13 - Spinal | MUST MINI Lateral Connector | Lateral Connector | Diameter 3.5 Lenght 10 - 15 mm | Medacta Australia Pty Ltd |  | Changed Benefit
MU158 | 13 - Spinal | MUST MINI Rod To Rod Connector | Rod To Rod Connector | 3.5-5.5 | Medacta Australia Pty Ltd |  | Changed Benefit
MU159 | 13 - Spinal | MUST MINI Cross Connector | Cross Connector | 15-70 mm | Medacta Australia Pty Ltd |  | Changed Benefit
MU166 | 13 - Spinal | MUST Mini Occipital Plate | Occipital Plate | Small to Large. X, Y and T Shape. | Medacta Australia Pty Ltd |  | Changed Benefit
MU167 | 13 - Spinal | MUST Mini Occipital Screws | Occipital Bone Screws | Ø 4 and 5 mm. L 6÷16 mm. | Medacta Australia Pty Ltd |  | Changed Benefit
SY362 | 13 - Spinal | Universal Spine System (USS) | Pedicle Hook Screw | Length 20 - 40mm | Johnson & Johnson Medical Pty Ltd |  | Changed Benefit
SY363 | 13 - Spinal | Universal Spine System (USS) | Sleeve | 3.5 - 6mm | Johnson & Johnson Medical Pty Ltd |  | Changed Benefit
SY366 | 13 - Spinal | Axon Spinal System | transverse bar | one size only | Johnson & Johnson Medical Pty Ltd |  | Changed Benefit
SY378 | 06 - Specialist Orthopaedic | Trochanteric Reattachment Device | Titanium alloy reattachment device with cables | Standard and Long | Johnson & Johnson Medical Pty Ltd |  | Changed Benefit
SY380 | 13 - Spinal | Axon Occipital Fusion System | Occipital Plate Medial / Lateral, Pure titanium | 50mm / 60mm width, 3 or 4 holes | Johnson & Johnson Medical Pty Ltd |  | Changed Benefit
SY381 | 13 - Spinal | Axon Occipital Fusion System | Occipital Screws 4.5mm / 5.0mm diameter Titanium Alloy | Length 4 - 18mm | Johnson & Johnson Medical Pty Ltd |  | Changed Benefit
SY385 | 13 - Spinal | Speciality Rods | Scoliosis / J/S Rod, Precontoured, Titanium / Stainless Steel | 5mm, 6mm diameter. Left / Right 50mm - 500mm length | Johnson & Johnson Medical Pty Ltd |  | Changed Benefit
SY398 | 13 - Spinal | Axon Spinal System - Transconnector | Axon Transconnector | 60mm - 75mm | Johnson & Johnson Medical Pty Ltd |  | Changed Benefit
SY401 | 07 - Plastic and Reconstructive | External Midface Distractor System | Head Frame Assembly, Carbon Fibre Rods | One size only | Johnson & Johnson Medical Pty Ltd |  | Changed Benefit
NV104 | 13 - Spinal | CoRoent Small Interlock (screw) | The CoRoent Small Interlock System is a stand-alone anterior cervical interbody fusion system indicated for use in skeletally mature patients with degenerative disc disease (DDD) at one level from C2 - T1. | 10-20mm | Nuvasive Australia and NZ Pty Ltd |  | Changed Benefit
NV105 | 13 - Spinal | Decade Lateral Plate System (plate) | The NuVasive Decade Plate System is indicated for use in the treatment of lumbar and lumbarsacral (L1-S1) spine instability. | 2-4 Hole Static, 2-4 Hole Translating, Lengths 6-20 | Nuvasive Australia and NZ Pty Ltd |  | Changed Benefit
NV107 | 13 - Spinal | CoRoent (Screw) | Bone Screw | 10-70mm | Nuvasive Australia and NZ Pty Ltd |  | Changed Benefit
NV108 | 13 - Spinal | Archon (Plate 18-55mm) | Anterior Cervical Plate | 18-55mm | Nuvasive Australia and NZ Pty Ltd |  | Changed Benefit
NV114 | 13 - Spinal | Reline (Offset Connector) | Offset Connector | 10-60mm length for 4.5-6.5 mm diameter rod, Ti and CoCr | Nuvasive Australia and NZ Pty Ltd |  | Changed Benefit
NV116 | 13 - Spinal | Reline (Rod) | Rod | 4.5-6mm diameter, and 15-600mm length, Ti and CoCr | Nuvasive Australia and NZ Pty Ltd |  | Changed Benefit
NV118 | 13 - Spinal | Reline (Adjustable Cross Connector) | Adjustable Cross Connector | 20-100mm length; to fit 4.5-6mm rod diameter | Nuvasive Australia and NZ Pty Ltd |  | Changed Benefit
NV124 | 13 - Spinal | XLP Lateral Plate System (Plate) | Lateral Plate | Size 6-16 | Nuvasive Australia and NZ Pty Ltd |  | Changed Benefit
NV125 | 13 - Spinal | XLP Lateral Plate System (Screw) | Bone Screw | 5.5-6.5mm diameter; length 15-75mm | Nuvasive Australia and NZ Pty Ltd |  | Changed Benefit
NV126 | 13 - Spinal | StruXure (Shank) | Anterolateral non-pedicle screw system | 5.5-8.5mm diameter, 20-70mm length | Nuvasive Australia and NZ Pty Ltd |  | Changed Benefit
NV127 | 13 - Spinal | StruXure (Junction Rod) | Rod | 300mm length | Nuvasive Australia and NZ Pty Ltd |  | Changed Benefit
NV129 | 13 - Spinal | StruXure (Plate) | Plate | 20-30mm | Nuvasive Australia and NZ Pty Ltd |  | Changed Benefit
NV130 | 13 - Spinal | StruXure (Rod) | Rod | 50-300mm length | Nuvasive Australia and NZ Pty Ltd |  | Changed Benefit
OX003 | 06 - Specialist Orthopaedic | ARMAR Distal Humerus Plates | TiCP anatomic humeral locking plates | 3-6 holes and left and right | MERIL AUSTRALIA PTY LTD |  | Changed Benefit
OX004 | 06 - Specialist Orthopaedic | ARMAR Distal Humerus Plates | TiCP distal humeral anatomical locking plates | 7-15 holes | MERIL AUSTRALIA PTY LTD |  | Changed Benefit
OX007 | 06 - Specialist Orthopaedic | ARMAR LPS Reconstruction Plates | 3.5 mm reconstruction plates | 7-15 holes | MERIL AUSTRALIA PTY LTD |  | Changed Benefit
OX008 | 06 - Specialist Orthopaedic | ARMAR LPS Reconstruction Plates | 3.5 mm reconstruction locking plates | 16-22 holes | MERIL AUSTRALIA PTY LTD |  | Changed Benefit
SY817 | 06 - Specialist Orthopaedic | AO/ASIF Plates | Locking plates | Less than 6 holes | Johnson & Johnson Medical Pty Ltd |  | Changed Benefit
SY820 | 06 - Specialist Orthopaedic | AO/ASIF Plates | Pre-contoured Locking plate | ≥16 holes | Johnson & Johnson Medical Pty Ltd |  | Changed Benefit
SY824 | 07 - Plastic and Reconstructive | OBL PorousiTi Patient Specific Implant - Mandible | Patient specific implant for mandible constructed of PourousiTi | The model is custom made so size will vary | Johnson & Johnson Medical Pty Ltd |  | Changed Benefit
SY828 | 07 - Plastic and Reconstructive | OBL PorousiTi Patient Specific Implant - Maxilla | Patient specific implant for maxilla constructed of PorousiTi | The model is custom made so size will vary | Johnson & Johnson Medical Pty Ltd |  | Changed Benefit
VK024 | 07 - Plastic and Reconstructive | CPS Bioabsorbable Fixation System | CPS Systems and Baby System Plates. Polylactic Acid Trimethylene Carbonate Copolymer | 1.5mm baby plates:- 20 hole, c-plate & x-plate 7 hole, 2 hole | Akva Surgical Pty Ltd |  | Changed Benefit
VK025 | 07 - Plastic and Reconstructive | CPS Bioabsorbable Fixation System | CPS Systems and Baby System Plates. Polylactic Acid Trimethylene Carbonate Copolymer | 1.5mm plates:- 20 holes, c-plate & x-plate 7 hole, L-plate 7 hole L & R. burrhole | Akva Surgical Pty Ltd |  | Changed Benefit
VK026 | 07 - Plastic and Reconstructive | CPS Bioabsorbable Fixation System | CPS Systems and Baby System Plates. Polylactic Acid Trimethylene Carbonate Copolymer | 1.5-2.5mm plates:- 2-10 hole plates and extended, c-plate & x-plate 7 hole, H-plate 8 hole, orthognathic hole and L-plate L & R 7 hole | Akva Surgical Pty Ltd |  | Changed Benefit
VM001 | 03 - General Miscellaneous | EndoClot Kit | Polysaccharide haemostatic system | 2g particles, 2300mm catheter length | Vitramed Pty Ltd |  | Changed Benefit
WA004 | 03 - General Miscellaneous | Hemospray Endoscopic Hemostat | Inorganic haemostatic agent | 20 grams of powder Catheter: 7-10Fr, length 220cm. | WILLIAM A COOK AUSTRALIA PTY LTD |  | Changed Benefit
SN964 | 06 - Specialist Orthopaedic | Smith & Nephew External Fixation (Llizarov, Taylor Spatial Frame, Jet-X, Compass) | Articulating Hinge, 3 Dimensional | Standard | Smith & Nephew Pty Ltd |  | Changed Benefit
SN965 | 06 - Specialist Orthopaedic | Jet X Distal Radius Kit | Complete Frame, 3 Dimensional & Compression/Distraction Device | Small | Smith & Nephew Pty Ltd |  | Changed Benefit
SN967 | 06 - Specialist Orthopaedic | Smith & Nephew External Fixation (Llizarov, Taylor Spatial Frame, Jet-X, Compass) | Articulating Hinge, 3 Dimensional & Compression Distraction Device | Mini | Smith & Nephew Pty Ltd |  | Changed Benefit
SN970 | 06 - Specialist Orthopaedic | Cannulated Screw | Stainless Steel | 2.01mm - 2.7mm | Smith & Nephew Pty Ltd |  | Changed Benefit
SN972 | 06 - Specialist Orthopaedic | Peri-Loc | Distal Femur Plates | ≤6 holes | Smith & Nephew Pty Ltd |  | Changed Benefit
SN973 | 06 - Specialist Orthopaedic | Peri-Loc | Distal Femur Plates | ≥7 to ≤15 holes | Smith & Nephew Pty Ltd |  | Changed Benefit
SN976 | 06 - Specialist Orthopaedic | Peri-Loc | Tibia Plates | ≥ 16 Holes | Smith & Nephew Pty Ltd |  | Changed Benefit
SN981 | 06 - Specialist Orthopaedic | BIOSURE SYNC | Soft tissue intra-tunnel tibial fixation device which includes Interference screw and sheath | 6-12mm | Smith & Nephew Pty Ltd |  | Changed Benefit
SN987 | 12 - Knee | Genesis II Oxinium | Genesis II Femoral Component, cemented, posterior stabilised, Oxinium | Left / Right 1-9 | Smith & Nephew Pty Ltd |  | Changed Benefit
SN989 | 12 - Knee | Genesis II Knee System Femoral Component | Femoral component, cemented posterior stabilised, CoCr | 1-8 Left & Right | Smith & Nephew Pty Ltd |  | Changed Benefit
SN991 | 12 - Knee | Genesis II Knee System Femoral Component | Femoral Component, cemented, CoCr | 1-8 Left & Right | Smith & Nephew Pty Ltd |  | Changed Benefit
SX038 | 13 - Spinal | Zodiac Spinal Fixation System - adjustable bridge | Crosslink: adjustable bridge | xx-small, x-small, small, medium, large. Diameter: 5.5mm; Length: 23-75mm | Scientx Australia |  | Changed Benefit
MU076 | 12 - Knee | GMK Uncemented mobile Tibia Tray | Asymmetric uncemented mobile tibia with titanium porous coating by an hydroxyapatite coating | 1 to 6, left and right | Medacta Australia Pty Ltd |  | Changed Benefit
MU077 | 12 - Knee | GMK Mobile Cemented Tibia Tray | Asymmetric mobile cemented tibial component | 1 to 6, left to right | Medacta Australia Pty Ltd |  | Changed Benefit
MU078 | 12 - Knee | GMK Uncemented Posterior stabilised femur | Uncemented posterior stabilised femoral component with titanium porus coating covered by an hydroxyapatite coating | 0 to 7, left to right | Medacta Australia Pty Ltd |  | Changed Benefit
MU082 | 12 - Knee | GMK Revision cemented extension stem | Cemented tibia and femur extension stem | Diameters 11, 13 and 16mm, available in 2 or 3 lengths (65, 105, 150mm) | Medacta Australia Pty Ltd |  | Changed Benefit
MU086 | 12 - Knee | GMK Revision uncemented extension stem | Uncemented tibia and femur extension stem | Multiple diameters (10, 11, 12, 13, 14, 15, 16, 18, 19, 20, 22mm) each one available in 3 lengths (65, 105, 150mm) | Medacta Australia Pty Ltd |  | Changed Benefit
MU090 | 12 - Knee | PS fixed insert for Evolis tibial revision | Polyethylene posterior-stabilised fixed insert for Evolis tibial revision (using a GMK tibia) | Size 1 to 6, each one available in 5 thicknesses: 10, 12, 14, 17 20mm | Medacta Australia Pty Ltd |  | Changed Benefit
MU091 | 12 - Knee | GMK Revision semi-constrained fixed tibial insert | Semi-constrained Posterior Stabilised fixed Tibial Insert | Size 1 to 6, each one available in 8 thicknesses: 10, 12, 14, 17, 20, 23, 26, 29mm | Medacta Australia Pty Ltd |  | Changed Benefit
OF073 | 13 - Spinal | Firebird Rods | Firebird Rods - straight and pre-lordosed, titanium and CoCr | 35mm-600mm | Orthofix Australia Pty Limited |  | Changed Benefit
OF077 | 13 - Spinal | Cetra Anterior Cervical Plate | Low profile anterior cervical plate | 16mm-54mm | Orthofix Australia Pty Limited |  | Changed Benefit
OF079 | 13 - Spinal | Cetra Bone Scews | Self tapping and self drilling bone screws | Diameter: 4mm-4.5mm Length:10mm-20mm | Orthofix Australia Pty Limited |  | Changed Benefit
OF080 | 13 - Spinal | Orthofix Offset Connectors | Side/Top Loading, Side/Side Loading, Side/Front Loading, Front/Front Loading, Small Side/Front Loading | All Connectors are one size only | Orthofix Australia Pty Limited |  | Changed Benefit
OF081 | 13 - Spinal | Orthofix Bypass Connector | Offset Connector with Integrated Rod | 16mm - 34mm | Orthofix Australia Pty Limited |  | Changed Benefit
OF082 | 13 - Spinal | Orthofix In-Line Connector | Axial In-Line Connector with Rod | One size only | Orthofix Australia Pty Limited |  | Changed Benefit
OF083 | 13 - Spinal | Orthofix Z Rod | Pre-bent Z Rod | 150mm X150mm, 150mm X 300mm | Orthofix Australia Pty Limited |  | Changed Benefit
OG002 | 07 - Plastic and Reconstructive | OMX Solutions Melbourne TMJ Mandibular Ramus | Custom 3D printed mandible component constructed of titanium alloy | The device is custom made so the size will vary. | OMX SOLUTIONS PTY LTD |  | Changed Benefit
OH255 | 13 - Spinal | Centinel Spine | Stalif Bone Screws | D: 4.5 - 6.0mm L: 25 - 40mm | Orthotech Pty Ltd |  | Changed Benefit
OH394 | 06 - Specialist Orthopaedic | Wittenstein FITBONE - Internal limb lengthening locking screw | Locking screw long/short thread | 20-85mm | Orthotech Pty Ltd |  | Changed Benefit
SY008 | 13 - Spinal | VentroFix | Clamp | Single, Double, Fracture, Left, Right | Johnson & Johnson Medical Pty Ltd |  | Changed Benefit
SY011 | 13 - Spinal | VentroFix | Parallel connector | 6.0/6.0mm | Johnson & Johnson Medical Pty Ltd |  | Changed Benefit
SY012 | 13 - Spinal | CerviFix Posterior Cervical System | Clamp | Left, Right, Medial, Lateral, Pedicle, Lamina | Johnson & Johnson Medical Pty Ltd |  | Changed Benefit
SY015 | 13 - Spinal | CerviFix Posterior Cervical System | Parallel connector | 3.5/3.5, 3.5/5.0, 3.5/6.0 | Johnson & Johnson Medical Pty Ltd |  | Changed Benefit
SY057 | 06 - Specialist Orthopaedic | AO/ASIF K-Wires, Pins, Washers etc | Wire mount & spacer | 2mm - 6mm | Johnson & Johnson Medical Pty Ltd |  | Changed Benefit
SY064 | 06 - Specialist Orthopaedic | Titanium Elastic Nail |  | 1.5mm - 4.0mm | Johnson & Johnson Medical Pty Ltd |  | Changed Benefit
SY065 | 06 - Specialist Orthopaedic | AO/ASIF Screws | Cortex Screw | ≤2.0mm | Johnson & Johnson Medical Pty Ltd |  | Changed Benefit
SY088 | 13 - Spinal | Plif Cage: Cage | Contact fusion cage - bone compression screw for PLIF cage | Width 8 - 11mm / height 9 - 15mm | Johnson & Johnson Medical Pty Ltd |  | Changed Benefit
SY091 | 06 - Specialist Orthopaedic | AO/ASIF k-Wires, Pins, Washers etc | Pinless pins/clips | Asymetric small and large | Johnson & Johnson Medical Pty Ltd |  | Changed Benefit
SY111 | 06 - Specialist Orthopaedic | AO/ASIF Plates | Specially manufactured plate | 1.0mm - 6.5mm | Johnson & Johnson Medical Pty Ltd |  | Changed Benefit
SY130 | 06 - Specialist Orthopaedic | AO/ASIF Arthrodesis system | Arthrodesis | 26 - 240mm | Johnson & Johnson Medical Pty Ltd |  | Changed Benefit
SY139 | 13 - Spinal | Spinal Plate/Plate System AO/ASIF Spinal Implants | Anterior thoracolumbar plate - locking | 40mm - 109mm | Johnson & Johnson Medical Pty Ltd |  | Changed Benefit
SY143 | 13 - Spinal | Universal Spine System (USS) | Rods | Length 40 - 500mm | Johnson & Johnson Medical Pty Ltd |  | Changed Benefit
MZ012 | 06 - Specialist Orthopaedic | Tritium SCP (Sternal Cable Plate) Double Cable Plate (6 Holes, 2 Integrated Cables) | Periarticular Titanium Sternal Double Cable Plate, 6 Holes, 2 Integrated Cables, Locking Plate | One Size | Medigroup Australia |  | Changed Benefit
MZ013 | 06 - Specialist Orthopaedic | Tritium SCP (Sternal Cable Plate) | BOX Plate (4 Holes, 1 Integrated Cable) | One Size | Medigroup Australia |  | Changed Benefit
MZ016 | 06 - Specialist Orthopaedic | Tritium SCP (Sternal Cable Plate) | V Shaped Titanium Sternal Plate, 4 Holes, Locking Screw/Plate, Complex Shape | one size | Medigroup Australia |  | Changed Benefit
OH567 | 06 - Specialist Orthopaedic | Foot and Ankle Screws, Compression | Compression Screw | D: 2.4-2.7mm, L: 08-40mm | Orthotech Pty Ltd |  | Changed Benefit
TU018 | 10 - Vascular | Gelsoft Plus Graft | Axillo-bifemoral, Polyester, Knitted, Externally reinforced | 8x8mm/100x60cm; 8x7mm/90x40cm; 10x8mm/90x40cm | Terumo Australia |  | Changed Benefit
WR037 | 06 - Specialist Orthopaedic | Charlotte Foot & Ankle System | Compression Staple, Stainless Steel | 13, 15, 20, 25mm interaxis, leg lengths 11, 13, 15, 17, 20 & 25mm, 10 Sizes in Total | Wright Medical Australia |  | Changed Benefit
WR038 | 06 - Specialist Orthopaedic | Charlotte Foot & Ankle System | Quick Staple, Stainless Steel | One Size Only | Wright Medical Australia |  | Changed Benefit
WR041 | 06 - Specialist Orthopaedic | Orthosphere | The Orthosphere is a spherical interpositional implant that may be used in both the carpometacarpal joint and tarsometatarsal joint as a spherical interpositional device. It is used to replace the sympotmatic joint - either between the trapezium and firs | 9mm - 14mm | Wright Medical Australia |  | Changed Benefit
OX016 | 06 - Specialist Orthopaedic | ARMAR 4.5mm Meril Locking Plate System ≥ 16 holes | TiCP locking plates | 16-26 Holes 262-481mm Length | MERIL AUSTRALIA PTY LTD |  | Changed Benefit
OX024 | 06 - Specialist Orthopaedic | ARMAR LPS Clavicle Hook Plates | 3.5mm anatomical clavicle hook plates | 7 holes | MERIL AUSTRALIA PTY LTD |  | Changed Benefit
OX025 | 06 - Specialist Orthopaedic | ARMAR Superior Anterior Clavicle Plate | 3.5mm anatomical clavicle plate | 7-8 holes | MERIL AUSTRALIA PTY LTD |  | Changed Benefit
OX030 | 06 - Specialist Orthopaedic | ARMAR 2.4 Locking Distal Radial Plate System - ≥ 16 holes | TiCP Distal Radial Locking Plate | 16 Holes 140mm Length | MERIL AUSTRALIA PTY LTD |  | Changed Benefit
SA174 | 04 - Neurosurgical | VNS Therapy Pulse/Pulse Duo | Model 102/102R Generator | One size only | Livanova Australia Pty Limited |  | Changed Benefit
WC024 | 05 - Urogenital | Ultrathane Endoureteratomy Stent Set | Ultrathane Endoureteratomy Stent Set | 6/9.5 Fr & 7/14.0Fr , Multiple Length | WILLIAM A COOK AUSTRALIA PTY LTD |  | Changed Benefit
WC031 | 05 - Urogenital | Bander Ureteral Diversion Stent Set | Left or right stent | Multiple French Sizes and Lengths | WILLIAM A COOK AUSTRALIA PTY LTD |  | Changed Benefit
WC035 | 05 - Urogenital | Ureteric Stent Set | Set includes Aqueous Coated (AQ) firm multilength ureteric stent, positioner, with or without wire guide | Multiple French Sizes, Multi-Length | WILLIAM A COOK AUSTRALIA PTY LTD |  | Changed Benefit
ZI178 | 06 - Specialist Orthopaedic | Zimmer Herbert Bone Screw | Double Threaded Compression Bone Screw | Scaphoid - 12 - 30mm length | Zimmer Biomet Pty Ltd |  | Changed Benefit
ZI179 | 06 - Specialist Orthopaedic | Zimmer Herbert/Whipple Bone Screw | Cannulated Double Threaded Compression Bone Screw | 12 mm - 30 mm | Zimmer Biomet Pty Ltd |  | Changed Benefit
ZI188 | 06 - Specialist Orthopaedic | Zimmer Bone Cement Systems | Poly Medullary Plug - PMMA | 8 - 23 mm | Zimmer Biomet Pty Ltd |  | Changed Benefit
ZI217 | 06 - Specialist Orthopaedic | ZPS Plate System | 4.5mm T Buttress Plates | 4 - 6 Hole | Zimmer Biomet Pty Ltd |  | Changed Benefit
SX040 | 13 - Spinal | Zodiac Spinal Fixation System - Axial Domino rod connector | In-line rod connector | Length: 31.75mm | Scientx Australia |  | Changed Benefit
SX041 | 13 - Spinal | Zodiac Sponal Fixation System - rod connector, offset | Offset rod connector | Length: 9.2mm, 15.75mm | Scientx Australia |  | Changed Benefit
SX042 | 13 - Spinal | Zodiac Spinal Fixation System - offset connector | Offset connector | 10mm, 15mm, 20mm, 30mm, 45mm, 60mm. | Scientx Australia |  | Changed Benefit
SX043 | 13 - Spinal | Zodiac Spinal Fixation System - rod | Rods: straight and pre-bent; Pure Titanium, Alloyed Titanium (TA6V ELI) or Colbalt Chromium | Diameter: 5.5mm. Length: 3cm, 3.5cm, 4cm, 4.5cm, 5cm, 5.5cm, 6cm, 6.5cm, 7cm, 7.5cm, 8cm, 8.5cm, 9cm, 9.5cm, 10cm, 11cm 12cm, 13cm, 17cm, 20cm, 25cm, 30cm, 45cm, 50cm, 60cm. | Scientx Australia |  | Changed Benefit
SX049 | 13 - Spinal | Illico MIS Posterior Fixation System - rod | Titanium rods: straight and pre-bent | Diameter: 5.5mm. Length: 3cm, 3.5cm, 4cm, 4.5cm, 5cm, 5.5cm, 6cm, 6.5cm, 7cm, 7.5cm, 8cm, 8.5cm, 9cm, 9.5cm, 10cm, 11cm, 12cm, 13cm, 14cm, 15cm, 16cm, 17cm, 20cm, 21cm, 22cm, 23cm, 24cm, 25cm, 26cm, 27cm, 28cm, 29cm, 30cm. | Scientx Australia |  | Changed Benefit
SX052 | 13 - Spinal | Trestle Anterior Cervical Plating System - Plate | Titanium alloy anterior cervical plate | 12mm - 54mm | Scientx Australia |  | Changed Benefit
SX054 | 13 - Spinal | Trestle Anterior Cervical Plating System - screw | Titanium allow self drilling screws, self tapping screws, self tapping rescue screws; fixed and variable angle | Diameter: 4.0mm, 4.5mm. Length: 10mm - 20mm (1mm increments) | Scientx Australia |  | Changed Benefit
SX058 | 13 - Spinal | Novel SD Spinal Spacer System | Self-distracting PEEK fusion cage | Small: 9mm width x 22mm depth; height: 8mm - 20mm (1mm increments) 11mm width x 22mm depth; height: 8mm - 20mm (1mm increments) Medium: 9mm width x 25mm depth; height: 8mm - 20mm (1mm increments) 11mm width x 25mm depth; height: 8mm - 20mm (1mm increment | Scientx Australia |  | Changed Benefit
OH396 | 12 - Knee | Freedom PKR / Active Unicompartmental Knee System Tibial Baseplate | Uni tibial baseplate, cemented, all UHMWPE | Sizes A to J | Orthotech Pty Ltd |  | Changed Benefit
OH415 | 12 - Knee | Samo TCK Revision Knee System | TCK poly insert | 1-5,6-19mm | Orthotech Pty Ltd |  | Changed Benefit
OH418 | 12 - Knee | Trekking Knee System - TCK Femoral and Tibial Stems | TCK Femoral and Tibial Stems | Size (mm): 10 - 23 Size (mm): 40 - 120 | Orthotech Pty Ltd |  | Changed Benefit
OH420 | 12 - Knee | Trekking Knee System, Tibial Insert | Tibial Insert | Size: T1 - T5 Thickness: +0 - +7 | Orthotech Pty Ltd |  | Changed Benefit
OH421 | 12 - Knee | Trekking Knee System, Mobile Bearing Tibial Component | Mobile Bearing Tibial Component | Size: T1 - T5 Width (mm) Depth: 42-57 Width (mm): 64 - 86 | Orthotech Pty Ltd |  | Changed Benefit
PN008 | 04 - Neurosurgical | Penumbra Coil System / Penumbra Coil Detachment Handle | A single detachment handle which is compatible with all Penumbra Coil configurations and can be used to detach all coils needed for a single patient. | One size only | Penumbra Neuro Australia Pty Ltd |  | Changed Benefit
WC285 | 10 - Vascular | Zilver® Flex35™ Vascular Stent | The Zilver® Flex35™ Stent (ZFV) is a self-expandable stent made of nitinol. The special laser-cut pattern of the nitinol tube provides a construction with a strong radial force and high flexibility. The stent has radiopaque markers at both ends. | Diameter: 5-8mm; Length:170mm and 200mm | WILLIAM A COOK AUSTRALIA PTY LTD |  | Changed Benefit
OH582 | 13 - Spinal | Venus Spinal Fixation System - Rods | Venus - Rods | D 4.0 - 5.5mm L 40-480mm | Orthotech Pty Ltd |  | Changed Benefit
OH585 | 13 - Spinal | Venus Spinal System - In-line/Domino Connectors | Venus Spinal System - In-line/Domino Connectors | 4.5 / 5.5mm | Orthotech Pty Ltd |  | Changed Benefit
OH586 | 13 - Spinal | Venus Spinal System - Lateral Connector | Venus Spinal System - Lateral Connector | 15-50mm | Orthotech Pty Ltd |  | Changed Benefit
PZ014 | 13 - Spinal | Aquila Plate System | Bone Screw | 10-20mm | Prism Surgical Designs Pty Ltd |  | Changed Benefit
PZ025 | 13 - Spinal | Centaur Screw System | In Line Connectors | 5.5/6.35mm | Prism Surgical Designs Pty Ltd |  | Changed Benefit
WR052 | 06 - Specialist Orthopaedic | Charlotte MTP Fusion System | MTP plate, stainless steel, SLIM LINE | Left & right | Wright Medical Australia |  | Changed Benefit
WR053 | 06 - Specialist Orthopaedic | WMT Orthopaedic Implants Hand | Silastic tendon spacer | 24in long, 3, 4, 5, 6mm wide | Wright Medical Australia |  | Changed Benefit
ZI773 | 06 - Specialist Orthopaedic | Zimmer Universal Locking System | 3.5mm Reconstruction Locking Plate | 16-20 holes | Zimmer Biomet Pty Ltd |  | Changed Benefit
ZI775 | 06 - Specialist Orthopaedic | Zimmer Universal Locking System | 3.5mm One-Third Tubular Locking Plate | 7-10 holes | Zimmer Biomet Pty Ltd |  | Changed Benefit
ZI776 | 06 - Specialist Orthopaedic | ZPS-Zimmer Plate and Screw System | 4.5mm ZPS Semi-tubular Narrow Plate | 2-6 holes | Zimmer Biomet Pty Ltd |  | Changed Benefit
ZI777 | 06 - Specialist Orthopaedic | ZPS-Zimmer Plate and Screw System | 4.5mm ZPS Semi-tubular Narrow Plate | 7 holes - 15 holes | Zimmer Biomet Pty Ltd |  | Changed Benefit
ZI784 | 06 - Specialist Orthopaedic | Zimmer Universal Locking System | 3.5mm Universal Locking System Reconstruction Plates | 7 holes - 15 holes | Zimmer Biomet Pty Ltd |  | Changed Benefit
ZI788 | 06 - Specialist Orthopaedic | ZPS-Zimmer Plate and Screw System | 4.5mm T-Plates | 7-15 holes | Zimmer Biomet Pty Ltd |  | Changed Benefit
ZI792 | 06 - Specialist Orthopaedic | ZPS-Zimmer Plate and Screw System | 4.5mm Straight Recon Plate | 4-6 holes | Zimmer Biomet Pty Ltd |  | Changed Benefit
ZI793 | 06 - Specialist Orthopaedic | ZPS-Zimmer Plate and Screw System | 4.5mm Straight Reconstruction Plate | 7-15 holes | Zimmer Biomet Pty Ltd |  | Changed Benefit
ZI794 | 06 - Specialist Orthopaedic | ZPS-Zimmer Plate and Screw System | 4.5mm Broad Compression Plate | 2-6 holes | Zimmer Biomet Pty Ltd |  | Changed Benefit
ZI795 | 06 - Specialist Orthopaedic | ZPS-Zimmer Plate and Screw System | 4.5mm Broad Compression Plate | 7-15 holes | Zimmer Biomet Pty Ltd |  | Changed Benefit
SK247 | 06 - Specialist Orthopaedic | Gamma LN | Set Screw - Titanium | 8x17.5mm | Stryker Australia Pty Ltd |  | Changed Benefit
SK267 | 07 - Plastic and Reconstructive | Leibinger Titanium Implant System | Burr Hole Cover 1.0mm - 2.3mm | Diameter 7, 10, 14 & 20mm | Stryker Australia Pty Ltd |  | Changed Benefit
SK314 | 12 - Knee | Avon Patello Femoral System Patella Component | Patella component, UHMWPE (Duration), Fixed, cemented | Small, Medium, Large | Stryker Australia Pty Ltd |  | Changed Benefit
SK323 | 12 - Knee | Triathlon Knee System Patella Component | Patella Component, Cemented, Asymmetric & Symmetric, (X3) UHMWPE | Symmetric: 27mm x 8mm, 29mm x 8mm, 31mm x 9mm, 33mm x 9mm, 36mm x 10mm, 39mm x 11mm; Assymetric: 29mm x 9mm, 32mm x 10mm, 35mm x 10mm, 38mm x 11mm, 40mm x 11mm | Stryker Australia Pty Ltd |  | Changed Benefit
SK324 | 12 - Knee | Triathlon Knee System Femoral Component | Minimally stabilised, cemented, CoCr | Sizes 1 to 8 | Stryker Australia Pty Ltd |  | Changed Benefit
SK326 | 12 - Knee | Triathlon Knee System Tibial Baseplate | Tibial baseplate, uncemented, beaded with PA (Hydroxyapatite), without screw holes, CoCr | Sizes 1 to 8 | Stryker Australia Pty Ltd |  | Changed Benefit
SK327 | 12 - Knee | Triathlon Knee System Tibial Baseplate | Tibial baseplate, cemented, CoCr | Sizes 1 to 8 | Stryker Australia Pty Ltd |  | Changed Benefit
ZI226 | 11 - Hip | Zimmer Bone Plug | Allen Medullary Plug | 8 - 23mm | Zimmer Biomet Pty Ltd |  | Changed Benefit
ZI234 | 06 - Specialist Orthopaedic | Cable System | Cable Ready, Cable Button | 2,5mm - 5,0mm | Zimmer Biomet Pty Ltd |  | Changed Benefit
ZI266 | 12 - Knee | NexGen Trabecular Metal Augmented Patella | Augmented trabecular metal combined with NexGen all poly patella component (2 piece) | Small, medium, large and x-large | Zimmer Biomet Pty Ltd |  | Changed Benefit
ZI290 | 06 - Specialist Orthopaedic | Cable Ready Cable Grip System | Titanium - comes with two cables (Co Cr), Integral Crimps | 23 x 53mm, 1.8 x 635mm | Zimmer Biomet Pty Ltd |  | Changed Benefit
MO439 | 06 - Specialist Orthopaedic | RibLOc U+ Chest Wall Plate | RibLoc U+ Chest Wall Plate | 16 Hole, 22 Hole | Medical & Optical Instruments Australia Pty Ltd |  | Changed Benefit
MQ002 | 03 - General Miscellaneous | Histoacryl Pro-set OFX | Histoacryl with applicator | 0.5ml x 2 ampoules with applicator | Maquet Australia Pty Ltd |  | Changed Benefit
MQ003 | 03 - General Miscellaneous | Histoacryl | Surgical adhesive | 0.5ml per ampoule | Maquet Australia Pty Ltd |  | Changed Benefit
MQ005 | 03 - General Miscellaneous | Atrium polypropolene mesh - surgical mesh | Polypropolene mesh plug | Small, Medium, Large and Extra Large | Maquet Australia Pty Ltd |  | Changed Benefit
MQ010 | 10 - Vascular | Advantra PTFE Vascular Graft | Trilaminate PTFE Graft with Graft Deployment System | 4 - 8mm diameter 50cm - 100cm lengths | Maquet Australia Pty Ltd |  | Changed Benefit
MQ015 | 03 - General Miscellaneous | C-QUR Mesh | Sterile, knitted polypropylene monofilament mesh material for tissue reinforcement with a coating derived from a biological oil composed of fatty acids, lipids and glycerides (BAO - Bioabsorbable Oil Coating) | >600cm² | Maquet Australia Pty Ltd |  | Changed Benefit
MQ016 | 10 - Vascular | Advanta PTFE Vascular Graft | Straight PTFE Vascular Graft | 6mm - 10mm; 50cm - 90cm | Maquet Australia Pty Ltd |  | Changed Benefit
MQ017 | 10 - Vascular | Atrium PTFE Vascular Graft | Ringed PTFE | 4mm - 10mm; 50cm - 100cm | Maquet Australia Pty Ltd |  | Changed Benefit
TN006 | 06 - Specialist Orthopaedic | Newclip Activ Ankle Plate | Variable Angle Locking Fibular Plate | 7 to 15 holes | Newclip Technics Australia Pty Ltd |  | Changed Benefit
TN008 | 06 - Specialist Orthopaedic | Newclip Activmotion HTO Plate | Fixation plates for high tibial osteotomy (HTO) | ≤ 6 holes | Newclip Technics Australia Pty Ltd |  | Changed Benefit
TN012 | 06 - Specialist Orthopaedic | Newclip Disal Humerus Plates - Perarticular 16+ holes | Plates for the fixation of fractures of the elbow | ≥ 16 holes | Newclip Technics Australia Pty Ltd |  | Changed Benefit
TN013 | 06 - Specialist Orthopaedic | Newclip Distal Humerus Plates - Periarticular 7-15 holes | Plates for the fixation of fractures of the elbow | 7 - 15 holes | Newclip Technics Australia Pty Ltd |  | Changed Benefit
TN019 | 06 - Specialist Orthopaedic | NewClip Clavicle Plate | Locking Clavicle plates | 7 to 15 holes | Newclip Technics Australia Pty Ltd |  | Changed Benefit
TN020 | 06 - Specialist Orthopaedic | Newclip Proximal Humerus Plate | Proximal Humerus Plate | 1/2/3 | Newclip Technics Australia Pty Ltd |  | Changed Benefit
TN027 | 06 - Specialist Orthopaedic | Newclip Plating System | Locking Bone Plates | 7 to 15 holes | Newclip Technics Australia Pty Ltd |  | Changed Benefit
TN029 | 06 - Specialist Orthopaedic | Newclip Plating System | Locking bone plates | 7 to 15 holes | Newclip Technics Australia Pty Ltd |  | Changed Benefit
TN031 | 06 - Specialist Orthopaedic | Newclip Activ Ankle Plate | Locking Tibial Plate | ≤ 6 holes | Newclip Technics Australia Pty Ltd |  | Changed Benefit
TN032 | 06 - Specialist Orthopaedic | Newclip Calcaneal Plates | Plates for calcaneus | 7 to 15 holes | Newclip Technics Australia Pty Ltd |  | Changed Product description, Benefit, Subgroup, Suffix
WC169 | 05 - Urogenital | Universa Firm | Universa Firm Multi-length stent set | Multiple French Sizes and Lengths | WILLIAM A COOK AUSTRALIA PTY LTD |  | Changed Benefit
SF111 | 13 - Spinal | Freedom Systems Rods | Freedom System Rods, Straight and Curved | Diameter 5.5mm, Lengths 40-500mm | Signature Orthopaedics |  | Changed Benefit
SF118 | 06 - Specialist Orthopaedic | Islay MTP Plate | Islay MTP / TMT Plate | 2.7mm Univeral locking plate 18mm (2.7ULP), up to 24mm Open wedge locking plate 4mm (OW) up to 7mm Open wedge locking plate 0mm Open wedge osteotomy plate 4mm to 7.00mm | Signature Orthopaedics |  | Changed Benefit
SF123 | 06 - Specialist Orthopaedic | Islay Opening Wedge Locking plate | Islay Opening Wedge Locking plate | universal locking plate 12 MM - 30mm/ Opening Wedge Locking plate 0MM-7MM Opening Wedge osteotomy plate OMM-7MM | Signature Orthopaedics |  | Changed Benefit
SF125 | 06 - Specialist Orthopaedic | Speyside STAPLE | STAPLE 90° 10MM, STAPLE 26° 10MM, STAPLE 90° 8MM, STAPLE 26° 8MM | STAPLE 90° 10MM WIDE, STAPLE 26° 10MM WIDE, STAPLE 90° 8MM WIDE, STAPLE 26° 8MM WIDE | Signature Orthopaedics |  | Changed Benefit
SF128 | 07 - Plastic and Reconstructive | Melbourne TMJ Prosthesis | TMJ Mandibular Component | S, M, L (Left & Right) | Signature Orthopaedics |  | Changed Benefit
SF130 | 06 - Specialist Orthopaedic | PEEKay knotless Anchor | These are PEEK OPTIMA knotless anchors for repair and reattachment of soft tissue in the shoulder. | 4.5mm, 5.5mm and 6.5mm | Signature Orthopaedics |  | Changed Benefit
WC297 | 10 - Vascular | Turbo-Ject Peripherally Inserted Central Venous Catheters Set (Triple Lumen) | Turbo-Ject Peripherally Inserted Central Venous Catheters (PICC) Sets are intended for short- or long-term use for venous pressure monitoring, blood sampling, administration of drugs (eg chemotherapy) and fluids (eg TPN), and for use with power injectors for delivery of contrast in CT studies. | 6Fr, Catheter length 60cm | WILLIAM A COOK AUSTRALIA PTY LTD |  | Changed Benefit
ZI583 | 12 - Knee | Zimmer segmental system - TM stem collar | Segmental TM stem collar | 12-16mm, 25mm: 12-16mm, 30mm: 12-16mm, 35mm; 17-19mm, 30mm; 17-19mm, 35mm | Zimmer Biomet Pty Ltd |  | Changed Benefit
ZI584 | 12 - Knee | NexGen Prolong Flex Articulating Surface | Highly Crosslinked - Ultra High Molecular Weight Polyethylene - Fixed Bearing - CR | Sizes 1 to 10, 9mm to 23mm | Zimmer Biomet Pty Ltd |  | Changed Benefit
ZI586 | 12 - Knee | NexGen Prolong Flex Articulating Surface | Highly Crosslinked - Ultra high Molecular Weight Polyethylene - Fixed Bearing - LPS | Sizes 1 to 10, 9mm to 23mm | Zimmer Biomet Pty Ltd |  | Changed Benefit
ZI587 | 12 - Knee | NexGen Prolong Flex Articulating Surface | Highly Crosslinked - Ultra high Molecular Weight Polyethylene - Mobile Bearing - LPS | Sizes 1 to 10, 9mm to 23mm | Zimmer Biomet Pty Ltd |  | Changed Benefit
ZI588 | 12 - Knee | NexGen LPS Flex Femoral Component - PreCoat | Cobalt Chrome, High Flex, cemented, PMMA coating, posterior stabilised | Sizes A to G, Left to Right | Zimmer Biomet Pty Ltd |  | Changed Benefit
ZI590 | 12 - Knee | NexGen CR Flex Femoral Components - Precoat | Cobalt Chrome, High Flex, Precoat cemented, Cruciate retaining | Sizes A to G, Left to Right, GSF C to G Left to Right | Zimmer Biomet Pty Ltd |  | Changed Benefit
ZI591 | 12 - Knee | NexGen CR Flex Femoral Components - Uncemented | Cobalt Chrome, High Flex, Uncemented, Cruciate retaining | Sizes A to G, Left to Right, GSF C to G Left to Right | Zimmer Biomet Pty Ltd |  | Changed Suffix
PZ027 | 13 - Spinal | Centaur Cross Connector, Centaur Screw System | Cross Connector - rod to rod - Adjustable | 10mm - 90mm | Prism Surgical Designs Pty Ltd |  | Changed Benefit
PZ029 | 13 - Spinal | Pegasus Plate System, Pegasus Plate | Anterior Cervical Plate | 1 level plate (13mm-22mm), 2 level plate (28mm-40mm) | Prism Surgical Designs Pty Ltd |  | Changed Benefit
PZ030 | 13 - Spinal | Aquila Plate System | Anterior Cervical Plate | 1 level and 2 level plates (21 - 55mm Length) | Prism Surgical Designs Pty Ltd |  | Changed Benefit
SJ104 | 09 - Cardiothoracic | SJM Masters Series Aortic Valved Prosthesis - VAVGJ | St Jude Medical Mechanical Heart Valve sewn into the base of a woven polyester fibre graft which has been impregnated with bovine-derived gelatin | Annulus Diameter 19-29mm | ABBOTT MEDICAL AUSTRALIA PTY LTD. |  | Changed Benefit
SJ148 | 04 - Neurosurgical | Libra Deep Brain Stimulation System - Leads 6142 - 6149 | DBS Leads 6142-6145 1.5mm electrode and space 1.5mm; 6146-6149 1.5mm electrode and 0.5mm space | 25-40cm | ABBOTT MEDICAL AUSTRALIA PTY LTD. |  | Changed Benefit
SJ160 | 04 - Neurosurgical | ANS Spinal Cord Stimulation System (SCS) | Lead Extensions - in addition to 3341, 3342, 3343, 3382 and 3383, additional model 3346 - Dual Quad Extension and 3386 - single octrode extension | 60cm length | ABBOTT MEDICAL AUSTRALIA PTY LTD. |  | Changed Benefit
SJ161 | 04 - Neurosurgical | ANS Spinal Cord Stimulation System (SCS) | Octrode Lead. 8 Electrode (thoracic or cervical placement). | 30cm, 60cm, 90cm 110cm | ABBOTT MEDICAL AUSTRALIA PTY LTD. |  | Changed Benefit
SJ168 | 04 - Neurosurgical | ANS Spinal Cord Stimulation System (SCS) | Lamitrode Plate Electrode | 60cm, 90cm, 110cm | ABBOTT MEDICAL AUSTRALIA PTY LTD. |  | Changed Benefit
SJ178 | 04 - Neurosurgical | A127 Lead Extension | A127 Lead Extension | 15cm, 40cm, 60cm, 90cm | ABBOTT MEDICAL AUSTRALIA PTY LTD. |  | Changed Benefit
PZ026 | 13 - Spinal | Centaur Lateral Connector, Centaur Screw System | Cross Connector - Rod to Rod | 20-500mm | Prism Surgical Designs Pty Ltd |  | Changed Benefit
SJ185 | 04 - Neurosurgical | Lamitrode S Series | Lamitrode S Series, 8 Channel | Length = 30-110cm | ABBOTT MEDICAL AUSTRALIA PTY LTD. |  | Changed Benefit
SJ188 | 04 - Neurosurgical | Lamitrode C Series Leads | Lamitrode C Series, 8 Channel, Model # 3245 | Length = 60cm, 90cm, 110cmm | ABBOTT MEDICAL AUSTRALIA PTY LTD. |  | Changed Benefit
ZI801 | 06 - Specialist Orthopaedic | Zimmer Universal Locking System | 3.5mm One Third Tubular Locking Plate | 7-15 holes | Zimmer Biomet Pty Ltd |  | Changed Benefit
ZI802 | 06 - Specialist Orthopaedic | Zimmer Universal Locking System | 2.7mm One Quarter Tubular Locking Plate | 2-6 holes | Zimmer Biomet Pty Ltd |  | Changed Benefit
ZI804 | 06 - Specialist Orthopaedic | ZPS-Zimmer plate and Screw System | 4.5mm Dual Compression Plate | 2-6 holes | Zimmer Biomet Pty Ltd |  | Changed Benefit
ZI805 | 06 - Specialist Orthopaedic | ZPS-Zimmer Plate and Screw System | 4.5mm Dual Compression Plate | 7-15 holes | Zimmer Biomet Pty Ltd |  | Changed Benefit
ZI809 | 06 - Specialist Orthopaedic | Zimmer Universal Locking System | 3.5mm One Third Tubular Locking Plate | 12-14 holes | Zimmer Biomet Pty Ltd |  | Changed Benefit
ZI811 | 06 - Specialist Orthopaedic | Zimmer Universal Locking System | 3.5mm Dual Compression Locking Plates | 7 - 14 holes | Zimmer Biomet Pty Ltd |  | Changed Benefit
MI258 | 08 - Cardiac | Evera MRI S VR ICD | Single chamber implantable cardioverter defibrillators with SureScan MRI Technology | 33cm3 77g | Medtronic Australasia Pty Ltd |  | Changed Benefit
MI259 | 08 - Cardiac | Medtronic CoreValve™ Evolut™ R transcatheter aortic valve | Transcatheter aortic valve, self-expanding, re-sheath and/or complete recapture after partial deployment and redeployment | 23mm-34mm | Medtronic Australasia Pty Ltd |  | Changed Product sizes
MI261 | 13 - Spinal | Infinity Spinal System | Occipital Screws | Diameter 4.5 - 5.0mm | Medtronic Australasia Pty Ltd |  | Changed Benefit
MI263 | 13 - Spinal | Infinity Spinal System | Occipital Screw Connectors | Standard, offset, open angle | Medtronic Australasia Pty Ltd |  | Changed Benefit
MI264 | 13 - Spinal | Infinity Spinal System | In-line connector - Axial Domino | Enables connection from 3.2 - 6.0mm | Medtronic Australasia Pty Ltd |  | Changed Benefit
MI265 | 13 - Spinal | Infinity Spinal System | Offset connector: Offset Domino, Lateral, Multi Axial Screw Extension | Enables connection from 3.2 - 6.35mm | Medtronic Australasia Pty Ltd |  | Changed Benefit
MI266 | 13 - Spinal | Infinity Spinal System | Crosslink Connector | Small, medium, large | Medtronic Australasia Pty Ltd |  | Changed Benefit
MI268 | 13 - Spinal | Infinity Spinal System | Occipital Plate | Small, standard | Medtronic Australasia Pty Ltd |  | Changed Benefit
MI269 | 13 - Spinal | Infinity Spinal System | Pre - curved rod | Length 25 - 200mm | Medtronic Australasia Pty Ltd |  | Changed Benefit
MI270 | 13 - Spinal | Infinity Spinal System | Straight Rod | Length 120 - 600 mm | Medtronic Australasia Pty Ltd |  | Changed Benefit
MI271 | 13 - Spinal | Infinity Spinal System | Occipital Hinged Rod | Length 100 - 200mm | Medtronic Australasia Pty Ltd |  | Changed Benefit
MI281 | 03 - General Miscellaneous | EEA Circular Stapler with Tri‐Staple Technology | Circular staplers with 3 row staples, slope‐faced cartridge with a different staple size in each staple row. | 21mm to 33mm | Medtronic Australasia Pty Ltd |  | Changed Benefit
MI282 | 03 - General Miscellaneous | Tri-Staple™ 2.0 reloads | Tri-Staple™ 2.0 reloads with intelligent chip that communicates with Signia™ stapler | 30mm, 45mm, 60mm | Medtronic Australasia Pty Ltd |  | Changed Benefit
MI283 | 08 - Cardiac | Attain Stability Quad MRI SureScan | Steroid-eluting, quadripolar electrode, transvenous, over-the-wire, cardiac vein pacing lead with active fixation | 88 cm | Medtronic Australasia Pty Ltd |  | Changed Benefit
SK328 | 12 - Knee | Triathlon Knee System Tibial Insert | Minimally stabilised, tibial insert, UHMWPE, (N2VAC) | Sizes 1 to 8 (9/11/13/16/19/22/25mm thickness) | Stryker Australia Pty Ltd |  | Changed Benefit
SK374 | 06 - Specialist Orthopaedic | Hoffman II External Fixation System | Hoffman II MRI | Posts 8mm and 5mm | Stryker Australia Pty Ltd |  | Changed Benefit
SN777 | 06 - Specialist Orthopaedic | GTS Sleeve | Polypropylene non-absorbable woven mesh | one size only | Smith & Nephew Pty Ltd |  | Changed Benefit
SN780 | 12 - Knee | Journey Knee System Tibial Insert | Tibial Insert, UHMWPE, Fixed posterior stabilised with peg | 8-30mm, 1-10 | Smith & Nephew Pty Ltd |  | Changed Benefit
SN797 | 06 - Specialist Orthopaedic | Peri-Loc | Locking 1/3 Tubular & 3.5mm Straight Plates | ≥ 7 to ≤ 15 holes | Smith & Nephew Pty Ltd |  | Changed Benefit
SN798 | 06 - Specialist Orthopaedic | Peri-Loc | Plates, Stainless Steel, Locking, Compression, Lefts and Rights | 3.5mm, 20 - 22 holes | Smith & Nephew Pty Ltd |  | Changed Benefit
SN823 | 12 - Knee | Legion Knee System Femoral and Tibial Stems | Femoral and Tibial stems, Titanium, Cemented or press fit | 120-280mm | Smith & Nephew Pty Ltd |  | Changed Benefit
SN834 | 12 - Knee | Journey Knee System Patella Femoral Replacement Trochlear Component | Trochlear Component,cemented, Oxinium | Sm, Med Lg, XLg | Smith & Nephew Pty Ltd |  | Changed Benefit
SN838 | 06 - Specialist Orthopaedic | Trigen InterTAN Nail | Nail, Titanium | diameter 10-13mm length 18-46cm Angle 125°-135° | Smith & Nephew Pty Ltd |  | Changed Benefit
MQ027 | 10 - Vascular | Intergard W | Woven Aortic Arch | 24mm x 10mm x 8mm x 8mm x 50cm - 30mm x 10mm x 8mm x 8mm | Maquet Australia Pty Ltd |  | Changed Benefit
MQ028 | 10 - Vascular | Intergard K | Knitted Axillobifemoral | Diameter (mm) Length (cm) 8 x 8 100/60; 10 x 10 100/60; 8 x 6 x 6 85/55; 8 x 8 85/55; 8 x 8 100/55 | Maquet Australia Pty Ltd |  | Changed Benefit
NV155 | 13 - Spinal | XLIF Modular Plate | Lateral plate | Small, Medium, Large | Nuvasive Australia and NZ Pty Ltd |  | Changed Benefit
NW006 | 07 - Plastic and Reconstructive | Endobon Xenograft Granules | Hydroxyapatite granules, 0.5-1mm diameter | 0.5ml | Biomet 3i Australia Pty Ltd |  | Changed Benefit
NW007 | 07 - Plastic and Reconstructive | Endobon Xenograft Granules | Hydroxyapatite granules, 0.5-1mm diameter or 1-2mm diameter | 2 - 8ml | Biomet 3i Australia Pty Ltd |  | Changed Benefit
NW008 | 07 - Plastic and Reconstructive | NovaBone Dental Putty | NovaBone® Dental Putty is 100% synthetic and fully resorbable. | CARTRIDGES 2 UNITS X 0.5CC CARTRIDGES 4 UNITS X 0.25CC CARTRIDGES 4 UNITS X 0.5CC SYRINGE, 1 UNIT X 0.5CC | Biomet 3i Australia Pty Ltd |  | Changed Benefit
NY002 | 06 - Specialist Orthopaedic | Fastlok | Titanium staple and buckle | 6mm x 23mm, 8mm x 23mm | NeoSurgical Pty Ltd |  | Changed Benefit
OB003 | 03 - General Miscellaneous | Touchstone Linear Cutter Stapler Cartridge (Reloads) 80mm | A disposable staple cartridge used in conjunction with a matched Touchstone Linear Cutter Stapler that lays a double staggered row of staples on each side a cutting knife. Used for extensive bowel, gastric, gynaecological and thoracic surgical stapling procedures. | 80mm length in staple line with choice of 3.8mm, 4.2mm and 4.5mm titanium staples | Optimed Technologies |  | Changed Benefit
WC171 | 05 - Urogenital | Universa Firm | Universa Firm Multi-length Stent and Positioner only | Multiple French Sizes and Lengths | WILLIAM A COOK AUSTRALIA PTY LTD |  | Changed Benefit
WC190 | 10 - Vascular | Detachable Mreye Embolization Coils | Standard Mreye | Diameters: .035 and .038, Extended Lengths: 1cm to 20cm, Coil Diameters: 3mm to 20mm | WILLIAM A COOK AUSTRALIA PTY LTD |  | Changed Benefit
ZI384 | 11 - Hip | Low Profile Cup - Cups cemented | UHMPE unmodified | 22/36 to 32/64 | Zimmer Biomet Pty Ltd |  | Changed Benefit
ZI386 | 11 - Hip | Fitmore Cup | Titanium mesh non HA | 42 to 68mm | Zimmer Biomet Pty Ltd |  | Changed Benefit
SF135 | 12 - Knee | SHiVA Modular Knee Prosthesis - Rotating Bearing | Rotating Bearing | Sizes 2,3 and 4 x 10mm | Signature Orthopaedics |  | Changed Benefit
SK562 | 06 - Specialist Orthopaedic | Stryker Plating System | Tibial Anatomical Locking Plates | 16-31 hole | Stryker Australia Pty Ltd |  | Changed Benefit
SK564 | 06 - Specialist Orthopaedic | Stryker Plating System | SPS Locking Plate System | Locking Screws - 5mm | Stryker Australia Pty Ltd |  | Changed Benefit
SK569 | 06 - Specialist Orthopaedic | Stryker Plating System | Stryker locked plating system | 7-15 Holes | Stryker Australia Pty Ltd |  | Changed Benefit
SK570 | 06 - Specialist Orthopaedic | Stryker Plating System | Stryker locked plating system | 16-17 Hole | Stryker Australia Pty Ltd |  | Changed Benefit
SK580 | 06 - Specialist Orthopaedic | Stryker Locked Plate system | Periarticular variable angle locking plate - fibula | 1-6 Holes | Stryker Australia Pty Ltd |  | Changed Benefit
SK581 | 06 - Specialist Orthopaedic | Stryker Locked Plate System | Periartiicular variable angle locking plate - fibula | 7-15 holes | Stryker Australia Pty Ltd |  | Changed Benefit
SK583 | 06 - Specialist Orthopaedic | Nanotack Suture Anchor | 1.4mm High Strength PEEK suture anchor pre-loaded with suture and inserter for arthrosopic hip labral reattachment | 1.4mm | Stryker Australia Pty Ltd |  | Changed Benefit
SK584 | 06 - Specialist Orthopaedic | Pivot Anatomic Labrum Restoration Anchors | High Strength PEEK anchor pre-laoded with suture and inserter for arthroscopic hip labral reattachment | 12mm x 2.4-2.8mm, 1.4-2.0mm, 2.8-3.5mm | Stryker Australia Pty Ltd |  | Changed Benefit
SK593 | 06 - Specialist Orthopaedic | Total Wrist Implant System | Carpal Screws | 15, 18, 22, 26, 30mm | Stryker Australia Pty Ltd |  | Changed Benefit
SK594 | 06 - Specialist Orthopaedic | Total Wrist Implant System | Carpal Ball | Small, Medium, Large | Stryker Australia Pty Ltd |  | Changed Benefit
ZI609 | 13 - Spinal | Optima Spinal Fixation System | Optima Spinal Fixation System - Rod Connectors | Small, Large, 2 Hole, 3 Hole, 4 Hole | Zimmer Biomet Pty Ltd |  | Changed Benefit
ZI610 | 13 - Spinal | Optima Spinal Fixation System | Optima Spinal Fixation System - Rod Connectors | Various Sizes - Open & Closed | Zimmer Biomet Pty Ltd |  | Changed Benefit
ZI615 | 13 - Spinal | ARDIS LUMBAR INTERBODY SPINAL CAGE | A lumbar interbody fusion cage | H 8 to 16mm; W 9 & 11mm; L 22 to 34mm | Zimmer Biomet Pty Ltd |  | Changed Benefit
ZI623 | 13 - Spinal | SEQUOIA PEDICLE SCREW SYSTEM | SpeedLink II Ti | Small, Medium, Large | Zimmer Biomet Pty Ltd |  | Changed Benefit
ZI624 | 13 - Spinal | SEQUOIA PEDICLE SCREW SYSTEM | Sequoia Rod CP Ti | 30mm - 510mm length | Zimmer Biomet Pty Ltd |  | Changed Benefit
ZI639 | 13 - Spinal | BacFix (Thoracolumbar System) | Spinal rod, rigid/flex - Titanium alloy | 5.5 - 6mm x 50 - 125mm | Zimmer Biomet Pty Ltd |  | Changed Benefit
MI175 | 13 - Spinal | Venture Screws | Self drilling and self tapping screws (fixed and variable angle) | 4.0mm x 8mm - 21mm; 4.5mm x 8mm - 21mm | Medtronic Australasia Pty Ltd |  | Changed Benefit
SL036 | 06 - Specialist Orthopaedic | VLP | Cortical Screws | Micro Screws ≤ 2.0mm | Smith & Nephew Pty Ltd |  | Changed Benefit
SL041 | 06 - Specialist Orthopaedic | VLP EVOS | Mini Plates Straight | ≥ 16 holes | Smith & Nephew Pty Ltd |  | Changed Benefit
SL043 | 06 - Specialist Orthopaedic | VLP EVOS | Cortical Screws | Micro (Screw size ≤ 2.0mm) | Smith & Nephew Pty Ltd |  | Changed Benefit
SL047 | 12 - Knee | Genesis II Oxinium | Genesis II Femoral component, Oxinium, cemented | Left / Right 1-9 | Smith & Nephew Pty Ltd |  | Changed Benefit
SL049 | 06 - Specialist Orthopaedic | STRUCSURE CP | Calcium Phosphate Bone Graft Substitute | 5cc | Smith & Nephew Pty Ltd |  | Changed Benefit
SL051 | 06 - Specialist Orthopaedic | STRUCSURE CP | Calcium Phosphate Bone Graft | 10cc - 20cc | Smith & Nephew Pty Ltd |  | Changed Benefit
SL054 | 06 - Specialist Orthopaedic | N8TIVE | PEEK Tibial Implant | Sheath lengths: 33mm (with 29mm Screw); 40mm (with 36mm Screw) Screw diameter: 6-8mm, tapered Optional cortical button thickness: 1.8mm | Smith & Nephew Pty Ltd |  | Changed Benefit
SL055 | 06 - Specialist Orthopaedic | ArthroCare Anchor System | Anchor fixating soft tissue to bone | 4.5,5.5mm & 6.5mm | Smith & Nephew Pty Ltd |  | Changed Benefit
SL056 | 06 - Specialist Orthopaedic | ArthRoCare Anchor System | Anchor fixating soft tissue to bone | 2.8 - 3.4mm | Smith & Nephew Pty Ltd |  | Changed Benefit
SL058 | 06 - Specialist Orthopaedic | Titan Ti Suture Anchor System | Tendon to bone Anchor | 5.5mm and 6.55mm x 16.5mm | Smith & Nephew Pty Ltd |  | Changed Benefit
SL059 | 06 - Specialist Orthopaedic | Spartan PEEK Suture Implant | Spartan PEEK Suture Implant | 5.5mm, 6.5mm | Smith & Nephew Pty Ltd |  | Changed Benefit
SL060 | 06 - Specialist Orthopaedic | Speedfix PEEK Suture Implant | Soft tissue to bone suture anchor | 3.4mm x 12.5mm | Smith & Nephew Pty Ltd |  | Changed Benefit
SL061 | 06 - Specialist Orthopaedic | Speedlock HIP Knotless Fixation Implant | PEEK knotless suture anchor implant for fixation of soft tissue to bone in the hip | 3.4mm | Smith & Nephew Pty Ltd |  | Changed Benefit
SL063 | 06 - Specialist Orthopaedic | Q-Fix All Suture Anchor | Soft suture anchor | 1.8mm | Smith & Nephew Pty Ltd |  | Changed Benefit
SL064 | 06 - Specialist Orthopaedic | Q-Fix All Suture Anchor | Soft suture anchor | 2.8mm | Smith & Nephew Pty Ltd |  | Changed Benefit
SQ074 | 06 - Specialist Orthopaedic | PediPlates Plating System | O-Plate, Delta Plate, Center Hole | 12-24mm | Surgical Specialties |  | Changed Benefit
SQ075 | 06 - Specialist Orthopaedic | PediPlates Plating System | I-Plate Center Hole | 16-32mm | Surgical Specialties |  | Changed Benefit
NK009 | 13 - Spinal | Calix Peek Lumbar System | Peek lumbar interbody spacer for fusion of the lumbar spine using an anterior, posterior or transverse approach. | 36mm x 24mm x 8mm x 8 deg 36mm x 24mm x 10mm x 8 deg 36mm x 24mm x 12mm x 8 deg 36mm x 24mm x 14mm x 8 deg 36mm x 24mm x 16mm x 8 deg 36mm x 24mm x 18mm x 8 deg 36mm x 24mm x 20mm x 8 deg 36mm x 24mm x 8mm x 12 deg 36mm x 24mm x 10mm x 12 deg 36mm x 24mm x 12mm x 12 deg 36mm x 24mm x 14mm x 12 deg 36mm x 24mm x 16mm x 12 deg 36mm x 24mm x 18mm x 12 deg 36mm x 24mm x 20mm x 12 deg 28mm x 10mm x 6mm 28mm x 10mm x 7mm 28mm x 10mm x 8mm 28mm x 10mm x 9mm 28mm x 10mm x 10mm 28mm x 10mm x 11mm 28mm x 10mm x 12mm 28mm x 10mm x 13mm 28mm x 10mm x 14mm 28mm x 10mm x 15mm 28mm x 10mm x 16mm 22mm x 10mm x 6mm 22mm x 10mm x 7mm 22mm x 10mm x 8mm 22mm x 10mm x 9mm 22mm x 10mm x 10mm 22mm x 10mm x 11mm 22mm x 10mm x 12mm 22mm x 10mm x 13mm 22mm x 10mm x 14mm 22mm x 10mm x 15mm 22mm x 10mm x 16mm 26mm x 10mm x 6mm 26mm x 10mm x 8mm 26mm x 10mm x 10mm 26mm x 10mm x 12mm 26mm x 10mm x 14mm 26mm x 10mm x 6mm x 5o 26mm x 10mm x 8mm x 5o 26mm x 10mm x 10mm x 5o 26mm x 10mm x 12mm x 5o 26mm x 10mm x 14mm x 5o | National Surgical Pty Ltd |  | Changed Benefit
NK012 | 13 - Spinal | Capless LI Pedicle screw system - X Link cross connector - Variable | Titanium, lowprofile transverse dual articulation crossconnector | Low profile, Multiple sizes, 37-80mm | National Surgical Pty Ltd |  | Changed Benefit
NK013 | 13 - Spinal | Spider Cervical Plating System - Spider Plate | Titanium, Anterior Cervical Plate System - | 22-54mm | National Surgical Pty Ltd |  | Changed Benefit
NK015 | 13 - Spinal | Capless Li Pedicle screw system - rod | Titanium rod. Straight and pre- bent | Straight and pre- bent, multiple sizes, 40-300mm | National Surgical Pty Ltd |  | Changed Benefit
NK027 | 13 - Spinal | Axle Interspinous fusion System | Interspinous fusion plate system | Plates: 28mm to 55mm Inserts: 8-18mm | National Surgical Pty Ltd |  | Changed Benefit
NK030 | 13 - Spinal | IRIX - C Implants | Cervical intergrated fusion system | 18 x 14mm and 16 x 13mm; Heights 5 - 12mm; Shape - Lordotic and parallel | National Surgical Pty Ltd |  | Changed Benefit
NK031 | 13 - Spinal | IRIX - C Screws | Bone screws | Diameter 3.5mm and 3.7mm; Length 12-21mm | National Surgical Pty Ltd |  | Changed Benefit
NK037 | 13 - Spinal | Certex Spinal Implant System Rod | Rod | 3.5mm x 30-500mm | National Surgical Pty Ltd |  | Changed Benefit
NK038 | 13 - Spinal | Certex Spinal Implant System Transitional Rod | Transitional Rod | 3.5mm - 5.5mm x100mm - 500mm | National Surgical Pty Ltd |  | Changed Benefit
NK039 | 13 - Spinal | Certex Spinal Implant System Connector | Connector | 3.5mm x 22-26mm | National Surgical Pty Ltd |  | Changed Benefit
NK040 | 13 - Spinal | Certex Spinal Implant System Connector Adjustable | Connector Adjustable | 3.5mm x 28-33mm to 42-58mm | National Surgical Pty Ltd |  | Changed Benefit
NK042 | 13 - Spinal | Cervical Screw | Cervical Screw | 14-18mm | National Surgical Pty Ltd |  | Changed Benefit
NK044 | 13 - Spinal | IRIX-A Screw | Bone Screw | Diameter 5.5 and 6.0mm, Length 25-40mm | National Surgical Pty Ltd |  | Changed Benefit
SN854 | 06 - Specialist Orthopaedic | Fast-Fix Ultra | Meniscal suture anchor | One Size | Smith & Nephew Pty Ltd |  | Changed Benefit
SN857 | 12 - Knee | Genesis II Knee System Tibial Baseplate | Tibial Baseplate, cemented, Titanium, grit blasted | 1 - 9 | Smith & Nephew Pty Ltd |  | Changed Benefit
SN861 | 12 - Knee | Genesis II Knee System Tibial Baseplate | Tibial baseplate, cementless, titanium, beaded, HA for fixed insert | Left / Right 1 - 8 | Smith & Nephew Pty Ltd |  | Changed Benefit
SN863 | 12 - Knee | Genesis II Knee System Tibial Insert | Tibial insert, UHMWPE, fixed, totally constrained | Left / Right 1 - 8 | Smith & Nephew Pty Ltd |  | Changed Benefit
SN869 | 12 - Knee | Genesis II Knee System Tibial Baseplate | Tibial Baseplate, all poly, cemented | Left / Right 1 - 8 | Smith & Nephew Pty Ltd |  | Changed Benefit
SV020 | 13 - Spinal | Sky Spinal Fixation System-Rod | The rod is part of the Sky Spinal System, indicated for posterior intrumentation of the occipital, posterior cervical and upper thoracic spine. | 3.3 x 40mm to 3.5 x 250mm | Signature Spine and Joint Pty Ltd |  | Changed Benefit
SV022 | 13 - Spinal | Sky Spinal Fixation System-Connectors | The connectors are part of the Sky Spinal Fixation System, indicated for posterior intrumentation of the occipital, posterior cervical and upper thoracic spine. | 3.5 x 35mm to 3.5 x 63mm for the Axial connectors and 10 to 50 mm for the Lateral connectors | Signature Spine and Joint Pty Ltd |  | Changed Benefit
SV023 | 13 - Spinal | Sky Spinal Fixation System -Crosslink | Crosslink is part of the Sky Spinal Fixation System, indicated for posterior intrumetation of the occipital, posterior cervical and upper thoracic spine. | 3.5 x 30mm to 3.5 x70mm | Signature Spine and Joint Pty Ltd |  | Changed Benefit
SV026 | 13 - Spinal | AnyPlus Pedicle Screw System- Connectors | The connectors are part of the AnyPlus Screw Systems, intended to provide immobilzation and stabilization of spinal vertebrae in the thoracic, lumbar and sacral regions. | 16-29mm | Signature Spine and Joint Pty Ltd |  | Changed Benefit
SN841 | 06 - Specialist Orthopaedic | Trigen META | Metaphyseal Nail, Titanium | 8.5-13mm 15x50cm | Smith & Nephew Pty Ltd |  | Changed Benefit
SN846 | 06 - Specialist Orthopaedic | KINSA | Suture Anchor, Polmer With Polyester Suture Material | 2.9mm | Smith & Nephew Pty Ltd |  | Changed Benefit
OB004 | 03 - General Miscellaneous | Touchstone Circular Stapler | A surgical implanting device for placing s specific size of double staggered row of titanium staples in a circular fashion in the large bowel, small bowel or oesophagus to maintain function of the digestive tract. A suitable size is used to match the lumen size of the patient's digestive tract | External dimension - 21mm, 25mm, 29mm or 33mm | Optimed Technologies |  | Changed Benefit
OB006 | 03 - General Miscellaneous | Touchstone Linear Cutter Stapler Cartridge (Reloads) 100mm | A disposable staple cartridge used in conjunction with a matched Touchstone Linear Cutter Stapler that lays a double staggered row of staples on each side a cutting knife. Used for extensive bowel, gastric, gynaecological and thoracic surgical stapling procedures. | 100mm length in staple line with choice of 3.8mm and 4.5mm titanium staples | Optimed Technologies |  | Changed Benefit
PB002 | 13 - Spinal | Thoracic-lumbar PEEK cage | Interbody fusion cage | Height: 6 - 15mm | Australian Pacific Medical Pty Ltd |  | Changed Benefit
PB003 | 13 - Spinal | Delta Plate | Anterior cervical plate | Length: 16-22mm | Australian Pacific Medical Pty Ltd |  | Changed Benefit
PB004 | 13 - Spinal | Bone Screws | Bone Screws | Diameter:2.0-4.35mm, Length: 6-18mm | Australian Pacific Medical Pty Ltd |  | Changed Benefit
PB006 | 13 - Spinal | DCS System | Anterior cervical interbody fusion system | Cage Height: 5/6/7/8/9/10/11/12 mm | Australian Pacific Medical Pty Ltd |  | Changed Benefit
PB007 | 13 - Spinal | DPS Spine System - Rod | Rods for posterior pedicle screw fixation system. | Diameter 5/5.5/6mm; Length 40-500mm | Australian Pacific Medical Pty Ltd |  | Changed Benefit
PB012 | 13 - Spinal | DPS Spine System - Transconnector Adjustable | Adjustable transconnector for spinal fixation system. | Diameter 5.5/6.0mm; Adjustable lengths: 34-39mm, 38-49mm, 48-68mm. | Australian Pacific Medical Pty Ltd |  | Changed Benefit
PB015 | 13 - Spinal | Anterior Cervical Plate System | Anterior cervical plate. Various size plates, Titanium | 20-55mm | Australian Pacific Medical Pty Ltd |  | Changed Benefit
PB017 | 06 - Specialist Orthopaedic | Ankle Fusion Locking Plate | Ankle Fusion Locking Plate | 7 holes | Australian Pacific Medical Pty Ltd |  | Changed Benefit
PB024 | 06 - Specialist Orthopaedic | Low Profile Distal Medial Tibial Locking Plate - ≤ 6 Holes | Low Profile Distal Medial Tibial Locking Plate | ≤ 6 Holes | Australian Pacific Medical Pty Ltd |  | Changed Benefit
PB026 | 06 - Specialist Orthopaedic | Plates ≤ 6 holes | Plates ≤ 6 holes | ≤ 6 holes | Australian Pacific Medical Pty Ltd |  | Changed Benefit
ZI868 | 13 - Spinal | TM (Trabecular Metal) Ardis Interbody System | Fenestrated and non-fenestrated intervertebral body fusion device | Length 22mm x Width - 9mm x Height – 8-16mm (1mm increments, excludes 15mm) Total 8 sizes. The implant comes in both Fenestrated and un-fenestrated types, therefore there are 16 options in total. | Zimmer Biomet Pty Ltd |  | Changed Benefit
ZI878 | 13 - Spinal | V2F Plates | Thoracolumbar Plate made from a titanium ally (Ti-6Al-4V) | 30-130mm in 5mm increments | Zimmer Biomet Pty Ltd |  | Changed Benefit
ZI879 | 13 - Spinal | V2F Screws | Dual-lead cortical/cancellous screws | Diameter 6mm and 7mm, 30-60mm in 5mm increments | Zimmer Biomet Pty Ltd |  | Changed Benefit
ZI884 | 13 - Spinal | APEX Spine System - Closed Iliac Lateral Connector | Closed Iliac Lateral Connector | 16mm, 21mm, 26mm, 31mm, 36mm | Zimmer Biomet Pty Ltd |  | Changed Benefit
ZI886 | 13 - Spinal | APEX Spine System - Multi-Span Cross Connector | Adjustable length cross connector, titanium | 24-28mm, 28-33mm, 31-39mm, 37-50mm, 48-71mm | Zimmer Biomet Pty Ltd |  | Changed Benefit
ZI887 | 13 - Spinal | APEX Spine system - Rod Connectors | Tandem rod connectors | 5.5mm to 6mm diameter | Zimmer Biomet Pty Ltd |  | Changed Benefit
ZI889 | 13 - Spinal | APEX Spine System - Rods | Straight and contoured rods titanium and CoCR | Straight: 5.5mm x 30mm-90mm in 10mm increments, 5.5 x 300, 450, 600mm, 6mm x 30mm-90mm in 10mm increments, 6mm x 300, 350, 450, 600; Curved: 5.5mm x 30 - 90 and 6mm x 30-100 in 10mm increments | Zimmer Biomet Pty Ltd |  | Changed Benefit
MN039 | 05 - Urogenital | Gynecare TVT ABBREVO™ Continence System | Implant assembly consisting of mesh sling and sterile, single-patient use helical passer sheaths. | 1.1cm x 12cm | Johnson & Johnson Medical Pty Ltd |  | Changed Benefit
SN418 | 06 - Specialist Orthopaedic | T-Bar Suture Retention System | T-Fix Single & Double | T-Fix Suture Bar, Straight Needle, Double Suture | Smith & Nephew Pty Ltd |  | Changed Benefit
SN420 | 06 - Specialist Orthopaedic | ACL/PCL Reconstruction | RCI Screws Titanium | 7-11mm diameter, 25-40mm length | Smith & Nephew Pty Ltd |  | Changed Benefit
ST516 | 07 - Plastic and Reconstructive | Stryker Leibinger Resorbable Fixation System | Resorbable plate: blank panel Tripolymer | 55x55mm | Stryker Australia Pty Ltd |  | Changed Benefit
ST519 | 07 - Plastic and Reconstructive | Stryker Leibinger Resorbable Fixation System | Resorbable plate: L-shape plate, 110 deg, right/left Tripoymer | 7 holes | Stryker Australia Pty Ltd |  | Changed Benefit
ST526 | 07 - Plastic and Reconstructive | Stryker Leibinger Resorbable Fixation System | Resorbable Mesh Tripolymer | 55x55mm | Stryker Australia Pty Ltd |  | Changed Benefit
ST541 | 11 - Hip | SecurFit Plus Max | Titanium, plasma, HA | Stem sizes 7-14 | Stryker Australia Pty Ltd |  | Changed Benefit
ST548 | 11 - Hip | Trident acetabular component system | Titanium, arc deposited, with HA | 40-74mm OD in 2mm increments | Stryker Australia Pty Ltd |  | Changed Benefit
ST565 | 11 - Hip | Alumina acetabular inserts | Ceramic insert, alumina | 28, 32 & 36mm dia | Stryker Australia Pty Ltd |  | Changed Benefit
ST574 | 11 - Hip | SecurFit HA Max Hip Stem | Titanium, plasma coated, HA | Stem sizes 4-14 in 127 and 132 degree neck angles | Stryker Australia Pty Ltd |  | Changed Benefit
ST576 | 11 - Hip | Stryker Omnifit Cemented Stem | Cemented femoral component Cobal Chrome | Stem sizes 4-11 | Stryker Australia Pty Ltd |  | Changed Benefit
ST582 | 11 - Hip | Osteonics hip prostheses | Cement restrictor Polyethylene | Universal and sizes 1-8 | Stryker Australia Pty Ltd |  | Changed Benefit
ST601 | 12 - Knee | Duracon TS Knee System Tibial Insert | Totally constrained tibial insert, with metal post, UHMWPE (Duration) | Extra Small, Small, Medium, Medium Large, Large, Extra Large | Stryker Australia Pty Ltd |  | Changed Benefit
MN044 | 13 - Spinal | Crossover System (Titanium) | Crossover connector | Size 1 - 12, 18 - 107mm | Johnson & Johnson Medical Pty Ltd |  | Changed Benefit
MN101 | 06 - Specialist Orthopaedic | OmniSpan Meniscal Repair System | Pre-loaded Peek backstops and ORTHOCORD suture | 0 to 27 degrees | Johnson & Johnson Medical Pty Ltd |  | Changed Benefit
MN113 | 13 - Spinal | Mountaineer Spine System | OC Adjustable Rod | 3.5mm | Johnson & Johnson Medical Pty Ltd |  | Changed Benefit
MN114 | 13 - Spinal | EXPEDIUM Spinal System | Pre-Shaped Rod | 4.5 - 7.5mm Diameter | Johnson & Johnson Medical Pty Ltd |  | Changed Benefit
NK084 | 13 - Spinal | Offset Connector | Offset Connector | All sizes | National Surgical Pty Ltd |  | Changed Benefit
NK085 | 13 - Spinal | Straight rods | Straight rods | All sizes | National Surgical Pty Ltd |  | Changed Benefit
NK086 | 13 - Spinal | Dual diameter rod | Dual diameter rod | All sizes | National Surgical Pty Ltd |  | Changed Benefit
SY618 | 06 - Specialist Orthopaedic | AO/ASIF Plates | LCP Clavicle - superior, anterior, hook | 7-15 holes | Johnson & Johnson Medical Pty Ltd |  | Changed Benefit
SY622 | 06 - Specialist Orthopaedic | AO/ASIF Plates | Non Locking Specialty Plates | ≤ 6 Holes | Johnson & Johnson Medical Pty Ltd |  | Changed Benefit
SY629 | 06 - Specialist Orthopaedic | 'AO/ASIF Plates | Non-locking Plates | ≥ 16 holes | Johnson & Johnson Medical Pty Ltd |  | Changed Benefit
SY631 | 06 - Specialist Orthopaedic | AO/ASIF Screws | Cannulated Locking Screws | ≥4.50mm | Johnson & Johnson Medical Pty Ltd |  | Changed Benefit
SY637 | 06 - Specialist Orthopaedic | AO/ASIF Plates | LC-LCP Plates | ≥ 16 Holes | Johnson & Johnson Medical Pty Ltd |  | Changed Benefit
SY663 | 06 - Specialist Orthopaedic | Orthopaedic External Fixator Systems | Medium Frame; Rod, Threaded, Adjustable Clamps RL MRI | 5-11.0mm | Johnson & Johnson Medical Pty Ltd |  | Changed Benefit
NK090 | 13 - Spinal | Adjustable Crosslinks | Adjustable Crosslinks | All sizes | National Surgical Pty Ltd |  | Changed Benefit
NK091 | 13 - Spinal | Occipital plates | Occipital plates | All sizes | National Surgical Pty Ltd |  | Changed Benefit
NK092 | 13 - Spinal | Occipital Plate Screws | Occipital Plate Screws | All sizes | National Surgical Pty Ltd |  | Changed Benefit
NK094 | 13 - Spinal | Thoracolumbar Cages - Paired | Thoracolumbar Cages - Paired | all sizes | National Surgical Pty Ltd |  | Changed Benefit
NK095 | 13 - Spinal | Curved Rods | Curved Rods | All sizes | National Surgical Pty Ltd |  | Changed Benefit
NR004 | 07 - Plastic and Reconstructive | Nobel Biocare Abutments | Abutment, temporary or healing, complete | NP, RP, WP, 6.0mm | Nobel Biocare Australia Pty Ltd |  | Changed Benefit
NV003 | 13 - Spinal | SpheRx | Transverse X-Connector | 45 - 100mm | Nuvasive Australia and NZ Pty Ltd |  | Changed Benefit
NV007 | 13 - Spinal | Gradient Cervical Plates | Bone Screw | 4.0 - 4.7mm diameter 10 - 20mm length | Nuvasive Australia and NZ Pty Ltd |  | Changed Benefit
NV008 | 13 - Spinal | Gradient Cervical Plates | Titanium Anterior Plate | 11 - 110mm | Nuvasive Australia and NZ Pty Ltd |  | Changed Benefit
NV011 | 13 - Spinal | CoRoent | PLIF cage - PEEK or Titanium | Width 8-12mm x Length 20-40mm x Height 6-14mm x Lordosis 0-15° | Nuvasive Australia and NZ Pty Ltd |  | Changed Benefit
TX035 | 10 - Vascular | Arrow multi lumen pressure injectable peripherally inserted central catheter (PICC) sets | Arrow multi lumen pressure injectable PICC (peripherally inserted central catheter) sets | 4, 5, 6Fr multi lumen Pressure Injectable PICCs various Pressure Injection rates, various lengths. Double & triple Lumen configurations. | Teleflex Medical Australia |  | Changed Benefit
TX036 | 10 - Vascular | Arrow single lumen pressure injectable peripherally inserted central catheter (PICC) sets | Single lumen pressure injectable peripherally inserted central catheter (PICC) sets | 3, 4, Fr single lumen Pressure Injectable PICCs various Pressure Injection rates, various lengths. | Teleflex Medical Australia |  | Changed Benefit
TX043 | 10 - Vascular | Pressure Injectable ARROWg+ard® Blue Plus Antimicrobial Multi-Lumen Central Venous Catheters | Pressure Injectable Multi Lumen Central Venous Catheters (of various lengths sizes and lumen configurations) with antimicrobial impregnation of the internal and external catheter with Chlorhexidine and Silver Sulphadiazine. | CS42703HP: 16cm x 7Fr Triple Lumen Catheter CS45703HP: 20cm x 7Fr Triple Lumen Catheter CS42854HP: 16cm x 8.5Fr Quad Lumen Catheter CS45854HP: 20cm x 8.5Fr Quad Lumen Catheter | Teleflex Medical Australia |  | Changed Benefit
TZ004 | 11 - Hip | Modula SC Neck | The complete series of Modula SC necks, all patented, consists of 15 sizes. | OX, OY, OZ, OA, OB, OC, 9X, 9Y, 9Z, 9A, 9B, 9C, 9AA, 9BB, 9CC | The Trustee for Adler Ortho Unit Trust |  | Changed Benefit
WR299 | 06 - Specialist Orthopaedic | GRAVITY | Titanium Suture Anchor System | 5.5mm | Wright Medical Australia |  | Changed Benefit
WR302 | 06 - Specialist Orthopaedic | GRAVITY | Titanium Suture Anchor System | 2.7mm - 3.5mm | Wright Medical Australia |  | Changed Benefit
OU002 | 06 - Specialist Orthopaedic | RFS OLIVE WIRE | RFS OLIVE WIRE | 1.8MM X 400MM 1.5MM X 300MM | Ortho Solutions Pty Ltd |  | Changed Benefit
OU004 | 06 - Specialist Orthopaedic | MEMO STAPLE | 12mm memo staple /16mm memo staple/ 20mm memo staple | 12MM MEMO STAPLE (13MM) 12MM MEMO STAPLE (14MM) 12MM MEMO STAPLE (15MM) 12MM MEMO STAPLE (16MM) 12MM MEMO STAPLE (17MM) 12MM MEMO STAPLE (13MM X 15MM) 12MM MEMO STAPLE (14MM X 16MM) 12MM MEMO STAPLE (15MM X 17MM) 12MM MEMO STAPLE (16MM X 18MM) 12MM MEMO STAPLE (17MM X 19MM) 20MM MEMO STAPLE (13MM) 20MM MEMO STAPLE (15MM) 20MM MEMO STAPLE (17MM) 20MM MEMO STAPLE (19MM) 20MM MEMO STAPLE (21MM) 20MM MEMO STAPLE (23MM) 20MM MEMO STAPLE (25MM) 20MM MEMO STAPLE (12MM X 15MM) 20MM MEMO STAPLE (14MM X 17MM) 20MM MEMO STAPLE (16MM X 19MM) 20MM MEMO STAPLE (18MM X 21MM) 20MM MEMO STAPLE (20MM X 23MM) 12mm Memo Staple (13mm) 12mm Memo Staple (14mm) 12mm Memo Staple (15mm) 12mm Memo Staple (16mm) 12mm Memo Staple (17mm) 16mm Memo staple (14mm x 16mm) 16mm Memo staple (16mm x 18mm) 16mm Memo staple (18mm x 20mm) 16mm Memo staple (20mm x 22mm) | Ortho Solutions Pty Ltd |  | Changed Benefit
OU005 | 06 - Specialist Orthopaedic | VARISATION STAPLE | VARISATION STAPLE 90° 10MM VARISATION STAPLE 26° 10MM VARISATION STAPLE 90° 8MM VARISATION STAPLE 26° 8MM | VARISATION STAPLE 90° 10MM WIDE VARISATION STAPLE 26° 10MM WIDE VARISATION STAPLE 90° 8MM WIDE VARISATION STAPLE 26° 8MM WIDE | Ortho Solutions Pty Ltd |  | Changed Benefit
RI004 | 13 - Spinal | Rotate Interbody Fusion Device | Posterior interbody fusion implant; PEEK with tantalum markers; Paired | (7- 13)mm width X (20-25)mm long X (11-17)mm height | RTI Surgical Australia Pty Ltd |  | Changed Benefit
WR309 | 06 - Specialist Orthopaedic | SALVATION Limb Salvage Wire Fixaters | Wire Fixaters | 2mm - 40mm | Wright Medical Australia |  | Changed Benefit
WR310 | 06 - Specialist Orthopaedic | SALVATION Limb Salvage Posts | Posts | 1 - 6 hole, short and tall | Wright Medical Australia |  | Changed Benefit
WR326 | 06 - Specialist Orthopaedic | Augment Injectable Bone Graft – β-TCP/bovine Type I collagen matrix | β-TCP/bovine Type I collagen matrix | 1.5cc 3cc | Wright Medical Australia |  | Changed Benefit
ZI936 | 12 - Knee | Persona Knee System | Stem Extension | 14mm x 30mm | Zimmer Biomet Pty Ltd |  | Changed Benefit
ZI938 | 07 - Plastic and Reconstructive | Lorenz Locking Reconstruction System | Locking plates | 2.0 and 2.4 mm, 16-32 holes | Zimmer Biomet Pty Ltd |  | Changed Benefit
ZI942 | 06 - Specialist Orthopaedic | Normed fracture fixation plates | Titanium locking foot plates | 16 hole | Zimmer Biomet Pty Ltd |  | Changed Benefit
ZI943 | 06 - Specialist Orthopaedic | Ankle Fix -Plate ≥ 16 holes | Ankle fusion plate | One size only | Zimmer Biomet Pty Ltd |  | Changed Benefit
ZI944 | 06 - Specialist Orthopaedic | Normed fracture fixation plates | Titanium locking foot plates | 8/10/12 holes and 3.5mm screw | Zimmer Biomet Pty Ltd |  | Changed Benefit
ZI946 | 06 - Specialist Orthopaedic | Normed fracture fixation plates | Titanium locking foot plates | 4/6 hole and 2.7mm screws | Zimmer Biomet Pty Ltd |  | Changed Benefit
RI006 | 13 - Spinal | PAC Anterior Cervical Plate System- Plates (10-55mm) | Single and multi level anterior cervical plates, 10-55mm, titanium alloy and Nitinol | One level plates: 10-26mm in 2mm increments Two level plates: 29-44mm in 3mm increments Three level plates: 43-55 in 3mm increments | RTI Surgical Australia Pty Ltd |  | Changed Benefit
RI008 | 13 - Spinal | PAC Anterior Cervical Plate System- Screws | Self-tapping screws, self-drilling screws; fixed and variable angle; Titanium Alloy | 4mm diameter by 10 - 20mm in 2mm increments; 4.5mm diameter by 12 - 16mm in 2mm increments | RTI Surgical Australia Pty Ltd |  | Changed Benefit
RI010 | 13 - Spinal | Streamline MIS- Rods | Titanium Alloy straight and pre-bent Rods | Titanium 5.5mm pre-bent rod lengths range from 35-80mm in 5mm increments and 90-200 in 10mm increments; straight rod lengths range from 35-80mm in 5mm increments and 90-200 250mm in 10mm increments, 300 & 350mm. | RTI Surgical Australia Pty Ltd |  | Changed Benefit
RI014 | 13 - Spinal | Streamline TL - Offset Connectors | Lateral Offset Connectors in lengths of 15-30mm (Titanium Alloy). | 15,20 & 30 mm lengths available. Connects to a 5.5mm diameter rod | RTI Surgical Australia Pty Ltd |  | Changed Benefit
RI015 | 13 - Spinal | Streamline TL- Parallel Connectors | Parallel Connectors for rods of 5.5mm diameter (Titanium Alloy) | One size of open parallel connector; one size of closed parallel connector | RTI Surgical Australia Pty Ltd |  | Changed Benefit
SJ357 | 04 - Neurosurgical | Axium Neurostimulator System - Connector Cable Kit | Connector cable kit. | 1 size (1 presentation) | ABBOTT MEDICAL AUSTRALIA PTY LTD. |  | Changed Benefit
SJ358 | 04 - Neurosurgical | Axium Neurostimulator System - Lead Extension Kit | Lead extension kit. | 1 size (1 presentation) | ABBOTT MEDICAL AUSTRALIA PTY LTD. |  | Changed Benefit
SJ360 | 04 - Neurosurgical | Axium Neurostimulator System - Tunneling Tool | Tunneling tool. | 30cm or 51cm | ABBOTT MEDICAL AUSTRALIA PTY LTD. |  | Changed Benefit
SJ361 | 04 - Neurosurgical | Axium Neurostimulator System - Curved Needle | A curved needle (one size 14G,4.5in), a single use accessory, providing access to the epidural space during the surgical procedure of inserting a Neurostimulation System. | One Size - (14G, 4.5in) | ABBOTT MEDICAL AUSTRALIA PTY LTD. |  | Changed Benefit
SJ362 | 04 - Neurosurgical | Axium Neurostimulator System - Implantable Neurostimulator | Spinal modulation implantable neurostimulator. | 1 size; 31cc (1 presentation) | ABBOTT MEDICAL AUSTRALIA PTY LTD. |  | Changed Benefit
ZI950 | 13 - Spinal | Timberline Lateral Fusion System | Bone Screws | 30-60mm | Zimmer Biomet Pty Ltd |  | Changed Benefit
ZI951 | 13 - Spinal | Timberline Lateral Fusion System | Lateral Plate | 6-16mm | Zimmer Biomet Pty Ltd |  | Changed Benefit
ZI954 | 13 - Spinal | Polaris Spine System | Axial Connectors | 60-120mm | Zimmer Biomet Pty Ltd |  | Changed Benefit
ZI957 | 11 - Hip | Exceed ABT Cemented Cup | Cemented UHMWPE Cup | 46-60 outer diameter | Zimmer Biomet Pty Ltd |  | Changed Benefit
ZI970 | 07 - Plastic and Reconstructive | Mandibular Fracture System | Mandibular fracture plates | 8-15 holes | Zimmer Biomet Pty Ltd |  | Changed Benefit
MN192 | 03 - General Miscellaneous | PHYSIOMESH Open | Flexible Composite Mesh | ≤200cm² | Johnson & Johnson Medical Pty Ltd |  | Changed Benefit
MN194 | 03 - General Miscellaneous | PHYSIOMESH Open | Flexible Composite Mesh | 401-600cm² | Johnson & Johnson Medical Pty Ltd |  | Changed Benefit
MN200 | 06 - Specialist Orthopaedic | Bristow-Latarjet Instability Shoulder Set - Screw | Cannulated locking screw | ≥4.5mm | Johnson & Johnson Medical Pty Ltd |  | Changed Benefit
MN203 | 04 - Neurosurgical | Evicel | Dural sealant | >3 to 6ml | Johnson & Johnson Medical Pty Ltd |  | Changed Benefit
MN208 | 12 - Knee | Attune Knee System | Revision Stems | 14mm | Johnson & Johnson Medical Pty Ltd |  | Changed Benefit
MN209 | 06 - Specialist Orthopaedic | AO/ASIF Plates | Locking Specialty Plate | 7-15 Holes | Johnson & Johnson Medical Pty Ltd |  | Changed Benefit
SJ377 | 04 - Neurosurgical | Infinity Lead | Lead with 4 electrodes | 30-90cm | ABBOTT MEDICAL AUSTRALIA PTY LTD. |  | Changed Benefit
SJ378 | 04 - Neurosurgical | Infinity directional lead | Lead with 8 electrode segmented contacts. Steerable and directional current. | 30-90cm | ABBOTT MEDICAL AUSTRALIA PTY LTD. |  | Changed Benefit
SJ380 | 09 - Cardiothoracic | HeartMate II Left Ventricular Assist System - Shower Bag | Shower Bag | One size only; set of 2 | ABBOTT MEDICAL AUSTRALIA PTY LTD. |  | Changed Benefit
SN022 | 06 - Specialist Orthopaedic | TC-100 | Osteotomy Blade Plates | < 6 holes | Smith & Nephew Pty Ltd |  | Changed Benefit
SN071 | 06 - Specialist Orthopaedic | TC 100 | 4.5mm Straight Plates | ≤ 6 holes | Smith & Nephew Pty Ltd |  | Changed Benefit
SN098 | 06 - Specialist Orthopaedic | TC-100 | 4.5mm Reconstruction Plate | ≥ 7 to ≤ 15 holes | Smith & Nephew Pty Ltd |  | Changed Benefit
SN133 | 06 - Specialist Orthopaedic | TC-100 | 4.5mm Straight Plates | ≥ 7 to ≤ 15 holes | Smith & Nephew Pty Ltd |  | Changed Benefit
SN143 | 06 - Specialist Orthopaedic | TC 100 | 4.5mm Reconstruction Plate | < 6 holes | Smith & Nephew Pty Ltd |  | Changed Benefit
SN263 | 11 - Hip | Buck | Cement Restrictor | 18.5 - 35mm | Smith & Nephew Pty Ltd |  | Changed Benefit
MN211 | 06 - Specialist Orthopaedic | Truespan meniscal repair system | Pre-loaded Peek backstops and ORTHOCORD suture | 0 to 24 degree | Johnson & Johnson Medical Pty Ltd |  | Changed Benefit
MN212 | 06 - Specialist Orthopaedic | Milagro | Interference Screw | 5 to 12mm | Johnson & Johnson Medical Pty Ltd |  | Changed Benefit
MN213 | 03 - General Miscellaneous | Proximate Linear Stapler | Staple reload | 30 to 100mm | Johnson & Johnson Medical Pty Ltd |  | Changed Benefit
MN216 | 03 - General Miscellaneous | Ethicon Intraluminal Stapler | Proximate and Endopath staplers | 21 - 33mm | Johnson & Johnson Medical Pty Ltd |  | Changed Benefit
MN218 | 03 - General Miscellaneous | Endopath Linear Cutter | Staple reload | 35-45mm | Johnson & Johnson Medical Pty Ltd |  | Changed Benefit
MN219 | 03 - General Miscellaneous | Echelon | Staple Reload | 35 - 60mm | Johnson & Johnson Medical Pty Ltd |  | Changed Benefit
MN220 | 03 - General Miscellaneous | EES Linear Cutter | Staple reload | 55-75mm | Johnson & Johnson Medical Pty Ltd |  | Changed Benefit
MN223 | 12 - Knee | Attune Knee System | Revision totally constrained tibial insert, fixed and mobile bearing | Size 1 - 10 | Johnson & Johnson Medical Pty Ltd |  | Changed Benefit
MN226 | 12 - Knee | Attune Knee System | Revision stems | 10 to 24mm | Johnson & Johnson Medical Pty Ltd |  | Changed Benefit
MN227 | 12 - Knee | Attune Knee System | Metaphyseal Sleeves, femoral and tibial | 29 to 69mm plus cemented | Johnson & Johnson Medical Pty Ltd |  | Changed Benefit
NV039 | 13 - Spinal | Halo Bone Screw | The Halo System, of which the Halo bone screw is a component, is indicated for use via a lateral or anterolateral surgical approach above the bifurcation of the great vessels in the treatment of thoracic and thoracolumbar (T1-L5) spine instability or via | 5.5mm x (20/22/24/26/28/30/32/34mm) 6.5mm x (20/22/24/26/28/30/32/34mm) | Nuvasive Australia and NZ Pty Ltd |  | Changed Benefit
NV041 | 13 - Spinal | Helix Mini bone screw | The Helix Mini system, of which the Helix Mini bone screw is a component, is intended for anterior screw fixation of the cervical spine. These implants have been designed to provide stabilisation as an adjunct to cervical fusion. Indications for the use o | 4.0mm x (11/13/15mm) 4.5mm x (11/13/15mm) | Nuvasive Australia and NZ Pty Ltd |  | Changed Benefit
NV044 | 13 - Spinal | Helix Bone Screw | The Helix system, of which the Helix bone screw is a component, is intended for anterior screw fixation of the cervical spine. These implants have been designed to provide stabilisation as an adjunct to cervical fusion. Indications for the use of this im | 4.0mm x (11/13/15/17/19mm) 4.5mm x (13/15/17/19mm) | Nuvasive Australia and NZ Pty Ltd |  | Changed Benefit
NV047 | 13 - Spinal | Armada | Arch, adjustable transverse connector | 20-70mm | Nuvasive Australia and NZ Pty Ltd |  | Changed Benefit
NV049 | 13 - Spinal | Armada (Offset Connectors) | Offset connector | 5.5mm x 20-120mm | Nuvasive Australia and NZ Pty Ltd |  | Changed Benefit
NV052 | 13 - Spinal | Leverage LFS (Bone Screw) | The Leverage LFS, of which the bone screw is a component, is intended for use in the lower cervical and upper thoracic spine (C3 to T3) in laminoplasty procedures. Leverage LFS is used to hold allograft material in place in order to prevent the allograft | 2.6/3mm x 5-8mm | Nuvasive Australia and NZ Pty Ltd |  | Changed Benefit
NV059 | 13 - Spinal | SpheRx II Anterior (Rod) | Rod | 25-150mm | Nuvasive Australia and NZ Pty Ltd |  | Changed Benefit
SN268 | 11 - Hip | CPCS | Femoral Stem Polished Non Porous, Std and High Offset | XSM, 0-5 | Smith & Nephew Pty Ltd |  | Changed Benefit
SN286 | 11 - Hip | Reflection | Acetabular Cup HA Coated Titanium Alloy, beaded | 40-80mm | Smith & Nephew Pty Ltd |  | Changed Benefit
SN291 | 11 - Hip | Reflection | Acetabular Liner XLPE modified UHMPE | 22 - 44mm inner diameter, 42 - 80mm outer diameter | Smith & Nephew Pty Ltd |  | Changed Benefit
SN292 | 11 - Hip | Reflection | Fixation peg Titanium Alloy | 15 mm, 25 mm, 35 mm | Smith & Nephew Pty Ltd |  | Changed Benefit
SR091 | 06 - Specialist Orthopaedic | Stryker Locking Plate System | Locking Plates | 16 hole | Stryker Australia Pty Ltd |  | Changed Benefit
SR095 | 06 - Specialist Orthopaedic | Stryker Cannulated Screw System | Asnis Micro Cannulated Screw | 2.01mm-2.7mm, Diameters, 8mm-40mm lengths | Stryker Australia Pty Ltd |  | Changed Benefit
ST024 | 12 - Knee | Scorpio Knee System Tibial Insert | Totally constrained tibial insert, with metal post, UHMWPE (X3) | 8-24mm for all tibia sizes | Stryker Australia Pty Ltd |  | Changed Benefit
ST031 | 12 - Knee | Scorpio Knee System Tibial Baseplate | Tibial baseplate, uncemented, beaded (microstructure) with PA (Hydroxyapatite), ability to add screws, CoCr | 3,5,7,9,11,13 | Stryker Australia Pty Ltd |  | Changed Benefit
ST039 | 06 - Specialist Orthopaedic | Stryker Plating System | L-Plates | 4-6hole | Stryker Australia Pty Ltd |  | Changed Benefit
ST043 | 06 - Specialist Orthopaedic | Stryker Intramedullary Nailing System | Locking Screw - Titanium | 20-120mm | Stryker Australia Pty Ltd |  | Changed Benefit
NV060 | 13 - Spinal | Armada (Rod) | Rod | 5.5mm x (25/30/35/40/45/50/55/60/65/70/75/80/85/90/100/120) 300/500mm | Nuvasive Australia and NZ Pty Ltd |  | Changed Benefit
NV064 | 13 - Spinal | Affix Plate | Spinous process plate with an integrated canted-coil locking mechanism. | 25mm - 55mm | Nuvasive Australia and NZ Pty Ltd |  | Changed Benefit
NV065 | 13 - Spinal | SpheRx PPS (Tulip Screw) | Tulip screw | 5.5mm/6.25mm | Nuvasive Australia and NZ Pty Ltd |  | Changed Benefit
NV066 | 13 - Spinal | Armada | In-line connector | 3.5/5.5/6.35 x 5.5mm | Nuvasive Australia and NZ Pty Ltd |  | Changed Benefit
NV068 | 13 - Spinal | Helix-Revolution (Plate 20-54mm) | Anterior Cervical Plate | 20-54mm | Nuvasive Australia and NZ Pty Ltd |  | Changed Benefit
NV070 | 13 - Spinal | Helix-Revolution (screw) | Bone Screw | 4 x 11-19mm; 4.5 x 11-19mm | Nuvasive Australia and NZ Pty Ltd |  | Changed Benefit
NV072 | 13 - Spinal | Brigade standalone ALIF (screw) | Bone screw | 4.5 x 20-35mm; 5.5 x 20-35mm | Nuvasive Australia and NZ Pty Ltd |  | Changed Benefit
MI291 | 13 - Spinal | CD Horizon | Crosslink Plates - Adjustable | 10 to 200mm | Medtronic Australasia Pty Ltd |  | Changed Benefit
MJ002 | 11 - Hip | Adept MoM Acetabular Component | Porocast beaded Shell , Co Cr, HA coated size 44-66mm | 44-66mm Outer diameter going up in 2mm increments | MatOrtho Australia Pty Ltd |  | Changed Benefit
MJ010 | 12 - Knee | MRK (Medial Rotation Knee) Total Knee System Tibial Baseplate | Tibial Baseplate, uncemented, Titanium with stippled surface titanium plasma spray HA coated | 1-5 | MatOrtho Australia Pty Ltd |  | Changed Benefit
MJ011 | 12 - Knee | Saiph Knee System Tibial Component Cementless | CoCr Tibial Component, Porous Titanium and HA | A - F, Standard an Long Stem | MatOrtho Australia Pty Ltd |  | Changed Benefit
MJ013 | 12 - Knee | Saiph Knee System APS Tibial Insert | Compression Moulded Anterior Posterior Stablilised Tibial Bearing | A - F, Left & Right 10 - 20mm | MatOrtho Australia Pty Ltd |  | Changed Benefit
MJ014 | 12 - Knee | MRK (Medial Rotation Knee) Total Knee System Patellar Component | All Poly Patellar, UHMWPE, 1 central peg, This is a uncemented poly button | 20-30mm | MatOrtho Australia Pty Ltd |  | Changed Benefit
MJ015 | 12 - Knee | Saiph Knee System Patella Component | Polyethylene Patella Component | Diameter 23mm - 42mm | MatOrtho Australia Pty Ltd |  | Changed Benefit
MN001 | 07 - Plastic and Reconstructive | Mentor Radovan Tissue Expander | Tissue Expander | Volume 25cc - 1000cc | Johnson & Johnson Medical Pty Ltd |  | Changed Benefit
NK049 | 13 - Spinal | ASPIS Cervical Plate | The ASPIS anterior cervical plate system is intended for the surgical treatment of the cervical vertebrae. | 22mm-55mm | National Surgical Pty Ltd |  | Changed Benefit
NK052 | 13 - Spinal | Anterior Safety Screw | Fixation screw | D5 x 25mm - 55mm | National Surgical Pty Ltd |  | Changed Benefit
ST067 | 12 - Knee | Scorpio Knee System Tibial Baseplate | Mobile bearing tibial baseplate, uncemented, beaded (microstructure) with PA (Hydroxyapatite), CoCr | 3, 5, 7, 9, 11, 13 | Stryker Australia Pty Ltd |  | Changed Benefit
ST069 | 12 - Knee | Scorpio Knee System Tibial Baseplate | Mobile bearing tibial baseplate, cemented, CoCr | 3, 5, 7, 9, 11, 13 | Stryker Australia Pty Ltd |  | Changed Benefit
SY562 | 07 - Plastic and Reconstructive | Matrix | Micro X, Frame plates | 4 - 7 Holes | Johnson & Johnson Medical Pty Ltd |  | Changed Benefit
SY564 | 13 - Spinal | Spinal Fixation System | Matrix Rods | 20mm - 500mm length | Johnson & Johnson Medical Pty Ltd |  | Changed Benefit
SY569 | 13 - Spinal | Spinal Fixation System | Matrix Snap-on Transconnector | 21mm - 90mm Length | Johnson & Johnson Medical Pty Ltd |  | Changed Benefit
SY577 | 07 - Plastic and Reconstructive | AO/ASIF Plate | Titanium contourable mesh; Orbital & Pre-Shaped | <0.5mm | Johnson & Johnson Medical Pty Ltd |  | Changed Benefit
SY580 | 07 - Plastic and Reconstructive | AO/ASIF Plate | Titanium adaption plate | <4 holes | Johnson & Johnson Medical Pty Ltd |  | Changed Benefit
SY587 | 07 - Plastic and Reconstructive | AO/ASIF Plate | Titanium mandible locking plate, complex shape | 4-7 holes | Johnson & Johnson Medical Pty Ltd |  | Changed Benefit
SY589 | 07 - Plastic and Reconstructive | AO/ASIF Plate | Rapid resorbable reconstruction plate | 16-32 holes | Johnson & Johnson Medical Pty Ltd |  | Changed Benefit
SY594 | 07 - Plastic and Reconstructive | Mandible External Fixator | Hemi, 3/4, Full and Ramus | Various | Johnson & Johnson Medical Pty Ltd |  | Changed Benefit
SY600 | 07 - Plastic and Reconstructive | AO/ASIF Plate | Titanium mandible locking plate | 16-32 holes | Johnson & Johnson Medical Pty Ltd |  | Changed Benefit
SY603 | 06 - Specialist Orthopaedic | AO/ASIF Plates | Non Locking Fragment plates | ≤ 6 holes | Johnson & Johnson Medical Pty Ltd |  | Changed Benefit
RS001 | 03 - General Miscellaneous | Minimizer Ring | Adjustable Gastric Ring | One size ranging from 6.5cm to a 8.0cm diameter | Sphere Surgical |  | Changed Benefit
NK053 | 13 - Spinal | Antero Lateral Thoraco Lumbar Plate | Antero Lateral Thoraco Lumbar Plate | Lengths 45mm - 135mm | National Surgical Pty Ltd |  | Changed Benefit
NK055 | 13 - Spinal | Hemispherical Posterior Thoracic Screw | Hemispherical Posterior Thoracic Screw | D6 x 25mm - 60mm D7 x 25mm - 60mm | National Surgical Pty Ltd |  | Changed Benefit
NK058 | 13 - Spinal | Excella Systems Rods | Pedicle Screw System Rods, Straight and curved | 5.5 & 6mm diameter 35 to 600mm length | National Surgical Pty Ltd |  | Changed Benefit
NK061 | 13 - Spinal | Excella System Connectors | Pedicle Screw System Rod Connectors - Transverse adjustable | Fits 5.5 or 6mm rods Various sizes from 39 to 81 mm | National Surgical Pty Ltd |  | Changed Benefit
NK062 | 13 - Spinal | Excella System Offset Connecter | Excella Pedicle Screw System offset connector | 25 to 45 mm | National Surgical Pty Ltd |  | Changed Benefit
NK066 | 13 - Spinal | Stabolt Lumbosacral Plate | Lumbosacral Plate | 3 & 4 hole plates | National Surgical Pty Ltd |  | Changed Benefit
NK067 | 13 - Spinal | Stabolt Stabilisation Screws | Stabolt Stabilisation Screws | All sizes | National Surgical Pty Ltd |  | Changed Benefit
NK069 | 13 - Spinal | PASS Polyaxial Screw System Crosslinks | PASS Polyaxial Screw System Crosslinks | 5.5 & 6mm rods 22 to 62 mm | National Surgical Pty Ltd |  | Changed Benefit
NK071 | 13 - Spinal | PASS Pedical Spine System Rod | PASS Pedical Spine System Rod | 5.5 & 6.0 mm diameter Multiple lengths | National Surgical Pty Ltd |  | Changed Benefit
NK072 | 13 - Spinal | PASS Pedicle Spine System Connectors | PASS Pedicle Spine System Connectors | 5.5 & 6.0 mm rods | National Surgical Pty Ltd |  | Changed Benefit
NK073 | 13 - Spinal | PASS Pedicle Spine System Connector | PASS Pedicle Spine System offset connector | 5.5 & 6.0mm rod | National Surgical Pty Ltd |  | Changed Benefit
NK074 | 13 - Spinal | PASS Spinal System Screw | PASS Spinal System Screw | all sizes | National Surgical Pty Ltd |  | Changed Benefit
NK078 | 13 - Spinal | Cervical Cages | Cervical Cage | 12.5 - 14.5 mm depth | National Surgical Pty Ltd |  | Changed Benefit
TX004 | 05 - Urogenital | Ureteric Stent Set | Open end with introducer and guidewire, Polyurethane | 12 - 28cm | Teleflex Medical Australia |  | Changed Product name, Product sizes
TX023 | 03 - General Miscellaneous | Hem-o-Lok Polymer Non-Absorbable Ligating Clip | Hem-o-lok Medium (M), Medium-Large (ML) and Large (L) Polymer Clips | Small, Medium, Medium-Large, Large (6 clips/cartridge) | Teleflex Medical Australia |  | Changed Benefit
TX025 | 03 - General Miscellaneous | Hem-o-lok Polymer Non-Absorbable Ligating Clip | Hem-o-lok Extra-large (XL) Polymer Clips | Extra-large (XL) (6 clips/cartridge) | Teleflex Medical Australia |  | Changed Benefit
SA128 | 09 - Cardiothoracic | CarboSeal Ascending Aortic Prosthesis, sterile, CarboSeal Ascending Aortic Prosthesis with Handle Model AP21, Model AP23, Model AP25, Model AP27, Model AP29, Model AP31, Model AP33, Carboseal Valsalva | Mechanical Conduit | AP 21-33mm, CP 21 - 33mm | Livanova Australia Pty Limited |  | Changed Benefit
SK138 | 07 - Plastic and Reconstructive | Leibinger Titanium Implant System - Universal Mandible Reconstruction Plate | Items used for reconstruction and fixation of mandibular fractures and tumour resection. | Universal Mandible Reconstruction Plate, (Full), 16 - 32 holes, with template | Stryker Australia Pty Ltd |  | Changed Benefit
SK141 | 07 - Plastic and Reconstructive | Leibinger Titanium Implant System - Universal Mandible Reconstruction Plate | Items used for reconstruction and fixation of mandibular fractures and tumour resection | Universal Mandible Reconstruction Plate, (Hemi), Right and Left, 6 + 17 holes with template | Stryker Australia Pty Ltd |  | Changed Benefit
SK142 | 07 - Plastic and Reconstructive | Leibinger Titanium Implant System - Universal Mandible Reconstruction Plate | Items used for reconstruction and fixation of mandibular fractures and tumour resection | Universal Mandible Reconstruction Plate, (Full), 6 + 17 + 6 holes, with template | Stryker Australia Pty Ltd |  | Changed Benefit
SK157 | 12 - Knee | GMRS (Global Modular Replacement System) Distal Femoral Component | GMRS Distal Femoral component, CoCr, uncemented, Fixed | Small Left 65mm, Small Left 75mm, Small Left 85mm, Small Left 95mm, Small Right 65mm, Small Right 75mm, Small Right 85mm, Small Right 95mm, Standard Left, Standard Right | Stryker Australia Pty Ltd |  | Changed Benefit
SK158 | 11 - Hip | Howmedica Modular Resection System | GMRS Proximal Femoral Component, Cast Chrome Cobalt | Standard, Trochanteric, Smooth | Stryker Australia Pty Ltd |  | Changed Benefit
OI034 | 02 - Ear, Nose & Throat | Neuro One Speech Processor (Replacement) | The behind the ear sound processor for the Neuro Zti cochlear implant. It consists of two microphones allowing for 3 automatic adaptive directionality modes, voice tracker and wind noise reduction features. | One size | Audmet Australia Pty Ltd trading as Oticon Medical |  | Changed Benefit
OI035 | 02 - Ear, Nose & Throat | Neuro Zti Cochlear Implant | The Neuro Zti is a multi-channel cochlear implant. It is designed to be surgically implanted and consists of the receiver/stimulator implanted under the skin on the temporal aspect of the skull and a multichannel electrode designed to be inserted within the Scala Tympani of the cochlea. These electrodes will provide electrical stimulation to the auditory nerve, leading to activation of user’s auditory pathway, and perception of sound percept. | Two variants exist for the Neuro Zti: EVO (atraumatic) Insertion length 25mm CLA (classic) Insertion length 26mm | Audmet Australia Pty Ltd trading as Oticon Medical |  | Changed Benefit
OK003 | 06 - Specialist Orthopaedic | NanoBone - Granulate | Nanocrystalline HA in a porous silica matrix, synthetic bone graft substitute granulate | 0.6ml, 1.2ml, 2.4ml, 5ml | MY BIOLOGICS PTY LTD |  | Changed Product name, Product description
OK004 | 06 - Specialist Orthopaedic | NanoBone - Block | Nanocrystalline HA in a porous silica matrix, synthetic bone graft substitute block | 0. 75ml (5x10x15 mm3) | MY BIOLOGICS PTY LTD |  | Changed Product name
WR276 | 06 - Specialist Orthopaedic | Elix (plate) | PEEK HTO plate | 4 Hole, right and left plate. | Wright Medical Australia |  | Changed Benefit
WR285 | 06 - Specialist Orthopaedic | EOS Footset-Pyxis | Footscrew | 11-28mm | Wright Medical Australia |  | Changed Benefit
WR286 | 06 - Specialist Orthopaedic | EOS Footset - Varisation staple | Foot staple | 8-10mm | Wright Medical Australia |  | Changed Benefit
WR290 | 06 - Specialist Orthopaedic | Eleos staple | Foot staple | 4-34/38mm | Wright Medical Australia |  | Changed Benefit
WR291 | 06 - Specialist Orthopaedic | Fuseforce Fixation System | Osteosynthesis Staple Memory Alloy | 8-25mm | Wright Medical Australia |  | Changed Benefit
ZI896 | 13 - Spinal | Trinica/InVizia Anterior Cervical Plates | Titanium plate for anterior cervical spine | ≤55mm | Zimmer Biomet Pty Ltd |  | Changed Benefit
ZI900 | 13 - Spinal | Optio-C Anterior Cervical Spacer | Anterior Cervical PEEK Spacer | 12x14mm, 14x16mm and 15x18mm. Heights from 6mm to 12mm, Lordotic and Parallel. | Zimmer Biomet Pty Ltd |  | Changed Benefit
ZI902 | 11 - Hip | ZMR Compression Nut | Compression Nut | One Size | Zimmer Biomet Pty Ltd |  | Changed Benefit
SK176 | 06 - Specialist Orthopaedic | Stryker Cuff Anchor | Bio Zip PLLA anchor for soft tissue ligament/tendon fixation | Dia 3 - 8mm | Stryker Australia Pty Ltd |  | Changed Benefit
SK183 | 07 - Plastic and Reconstructive | Leibinger Intraoral Distractor (Multiguide II) | Manufactured from stainless steel, allows gradual, independent, and simultaneous distraction of the mandible in 3 planes. | Frame 20mm - 35mm, 2.0mm diameter, 50 - 90 mm length Auto - Pilot Pins | Stryker Australia Pty Ltd |  | Changed Benefit
SN423 | 06 - Specialist Orthopaedic | ACL/PCL Reconstructions | Acufex Tibial Fixation Anchor | One size only | Smith & Nephew Pty Ltd |  | Changed Benefit
SN425 | 06 - Specialist Orthopaedic | ACL/PCL Reconstructions | Cannuflex Silk & Soft Silk Interference Screw | 5.5 x 20mm - 9x30mm | Smith & Nephew Pty Ltd |  | Changed Benefit
SN441 | 06 - Specialist Orthopaedic | Ilizarov | Wires with stopper | 300-400 length x 1-1.8mm diameter | Smith & Nephew Pty Ltd |  | Changed Benefit
SN459 | 06 - Specialist Orthopaedic | Wire | Suture | 18Ga - 28Ga | Smith & Nephew Pty Ltd |  | Changed Benefit
SN463 | 06 - Specialist Orthopaedic | Bone Staple | Fixation - Osteotomy | Fixation Staple 5mm- 14mm. McConnel HTO PF 15mm 0-S | Smith & Nephew Pty Ltd |  | Changed Benefit
SN464 | 06 - Specialist Orthopaedic | Bone Staple | Fixation - Short Leg | Xsmall - large | Smith & Nephew Pty Ltd |  | Changed Benefit
SN465 | 06 - Specialist Orthopaedic | Bone Staple | Fixation - Table | Small -Medium 13mm - 16mm. | Smith & Nephew Pty Ltd |  | Changed Benefit
SN466 | 06 - Specialist Orthopaedic | Bone Staple | Krackow HTO | 12,14,16mm | Smith & Nephew Pty Ltd |  | Changed Benefit
SN467 | 06 - Specialist Orthopaedic | Compressing Screw | For Intramedullary and compression Hip Screw Systems | 19mm & 28.5mm | Smith & Nephew Pty Ltd |  | Changed Benefit
SJ324 | 08 - Cardiac | Fortify Assura DR CD2359-40/CD2359-40C | Dual Chamber Cardioverter Defibrillator | 75g, 35cc | ABBOTT MEDICAL AUSTRALIA PTY LTD. |  | Changed Benefit
SJ325 | 08 - Cardiac | Fortify Assura DR CD2359-40Q/CD2359-40QC | Dual Chamber Cardioverter Defibrillator with 40J delivered energy | 75g, 35cc | ABBOTT MEDICAL AUSTRALIA PTY LTD. |  | Changed Benefit
SJ326 | 08 - Cardiac | Ellipse VR CD1377-36/CD1377-36C | Single Chamber Cardioverter Defribrillator | 31cc, 66g | ABBOTT MEDICAL AUSTRALIA PTY LTD. |  | Changed Benefit
SJ327 | 08 - Cardiac | Ellipse DR CD2377-36/CD2377-36C | Dual Chamber ICD | 66g, 31cc | ABBOTT MEDICAL AUSTRALIA PTY LTD. |  | Changed Benefit
SJ331 | 08 - Cardiac | Ellipse DR CD2377-36Q/CD2377-36QC | Dual Chamber Cardioverter Defibrillator with 36J delivered energy | 68g, 31cc | ABBOTT MEDICAL AUSTRALIA PTY LTD. |  | Changed Benefit
SJ332 | 08 - Cardiac | Ellipse VR CD1377-36Q/CD1377-36QC | Single Chamber Cardioverter Defibrillator with 36 J delivered energy | 67g, 30cc | ABBOTT MEDICAL AUSTRALIA PTY LTD. |  | Changed Benefit
SJ333 | 08 - Cardiac | Fortify Assura VR CD1359-40/CD1359-40C | Single Chamber Cardioverter Defibrillator with 40J delivered energy | 76g , 35cc | ABBOTT MEDICAL AUSTRALIA PTY LTD. |  | Changed Benefit
ZI904 | 13 - Spinal | Virage Occipital Screws | Occipital Screws | 4.5mm x 6-16mm, 5.25mm x 6-16mm | Zimmer Biomet Pty Ltd |  | Changed Benefit
ZI907 | 13 - Spinal | Virage Lateral Offset Connector | Offset Connector | 10mm and 25mm | Zimmer Biomet Pty Ltd |  | Changed Benefit
ZI909 | 13 - Spinal | Virage Head to Head Transverse Connector | Transverse Connector Adjustable | XS, S, M, L, XL | Zimmer Biomet Pty Ltd |  | Changed Benefit
ZI910 | 13 - Spinal | Virage Closed Rod Connector | Closed Rod Connector | 3.5 to 5.5mm | Zimmer Biomet Pty Ltd |  | Changed Benefit
ZI911 | 13 - Spinal | Virage Cable Connector | Cable Connector | One Size | Zimmer Biomet Pty Ltd |  | Changed Benefit
ZI913 | 13 - Spinal | Virage Occiptial Plates | Modular adjustable occipital plates | small, medium, large | Zimmer Biomet Pty Ltd |  | Changed Benefit
ZI914 | 13 - Spinal | Virage Rods | Virage Rods | 3.5mm x 25-400mm | Zimmer Biomet Pty Ltd |  | Changed Benefit
ZI915 | 13 - Spinal | Virage Occipital Rod | Occipital Hinged Rod | One size | Zimmer Biomet Pty Ltd |  | Changed Benefit
ZI916 | 13 - Spinal | Virage Rods | Virage Dual Diameter Rods | 3.5/5.5mm x 450mm | Zimmer Biomet Pty Ltd |  | Changed Benefit
ZI926 | 06 - Specialist Orthopaedic | Sternalock 360 | Sternal Closure System | Box Plate (4 Holes, 1 Integrated Cable) | Zimmer Biomet Pty Ltd |  | Changed Benefit
ZI929 | 06 - Specialist Orthopaedic | Proximal Humerus Plating System | Proximal Humerus Plates | ≤ 6 holes | Zimmer Biomet Pty Ltd |  | Changed Benefit
ZI930 | 06 - Specialist Orthopaedic | Proximal Humerus Plating System | Proximal Humerus Plates | 7-15 holes | Zimmer Biomet Pty Ltd |  | Changed Benefit
ZI934 | 12 - Knee | Persona Knee System | Persona PS Articular Surface | 10-20 mm | Zimmer Biomet Pty Ltd |  | Changed Benefit
SN519 | 06 - Specialist Orthopaedic | TriGen | Capture Reconstruction Screws Titanium | 6.4mm diameter 65-125mm length | Smith & Nephew Pty Ltd |  | Changed Benefit
ST606 | 12 - Knee | Duracon Knee System Tibial & Femoral stem | Stem, femoral & tibial, titanium, cemented | 10mm-19mm, 21mm, 23mm in 80mm and 155mm lengths | Stryker Australia Pty Ltd |  | Changed Benefit
ST609 | 12 - Knee | Scorpio Knee System Patella Component | Patella component, Metal backed, CoCr, uncemented, beaded, moulded polyethylene (N2VAC) | 26-32mm in 2mm increments 10mm thick | Stryker Australia Pty Ltd |  | Changed Benefit
ST636 | 12 - Knee | Scorpio Knee System & S7000 Knee System Patella Component | Patella component, Inlay, UHMWPE (N2VAC), cemented | 3, 5, 7, 9, 11, 13 | Stryker Australia Pty Ltd |  | Changed Benefit
ST646 | 12 - Knee | S7000 Tibial Insert, series II | Tibial Insert posterior stabilised - PSII UHMWPE | 3, 5, 7, 9, 11, 13 in 8, 10, 12, 15, 18, 21,24mm | Stryker Australia Pty Ltd |  | Changed Benefit
ST647 | 12 - Knee | Scorpio Knee System Tibial Baseplate | Tibial baseplate, All UHMWPE, cemented | 3, 5, 7, 9, 11, 13 | Stryker Australia Pty Ltd |  | Changed Benefit
ST648 | 12 - Knee | Scorpio Knee System & S7000 Tibial Baseplate | Tibial baseplate, uncemented, with Hydroxyapatite, CoCr | 3, 5, 7, 9, 11, 13 | Stryker Australia Pty Ltd |  | Changed Benefit
ST711 | 13 - Spinal | OIC Cage | Interbody Cage | W 8-11mm, H 6-16mm, L20-25mm, Angle 0, 4 and 8 degrees | Stryker Australia Pty Ltd |  | Changed Benefit
ST830 | 06 - Specialist Orthopaedic | Stryker Wedge Interference Screw | Small threaded titanium screw for ligament/tendon fixation | Diameter 7 - 9mm, Length 20 - 25mm | Stryker Australia Pty Ltd |  | Changed Benefit
SJ354 | 04 - Neurosurgical | Axium Neurostimulator System - 22cm Delivery Sheath Kit - small curve and big curve | 22cm delivery sheath kit - small curve and big curve. | 2 sizes (2 presentations) 1 x Big Curve -MN23950AU 1 x Small Curve - MN23850AU | ABBOTT MEDICAL AUSTRALIA PTY LTD. |  | Changed Benefit
SM161 | 12 - Knee | Legion Hinge Guided Motion Tibial Insert | This tibial insert is used for the construction of the Legion hinge. | Sizes 2-7 11,13,15,18,21mm | Smith & Nephew Pty Ltd |  | Changed Benefit
SM162 | 06 - Specialist Orthopaedic | SPYROMITE | A non-absorbable polymer (PEEK) anchor for use in ligament/tendon reconstruction in small joint applications | 2mm in diameter | Smith & Nephew Pty Ltd |  | Changed Benefit
SM163 | 06 - Specialist Orthopaedic | DYNOMITE | A non-absorbable polymer (PEEK) anchor for use in ligament/tendon reconstruction in small joint applications | 2mm in diameter | Smith & Nephew Pty Ltd |  | Changed Benefit
SM164 | 06 - Specialist Orthopaedic | BIOSURE | A non-absorbable polymer (PEEK) interference screw for use in ligament/tendon reconstruction | 6-12mm in diameter | Smith & Nephew Pty Ltd |  | Changed Benefit
SM169 | 06 - Specialist Orthopaedic | PROMOS Modular Shoulder System | PROMOS Modular Shoulder System Cemented Humeral Stem | 8x80mm, 8x120mm, 10x80mm, 10x120mm, 12x80mm, 12x120mm, 14x80mm, 8x160mm, 10x160mm, 12x160mm | Smith & Nephew Pty Ltd |  | Changed Benefit
SM175 | 12 - Knee | Smith & Nephew PS XLPE Inserts | Highly Cross-linked UHMWPE Posterior Stabilized Tibial Insert | 1-8; 9-25mm | Smith & Nephew Pty Ltd |  | Changed Benefit
MN154 | 03 - General Miscellaneous | Evicel® 45cm Flexible Tip | Triple lumen, clog resistant flexible tip for drip or spray applications | 45cm | Johnson & Johnson Medical Pty Ltd |  | Changed Benefit
MN157 | 13 - Spinal | Viper Spinal System | Polyaxial washer with barb | 13 to 19mm | Johnson & Johnson Medical Pty Ltd |  | Changed Benefit
MN168 | 04 - Neurosurgical | EnPOWER Detachment Control System | Sterile Field Coil Detachment Control | Single unit | Johnson & Johnson Medical Pty Ltd |  | Changed Benefit
MN169 | 13 - Spinal | VIPER Spinal System | Spinal Rods | 30-480mm | Johnson & Johnson Medical Pty Ltd |  | Changed Benefit
NV018 | 13 - Spinal | System: SpheRX. Component: Rods - Dual/Pre Bent Ball | Rods - Dual/Pre Bent Ball | 17.5 - 500mm | Nuvasive Australia and NZ Pty Ltd |  | Changed Benefit
NV021 | 13 - Spinal | VuePoint inline connector | In-line connector | 3.5mm x (3.5/4.5/6.5)mm | Nuvasive Australia and NZ Pty Ltd |  | Changed Benefit
NV023 | 13 - Spinal | VuePoint Screw (occipital bone) | Bone Screw | 4.5-5.0mm diameter, 6-14mm length | Nuvasive Australia and NZ Pty Ltd |  | Changed Benefit
NV025 | 13 - Spinal | VuePoint rod | Rod | 60mm x 3.5mm, 120mm x 3.5mm, 240mm x 3.5mm | Nuvasive Australia and NZ Pty Ltd |  | Changed Benefit
NV026 | 13 - Spinal | VuePoint rod (transition) | Transition Rod | 3.5mm to 5.5mm | Nuvasive Australia and NZ Pty Ltd |  | Changed Benefit
NV027 | 13 - Spinal | VuePoint Keel Plate (occipital) | Plate (occipital) | 35/40/45mm | Nuvasive Australia and NZ Pty Ltd |  | Changed Benefit
NV028 | 13 - Spinal | VuePoint rod (pre-bent) | Pre-bent rod | 80-240mm | Nuvasive Australia and NZ Pty Ltd |  | Changed Benefit
SY679 | 06 - Specialist Orthopaedic | AO/ASIF Plates | Anatomical Locking Radial Plates | ≥ 16 Holes | Johnson & Johnson Medical Pty Ltd |  | Changed Benefit
SY699 | 07 - Plastic and Reconstructive | SynPOR | Anatomical Porous Polyethylene with Titanium | 08.mm - 1.5mm thick | Johnson & Johnson Medical Pty Ltd |  | Changed Benefit
SY709 | 06 - Specialist Orthopaedic | AO/ASIF Plates | Anatomic Locking Femur Plates | 7-15 holes | Johnson & Johnson Medical Pty Ltd |  | Changed Benefit
SY711 | 06 - Specialist Orthopaedic | AO/ASIF Plates | Anatomic Locking Femur Plates | ≤6 holes | Johnson & Johnson Medical Pty Ltd |  | Changed Benefit
SM177 | 06 - Specialist Orthopaedic | RAPTORMITE 3.0 PK | An non-absorbable polymer (PEEK) suture anchor for use in ligament/tendon reconstruction | 3mm | Smith & Nephew Pty Ltd |  | Changed Benefit
SM179 | 06 - Specialist Orthopaedic | TWINFIX Ti | This is a titanium suture anchor for repair and reattachment of ligaments to bone in joint arthroscopy | 4.5mm, 5.5mm, 6.5mm | Smith & Nephew Pty Ltd |  | Changed Benefit
SM180 | 06 - Specialist Orthopaedic | Peri-Loc | Proximal Femur Plates | < 6 holes | Smith & Nephew Pty Ltd |  | Changed Benefit
SM181 | 06 - Specialist Orthopaedic | Peri-Loc | Proximal Femur Plates | ≥ 7 to ≤ 15 holes | Smith & Nephew Pty Ltd |  | Changed Benefit
SN010 | 11 - Hip | Basis Femoral Component | Hip stem, Cobalt Chromium Grit Blast | Length 115 - 135mm | Smith & Nephew Pty Ltd |  | Changed Benefit
SR072 | 06 - Specialist Orthopaedic | Dall miles Trochanteric grip with divergent hooks | stainless steel dall miles trochanteric grip with diverging proximal hooks | small, medium, large 43-53mm | Stryker Australia Pty Ltd |  | Changed Benefit
SR074 | 12 - Knee | Triathlon X3 PS Tibial Insert | Intended use as part of a total knee system in primary cemented and primary uncemented total knee arthroplasty. Intended to be used in situation where the posterior cruciate ligament is absent, or cannot be preserved. | Sizes 1-8 available in 9,10, 11, 12, 13,14, 16,19,22 and 25mm thicknesses | Stryker Australia Pty Ltd |  | Changed Benefit
SR078 | 12 - Knee | Scorpio NRG X3 PS tibial Insert | intended to be used in situations where the posterior cruciate ligament is absent, or cannot be preserved. | 3,5,7,9,11 in thickness: 8,10,12,15,18,21,24mm | Stryker Australia Pty Ltd |  | Changed Benefit
NV029 | 13 - Spinal | VuePoint offset connector | Offset connector | 11mm, 25mm, 30mm, 45° Acute Angle - Offset Lateral Connector, 3.5mm x (3.5/4.5/5.5/6.25mm) - Offset Rod-to-Rod connector, Eyelet Connector (Occipital) - One Size | Nuvasive Australia and NZ Pty Ltd |  | Changed Benefit
NV031 | 13 - Spinal | Traverse Bolt | The Traverse system, of which the Traverse bolt is a component, is indicated for use as an adjunct to fusion via a lateral or anterolateral surgical approach, above the bifurcation of the great vessels, in the treatment of thoracic and thoracolumbar (T1-L | 6.5mm x (25/30/35/40/45/50/55/60/65mm) 7.5mm x (25/30/35/40/45/50/55/60/65mm) | Nuvasive Australia and NZ Pty Ltd |  | Changed Benefit
NV033 | 13 - Spinal | Traverse Plate | Plate | Fixed Plate - Size 15/20/25/30/35/40/45/50/55/60/65/70/80/90mm Compression Plate - Size 45/50/55/60/65/70/75/80/85/95/105mm | Nuvasive Australia and NZ Pty Ltd |  | Changed Benefit
NV034 | 13 - Spinal | Traverse Bone Screw | The Traverse system, of which the Traverse bone screw is a component, is indicated for use as an adjunct to fusion via a lateral or anterolateral surgical approach, above the bifurcation of the great vessels, in the treatment of thoracic and thoracolumbar | 5.5mm x (25/30/35/40/45/50/55/60/65mm) 6.5mm x (25/30/35/40/45/50/55/60/65mm) | Nuvasive Australia and NZ Pty Ltd |  | Changed Benefit
NV035 | 13 - Spinal | XLP Lateral Plate | Lateral plate | 6-20mm | Nuvasive Australia and NZ Pty Ltd |  | Changed Benefit
NV036 | 13 - Spinal | XLP bolt | The XLP system, of which the XLP bolt is a component, is indicated for use via a lateral or anterolateral surgical approach, above the bifurcation of the great vessels in the treatment of thoracic and thoracolumbar (T1-L5) spine instability or via the an | 5.5mm x (25/30/35/40/45/50/55/60/65mm) 6.5mm x (25/30/35/40/45/50/55/60/65mm) | Nuvasive Australia and NZ Pty Ltd |  | Changed Benefit
NV038 | 13 - Spinal | Halo Plate | Anterior Plate | Lumbar Plate (32mm-46mm) Sacral Plate (32mm-46mm) 2-level Plate (76mm-100mm) | Nuvasive Australia and NZ Pty Ltd |  | Changed Benefit
OU008 | 06 - Specialist Orthopaedic | OXFORD ANKLE FUSION NAIL | OXFORD ANKLE FUSION NAIL (Ti6AI4V) | AFN NAIL 11MM X 150MM (Ti6AI4V) AFN NAIL 11MM X 180MM (Ti6AI4V) AFN NAIL 10MM X 150MM (Ti6AI4V) AFN NAIL 10MM X 180MM (Ti6AI4V) AFN NAIL 12MM X 150MM (Ti6AI4V) AFN NAIL 12MM X 180MM (Ti6AI4V) | Ortho Solutions Pty Ltd |  | Changed Benefit
OU012 | 06 - Specialist Orthopaedic | MTP Plate | MTP Plate | 2.7mm Univeral locking plate 18mm (2.7ULP), up to 24mm Open wedge locking plate 4mm (OW) up to 7mm Open wedge locking plate 0mm Open wedge osteotomy plate 4mm to 7.00mm | Ortho Solutions Pty Ltd |  | Changed Benefit
TZ008 | 11 - Hip | Adler Ceramic Acetabular Liners | Ceramic Liners - for Fixa Cups | Delta, 28,32,36 & 40 mm ID | The Trustee for Adler Ortho Unit Trust |  | Changed Benefit
TZ010 | 12 - Knee | Genus Knee System - Genus Cementless Tibial Tray + HA | Mobile Bearing Cementless Tibial Tray with HA coating | 1-7 | The Trustee for Adler Ortho Unit Trust |  | Changed Benefit
TZ011 | 12 - Knee | Genus Knee System - Genus Cemented Tibial Tray | Cemented Mobile Bearing Tibial Tray | 1-7 | The Trustee for Adler Ortho Unit Trust |  | Changed Benefit
TZ013 | 12 - Knee | Genus Knee System - Genus PE Patella | Polyethylene Patella | 20, 23, 26, 30, 33, 36mm | The Trustee for Adler Ortho Unit Trust |  | Changed Benefit
TZ014 | 11 - Hip | S.F Modula Neck | S.F Modula Neck. Titanium for use with Adler Modular Hip Stems | OX, OY, OZ, OA, OB, OC, 9X, 9Y, 9Z, 9A, 9B, 9C, 9AA, 9BB, 9CC | The Trustee for Adler Ortho Unit Trust |  | Changed Benefit
UL001 | 13 - Spinal | Precision Axial Connector | Axial Connectors | 2 and 4 hole | Kynesis Pty Ltd |  | Changed Benefit
UL004 | 13 - Spinal | Precision Domino Connector | Parallel Axial Connectors | 2 and 4 hole | Kynesis Pty Ltd |  | Changed Benefit
UL005 | 13 - Spinal | Precision Offset Connector | Offset Connectors | 15, 20, 25, 30, 35mm | Kynesis Pty Ltd |  | Changed Benefit
UL006 | 13 - Spinal | Precision Systems Rods | Precision System Rods, Straight and Curved | Diameter 5.5mm, Lengths 40-500mm | Kynesis Pty Ltd |  | Changed Benefit
UL010 | 13 - Spinal | Revolution Spacer | Spinal Spacer | 9-17mm high, 21-27mm length, 12-22 degrees | Kynesis Pty Ltd |  | Changed Benefit
YN002 | 03 - General Miscellaneous | TachoSil | TachoSil is a broad use haemostat for intra-operative tissue management. The TachoSil sponge is off-white, with yellow colouring on the active side (coated with fibrinogen and thrombin), and is ready to use (store at room temperature). | One medium patch: 4.8cm x 4.8cm | Takeda Pharmaceuticals Australia Pty Ltd |  | Changed Benefit
SR085 | 13 - Spinal | Reflex Anterior Cervical Plate System | Plate | ≤55mm | Stryker Australia Pty Ltd |  | Changed Benefit
SR088 | 06 - Specialist Orthopaedic | Stryker Locking Plate System | Plates including Locking, Standard, and Compression | 16 hole | Stryker Australia Pty Ltd |  | Changed Benefit
SY459 | 13 - Spinal | Vectra T Anterior Spinal System | Titanium | ≤55 | Johnson & Johnson Medical Pty Ltd |  | Changed Benefit
SY466 | 07 - Plastic and Reconstructive | AO/ASIF Plate | Titanium adaption plates | >32 holes | Johnson & Johnson Medical Pty Ltd |  | Changed Benefit
SY497 | 07 - Plastic and Reconstructive | AO/ASIF Plate | Titanium mandible plate | 8-15 holes | Johnson & Johnson Medical Pty Ltd |  | Changed Benefit
SY500 | 07 - Plastic and Reconstructive | AO/ASIF Plate | Titanium mandible plate | 15-32 holes | Johnson & Johnson Medical Pty Ltd |  | Changed Benefit
SY506 | 07 - Plastic and Reconstructive | AO/ASIF Plate | Rapid resorbable reconstruction plate | <4 holes | Johnson & Johnson Medical Pty Ltd |  | Changed Benefit
SY507 | 07 - Plastic and Reconstructive | AO/ASIF Plate | Rapid resorbable reconstruction plate | 4-7 holes | Johnson & Johnson Medical Pty Ltd |  | Changed Benefit
SY508 | 07 - Plastic and Reconstructive | AO/ASIF Plate | Rapid resorbable reconstruction plate | 8-15 holes | Johnson & Johnson Medical Pty Ltd |  | Changed Benefit
SY511 | 07 - Plastic and Reconstructive | AO/ASIF Plate | Rapid resorbable reconstruction plate | >32 holes | Johnson & Johnson Medical Pty Ltd |  | Changed Benefit
SY512 | 07 - Plastic and Reconstructive | AO/ASIF Plate | Rapid resorbable reconstruction plate | <4 holes | Johnson & Johnson Medical Pty Ltd |  | Changed Benefit
SY514 | 07 - Plastic and Reconstructive | AO/ASIF Plate | Rapid resorbable reconstruction plate | >32 holes | Johnson & Johnson Medical Pty Ltd |  | Changed Benefit
SY517 | 07 - Plastic and Reconstructive | Midface Distractor System | Distractor System, Screw | 4-10mm | Johnson & Johnson Medical Pty Ltd |  | Changed Benefit
SY518 | 07 - Plastic and Reconstructive | Midface Distractor System | Distractor System , Body extensions | 20-40mm | Johnson & Johnson Medical Pty Ltd |  | Changed Benefit
SY520 | 13 - Spinal | Vectra Anterior Spinal System | Cervical Plate | ≤55 | Johnson & Johnson Medical Pty Ltd |  | Changed Benefit
SY547 | 07 - Plastic and Reconstructive | PolyMax Rapid-Resorbable Fixation System | Mesh Plate | 0.5-0.8mm | Johnson & Johnson Medical Pty Ltd |  | Changed Benefit
OU019 | 06 - Specialist Orthopaedic | Opening Wedge Locking plate | Opening Wedge Locking plate | universal locking plate 12 MM - 30mm/ Opening Wedge Locking plate 0MM-7MM Opening Wedge osteotomy plate OMM-7MM | Ortho Solutions Pty Ltd |  | Changed Benefit
RI017 | 13 - Spinal | Streamline TL/Quantum- Rods | Titanium Alloy and Cobalt Chrome (CoCr) Spinal Rods | Titanium 5.5mm pre-bent rod lengths range from 35-150mm in 5mm increments; Titanium 5.5mm straight rod lengths of 35mm, 40-110mm in 10mm increments, and with hex end in lengths of 120mm, 150mm, 200mm, 400mm and 600mm. CoCr 5.5mm straight rod with hex end in lengths of 200mm, 400mm, and 600mm. | RTI Surgical Australia Pty Ltd |  | Changed Benefit
RI018 | 13 - Spinal | Streamline TL- Variable Crosslink | Transverse rod to rod connector, Adjustable (Titanium Alloy) | Small, medium,and large sizes, with lengths ranging from 37mm-85mm. | RTI Surgical Australia Pty Ltd |  | Changed Benefit
RI020 | 13 - Spinal | Slimfuse Cervical Plate System - Plate | Low profile, narrow, scalloped, anterior cervical titanium plate | Length: 10mm to 44mm | RTI Surgical Australia Pty Ltd |  | Changed Benefit
RI022 | 06 - Specialist Orthopaedic | nanOss Bioactive Bone Void Filler, 1-5cc | Granular bone graft material comprised of porous hydroxyapatite and porcine gelatin based carrier. Granules supplied in jar (1cc, 2cc, &5cc) or in a prefilled mixing chamber with delivery accessories (5cc) packaging variant. | 1cc, 2cc, & 5cc | RTI Surgical Australia Pty Ltd |  | Changed Benefit
RI023 | 06 - Specialist Orthopaedic | nanOss Bioactive Bone Void Filler, 10cc | Granular bone graft material comprised of porous hydroxyapatite and porcine gelatin based carrier. Granules supplied in jar (10cc) or in a prefilled mixing chamber with delivery accessories (10cc) packaging variant. | 10cc | RTI Surgical Australia Pty Ltd |  | Changed Benefit
ZA002 | 13 - Spinal | Vitality Spine System - Rods | Straight and contoured rods titanium and CoCR | 5.5 x 25mm - 5.5 x 510mm & 6 x 25mm - 6 x 510mm | Zimmer Biomet Pty Ltd |  | Changed Benefit
ZA011 | 06 - Specialist Orthopaedic | Quattro X Suture Anchor | Suture Anchor with sutures, manufactured from PEEK-OPTIMA polymer pre assembled to stainless stell inserter. Provided as a single-use sterile device. | 5.5mm and 6.5mm | Zimmer Biomet Pty Ltd |  | Changed Benefit
ZA014 | 13 - Spinal | MaxAn Anterior Cervical Plating System | Titanium plate for anterior cervical spine | ≤55mm | Zimmer Biomet Pty Ltd |  | Changed Benefit
ZA019 | 06 - Specialist Orthopaedic | Refobacin Plus Bone Cemen | Bone Cement, Methyl methacrylate, Gentamicin | 20-80gm | Zimmer Biomet Pty Ltd |  | Changed Benefit
ZA020 | 06 - Specialist Orthopaedic | Quattro Anchor | Anchor manufactured from PEEK-OPTIMA polymer pre-assembled to stainless steel inserter. | 2.9mm | Zimmer Biomet Pty Ltd |  | Changed Benefit
ZA021 | 06 - Specialist Orthopaedic | Quattro Link Knotless Anchor | Knotless Anchor manufactured from PEEK-OPTIMA polymer pre-assembled to stainless steel inserter. Provided as a single-use sterile device. | 4.5mm and 5.5mm | Zimmer Biomet Pty Ltd |  | Changed Benefit
ZI009 | 11 - Hip | Zimmer CPT Hip Systems Femoral Stem | Co Cr (Zimaloy), polished and tapered | Sizes 1 - 5 | Zimmer Biomet Pty Ltd |  | Changed Benefit
ZI972 | 06 - Specialist Orthopaedic | Aperfix Tibial Fixation System | Aperfix Tibial Fixation System | 9x24mm,10x24mm,9x29mm,10x29mm,11x29mm,8x30mm,9x30mm,10x30mm11x30mm,7x20mm,7x25mm,8x20mm,8x25mm,8x30mm,9x20mm,9x25mm,9x30mm,10x25mm,10x30mm,11x30mm,12x30mm | Zimmer Biomet Pty Ltd |  | Changed Benefit
ZI974 | 06 - Specialist Orthopaedic | Soft Tissue Anchor | All-Suture, UHMWPE | 1.4-2.2mm, Single & Double Loaded | Zimmer Biomet Pty Ltd |  | Changed Benefit
ZI975 | 06 - Specialist Orthopaedic | Vario Subtalar Screw System | Titanium screw system for the subtalar arthroereisis | 10-16mm diameter | Zimmer Biomet Pty Ltd |  | Changed Benefit
ZI976 | 06 - Specialist Orthopaedic | iFIX Interference Screw | Interference screw | 7-12mm in diameter | Zimmer Biomet Pty Ltd |  | Changed Benefit
SY558 | 07 - Plastic and Reconstructive | Matrix | Micro Adaption, Strut Plates | 18-20 hole | Johnson & Johnson Medical Pty Ltd |  | Changed Benefit
SY559 | 07 - Plastic and Reconstructive | AO/ASIF Screw | CMF screw; cortex, cortical, emergency, self-tapping,self-drilling | 1.0mm-1.20mm various lengths | Johnson & Johnson Medical Pty Ltd |  | Changed Benefit
SY561 | 07 - Plastic and Reconstructive | Matrix | Simple shaped plates | < 4 holes | Johnson & Johnson Medical Pty Ltd |  | Changed Benefit
TU057 | 10 - Vascular | Anaconda AAA Stent Graft System | Ultrathin woven polyester, nitinol ring stents, tantalum markers (longer legs lengths >150mm). Long limbs have not got ARTG, but the Anaconda Stent Graft System does with regular limbs (ARTG173321 and 172404). The Anaconda AAA Stent Graft System is a device support structure that expands and stays in place inside a blood carrying vessel for isolated iliac aneurysm repair and a component of the AAA stent graft system. It is delivered to the intended landing zone by a delivery system, where the stent is expanded to provide support for the vessel The stent graft remains in place as a permanent implant. The patient is hospitalised and undergoing invasive surgery of implantation of the stent graft. | Tapered Legs Outer Diameter (Proximal 12mm; Distal 10mm) x Length 150mm Outer Diameter (Proximal 12mm; Distal 10mm) x Length 170mm Flared Legs Outer Diameter (Proximal 12mm; Distal 13mm) x Length 150mm Outer Diameter (Proximal 12mm; Distal 13mm) x Length 170mm Outer Diameter (Proximal 12mm; Distal 15mm) x Length 150mm Outer Diameter (Proximal 12mm; Distal 15mm) x Length 170mm Outer Diameter (Proximal 12mm; Distal 17mm) x Length 150mm Outer Diameter (Proximal 12mm; Distal 17mm) x Length 170mm Outer Diameter (Proximal 12mm; Distal 19mm) x Length 150mm Outer Diameter (Proximal 12mm; Distal 19mm) x Length 170mm Outer Diameter (Proximal 12mm; Distal 21mm) x Length 150mm Outer Diameter (Proximal 12mm; Distal 21mm) x Length 170mm Outer Diameter (Proximal 12mm; Distal 23mm) x Length 150mm Outer Diameter (Proximal 12mm; Distal 23mm) x Length 170mm Straight Legs Outer Diameter 12mm x Length 160mm Outer diameter 12mm x Length 180mm | Terumo Australia |  | Changed Benefit
SJ391 | 08 - Cardiac | Pacemaker port safety plug | Plug that seals unused IS-1, DF-1 and DF- 4 port | one size per model | ABBOTT MEDICAL AUSTRALIA PTY LTD. |  | Changed Benefit
SJ392 | 08 - Cardiac | Lead Cap Kit | Caps used to protect lead terminal connector pin | one size only | ABBOTT MEDICAL AUSTRALIA PTY LTD. |  | Changed Benefit
SJ397 | 09 - Cardiothoracic | Shower Bag | Shower Bag | One size only; set of 2 | ABBOTT MEDICAL AUSTRALIA PTY LTD. |  | Changed Benefit
SK023 | 06 - Specialist Orthopaedic | ACL Wedge Interference Screw | Interference Screw | Dia 7 - 12mm, length 20 - 40mm | Stryker Australia Pty Ltd |  | Changed Benefit
SK047 | 06 - Specialist Orthopaedic | Stryker Wedge Interference Screw | Threaded biosteon screw for ligment/tendon fixation | Dia 7 - 12mm, length 20 - 40mm | Stryker Australia Pty Ltd |  | Changed Benefit
SK075 | 06 - Specialist Orthopaedic | Stryker Plating System Basic Fragment Set | 4.5mm Reconstruction Plate | 3-9 Holes | Stryker Australia Pty Ltd |  | Changed Benefit
ZI982 | 06 - Specialist Orthopaedic | MSP Fixation System – Compression Plate | MSP Fixation System – Compression Plate | Right – 36.5mm Left – 36.5mm | Zimmer Biomet Pty Ltd |  | Changed Benefit
ZI986 | 13 - Spinal | Alpine XC Adjustable Fusion System | Adjustable Fusion System | 6-18mm | Zimmer Biomet Pty Ltd |  | Changed Benefit
ZI990 | 06 - Specialist Orthopaedic | Quattro Bolt | Tenodesis Screw | 10-16 mm | Zimmer Biomet Pty Ltd |  | Changed Benefit
ZI996 | 13 - Spinal | Vitality Spine system - Rod Connectors | Tandem rod connectors | 5.5/6.0mm & 3.5mm | Zimmer Biomet Pty Ltd |  | Changed Benefit
ZI997 | 13 - Spinal | Vitality Spine System - Iliac Lateral Connector | Open and Closed Iliac Lateral Connector | 20mm - 50mm | Zimmer Biomet Pty Ltd |  | Changed Benefit
ZI998 | 13 - Spinal | Vitality Spine System - Tandem rod connectors | Tandem rod connectors | 5.5/6.0mm & 3.5mm | Zimmer Biomet Pty Ltd |  | Changed Benefit
ZI999 | 13 - Spinal | Vitality Spine System - Multi-Span Cross Connector | Adjustable length cross connector, titanium | 33-36mm Wide X 5.5mm - 70-90mm Wide X 6.0mm | Zimmer Biomet Pty Ltd |  | Changed Benefit
WR225 | 06 - Specialist Orthopaedic | Evolve Ortholco EPS System - Distal Humerus | Stainless Steel, Polyaxial Locking Plate, Straight, Coronal, Medial, Lateral, Posterolateral | Right & left, 2.7 & 3.5mm | Wright Medical Australia |  | Changed Benefit
WR226 | 06 - Specialist Orthopaedic | Evolve Ortholco EPS System - Distal Humerus | Stainless Steel, Polyaxial Locking Plate, Straight, Coronal, Medial, Lateral, Posterolateral | Right & left, 2.7 & 3.5mm | Wright Medical Australia |  | Changed Benefit
WR239 | 06 - Specialist Orthopaedic | Ortholoc Fracture System - Plates | Lateral Fibula, Posterior Fibula | 8-15 Holes, Right and Left | Wright Medical Australia |  | Changed Benefit
WR240 | 06 - Specialist Orthopaedic | Ortholoc Fracture System - Plates | Syndesmosis | 4 Holes, Right and Left | Wright Medical Australia |  | Changed Benefit
WR246 | 06 - Specialist Orthopaedic | Headed Compression Screw System | Cannulated compression screws - titanium or stainless steel | 2.0-2.7mm x 10-50mm | Wright Medical Australia |  | Changed Benefit
WR256 | 06 - Specialist Orthopaedic | Evolve EPS System Non-Locking | Stainless Steel Cortical Screws | 1.5 - 2.0mm Diameter, 10-40mm | Wright Medical Australia |  | Changed Benefit
ZI866 | 12 - Knee | NexGen primary Tibial Component | Precoat-Titanium | 1-10 | Zimmer Biomet Pty Ltd |  | Changed Benefit
SK117 | 06 - Specialist Orthopaedic | Stryker Kirschner Wires | Olive Wires | 1.0- 2.0mm Diameter | Stryker Australia Pty Ltd |  | Changed Benefit
SN301 | 11 - Hip | Spectron and Synergy | Femoral Stem Non Porous Offset | 1- 20 | Smith & Nephew Pty Ltd |  | Changed Benefit
SN303 | 11 - Hip | Synergy | Femoral Stem HA Coated beaded Titanium Alloy, Std and High offset | 9 - 18 | Smith & Nephew Pty Ltd |  | Changed Benefit
SN316 | 12 - Knee | Genesis II Knee System Tibial and Femoral Stems | Tibial and Femoral Stems, titanium, cemented or press fit | 10-24x100mm, 10-20 x 150mm 10-16x 200mm | Smith & Nephew Pty Ltd |  | Changed Benefit
SN319 | 12 - Knee | Genesis II | Metaphyseal Stem | 1-8 | Smith & Nephew Pty Ltd |  | Changed Benefit
SN323 | 12 - Knee | Smith & Nephew Patella Component | Patella Component, cemented, UHMWPE, can be used for multiple systems (Genesis II, Journey, Legion) | 23-41mm | Smith & Nephew Pty Ltd |  | Changed Benefit
SN337 | 12 - Knee | Genesis Uni Tibial Baseplate | Uni Tibial baseplate, all poly, cemented | size 1-6 | Smith & Nephew Pty Ltd |  | Changed Benefit
SN347 | 12 - Knee | Genesis | I/M Peg: Femoral and Tibial: Titanium | 10-16mm Diameter x 40-200mm Length | Smith & Nephew Pty Ltd |  | Changed Benefit
SN377 | 12 - Knee | Profix | Metaphyseal Tibial Stem | 14-20mm | Smith & Nephew Pty Ltd |  | Changed Benefit
SN382 | 12 - Knee | Profix Knee System Patella Component | Patella Component, UHMWPE, Inset and Onlay, cemented | 23-39mm | Smith & Nephew Pty Ltd |  | Changed Benefit
SN395 | 06 - Specialist Orthopaedic | Modular Neer 3 | Humeral stem component | Stem diameter 8-14mm, stem length 125-175mm | Smith & Nephew Pty Ltd |  | Changed Benefit
SN404 | 06 - Specialist Orthopaedic | Modular Cofield | Humeral Stem | 6mmx115mm - 16mmx245mm | Smith & Nephew Pty Ltd |  | Changed Benefit
SN409 | 06 - Specialist Orthopaedic | Modular Cofield | Standard Articular Insert | Small, Standard | Smith & Nephew Pty Ltd |  | Changed Benefit