## Prostheses List
Sponsor | Product Category | Billing Code | Product Name | Description | Size | End Cycle | Delete Comment
Maquet Australia Pty Ltd | 03 - General Miscellaneous | MQ034 | C-QUR Film | C-QUR™ Film Adhesion Barrier is intended as an adjunct in abdominal and pelvic surgery for reducing the incidence, extent and severity of postoperative adhesions at the site of placement. | >100cm2 | 2019-03-01 | DELETE
Maquet Australia Pty Ltd | 10 - Vascular | MQ036 | Nellix EndoVascular Aneurysm Sealing System - Nellix Catheter | Nellix EndoVascular Aneurysm Sealing System - Aorto-uni-Iliac CoCr stent grafts with attached polymer endobag | 8-10mm x 100-200mm | 2019-03-01 | DELETE
Tornier Pty Ltd | 06 - Specialist Orthopaedic | TO118 | Nexfix MTP Fusion System | Unique low profile stainless steel locking screw for use with NexFix MTP Fusion plates, indicated for use in osteoporotic bone | 3.2mm x 12mm, 14mm, 16mm, 18mm, 20mm | 2019-03-01 | DELETE
Tornier Pty Ltd | 06 - Specialist Orthopaedic | TO119 | NexFix MTP Fusion System | A bendable stainless steel bone plate and screw system with unique low profile locking screw option. Indicated for use in primary MTP fusion | Left 2 + 3; Right 2 + 3 | 2019-03-01 | DELETE
Tornier Pty Ltd | 06 - Specialist Orthopaedic | TO120 | Nexfix MTP Fusion System | Unique low profile stainless steel locking screw for use with NexFix MTP Fusion plates, indicated for use in normal bone | 2.7mm x 12mm, 14mm, 16mm, 18mm, 20mm, 24mm, 28mm | 2019-03-01 | DELETE
Tornier Pty Ltd | 06 - Specialist Orthopaedic | TO123 | NexFix 4.5MM Compression Screw | The NexFix Compression Screw is a stainless steel, cannulated, self tapping, and self drilling fixation device for osteotomies, fusions and fracture fixation of small bones | 4.5mm diameter x 14-40mm in 2mm increments, 40-65mm in 5mm increments, with short and long thread options | 2019-03-01 | DELETE
Livanova Australia Pty Limited | 08 - Cardiac | SA179 | Platinium CRT-D SonR 1841 DF4 | PLATINIUM SonR CRT-D is an implantable cardioverter defibrillator for the recognition and treatment of ventricular tachycardia and fibrillation, with ventricular resynchronization, in patients with spontaneous or inducible tachyarrhythmias. PLATINIUM SonR CRT-D is equipped with an accelerometer to allow adaptation of pacing to suit the patient’s activity. PLATINIUM SonR CRT-D is also equipped with the RF wireless technology which enables remote monitoring of patients who have the Sorin SMARTVIEW Monitor installed at home, wireless interrogation and device programming by Orchestra Plus programmer equipped with ORCHESTRA PLUS LINK accessory. If used in conjunction with a dedicated atrial lead featuring the SonR sensor, PLATINIUM SonR CRT-D can analyze micro-accelerations of the heart walls to derive information pertaining to cardiac contractility. The signal picked-up by the SonR sensor can be processed by PLATINIUM SonR CRT-D in order to automatically adjust AV and VV delays for optimal resynchronization therapy. PLATINIUM SonR CRT-D provides a range of therapeutic and diagnostic functions: ─ high energy shocks ─ atrial tachyarrhythmia prevention ─ automatic lead measurements ─ advanced diagnostic functions ─ automatic AV and VV delay optimization PLATINIUM SonR CRT-D is protected against high-frequency signals emitted by cellular telephones. | 1841 MODEL: Dimensions 72.3 x 54.3 x 11.1 mm Weight 87 g Volume 33 cm3 Active surface area of casing 62.8cm2 Connector Atrium: SonR (IS-1 bipolar compatible). Right ventricle: DF4. Left ventricle: IS-1 bipolar (unipolar compatible). | 2019-03-01 | DELETE
Livanova Australia Pty Limited | 08 - Cardiac | SA180 | Platinium CRT-D 1741 | PLATINIUM CRT-D 1741 is an implantable cardioverter defibrillator for the recognition and treatment of ventricular tachycardia and fibrillation, with ventricular resynchronization, in patients with spontaneous or inducible tachyarrhythmias. PLATINIUM CRT-D 1741 is equipped with an accelerometer to allow adaptation of pacing to suit the patient’s activity. PLATINIUM CRT-D 1741 is also equipped with the RF wireless technology which enables remote monitoring of patients who have the Sorin SMARTVIEW Monitor installed at home and wireless interrogation and device programming by Orchestra Plus programmer equipped with ORCHESTRA PLUS LINK accessory. PLATINIUM CRT-D 1741 provides a range of therapeutic and diagnostic functions including high energy shocks, atrial tachyarrhythmia prevention, automatic lead measurements, and advanced diagnostic functions. PLATINIUM CRT-D is protected against high-frequency signals emitted by cellular telephones. | Dimensions 72.3 x 54.3 x 11.1 mm Weight 87 g Volume 33 cm3 Active surface area of casing 62.8cm2 Connector Atrium: IS-1 bipolar. Right ventricle: DF4. Left ventricle: IS-1 bipolar (unipolar compatible). | 2019-03-01 | DELETE
Livanova Australia Pty Limited | 08 - Cardiac | SA181 | Platinium DR 1540 | PLATINIUM DR is an implantable dual-chamber cardioverter defibrillator. It is equipped with an accelerometer to allow adaptation of pacing to suit the patient’s activity. PLATINIUM DR is also equipped with the RF wireless technology which enables remote monitoring of patients who have the Sorin SMARTVIEW Monitor installed at home, wireless interrogation and device programming by Orchestra Plus programmer equipped with ORCHESTRA PLUS LINK accessory. PLATINIUM DR provides high energy shocks (42 J) for enhanced safety, as well as automatic lead measurements to monitor system integrity.The PLATINIUM DR can serve as a defibrillation electrode (active housing) with a total surface area of 63 cm². The PLATINIUM DR is designed to recognize and treat slow or fast VT and VF by continuously monitoring atrial and ventricular activity to identify persistent ventricular arrhythmias and to deliver appropriate therapies. PLATINIUM DR features the PARAD/PARAD+ algorithm, which is specifically designed to differentiate ventricular tachycardias from fast rhythms of supraventricular origin. PARAD/PARAD+ continuously monitors R-R interval stability, searches for long cycles, assesses the degree of P-R association, evaluates sudden onset and determines the chamber of arrhythmia acceleration. In addition to the advanced detection scheme, PLATINIUM DR offers programmable dual or single-chamber pacing | Dimensions 72.3 x 54.3 x 11.1 mm Weight 86 g Volume 33 cm3 Active surface area of casing 62.8cm2 Connector Atrium: IS-1 bipolar. Ventricle: DF4. | 2019-03-01 | DELETE
Livanova Australia Pty Limited | 08 - Cardiac | SA182 | Platinium CRT-D SonR 1811 | PLATINIUM SonR CRT-D is an implantable cardioverter defibrillator for the recognition and treatment of ventricular tachycardia and fibrillation, with ventricular resynchronization, in patients with spontaneous or inducible tachyarrhythmias. PLATINIUM SonR CRT-D is equipped with an accelerometer to allow adaptation of pacing to suit the patient’s activity. PLATINIUM SonR CRT-D is also equipped with the RF wireless technology which enables remote monitoring of patients who have the Sorin SMARTVIEW Monitor installed at home, and wireless interrogation and device programming by Orchestra Plus programmer equipped with ORCHESTRA PLUS LINK accessory. If used in conjunction with a dedicated atrial lead featuring the SonR sensor, PLATINIUM SonR CRT-D can analyze micro-accelerations of the heart walls to derive information pertaining to cardiac contractility. The signal picked-up by the SonR sensor can be processed by PLATINIUM SonR CRT-D in order to automatically adjust AV and VV delays for optimal resynchronization therapy. PLATINIUM SonR CRT-D provides a range of therapeutic and diagnostic functions: ─ high energy shocks ─ atrial tachyarrhythmia prevention ─ automatic lead measurements ─ advanced diagnostic functions ─ automatic AV and VV delay optimization PLATINIUM SonR CRT-D is protected against high-frequency signals emitted by cellular telephones. | 1811 MODEL: Dimensions 73 x 54.3 x 11.1 mm Weight 86 g Volume 33 cm3 Active surface area of casing 62.7cm2 Connector Atrium: SonR (IS-1 bipolar compatible). Right ventricle: IS-1 bipolar, 2*DF-1. Left ventricle: IS-1 bipolar (unipolar compatible). | 2019-03-01 | DELETE
Tornier Pty Ltd | 06 - Specialist Orthopaedic | TO002 | Aequalis Primary Shoulder Prostheses | Aequalis Primary stem, Ti Ta | 6.5-15mm - 1mm increm wide, 66-167mm long | 2019-03-01 | DELETE
Tornier Pty Ltd | 06 - Specialist Orthopaedic | TO003 | Aequalis Primary Shoulder Prostheses | Aequalis Primary Eccentric Humeral Head, CoCr | Diameter: 37, 39, 41, 43, 46, 48, 50, 52, 54mm | 2019-03-01 | DELETE
Tornier Pty Ltd | 06 - Specialist Orthopaedic | TO006 | Bone Plug | UHMWPE - Cement Plug | 13mm and 24mm | 2019-03-01 | DELETE
Tornier Pty Ltd | 06 - Specialist Orthopaedic | TO011 | Aequalis Shoulder Prostheses Reverse | CoCr Reverse Humeral Neck | diameter 36 & 42mm wide x 9mm high | 2019-03-01 | DELETE
Tornier Pty Ltd | 06 - Specialist Orthopaedic | TO013 | Tornier Latitude Total Elbow Prosthesis | Ulnar component, CoCr + UHMWPE | Small, Medium, Large | 2019-03-01 | DELETE
Tornier Pty Ltd | 06 - Specialist Orthopaedic | TO015 | Aequalis Pegged Glenoid USA | Pegged Glenoid Polyethylene (UHMWPE) | Small, Medium, Large, Extra Large | 2019-03-01 | DELETE
Tornier Pty Ltd | 06 - Specialist Orthopaedic | TO029 | Aequalis Fracture Shoulder HA Coated | Fracture shoulder humeral stem Cobalt Chrome, HA coated | Diam 6.5mm - 130mm and 170mm lengths, Diam 9mm - 130mm, 180mm and 210mm lengths. Diam 12mm - 130mm, 180mm and 210mm lengths | 2019-03-01 | DELETE
Tornier Pty Ltd | 06 - Specialist Orthopaedic | TO031 | Aequalis Resurfacing Shoulder | Resurfacing humeral head | 12 head sizes from 37mm x 13.5mm to 54mm x 27mm, 3 stem lengths: 30, 35 and 40mm | 2019-03-01 | DELETE
Tornier Pty Ltd | 06 - Specialist Orthopaedic | TO040 | Aequalis Reversed Shoulder Eccentric humeral Insert (High Mobility Cup) | Eccentric Humeral Insert (High Mobility Cup) for Aequalis Reversed Shoulder | 36mm and 42mm, 2mm eccentric +6mm and +9mm, 4mm eccentric +9mm and +12mm | 2019-03-01 | DELETE
Tornier Pty Ltd | 06 - Specialist Orthopaedic | TO043 | Aequalis Reversed Shoulder -Metaphysis (Cemented or Cementless) | Cemented: CoCr and UMWHPE, Cementless: CoCr, HA Coated and UMWHPE | D.36mm & 42mm | 2019-03-01 | DELETE
Tornier Pty Ltd | 06 - Specialist Orthopaedic | TO045 | Aequalis Reversed Shoulder - Lateralized Insert | The humeral cup is made of UHMWPE. It comes in two diameters (36 + 42mm) to correspond with the humeral metaphyseal components with the following heights 6, 9, 12 and 15mm. | D. 36mm +6mm, D.36mm +9mm, D.36mm +12mm, D.36mm +15mm, D.42mm +6mm, D. 42mm +9mm, D.42mm +12mm D.42mm +15mm | 2019-03-01 | DELETE
Penumbra Neuro Australia Pty Ltd | 10 - Vascular | PN016 | Penumbra POD Occlusion Device | The Peripheral Occlusion Device (POD) is comprised of a platinum embolisation coil attached to a composite pusher with a radiopaque positioning marker. The coil is transferred onto the microcatheter and the coil should be advanced under fluoroscopic guidance. The detachment handle is attached and advanced over the proximal end of the delivery pusher and then the coil is detached by using the retraction button on the handle into the preferred site. | 30cm Length 3.25-4mm diameter, 30cm Length 4-5mm diameter, 50 cm Length 5-6mm diameter, 60 cm Length 6-8 mm diameter | 2019-03-01 | DELETE
Precise Medical Supplies | 07 - Plastic and Reconstructive | PR007 | ContourFlex Calf Implant | Calf implant | 70-170cc | 2019-03-01 | DELETE
Precise Medical Supplies | 07 - Plastic and Reconstructive | PR008 | ContourFlex Gluteal Implant | Gluteal Implant | 280-460cc, Round and Anatomical | 2019-03-01 | DELETE
Precise Medical Supplies | 07 - Plastic and Reconstructive | PR009 | PowerFlex Pectoralis Implant | Pectoralis Implant | Length: 14.2-17.6cm, Width: 9.0-13.5cm, Depth: 1.6-3.2cm,Shape: Symetrical or Asymetrical. | 2019-03-01 | DELETE
Tornier Pty Ltd | 06 - Specialist Orthopaedic | TO124 | NexFix 3.0mm Compression Screw | The NexFix Compression Screw is a stainless steel, cannulated, self tapping, and self drilling fixation device for osteotomies, fusions and fracture fixation of small bones | 3.0mm diameter x 10 - 34mm length in 2mm increments | 2019-03-01 | DELETE
Tornier Pty Ltd | 06 - Specialist Orthopaedic | TO125 | NexFix 2.5mm Compression Screw | The NexFix Compression Screw is a stainless steel, cannulated, self tapping, and self drilling fixation device for osteotomies, fusions and fracture fixation of small bones | 2.5mm diameter x 10 - 34mm length in 2mm increments | 2019-03-01 | DELETE
Tornier Pty Ltd | 06 - Specialist Orthopaedic | TO126 | NexFix 6.5mm Compression Screw | The NexFix Compression Screw is a stainless steel, cannulated, self tapping, and self drilling fixation device for osteotomies, fusions and fracture fixation of small bones | 6.5mm diameter x 40-120mm in 5mm increments with short and long thread options | 2019-03-01 | DELETE
Tornier Pty Ltd | 06 - Specialist Orthopaedic | TO127 | NexFix Washer | The NexFix Washer is a threaded circular piece of stainless steel through which is inserted a NexFix Compression Screw. The Compression Screw is locked to the washer to form a headed screw that will increase bone coverage and prevent the screw from sinking | 9mm, 11mm, 13mm | 2019-03-01 | DELETE
Tornier Pty Ltd | 06 - Specialist Orthopaedic | TO128 | NexFix Compression Pin | The NexFix Compression Pin is a tapered stainless steel compression pin for use in maintaining alignment and providing interfragmentary compression of small bones in osteotomies, fusions and fractures until a stable bony union occurs. It is self drilling | 2.0mm x 10mm, 2.0mm x 12mm, 2.0mm x 14mm, 2.0mm x 16mm, 2.7mm x 20mm, 2.7mm x 24mm, 3.5mm x 25mm, 3.5mm x 30mm | 2019-03-01 | DELETE
Tornier Pty Ltd | 06 - Specialist Orthopaedic | TO131 | NexFix Compression Staples | The NexFix Compression Staple is made of stailess steel and is used for internal fixation of fractures, fusions, bone grafts and osteotomies in the bones of the hand and foot. It is designed so the surgeon can control the amount of compression depending on the type of osteotomy and on the patient’s bone quality | 10 mm in width, leg length varies 13 mm - 20 mm | 2019-03-01 | DELETE
Tornier Pty Ltd | 06 - Specialist Orthopaedic | TO132 | NexFix Closing Wedge Osteotomy Staples | The NexFix Closing wedge osteotomy staples are made of stainless steel and are intended to be used for internal fixation of fusions, bone grafts and osteotomies in the bones of the hand and foot following alignment correction | 8mm x 90 deg, 8mm x 64 deg | 2019-03-01 | DELETE
Tornier Pty Ltd | 06 - Specialist Orthopaedic | TO133 | NexFix Snap-Off Screw | The NexFix Snap-Off Screw System is a self-drilling and self-tapping screw system for fixation of fractures, fusions and osteotomies. The design allows the holding device to break off once the screw head is in contact with the distal cortex. | 2.0mm x 11mm, 2.0mm x 12mm, 2.0mm x 13mm, 2.7mm x 13mm, 2.7mm x 15mm, 2.7mm x 17 mm | 2019-03-01 | DELETE
Tornier Pty Ltd | 06 - Specialist Orthopaedic | TO134 | BioProfile Pyrocarbon Total Wrist Replacement (Capitate Resurfacing) | Low Temperature Isotropic Pyrolytic Carbon Implants for capitate resurfacing (reverse total wrist arthroplasty) | Medium, Large | 2019-03-01 | DELETE
Tornier Pty Ltd | 06 - Specialist Orthopaedic | TO135 | BioProfile Pyrocarbon Carpal Implants | Low temperature Isotropic Pyrolytic Carbon Implants for carpal replacement/interposition, includes Proximal Scaphoid, Scapho/Trapezio/Trapezoid & Trapezium | Small, Medium, Large & Extra Large | 2019-03-01 | DELETE
Tornier Pty Ltd | 06 - Specialist Orthopaedic | TO136 | Eclypse Modular Pyrocarbon Ulnar Head | A modular pyrocarbon ulnar head prosthesis | 14, 16, 18mm | 2019-03-01 | DELETE
Tornier Pty Ltd | 06 - Specialist Orthopaedic | TO137 | Eclypse Modular Pyrocarbon Ulnar Head | A modular titanium stem for ulnar head prostheses | 6, 7.5, 9mm | 2019-03-01 | DELETE
Tornier Pty Ltd | 06 - Specialist Orthopaedic | TO138 | MoPyC-Modular Pyrocarbon Radial head Prosthesis | A modular pyrocarbon radial head / neck prosthesis | 18mm, 20mm, 22mm | 2019-03-01 | DELETE
Tornier Pty Ltd | 06 - Specialist Orthopaedic | TO182 | Aequalis Ascend Flex Reversed Tray | Reverse humeral tray - Titanium | Thickness: 0mm, 6mm, 12mm Offset: 0mm, 1.5mm, 3.5mm | 2019-03-01 | DELETE
Smith & Nephew Pty Ltd | 06 - Specialist Orthopaedic | SN982 | Double-spiked plate | Low-profile washer for tibial fixation system | 10-25mm | 2019-03-01 | DELETE
Tornier Pty Ltd | 06 - Specialist Orthopaedic | TO094 | Salto Talaris Ankle Prosthesis - Tibial insert | Tibial insert, fixed, UHMWPE | Sizes 0,1,2,3, Left and Right, each size available in the following thicknesses, 8mm, 9mm,10mm,11mm, 13mm,15mm, 17mm, 19mm, 21mm. Sizes 00, Left and Right, available in the following thicknesses, 8mm,9mm,10mm,11mm. | 2019-03-01 | DELETE
Tornier Pty Ltd | 06 - Specialist Orthopaedic | TO095 | ArthroTunneler TunnelPro System | Lateral button, PEEK | 10mm | 2019-03-01 | DELETE
Tornier Pty Ltd | 06 - Specialist Orthopaedic | TO096 | MaxLock Extreme System - CalcLock Extreme Plate | Calcaneal variable angle locking plate, Titanium | Standard, Large, Extra Large, Right and Left | 2019-03-01 | DELETE
Tornier Pty Ltd | 06 - Specialist Orthopaedic | TO097 | MaxLock Extreme System - DRLock Extreme Distal Radius Plate | Distal radius variable angle locking plate, Titanium | Short, Short Narrow, Standard, Standard Narrow, Right and Left | 2019-03-01 | DELETE
Tornier Pty Ltd | 06 - Specialist Orthopaedic | TO183 | Aequalis PerFORM Pegged Glenoid | UHMWPE pegged glenoid | Small - backside radius: 30mm, 35mm, 40mm Medium - backside radius: 30mm, 35mm, 40mm Large - backside radius: 40mm, 50mm, 60mm Extra large - backside radius: 40mm, 50mm, 60mm | 2019-03-01 | DELETE
Tornier Pty Ltd | 06 - Specialist Orthopaedic | TO179 | Aequalis Ascend Flex PTC Humeral Stem | Convertible humeral stem with proximal PTC titanium plasma spray coating | Length: 66mm, 70mm, 74mm, 78mm, 82mm, 86mm, 88mm, 90mm, 93mm, 94mm, 98mm, 104mm, 109mm, 115mm, 120mm, 125mm, 130mm Sizes: 1 to 9 Angulation: 127.5º, 132.5º, 137.5º | 2019-03-01 | DELETE
Tornier Pty Ltd | 06 - Specialist Orthopaedic | TO180 | Aequalis Ascend Flex Humeral Head | Cobalt chrome humeral head | Diameter: 37mm, 39mm, 41mm, 43mm, 46mm, 48mm, 50mm, 52mm, 54mm Height: 13.5mm, 14mm, 15mm, 16mm, 17mm, 18mm, 19mm, 23mm, 27mm Offset: 1.5mm, 3.5mm, 4mm | 2019-03-01 | DELETE
Tornier Pty Ltd | 06 - Specialist Orthopaedic | TO181 | Aequalis Ascend Flex Reversed Insert | Reversed insert/ retentive reversed insert - UHMWPE and Ti Alloy | Diameter: 33mm, 36mm, 39mm, 42mm Thickness: 6mm, 9mm Angulation: 7.5º, 12.5º, 17.5º | 2019-03-01 | DELETE
Tornier Pty Ltd | 06 - Specialist Orthopaedic | TO184 | Aequalis PerFORM Keeled Glenoid | UHMWPE keeled glenoid | Small - backside radius: 30mm, 35mm, 40mm Medium - backside radius: 30mm, 35mm, 40mm Large - backside radius: 40mm, 50mm, 60mm Extra large - backside radius: 40mm, 50mm, 60mm | 2019-03-01 | DELETE
Livanova Australia Pty Limited | 08 - Cardiac | SA171 | KORA 100 DR | KORA 100 DR is a Dual Chamber MRI conditional, Rate Responsive Pacemaker | 41.2 x 41.5 x 6.1mm | 2019-03-01 | DELETE
Livanova Australia Pty Limited | 08 - Cardiac | SA172 | KORA 100 SR | KORA 100 SR is a Single Chamber MRI conditional rate-responsive pacemaker. | Dimensions 37.4 x 41.5 x 6.1mm, Weight 19g. Volume 7.5cm3. Connector IS-1. Sensors Minute Ventilation (MV) and Accelerometer (G). | 2019-03-01 | DELETE
WILLIAM A COOK AUSTRALIA PTY LTD | 05 - Urogenital | WC018 | C-Flex Endoureteratomy Stent Set | C-Flex Endoureteratomy Stent Set | 6.0/10.0 Fr, & 7.0/14.0 Fr, Multiple Length | 2019-03-01 | DELETE
PX 210 PTY LTD | 03 - General Miscellaneous | PK001 | BioProtect Balloon Implant System | The BioProtect Balloon Implant is indicated for prostate cancer patients undergoing radiation therapy. The biodegradable balloon separates the prostate and rectum, allowing physicians to radiate prostate tumors while sparing healthy rectal tissue. With the balloon implant, safe dose escalation and hypofractionation are finally made possible, dramatically decreasing the chances of rectal toxicity and improving biochemical tumor control. | 1 size, up to 20c.c. | 2019-03-01 | DELETE
Tornier Pty Ltd | 06 - Specialist Orthopaedic | TO098 | MaxLock Extreme System - DRLock Extreme Locking Peg | Locking Peg, Titanium | Ø2.0mm, Length 10-30mm | 2019-03-01 | DELETE
Tornier Pty Ltd | 06 - Specialist Orthopaedic | TO099 | MaxLock Extreme System - Medial Malleolous Plate | Medial malleolous variable angle locking plate, Titanium | 5 holes | 2019-03-01 | DELETE
Tornier Pty Ltd | 06 - Specialist Orthopaedic | TO100 | MaxLock Extreme System - Medial Distal Tibia Plate | Medial distal tibia variable angle locking plate, Titanium | Short, Medium, Long, Left and Right | 2019-03-01 | DELETE
Tornier Pty Ltd | 06 - Specialist Orthopaedic | TO101 | MaxLock Extreme System - Distal Fibula Plate | Distal Fibula variable angle locking plate, Titanium | Long, Medium, Short, Right and Left | 2019-03-01 | DELETE
Tornier Pty Ltd | 06 - Specialist Orthopaedic | TO102 | Mini MaxLock Extreme System - Mini Plates ≤ 6 holes | Mini variable angle locking plates, Titanium, ≤ 6 holes | ≤ 6 holes | 2019-03-01 | DELETE
Livanova Australia Pty Limited | 08 - Cardiac | SA177 | Platinium CRT-D 1711 | PLATINIUM CRT-D is an implantable cardioverter defibrillator for the recognition and treatment of ventricular tachycardia and fibrillation, with ventricular resynchronization, in patients with spontaneous or inducible tachyarrhythmias. PLATINIUM CRT-D is equipped with an accelerometer to allow adaptation of pacing to suit the patient’s activity. PLATINIUM CRT-D is also equipped with the RF wireless technology which enables remote monitoring of patients who have the Sorin SMARTVIEW Monitor installed at home and wireless interrogation and device programming by Orchestra Plus programmer equipped with ORCHESTRA PLUS LINK accessory. PLATINIUM CRT-D provides a range of therapeutic and diagnostic functions including high energy shocks, atrial tachyarrhythmia prevention, automatic lead measurements, and advanced diagnostic functions. PLATINIUM CRT-D is protected against high-frequency signals emitted by cellular telephones. | Dimensions 73 x 54.3 x 11.1 mm Weight 86 g Volume 33 cm3 Active surface area of casing 62.7cm2 Connector Atrium: IS-1 bipolar. Right ventricle: IS-1 bipolar, 2*DF-1. Left ventricle: IS-1 bipolar (unipolar compatible). | 2019-03-01 | DELETE
Livanova Australia Pty Limited | 08 - Cardiac | SA178 | Platinium VR 1240 | PLATINIUM VR 1240 is an implantable single-chamber cardioverter defibrillator. It is equipped with an accelerometer to allow adaptation of pacing to suit the patient’s activity. PLATINIUM VR is also equipped with the RF wireless technology which enables remote monitoring of patients who have the Sorin SMARTVIEW Monitor installed at home, wireless interrogation and device programming by Orchestra Plus programmer equipped with ORCHESTRA PLUS LINK accessory. PLATINIUM VR provides high energy shocks (42 J) for enhanced safety, as well as automatic lead measurements to monitor system integrity. PLATINIUM VR is protected against high-frequency signals emitted by cellular telephones. The PLATINIUM VR can serve as a defibrillation electrode (active housing) with a total surface area of 63 cm2. The PLATINIUM VR is designed to recognize and treat slow or fast VT and VF by continuously monitoring ventricular activity to identify persistent ventricular arrhythmias and to deliver appropriate therapies. PLATINIUM VR features DISCRIMINATION algorithm, which is specifically designed to differentiate ventricular tachycardias from fast rhythms of supraventricular origin. DISCRIMINATION continuously monitors R-R interval stability, searches for long cycles and evaluates sudden onset. | Dimensions 65.8 x 54.3 x 11.1 mm Weight 84 g Volume 31.2 cm3 Active surface area of casing 62.9cm2 Connector DF4. | 2019-03-01 | DELETE
Stryker Australia Pty Ltd | 13 - Spinal | SK250 | Trio Spinal Fixation System | Titanium - Offset Connector, Two Step Locking Connector, Variable Offset Connector | Offset Connector - Small, Medium, Large | 2019-03-01 | DELETE
Maquet Australia Pty Ltd | 09 - Cardiothoracic | MQ001 | TigerPaw System II | A compliant, implantable occlusion fastener to be placed on the Ostium of the Left Atrial Appendage (LAA). | 35mm, 45mm | 2019-03-01 | DELETE
WILLIAM A COOK AUSTRALIA PTY LTD | 05 - Urogenital | WC140 | Filiform Multi-Length Silicone Stent Set | Stent, Wire, Positioner | Multiple French Sizes and Lengths | 2019-03-01 | DELETE
WILLIAM A COOK AUSTRALIA PTY LTD | 05 - Urogenital | WC162 | Tarkington Urethral Stent Set | Stent, Wire | 8 Fr | 2019-03-01 | DELETE
Smith & Nephew Pty Ltd | 06 - Specialist Orthopaedic | SN839 | Trigen InterTAN Nail | Lag/Compression Screw, Titanium | 30-120 | 2019-03-01 | DELETE
Zimmer Biomet Pty Ltd | 11 - Hip | ZI389 | Metasul Liner for CLS, Fitmore and Allofit | UHMPE unmodified with metal insert | 28mm | 2019-03-01 | DELETE
Zimmer Biomet Pty Ltd | 12 - Knee | ZI403 | Allegretto Unicompartmental Knee | Tibial Baseplate Monoblock - Ti alloy / PE | 7.5/38 to 15/48mm | 2019-03-01 | DELETE
Zimmer Biomet Pty Ltd | 11 - Hip | ZI611 | Revitan Modular Straight Stem | Titanium, grit blast, non HA, cobalt chrome junction | 14 x 175, 140mm; 18 x 140mm; 20, 22, 24 x 195mm | 2019-03-01 | DELETE
Zimmer Biomet Pty Ltd | 11 - Hip | ZI612 | Revitan Modular Straight Stem | Titanium, grit blast, non HA, cobalt chrome junction | 14, 16, 18, 20, 22, 24, 26, 28 x 255mm; 16, 18, 20, 22, 24, 26 x 315mm | 2019-03-01 | DELETE
Zimmer Biomet Pty Ltd | 11 - Hip | ZI619 | Continuum Acetabular System | Metasul Taper Liners | 28mm DD28 to GG28; 32mm FF32 to II32; 36mm HH36 to TT36; 40mm JJ40 to W40 | 2019-03-01 | DELETE
Smith & Nephew Pty Ltd | 06 - Specialist Orthopaedic | SL062 | Magnum M Suture Implant | Anchor fixating soft tissue to bone | 2.8mm | 2019-03-01 | DELETE
Biotronik Australia Pty Ltd | 08 - Cardiac | BT177 | Inventra 7 HF-T QP | Triple Chamber ICD, ventricular capture control, physiological rate adaption, automatic event (IEGM) & trend triggered transmission. Wandless telemetry, Home Monitoring, MRI conditional, DF-4, IS-4 quadripolar connector | 65mm x 58.5mm x 12.5mm, 38cm3, 91grams | 2019-03-01 | DELETE
Tornier Pty Ltd | 06 - Specialist Orthopaedic | TO139 | MoPyC-Modular Pyrocarbon Radial head Prosthesis | A modular titanium stem for radial head prosthesis | 7mm, 8mm, 9mm, 10mm | 2019-03-01 | DELETE
Tornier Pty Ltd | 06 - Specialist Orthopaedic | TO140 | 'Nexfix MTP Fusion System | A bendable stainless steel bone plate and screw system with unique low profile locking screw option. Indicated for use in primary and revision MTP fusion | 6 hole | 2019-03-01 | DELETE
Tornier Pty Ltd | 06 - Specialist Orthopaedic | TO141 | 'Nexfix MTP Fusion System | A bendable stainless steel bone plate and screw system with unique low profile locking screw option. Indicated for use in primary and revision MTP fusion | 9 hole | 2019-03-01 | DELETE
Smith & Nephew Pty Ltd | 06 - Specialist Orthopaedic | SL077 | VLP | Locking Screws | 2.71mm – 4.49mm | 2019-03-01 | DELETE
Zimmer Biomet Pty Ltd | 11 - Hip | ZI030 | Trilogy Constrained Liner - Polyethylene | UHMPE unmodified | 50 - 80 | 2019-03-01 | DELETE
Zimmer Biomet Pty Ltd | 11 - Hip | ZI033 | Trilogy Oblique liner | UHMPE unmodified | 38 - 62 | 2019-03-01 | DELETE
Zimmer Biomet Pty Ltd | 11 - Hip | ZI037 | Trilogy liner | UHMPE unmodified | 38 - 80 in 22, 28, 32 | 2019-03-01 | DELETE
Zimmer Biomet Pty Ltd | 11 - Hip | ZI044 | Trilogy AB Ceramic Liner | Biolox forte | 48 - 70 | 2019-03-01 | DELETE
Zimmer Biomet Pty Ltd | 12 - Knee | ZI071 | Insall-Burstein II Patella Component | All poly, cemented, patella, UHMWPE | 32 - 41mm | 2019-03-01 | DELETE
Zimmer Biomet Pty Ltd | 12 - Knee | ZI077 | Miller Galante I Tibial Insert | Tibial Insert, UHMWPE, fixed | 8 - 22mm | 2019-03-01 | DELETE
Zimmer Biomet Pty Ltd | 12 - Knee | ZI088 | Miller Galante II Tibial Insert | Tibial Insert, UHMWPE, fixed | 9 - 23mm | 2019-03-01 | DELETE
Zimmer Biomet Pty Ltd | 12 - Knee | ZI093 | Miller Galante II Patella | All poly Patella, cemented, UHMWPE | 32 - 41mm | 2019-03-01 | DELETE
Zimmer Biomet Pty Ltd | 11 - Hip | ZI492 | Trabecular Metal Femoral Stem | Titanium, porous tantalum | Sizes 9 to 18 with standard and extended offsets | 2019-03-01 | DELETE
Zimmer Biomet Pty Ltd | 13 - Spinal | ZI510 | Optima Spinal System - Transverse Link Assembly | Transverse Link Assembly | Small, Medium, Large | 2019-03-01 | DELETE
Zimmer Biomet Pty Ltd | 13 - Spinal | ZI511 | Optima Spinal System - Set Screw | Screw set | One size only | 2019-03-01 | DELETE
Smith & Nephew Pty Ltd | 06 - Specialist Orthopaedic | SM010 | PLUS Endoprothetik Cerclage Systems | CCG Band - Pure Titanium | Length 27cm | 2019-03-01 | DELETE
CareFusion Australia 316 Pty Ltd | 03 - General Miscellaneous | ZQ005 | Pleurx | Pleurx Pleural Catheter Mini Kit | Catheter 24cm x 15.5Fr | 2019-03-01 | DELETE
CareFusion Australia 316 Pty Ltd | 03 - General Miscellaneous | ZQ008 | Denver Ascites Shunt, (PAK), Double-valved | Ascite Shunt - Double Valved Percutaneous Access Kit (PAK). A fenestrated peritoneal catheter, a venous catheter, and a flexible pump chamber containing two miter valves, provided with a Percutaneous Access Kit. | Double-valved, 42-2050 | 2019-03-01 | DELETE
CareFusion Australia 316 Pty Ltd | 03 - General Miscellaneous | ZQ009 | Denver Ascites Shunt, (PAK), Single-valved | Ascites Shunt - Single Valved Percutaneous Access Kit (PAK). A fenestrated peritoneal catheter, a veneous catheter, and a flexible pump chamber containing one miter valve, provided with a Percutaneous Access Kit (PAK). | Single valved, 42-2055 | 2019-03-01 | DELETE
CareFusion Australia 316 Pty Ltd | 03 - General Miscellaneous | ZQ010 | Safe-T-Centesis Drainage system | Safe-T-Centesis drainage for para/thoracentesis | 6FR and 8FR pigtail catheter with Veress technology | 2019-03-01 | DELETE
CareFusion Australia 316 Pty Ltd | 03 - General Miscellaneous | ZQ011 | Paracentesis/Thoracentesis Catheter Drainage | Thora/Paracentesis kit | 8FR, 12cm polyurethane catheter | 2019-03-01 | DELETE
Zimmer Biomet Pty Ltd | 11 - Hip | ZI734 | Metasul Femoral Head | Wrought forged High Carbon Cobalt Chrome metal on metal | 36 - 60mm | 2019-03-01 | DELETE
Stryker Australia Pty Ltd | 13 - Spinal | SK488 | THOR Anterior Plate | Anterior Plate, | 22mm to 100mm | 2019-03-01 | DELETE
Stryker Australia Pty Ltd | 13 - Spinal | SK489 | THOR Anterior Screw | Anterior Plate Screw: Stardard and Compression | Dia: 6 - 6.5mm | 2019-03-01 | DELETE
Stryker Australia Pty Ltd | 13 - Spinal | SK502 | Trio Spinal Fixation System | Screw | Diameter: 4.5 - 8.5mm Length: 25 - 60mm Standard and Long Post | 2019-03-01 | DELETE
Tornier Pty Ltd | 06 - Specialist Orthopaedic | TO103 | Mini MaxLock Extreme System - Mini Plates > 6 holes | Mini Variable angle locking plates, Titanium, > 6 holes | > 6 holes | 2019-03-01 | DELETE
Tornier Pty Ltd | 06 - Specialist Orthopaedic | TO104 | Mini MaxLock Extreme System - 2.4/2.7mm Locking Screws | Bone screws, Titanium, fixed or variable angle locking | Ø2.4/2.7mm Fixed angle locking, Length 6-40mm Ø2.4mm Variable angle locking, Length 6-30mm | 2019-03-01 | DELETE
Tornier Pty Ltd | 06 - Specialist Orthopaedic | TO105 | MaxLock Extreme System - Small Plates ≤ 6 holes | Small variable angle locking plates, titanium, ≤ 6 holes | ≤ 6 holes | 2019-03-01 | DELETE
Tornier Pty Ltd | 06 - Specialist Orthopaedic | TO106 | MaxLock Extreme System - Small Plates > 6 holes | Small variable angle locking plates, Titanium, > 6 holes | > 6 holes | 2019-03-01 | DELETE
Tornier Pty Ltd | 06 - Specialist Orthopaedic | TO107 | MaxLock Extreme System - 2.4/2.7mm Non locking screws | Bone screws, Titanium, Non locking | Ø 2.4/2.7mm, length 6-40mm | 2019-03-01 | DELETE
Tornier Pty Ltd | 06 - Specialist Orthopaedic | TO108 | MaxLock Extreme System - 3.5/4mm Non Locking Screws | Bone screws, Titanium, non locking | Ø 3.5mm, length 8-50mm Ø 4mm, length 8-60mm | 2019-03-01 | DELETE
Tornier Pty Ltd | 06 - Specialist Orthopaedic | TO109 | MaxLock Extreme System - 3.5mm locking screws | Bone screws, titanium, fixed or variable angle locking | Ø 3.5mm Fixed angle, Length 8-45mm Ø 3.5mm Variable angle, Length 10-50mm | 2019-03-01 | DELETE
Tornier Pty Ltd | 06 - Specialist Orthopaedic | TO110 | MaxLock Extreme System - PEEK ring | Locking Ring, PEEK,Pre - assembled on inserter | Ø 2.4/3.5mm | 2019-03-01 | DELETE
Tornier Pty Ltd | 06 - Specialist Orthopaedic | TO111 | MaxLock Extreme System - Clavicle Plates | Clavicle Variable angle locking plates, Titanium | 9 to 13 holes | 2019-03-01 | DELETE
Tornier Pty Ltd | 06 - Specialist Orthopaedic | TO112 | MaxTorque Cannulated Screw System - Mini Cannulated Screws | Bone screws, Titanium, Cannulated, Short or Long Thread | Ø2.5mm Short Thread, Length 18-30mm Ø2.5mm Long Thread, Length 10-30mm | 2019-03-01 | DELETE
Tornier Pty Ltd | 06 - Specialist Orthopaedic | TO113 | MaxTorque Cannulated Screw System - Small Screws | Bone screws, Titanium, Cannulated, Short or Long Thread | Ø3.2mm Short Thread, Length 12-30mm Ø3.2mm Long Thread, Length 12-38mm Ø3.8mm Short Thread,Length 16-50mm Ø4.0mm Long Thread, Length 14-50mm Ø4.0mm Long Thread, Length 24-50mm | 2019-03-01 | DELETE
Tornier Pty Ltd | 06 - Specialist Orthopaedic | TO114 | MaxTorque Cannulated Screw System - Standard screws | Bone screws, Titanium, Cannulated, Short or Long Thread | Ø5.5mm Short Thread, Length 26-70mm Ø5.5mm Long Thread, Length 45-70mm Ø7.0mm Short thread, Length 40-130mm Ø7.0mm long Thread, Length 45-130mm | 2019-03-01 | DELETE
Tornier Pty Ltd | 06 - Specialist Orthopaedic | TO115 | MaxTorque Cannulated Screw System- Washers | Screw washer, Titanium, Contoured or Flat | Ø4.0 to 7.0mm | 2019-03-01 | DELETE
Tornier Pty Ltd | 06 - Specialist Orthopaedic | TO116 | Futura Conical Subtalar Implant | The Conical Subtalar Implant (CSI) is designed to treat hyperpronated foot and to stabilize the subtalar joint. It is intended to block forward, downward and medial displacement of the talus, allowing for normal subtalar joint motion while simultaneously | 7 - 12 | 2019-03-01 | DELETE
Tornier Pty Ltd | 06 - Specialist Orthopaedic | TO117 | Stayfuse | Titanium inter-digital fusion device | Prox 2.8mm Blue; Mid 3.8mm x 6mm Blue; Mid 4.3mm x 6mm Blue; Prox 3.3mm Grey; Prox 3.8mm Grey; Mid 3.8 x 6mm Grey; Mid 4.3 x 6mm Grey; Mid 5.0 x 5mm Grey; Mid 5.0 x 6mm Grey; Prox 6.5mm Gold; Distal 5.5 x 10mm Gold; Distal 6.5 x 10mm Gold | 2019-03-01 | DELETE
Livanova Australia Pty Limited | 08 - Cardiac | SA176 | Platinium VR 1210 | PLATINIUM VR is an implantable single-chamber cardioverter defibrillator. It is equipped with an accelerometer to allow adaptation of pacing to suit the patient’s activity. PLATINIUM VR is also equipped with the RF wireless technology which enables remote monitoring of patients who have the Sorin SMARTVIEW Monitor installed at home, wireless interrogation and device programming by Orchestra Plus programmer equipped with ORCHESTRA PLUS LINK accessory. PLATINIUM VR provides high energy shocks (42 J) for enhanced safety, as well as automatic lead measurements to monitor system integrity. PLATINIUM VR is protected against high-frequency signals emitted by cellular telephones. The PLATINIUM VR ICD device and programming system. The programming system includes the Sorin dedicated programmer with the SMARTVIEW programming software connected to a CPR3 programming head. The programming system is configured and furnished by Sorin. The PLATINIUM VR can serve as a defibrillation electrode (active housing) with a total surface area of 63 cm2. PLATINIUM VR 1210 has two DF-1 and one IS-1 connector ports. The PLATINIUM VR is designed to recognize and treat slow or fast VT and VF by continuously monitoring ventricular activity to identify persistent ventricular arrhythmias and to deliver appropriate therapies. PLATINIUM VR features DISCRIMINATION algorithm. | Dimensions 73 x 54.3 x 11.1mm Weight 85 g Volume 33 cm3 Active surface area of casing 62.7cm2 Connector IS-1 bipolar, 2*DF-1. | 2019-03-01 | DELETE
Getz Healthcare Pty Ltd | 03 - General Miscellaneous | ME202 | Purple Surgical Ultimate circular stapler | The Purple Surgical Ultimate circular staplers can be applied throughout the alimentary tract to create end-to-end, end-to-side, and side-to-side anastomosis. The Purple Surgical Ultimate circular stapler places a staggered circular, double row of titanium staples in the tissue and resects the excess tissue, to create a circular anastomosis. The instrument can be activated when the handle is squeezed firmly as far as it can go. There are 5 diameters available, 24mm, 26mm, 29mm, 32mm, and 34mm with colour coded anvil heads. | 24mm, 26mm, 29mm, 32mm, and 34mm. | 2019-03-01 | DELETE
Getz Healthcare Pty Ltd | 03 - General Miscellaneous | ME203 | Purple Surgical Ultimate reloadable linear stapler with indicator | The Purple Surgical Ultimate linear stapler with indicator can be applied in abdominal, thoracic, and further surgical procedures for transection or resection of tissue. The Purple Surgical Ultimate linear stapler with indicator places a double staggered row of titanium staples and is available in 30mm, 45mm, 60mm, and 90mm staple line lengths for use in different applications. Two staple sizes (3.5mm and 4.8mm) are available to accommodate different tissue thicknesses. Each linear stapler with indicator can be reloaded up to 7 times for a total maximum 8 firings on one patient. | 30mm, 45mm, 60mm, and 90mm staple line lengths. 3.5mm and 4.8mm staple sizes . | 2019-03-01 | DELETE
Biotronik Australia Pty Ltd | 08 - Cardiac | BT182 | Etrinsa 8 SR-T | Single Chamber Pacemaker, ventricular capture control, physiological rate adaption, automatic event (IEGM) & trend triggered transmission. Wandless telemetry, Home Monitoring, MRI conditional, IS-1 connector | 53 x 39 x 6.5 mm, 11cm3, 24grams | 2019-03-01 | DELETE
Zimmer Biomet Pty Ltd | 06 - Specialist Orthopaedic | BI253 | BMP Cable System | Cable Chrome Cobalt | 1.6mm or 2.0mm | 2019-03-01 | DELETE
Zimmer Biomet Pty Ltd | 06 - Specialist Orthopaedic | BI254 | BMP Cable System | Cable Sleeve, Chrome Cobalt, Stainless Steel | One Size only | 2019-03-01 | DELETE
Zimmer Biomet Pty Ltd | 06 - Specialist Orthopaedic | BI255 | BMP Cable System | Trochanteric Grip, Chrome Cobalt | 1.6mm or 2.0mm | 2019-03-01 | DELETE
Zimmer Biomet Pty Ltd | 06 - Specialist Orthopaedic | BI260 | BMP Cable System | Dynamic Compression Plate, 7 hole, stainless steel | One size only | 2019-03-01 | DELETE
Zimmer Biomet Pty Ltd | 06 - Specialist Orthopaedic | BI261 | BMP Cable System | Dynamic Compression Plate, 9 hole, Stainless Steel | One size only | 2019-03-01 | DELETE
Biotronik Australia Pty Ltd | 08 - Cardiac | BT169 | Iperia 7 HF-T | Triple Chamber ICD, ventricular capture control, physiological rate adaption, automatic event (IEGM) & trend triggered transmission. Wandless telemetry, Home Monitoring, MRI conditional, DF-4, IS-1 connector | 65mm x56mm x 11 mm, 33cm3, 82grams | 2019-03-01 | DELETE
Getz Healthcare Pty Ltd | 03 - General Miscellaneous | ME199 | Purple Surgical Ultimate reloadable linear cutter stapler - reloads | These are the reloads for the Purple Surgical Ultimate reloadable linear cutter stapler (Prostheses List application ref. #YAKI-ES5W). The reloads are available in 60mm, 80mm, and 100mm staple line lengths for use in different applications. Two staple sizes (3.8mm and 4.8mm) are available to accommodate different tissue thicknesses. | 60mm, 80mm, and 100mm staple line lengths. 3.8mm and 4.8mm staple sizes. | 2019-03-01 | DELETE
Getz Healthcare Pty Ltd | 03 - General Miscellaneous | ME200 | Purple Surgical Ultimate haemorrhoidal circular stapler | The Purple Surgical Ultimate haemorrhoidal circular stapler and accessories have application throughout the anal canal to perform the surgical treatment of haemorrhoidal disease. The Purple Surgical Ultimate haemorrhoidal circular stapler places a circular staggered double row of titanium staples in the tissue and resects excess tissue to create a circular anastomosis. Each Purple Surgical Ultimate haemorrhoidal circular stapler comes with 5 accessories: clear circular anal dilator, clear butterfly anal dilator, anal dilator obturator, purse-string suture anoscope, and a suture threader. There are 2 stapler diameters available; 32/33mm and 33/34mm. | 32/33mm and 33/34mm. | 2019-03-01 | DELETE
Getz Healthcare Pty Ltd | 03 - General Miscellaneous | ME201 | Purple Surgical Ultimate endoscopic linear cutter stapler reloading units, straight | The Purple Surgical Ultimate endoscopic linear cutter stapler reloading units, straight, are for single patient use only, and are used in conjunction with the Purple Surgical Ultimate endoscopic linear cutter stapler universal handles. A single use reloading unit can be replaced up to 24 times on the same universal handle, during the same procedure. The endoscopic linear cutter stapler straight reloading unit is compatible with the endoscopic linear cutter stapler universal handles and are available in 30mm, 45mm, and 60mm staple length options, and in three staple sizes, 2.5mm, 3.5mm, and 4.8mm, to accommodate various tissue thicknesses. Each endoscopic linear cutter stapler reloading unit is single use. | 30mm, 45mm, and 60mm staple lengths. 2.5mm, 3.5mm, and 4.8mm staple sizes. | 2019-03-01 | DELETE
Emergo Asia Pacific Pty Ltd | 06 - Specialist Orthopaedic | ER456 | CelgenTek iN3 Bone Graft Substitute/Cement | CelgenTek iN3 Calcium Phosphate Bone Graft Substitute | 10 cc | 2019-03-01 | DELETE
Zimmer Biomet Pty Ltd | 07 - Plastic and Reconstructive | BI824 | Alveolar Ridge Distraction System - titanium | distraction device, multi tooth | 10-20mm | 2019-03-01 | DELETE
Zimmer Biomet Pty Ltd | 11 - Hip | BI836 | Par 5 Protrusio Acetabular System | Acetabular reconstruction Shell CrCo, Ti, HA Coated | 56 - 72mm | 2019-03-01 | DELETE
Getz Healthcare Pty Ltd | 03 - General Miscellaneous | ME198 | Purple Surgical Ultimate reloadable linear cutter stapler | The Purple Surgical Ultimate reloadable linear cutter stapler can be applied in abdominal, gynecological, and thoracic surgical procedures for resection, transection, and creation of anastomosis.The Purple Surgical Ultimate reloadable linear cutter staplers are single patient use devices and are supplied sterile. The Purple Surgical Ultimate reloadable linear cutter stapler places two double staggered rows of titanium staples and simultaneously cuts and divides the tissue between the two double rows. The Purple Surgical Ultimate reloadable linear cutter stapler is available in 60mm, 80mm, & 100mm staple length options, and in two staple sizes, 3.8mm and 4.8mm, to accommodate various tissue thicknesses. Each Purple Surgical Ultimate reloadable linear cutter stapler may be reloaded up to 7 times for a maximum total of 8 firings on one patient. | 60mm, 80mm, and 100mm staple line lengths. 3.8mm and 4.8mm staple sizes. | 2019-03-01 | DELETE
Lifehealthcare Pty Ltd | 04 - Neurosurgical | LH523 | ADHERUS Dural Sealant | Dural sealant | 6ml | 2019-03-01 | DELETE
Lifehealthcare Pty Ltd | 04 - Neurosurgical | LH525 | Adherus AutoSpray | Hydrogel sealant with automatic applicator. | 6mL | 2019-03-01 | DELETE
Tornier Pty Ltd | 06 - Specialist Orthopaedic | TO171 | Aequalis Reversed Fracture - Humeral Insert | Polyethylene Insert | Height 6.25 -13.5mm, Width 6mm-12mm, Articular Diameter- 36mm & 42mm | 2019-03-01 | DELETE
Tornier Pty Ltd | 06 - Specialist Orthopaedic | TO172 | Aequalis Reversed Fracture - Humeral Spacer | Lateralized Spacer | 9mm | 2019-03-01 | DELETE
Tornier Pty Ltd | 06 - Specialist Orthopaedic | TO173 | Aequalis Reversed Fracture - Hemi-prosthesis Adaptor | Hemi-prosthesis Adaptor including union screw | One size only | 2019-03-01 | DELETE
Tornier Pty Ltd | 06 - Specialist Orthopaedic | TO174 | Latitude EV Humeral Stem | Cobalt-chromium humeral stem with Ti Plasma spray | Stem length: Standard, 150mm, 200mm | 2019-03-01 | DELETE
Tornier Pty Ltd | 06 - Specialist Orthopaedic | TO175 | Latitude EV Ulnar Stem | Chromium cobalt ulnar stem with Ti Plasma spray | Stem length: Short, Standard, 70mm, 125mm, 150mm | 2019-03-01 | DELETE
Tornier Pty Ltd | 06 - Specialist Orthopaedic | TO176 | Simpliciti - Humeral Head | Anatomic humeral head, centred, CoCr | 39 x 14, 41 x 15, 43 x 16, 46 x 17, 48 x 18, 50 x 16, 50 x 19, 52 x 19, 52 x 23 | 2019-03-01 | DELETE
Tornier Pty Ltd | 06 - Specialist Orthopaedic | TO177 | Simpliciti - Nucleus | Uncemented humeral component, titanium, coated with a sintered titanium CP Ti bead coating | 1,2,3 | 2019-03-01 | DELETE
Tornier Pty Ltd | 06 - Specialist Orthopaedic | TO178 | Aequalis PerFORM Glenoid - CortiLoc | UHMWPE pegged glenoid with CortiLoc central peg | Small - backside radius of 30mm, 35mm and 40mm Medium - backside radius of 30mm, 35mm and 40mm Large - backside radius of 40mm, 50mm and 60mm Extra large - backside radius of 40mm, 50mm and 60mm | 2019-03-01 | DELETE
Tornier Pty Ltd | 06 - Specialist Orthopaedic | TO170 | Aequalis Primary Shoulder Prostheses - Keeled Glenoid | UHMWPE Keeled Glenoid Component | Small (31.5mm), meduim (34mm), large (36mm) , extra large (38.5mm) | 2019-03-01 | DELETE
Heraeus Medical Australia Pty Ltd | 06 - Specialist Orthopaedic | HK010 | Palacos R+G Pro | Single Mix PMMA with Gentamicin and Complex Delivery System | 55g, 75g | 2019-03-01 | DELETE
Getz Healthcare Pty Ltd | 03 - General Miscellaneous | ME205 | Purple Surgical Ultimate endoscopic linear cutter stapler reloading units, articulating | The Purple Surgical Ultimate endoscopic linear cutter stapler reloading units, articulating, are for single patient use only, and are used in conjunction with the Purple Surgical Ultimate endoscopic linear cutter stapler universal handles. A single use reloading unit can be replaced up to 24 times on the same universal handle, during the same procedure. The endoscopic linear cutter stapler articulating reloading unit is compatible with the endoscopic linear cutter stapler universal handles and are available in 30mm, 45mm, and 60mm staple length options, and in three staple sizes, 2.5mm, 3.5mm, and 4.8mm, to accommodate various tissue thicknesses. Each endoscopic linear cutter stapler reloading unit is single use. | 30mm, 45mm, and 60mm staple lengths. 2.5mm, 3.5mm, and 4.8mm staple sizes. | 2019-03-01 | DELETE
Zimmer Biomet Pty Ltd | 11 - Hip | BI700 | Par 5 Protrusio Acetabular System | Obturator Hook or Blade or Flange, Ti | Short, Medium or Long | 2019-03-01 | DELETE
Biotronik Australia Pty Ltd | 08 - Cardiac | BT183 | Etrinsa 8 DR-T | Dual Chamber Pacemaker, ventricular capture control, physiological rate adaption, automatic event (IEGM) & trend triggered transmission. Wandless telemetry, Home Monitoring, MRI conditional, IS-1 connector | 53 x 44.5 x 6.5 mm, 12cm3, 25grams | 2019-03-01 | DELETE
Biotronik Australia Pty Ltd | 08 - Cardiac | BT184 | Iperia 7 HF-T QP | Triple Chamber ICD, ventricular capture control, physiological rate adaption, automatic event (IEGM) & trend triggered transmission. Wandless telemetry, Home Monitoring, MRI conditional, DF-4,IS-1, IS-4 quadripolar connector | 65mm x 58.5mm x 11mm, 36cm3, 87grams | 2019-03-01 | DELETE
Biotronik Australia Pty Ltd | 08 - Cardiac | BT189 | Etrinsa 8 HF-T | Triple Chamber CRT-Pacemaker, capture management all chambers, physiological rate adaption, atrial overdrive pacing, event triggered IEMG transmission. Wandless telemetry, Home Monitoring, MRI conditional, IS-1 connector | 53 x 49 x 6.5 mm, 14cm3, 25grams | 2019-03-01 | DELETE
Biotronik Australia Pty Ltd | 08 - Cardiac | BT200 | Protego DF-1 ProMRI S DX | Pentapolar, single-coil ICD lead with floating atrial dipole. Permanent, transvenous implantation in the right ventricle. MRI conditional use | Length: 65cm. Distance of dipole from tip: 15cm or 17cm | 2019-03-01 | DELETE
Biotronik Australia Pty Ltd | 08 - Cardiac | BT194 | Protego DF-1 ProMRI SD | Dual-shock coil ICD lead with active fixation helix and hydrophilic coating on lead body. MRI conditional use | LENGTHS: 65, 75CM; Diameter: 7.8Fr | 2019-03-01 | DELETE
AMO Australia Pty Ltd | 01 - Ophthalmic | AO016 | Verisyse AC IOL | Phakic Intraocular Lens: Model Myopia. Composition: PMMA | 5mm Optic Diameter x 8.5 overall length; 6mm Optic Diameter x 8.5 overall length | 2019-03-01 | DELETE
AMO Australia Pty Ltd | 01 - Ophthalmic | AO017 | Verisyse AC IOL | Phakic Intraocular Lens: Model Hyperopia. Composition: PMMA | 5mm Optic Diameter x 8.5 overall length | 2019-03-01 | DELETE
AMO Australia Pty Ltd | 01 - Ophthalmic | AO019 | Verisyse AC IOL | Aphakic Model | 5mm Optic Diameter x 8.5 overall length | 2019-03-01 | DELETE
AMO Australia Pty Ltd | 01 - Ophthalmic | AO025 | VeriFlex Foldable Phakic IOL | Anterior chamber foldable phakic silicone intraocular lens | -2 to -14.5d in 0.5d increments. Overall diameter 8.5mm. Optic 6.0mm | 2019-03-01 | DELETE
Biotronik Australia Pty Ltd | 08 - Cardiac | BT201 | Protego DF-1 ProMRI S | Single shock coil ICD lead with active fixation, fractal coating and steroid elution. Coated in SilGlide coating for improved gliding. MRI condional use | Lengths: 65cm, 75cm | 2019-03-01 | DELETE
Getz Healthcare Pty Ltd | 03 - General Miscellaneous | ME204 | Purple Surgical Ultimate reloadable linear stapler with indicator - reloads | These are the reloads for the Purple Surgical Ultimate reloadable linear stapler with indicator (Prostheses List application ref. #U5HR-3R6S). The reloads are available in 30mm, 45mm, 60mm, and 90mm staple line lengths for use in different applications. Two staple sizes (3.5mm and 4.8mm) are available to accommodate different tissue thicknesses. | 30mm, 45mm, 60mm, and 90mm staple line lengths. 3.5mm and 4.8mm staple sizes. | 2019-03-01 | DELETE
Device Technologies Australia Pty Ltd | 01 - Ophthalmic | DE188 | Acrylic Implant | Acrylic | 12, 14, 16, 18, 20mm. | 2019-03-01 | DELETE
Device Technologies Australia Pty Ltd | 01 - Ophthalmic | DE201 | Labtician Tantalum Clips | Tantalum | 2, 2.5mm | 2019-03-01 | DELETE
Device Technologies Australia Pty Ltd | 01 - Ophthalmic | DE202 | John Weiss Glass Mule Globes | Glass | No: 12, 14, 16, 18, 20mm | 2019-03-01 | DELETE
Device Technologies Australia Pty Ltd | 01 - Ophthalmic | DE228 | LSO Silicone Oil | Silicone oil for tamponade use in vitreoretinal surgery | 10ml, vial or syringe | 2019-03-01 | DELETE
Device Technologies Australia Pty Ltd | 13 - Spinal | DE387 | C-Plate - Fixed and Variable Screws | C-Plate Anterior Cervical Plates are inserted via an anterior approach to the cervical spine, in order to fix one or two levels of vertebrae together. Such fixation is performed to cause bony fusion between the levels and is done in order to address pain, instability, and/or a range of other indications. The C-Plate system consists of low-profile (1.6mm thick) pre-contoured plates of varying sizes and a full range of screws. The plates themselves contain an innovative screw-loking mechanism utlising an elastic locking ring which allows the surgeon choice between semi-fixed or variable-angle self-tapping screws. | Diameters: 3.5mm and 4.0mm, with lengths ranging from 10mm to 20mm in 1 mm increments | 2019-03-01 | DELETE
Device Technologies Australia Pty Ltd | 13 - Spinal | DE411 | Mobi-C Cervical Disc Prosthesis | A cervical intervertebral disc replacement consisting of superior and inferior spinal plates and a mobile bearing insert. | Depth (13-19mm) x width (15-19mm) x height (4.5-7mm) | 2019-03-01 | DELETE
SPIRAN PTY. LTD. | 07 - Plastic and Reconstructive | BY010 | Biopore Nasal Dorsum Shape | An implantable device intended to support, contour, and provide structure for the nose and zygoma. Made of high-density polyethylene material with an interconnecting pore structure that supports tissue ingrowth. The device is available in various shapes and can be cut by the surgeon to meet the patient's specific needs. | 53 x 5mm, 66 x 6 mm, 76 x 15mm, 40 x 9mm | 2019-03-01 | DELETE
Device Technologies Australia Pty Ltd | 13 - Spinal | DE379 | Spine Tune TL - Cross Connector | This component is a connector that links/fixates two rods together. | Cross Connector - 33-40mm Cross Connector - 40-50mm Cross Connector - 50-60mm Cross Connector - 60-70mm Cross Connector - 70-80mm | 2019-03-01 | DELETE
Device Technologies Australia Pty Ltd | 13 - Spinal | DE378 | SpineTune TL - Set Screw | This component is a screw set that is inserted within the rod housing of the monoaxial and polyaxial screws to secure the rod to the screw. | One size only | 2019-03-01 | DELETE
Device Technologies Australia Pty Ltd | 13 - Spinal | DE380 | SpineTune TL - Monoaxial Screws | These components are monoaxial pedicle screws | Diameters 4.5mm to 9.5mm in steps of 0.5mm Lengths 30mm to 100mm in steps of 5mm | 2019-03-01 | DELETE
Device Technologies Australia Pty Ltd | 13 - Spinal | DE381 | SpineTune TL - Polyaxial Screws | These components are Polyaxial Screws that insert into the pedicles of the spine. The polyaxial heads allow a rod to connect to the screw in at angles varying up to +/- 30 degrees from neutral alignment (60 degree range) | Length 30mm to 100mm in steps of 5mm Diameter 4.5mm to 8.5mm in steps of 0.5mm | 2019-03-01 | DELETE
Device Technologies Australia Pty Ltd | 13 - Spinal | DE382 | SpineTune Tl - Cannulated Polyaxial Screws | These products are cannulated Polyaxial Screws that insert into the pedicles of the spine. The polyaxial heads allow a rod to connect to the screw in at angles varying up to +/-30 degrees from neutral alignment (60 degree range) and the cannulation allows the screws to be placed into minimally-invasive incisions along a guide wire. | Length 30mm to 100mm in steps of 5mm Diameter 5.5mm to 8.5mm in steps of 0.5mm | 2019-03-01 | DELETE
Device Technologies Australia Pty Ltd | 13 - Spinal | DE383 | SpineTune TL - Rod | This component is a rod that is inserted within the rod housing of the monoaxial and polyaxial screws in each pedicle, linking and fixing the vertebrae together. This group of components includes pre-curved rods. | Straight Rods: Diameter 6mm Lengths 30 to 600mm | 2019-03-01 | DELETE
Device Technologies Australia Pty Ltd | 13 - Spinal | DE384 | SpineTune TL - Curved Rod | This component is a pre-curved rod that is inserted within the rod housing of the monoaxial and polyaxial screws in each pedicle, linking and fixing the vertebrae together | Diameter 6mm Lengths 30 to 150mm | 2019-03-01 | DELETE
Device Technologies Australia Pty Ltd | 13 - Spinal | DE385 | C-Plate Cervical Plates 22-54mm | C-Plate Anterior Cervical Plates are inserted via an anterior approach to the cervical spine, in order to fix one or two levels of verterbrae together. Such fixation is performed to cause bony fusion between levels and is done in order to address pain, instability, and/or a range of other indications. The C-Plate System consists of low-profile (1.6mm thick) pre-contoured plates of varying sizes and a full range of screws. The plates themselves contain an innovative screw-locking mechanism utilising an elastic locking ring which allows the surgeon choice between semi-fixed or variable-angle self-tapping screws. | Lengths 22 to 54mm in increments of 2mm | 2019-03-01 | DELETE
Device Technologies Australia Pty Ltd | 13 - Spinal | DE349 | ROI-A ALIF Cage | The ROI-A implant is an ALIF interbody/fusion cage manufactured from PEEK-Optima. If the surgeon so chooses, additional stability can be added to the construct by inserting optional self-guided, locking anchoring plates into the cage and the adjacent vertebral bodies. | Footprints 23x26mm, 30x33mm, 33x36m, 27x36mm, 30x39mm. Lordosis angles 2, 6, 10, 14 degrees. Heights 9-19mm. 1 cage per pack. | 2019-03-01 | DELETE
Device Technologies Australia Pty Ltd | 13 - Spinal | DE386 | C-Plate - Cervical Plates 56-70mm | C-Plate Anterior Cervical Plates are inserted via an anterior approach to the cervical spine, in order to fix one or two levels of vertebrae together. Such fixation is performed to cause bony fusion between levels and is done in order to address pain, instability, and/or a range of other indications. The C-Plate System consists of low-profile (1.6mm thick) pre-contoured plates of varying sizes and a full range of screws. The plates themselves contain an innovative screw-locking mechanism utilising an elastic locking ring which allows the surgeon choice between semi-fixed or variable-angle self-tapping screws. | Lengths: 56 to 70mm in increments of 2mm | 2019-03-01 | DELETE
Emergo Asia Pacific Pty Ltd | 06 - Specialist Orthopaedic | ER294 | Orthomed Metallic Compression Screw | The compression screw is indicated for fixation of bone fragments for forefoot surgery. The compression screws are self-tapping cannulated screws, which present two types of thread diameter (one on the screw head and a body part of the screw). They are particularly intended to repair the 1st metatarsal in the foot. The pitch difference between the proximal and the distal part allows creating a compression are between the upper and lower bone fragment of 1st metatarsal improving the healing process. | 10 sizes Head diameter: 3.8mm Proximal diameter: 3mm Internal diameter: 1.10mm Different length from 10mm to 34mm by pitch of 2mm between each reference | 2019-03-01 | DELETE
Emergo Asia Pacific Pty Ltd | 11 - Hip | ER295 | Spacer-G | Temporary implantable device for the treatment of infected total hip replacement, Composition - stainless steel core surrounded by PMMA impregnated with Gentamicin | Short Stems, Head size 46mm, 54mm, 60mm | 2019-03-01 | DELETE
Emergo Asia Pacific Pty Ltd | 11 - Hip | ER296 | Spacer-G | Temporary implantable device for the treatment of infected total hip replacement, Composition - stainless steel core surrounded by PMMA impregnated with Gentamicin | Long Stems, Head size 46mm, 54mm, 60mm | 2019-03-01 | DELETE
Emergo Asia Pacific Pty Ltd | 12 - Knee | ER297 | Spacer-K | Temporary implantable device for the treatment of infected total knee replacement, Composition - stainless steel core surrounded by PMMA impregnated with Gentamicin | Small, Medium, Large | 2019-03-01 | DELETE
Emergo Asia Pacific Pty Ltd | 06 - Specialist Orthopaedic | ER302 | Cemex-genta bone cement | 1 mix Methylmethacrylate/ Polymethylmethacrylate with gentamiacin | 1 mix 40g powder and 13.3g liquid | 2019-03-01 | DELETE
Emergo Asia Pacific Pty Ltd | 06 - Specialist Orthopaedic | ER304 | Cemex® System Genta | Bone Cement with Gentamicin packaged in a complex delivery system | 40, 60, 70 and 80 grams | 2019-03-01 | DELETE
Zimmer Biomet Pty Ltd | 06 - Specialist Orthopaedic | BH260 | HI S3 Shoulder Fixation System | Peg, Standard Stainless Steel | 4mm | 2019-03-01 | DELETE
Zimmer Biomet Pty Ltd | 06 - Specialist Orthopaedic | BH262 | HI S3 Shoulder Fixation System | Bone screw | 3.8 to 4.0mm | 2019-03-01 | DELETE
Zimmer Biomet Pty Ltd | 06 - Specialist Orthopaedic | BH263 | HI S3 Shoulder Fixation System | Set Screw, 90 Deg Locking | One size | 2019-03-01 | DELETE
Zimmer Biomet Pty Ltd | 06 - Specialist Orthopaedic | BH258 | HI S3 Shoulder Fixation System | S3 Shoulder Plate | 7 to 15 holes | 2019-03-01 | DELETE
LMT Surgical Pty Ltd | 06 - Specialist Orthopaedic | LM299 | Elite SPK | PEEK Suture Anchor with sutures. | 7,9mm | 2019-03-01 | DELETE
LMT Surgical Pty Ltd | 06 - Specialist Orthopaedic | LM301 | Sharc FT | Anchors without sutures. | 4mm | 2019-03-01 | DELETE
LMT Surgical Pty Ltd | 06 - Specialist Orthopaedic | LM302 | Elite SPK | PEEK Suture Anchor | 7,9mm | 2019-03-01 | DELETE
LMT Surgical Pty Ltd | 06 - Specialist Orthopaedic | LM303 | Sharc FT | Anchors with sutures. | Sharc FT is 4mm | 2019-03-01 | DELETE
Lima Orthopaedics Australia Pty Ltd | 11 - Hip | LC165 | Delta One TT Acetabular Cup | Delta One TT Acetabular Cup Ti6AI4V | 44 - 66mm | 2019-03-01 | DELETE
Lima Orthopaedics Australia Pty Ltd | 11 - Hip | LC169 | Delta Liner - Biolox Forte | Delta Liner - Biolox Forte + Ti6AI4V | 28 - 40mm ID x Size A to E | 2019-03-01 | DELETE
Zimmer Biomet Pty Ltd | 06 - Specialist Orthopaedic | BH345 | Comprehensive Segmental Revision System (SRS) | Comprehensive SRS PPS Augment | Small, Large | 2019-03-01 | DELETE
Zimmer Biomet Pty Ltd | 06 - Specialist Orthopaedic | BH364 | BMP Cable Plate | Dynamic, compression plate, stainless steel | 110mm - 160mm | 2019-03-01 | DELETE
Zimmer Biomet Pty Ltd | 11 - Hip | BI062 | FR Thompson Hip Prosthesis System | Modular Curved Femoral Stem, Titanium. | 38mm - 55mm | 2019-03-01 | DELETE
Boston Scientific Australia Pty Ltd | 03 - General Miscellaneous | BS355 | Agile Biliary RX Stent System | Self-expanding nitinol biliary stent, fully covered with Permalume™ translucent silicone polymer | Diameter 6-8mm, Length 40-60mm | 2019-03-01 | DELETE
Biotronik Australia Pty Ltd | 08 - Cardiac | BT066 | Selox ST | Transvenous Bipolar Passive Steroid Ventricular Pacing Lead, fractal coated | 53 and 60cm lengths | 2019-03-01 | DELETE
Biotronik Australia Pty Ltd | 08 - Cardiac | BT067 | Selox JT | Bipolar, passive fixation, steroid eluting pacing lead with fractal coating and J-shape | Lengths: 45, 53 cm | 2019-03-01 | DELETE
Biotronik Australia Pty Ltd | 08 - Cardiac | BT119 | Linox SMART TD | Dual-shock coil ICD lead with passive fixation and hydrophilic coating on lead body. | Lengths: 65, 75 cm, Diameter: 7.8Fr | 2019-03-01 | DELETE
Zimmer Biomet Pty Ltd | 12 - Knee | BI186 | Maxim Complete Knee System Tibial Baseplate | Tibial baseplate, uncemented, Titanium plasma sprayed surface (Porous plasma spray PPS) with HA | 59 - 91mm | 2019-03-01 | DELETE
Biotronik Australia Pty Ltd | 08 - Cardiac | BT110 | Evia SR-T | Fully automatic, single chamber pacemaker with Closed Loop Stimulation, Home Monitoring and extended longevity | Size: 53mm x 39mm x 6.5mm (W x H x D), Volume: 11cc, Mass: 24g | 2019-03-01 | DELETE
Biotronik Australia Pty Ltd | 08 - Cardiac | BT114 | Evia DR-T | Fully automatic, dual chamber pacemaker with Closed Loop Stimulation, Home Monitoring, Vp suppression and extended longevity | Size: 53mm x 43mm x 6.5mm (W x H x D), Volume: 11cc, Mass: 26g | 2019-03-01 | DELETE
Zimmer Biomet Pty Ltd | 11 - Hip | BI129 | Mallory Head Hip System | Acetabular cup, UHMWPE | 40-80mm | 2019-03-01 | DELETE
Biotronik Australia Pty Ltd | 08 - Cardiac | BT147 | Evia HF-T | MRI conditional Multiprogrammable biventricular pacemaker with Home Monitoring | 53mm x 49mm x 6.5mm (W x H x D), Volume: 14cm3 Mass: 26 grams | 2019-03-01 | DELETE
Biotronik Australia Pty Ltd | 08 - Cardiac | BT149 | Linox Smart T | Single-shock coil ICD lead with passive fixation, and SilGlide technology | 65 cm length | 2019-03-01 | DELETE
Livanova Australia Pty Limited | 08 - Cardiac | SA158 | PARADYM™ RF CRT-D 9750 | Implantable Cardioverter Defibrillator, for resyncronisation of heart failure, high output extended longevity and home monitoring. | 69.5 x 73.4 x 11mm 38.6cc 95g | 2019-03-01 | DELETE
Livanova Australia Pty Limited | 08 - Cardiac | SA159 | PARADYM™ RF CRT-D SonR 9770 | Implantable Cardioverter Defibrillator for resyncronisation of heart failure, high output, extended longevity and home monitoring, and in conjunction with a dedicated atrial lead with SonR sensor provides automatic adjustment of AV/VV delays for optimisation of resynchronisation therapy. | 69.5 x 73.4 x 11mm 38.6cc 95g | 2019-03-01 | DELETE
Livanova Australia Pty Limited | 08 - Cardiac | SA160 | REPLY™ 200 DR | REPLY™ 200 DR is a DDDR-type dual chamber rate-responsive pacemaker. It is equipped with a physiological sensor (minute ventilation) and an accelerometer to allow adaption of pacing to suit the patients activity. | Dimensions 41.2 x 41.5 x 6.1mm, Weight 20g, Volume 8cm3. | 2019-03-01 | DELETE
Livanova Australia Pty Limited | 08 - Cardiac | SA161 | REPLY 200™ SR | REPLY 200™ SR is a Single Chamber rate-responsive pacemaker. | Dimensions 37.4 x 41.5 x 6.1mm, Weight 19g, Volume 7.5cm3. Connector IS-1, Sensors Minute Ventilation (MV) and Accelerometer (G). | 2019-03-01 | DELETE
Livanova Australia Pty Limited | 08 - Cardiac | SA156 | PARADYM™ RF DR 9550 | Dual Chamber Implantable Cardioverter Defibrillator with rate response, high output extended longevity and remote monitoring. | 69.5 x 73.4 x 11mm 38.6cc 95g | 2019-03-01 | DELETE
Livanova Australia Pty Limited | 08 - Cardiac | SA157 | PARADYM™ RF VR 9250 | Single Chamber, High Energy, Implantable Cardioverter Defibrillator with rate response and remote monitoring. | 69.5 x 73.4 x 11mm 38.6cc 95g | 2019-03-01 | DELETE
Livanova Australia Pty Limited | 08 - Cardiac | SA166 | INTENSIA DR MODEL 154 | INTENSIA DR MODEL 154 is a Dual Chamber ICD with 39J output, RF, Home Monitoring, DF-4 connectivity. | 68.4 x 73.4 x 11mm | 2019-03-01 | DELETE
Livanova Australia Pty Limited | 08 - Cardiac | SA167 | INTENSIA VR MODEL 124 | INTENSIA VR MODEL 124 is a Single Chamber ICD with 39J output, RF, Home Monitoring, DF-4 connectivity | 61.9 x 73.4 x 11mm | 2019-03-01 | DELETE
Smith & Nephew Pty Ltd | 06 - Specialist Orthopaedic | SN570 | TC 100 Plate | Cloverleaf Plate | 3-4 hole | 2019-03-01 | DELETE
Livanova Australia Pty Limited | 08 - Cardiac | SA183 | Platinium DR 1510 | PLATINIUM DR 1510 is an implantable dual-chamber cardioverter defibrillator. It is equipped with an accelerometer to allow adaptation of pacing to suit the patient’s activity. PLATINIUM DR 1510 is also equipped with the RF wireless technology which enables remote monitoring of patients who have the Sorin SMARTVIEW Monitor installed at home and wireless interrogation and device programming by Orchestra Plus programmer equipped with ORCHESTRA PLUS LINK accessory. The PLATINIUM DR 1510 is designed to recognize and treat slow or fast VT and VF by continuously monitoring atrial and ventricular activity to identify persistent ventricular arrhythmias and to deliver appropriate therapies. PLATINIUM DR 1510 features the PARAD/PARAD+ algorithm, which is specifically designed to differentiate ventricular tachycardias from fast rhythms of supraventricular origin. PARAD/PARAD+ continuously monitors R-R interval stability, searches for long cycles, assesses the degree of P-R association, evaluates sudden onset and determines the chamber of arrhythmia acceleration. | Dimensions 73 x 54.3 x 11.1 mm Weight 86 g Volume 33 cm3 Active surface area of casing 62.7cm2 Connector Atrium: IS-1 bipolar. Ventricle: IS-1 bipolar, 2*DF-1. | 2019-03-01 | DELETE
Livanova Australia Pty Limited | 08 - Cardiac | SA184 | SonR tip PS55D Lead | The SonR tip™ lead is an atrial endocardial pacemaker lead equipped with a hemodynamic sensor embedded in the tip of a straight, bipolar RA pacing lead · Unlike other automatic optimisation strategies, the signal recorded by the SonR sensor reflects global ventricular contractility · Optimisation by SonR is similar to continuous AV and VV optimisation by echocardiography. | Length - 520mm, Diameter 2.6mm, 7.8 F | 2019-03-01 | DELETE
Zimmer Biomet Pty Ltd | 12 - Knee | ZI423 | Natural Knee Femoral Component | Femoral component, cemented, CoCr, possterior stabilised | Size 00 to 4 (left & right), | 2019-03-01 | DELETE
Zimmer Biomet Pty Ltd | 11 - Hip | ZI467 | Durom resurfacing cup | CoCr and Titanium, plasma spray, non HA | A - V | 2019-03-01 | DELETE
Zimmer Biomet Pty Ltd | 11 - Hip | ZI472 | Durom (Metasul) Resurfacing System - Ballhead | Forged CoCr femoral head | A1 to L1 | 2019-03-01 | DELETE
Zimmer Biomet Pty Ltd | 11 - Hip | ZI473 | APR Conversion Ring | Titanium ring | 39 to 71 | 2019-03-01 | DELETE
Zimmer Biomet Pty Ltd | 11 - Hip | ZI474 | Durom Hip Resurfacing System - Adaptor Sleeves | Forged CoCr allo | A1 to L1 | 2019-03-01 | DELETE
Tornier Pty Ltd | 06 - Specialist Orthopaedic | TO142 | 611 Ankle Fusion Nail | The 611 ankle arthrodesis nail is made out of titanium alloy (Ti6AI4V) and is associated with self locking screws, a plug and an internal screw. The nail is delivered sterile. The self locking screws, plug and internal locking screw are delivered non-sterile with the instrumentation | 10mm x 180mm, 6 deg left, 10mm x 180mm, 6 deg right 12mm x 180mm, 6 deg left, 12mm x 180mm, 6 deg right 10mm x 180mm, 11 deg left, 10mm x 180mm, 11 deg right 12mm x 180mm, 11 deg left, 12mmx180mm, 11 right | 2019-03-01 | DELETE
Tornier Pty Ltd | 06 - Specialist Orthopaedic | TO143 | 611 Ankle Fusion Nail -Component : LOCKING SCREWS | The 611 ankle arthrodesis nail, self locking screws are made out of titanium alloy (Ti6AI4V) and incorporate a unique anti-backout design feature to ensure optimal fixation | 5mm x100mm, 5mmx95mm, 5mmx90mm, 5mmx85mm, 5mmx80mm, 5mmx75mm, 5mmx70mm, 5mmx65mm, 5mmx60mm, 5mmx55mm, 5mmx50mm, 5mmx45mm, 5mmx40mm, 5mmx35mm, 5mmx32mm, 5mmx29mm, 5mmx26mm, 5mmx23mm, 5mmx20mm | 2019-03-01 | DELETE
Tornier Pty Ltd | 06 - Specialist Orthopaedic | TO144 | 611 Ankle Fusion Nail - Component: PLUGS | The 611 ankle arthrodesis nail, 2mm & 7mm plugs are made out of titanium alloy (Ti6AI4V). They are delivered non-sterile | 0mm - 7.5mm | 2019-03-01 | DELETE
Tornier Pty Ltd | 06 - Specialist Orthopaedic | TO145 | WAVE Calcaneal Fracture System - Fully Threaded Screw | The WAVE Calcaneal Fracture System is a low profile, anatomical plate and screws system designed for the fixation of calcaneal fractures. The plate and associated locking and non- locking screws facilitate the reconstrution of the height and width of the calcaneus, and possible remodelling of the lateral calcaneal wall. The WAVE calcaneal Fracture System is provided non-sterile. The Fully Threaded Screw is used with the WAVE Calcaneal Plate | Screws Diameter = 4.0mm; Length = 26-50mm in 2mm increments & 55-90mm in 5mm | 2019-03-01 | DELETE
Tornier Pty Ltd | 06 - Specialist Orthopaedic | TO046 | Aequalis Reversed Shoulder - Fixation Screw for Articular Implant | Titanium, sterile and non-sterile | D4.5mm, L20 to 50mm | 2019-03-01 | DELETE
Tornier Pty Ltd | 06 - Specialist Orthopaedic | TO047 | Fixation Screw for Articular Implant | Titanium, sterile and non-sterile | D 4.5mm, L 18mm to 50mm | 2019-03-01 | DELETE
Tornier Pty Ltd | 06 - Specialist Orthopaedic | TO048 | Aequalis Reversed fracture-standard | Monobloc Humeral Stem CoCr cemented | Length 130mm Dia 7 9 11 13 15 | 2019-03-01 | DELETE
Tornier Pty Ltd | 06 - Specialist Orthopaedic | TO049 | Aequalis Reversed Fracture Shoulder - Revision | Monobloc Humeral Stem CoCr and HA coated proximally | Length 170, 180 or 210mm Dia 7 9 11 13mm | 2019-03-01 | DELETE
Tornier Pty Ltd | 06 - Specialist Orthopaedic | TO050 | Aequalis Humeral Nail | Humeral Nail, straight, cannulated, Ti | Right/Left, dia 7mm and 8mm, Lg 130mm, 210mm, 230mm, 250mm and 270mm | 2019-03-01 | DELETE
Tornier Pty Ltd | 06 - Specialist Orthopaedic | TO146 | WAVE Calcaneal Fracture System - Cannulated Lag Screw | The WAVE Calcaneal Fracture System is a low profile, anatomical plate and screws system designed for the fixation of calcaneal fractures. The plate and associated locking and non-locking screws facilitate the reconstruction of the height and width of the calcaneus, and possible remodelling of the lateral calcaneal wall. The WAVE Calcaneal Fracture System is provided non-sterile. The Cannulated Lag Screw is used with the WAVE Calcaneal Fracture Plate or with the washer for optional off plate use. | Screws: Diameter: 4mm; Length = 26mm - 90mm (for lag screws) in 2mm increments up to 50mm and 5mm increments up to 90mm | 2019-03-01 | DELETE
Tornier Pty Ltd | 06 - Specialist Orthopaedic | TO147 | WAVE Calcaneal Fracture System - Locking Screw | The WAVE Calcaneal Fracture System is a low profile, anatomical plate and screw system designed for the minimally invasive fixation of the calcaneal fractures. The plate and associated locking and non-locking screws facilitate the reconstruction of the height and width of the calcaneus, and remodelling of the lateral calcaneal wall. The WAVE calcaneal System is provided non-sterile. The Locking Screw is used with the WAVE Calcaneal Fracture Plate | Screws: Diameter = 4.0mm, Length - 14-44 in 2mm increments | 2019-03-01 | DELETE
Tornier Pty Ltd | 06 - Specialist Orthopaedic | TO148 | WAVE Calcaneal Fracture System PLATE | The WAVE Calcaneal Fracture System is a low profile, anatomical plate and screw system designed for the minimally invasive fixation of calcaneal fractures. The plate and associated locking and non-locking screws facilitate the reconstruction of the height and width of the calcaneus, and the remodelling of the lateral calcaneal wall. The WAVE calcaneal Fracture System Plate has 7 screw holes (6 are threaded) and the plates are 2 - 3mm thick and are available in 3 sizes. The WAVE Calcaneal Fracture System Plate also has two bending zones for a customised anatomical fit | Plates: Large Plates (Left or Right): Length = 71mm Width = 10-11mm Medium Plates (Left or Right): Length = 67mm Width = 10-11mm Small Plates: (Left or Right): Length = 63mm Width = 10-11mm | 2019-03-01 | DELETE
Tornier Pty Ltd | 06 - Specialist Orthopaedic | TO149 | BIOProfile Pyrocarbon Carpometacarpal Implants | Low Temperature Isotropic Pyrolytic Carbon Implants for carpometacarpal resurfacing (arthroplasty) | Small, Medium, Large & Extra Large | 2019-03-01 | DELETE
Tornier Pty Ltd | 06 - Specialist Orthopaedic | TO150 | Insite FT Biocomposite Suture Anchor | Absorbable suture anchor preloaded with or without needles. | 4.5mm, 5.5mm, 6.5mm | 2019-03-01 | DELETE
Tornier Pty Ltd | 06 - Specialist Orthopaedic | TO151 | MaxLock Extreme System - Small Complex VAL Plates >6 holes | Small complex variable angle lockig plates, Titanium, >6 holes | > 6 holes | 2019-03-01 | DELETE
Tornier Pty Ltd | 06 - Specialist Orthopaedic | TO156 | Insite FT Suture Anchor | Titanium suture anchor, fully threaded, preloaded with sutures | 2.5mm - 3.5mm | 2019-03-01 | DELETE
Tornier Pty Ltd | 06 - Specialist Orthopaedic | TO157 | Insite FT PEEK Knotless Suture Anchor | PEEK knotless suture anchor, fully threaded | 4.5mm to 6.5mm | 2019-03-01 | DELETE
Tornier Pty Ltd | 06 - Specialist Orthopaedic | TO159 | MaxLock Extreme System – Edgelock II STP Plate | Calcaneal displacement osteotomies locking plate, Titanium. | ≤ 6 holes | 2019-03-01 | DELETE
Tornier Pty Ltd | 06 - Specialist Orthopaedic | TO160 | Latitude Total Elbow Prosthesis – Ulnar Bushing | Ultra-high molecular weight polyethylene ulnar bushing | Small, Medium, Large – Right and Left | 2019-03-01 | DELETE
Tornier Pty Ltd | 06 - Specialist Orthopaedic | TO161 | Latitude Elbow Prosthesis – Humeral Screw | Humeral Screw for revision surgery | Small, Medium and Large | 2019-03-01 | DELETE
Tornier Pty Ltd | 06 - Specialist Orthopaedic | TO162 | Piton 2.8mm | Soft Tissue Fixation Implant | 2.8mm | 2019-03-01 | DELETE
Tornier Pty Ltd | 06 - Specialist Orthopaedic | TO163 | Aequalis Reversed Shoulder - Hemi Prosthesis Adaptor | Hemi Prosthesis Adaptor including union screw | 36mm and 42mm diameter | 2019-03-01 | DELETE
Stryker Australia Pty Ltd | 13 - Spinal | SR038 | Techtonix | Plate, titanium | 22mm-58mm | 2019-03-01 | DELETE
Stryker Australia Pty Ltd | 13 - Spinal | SR039 | Techtonix System | Screw, titanium | 5-6mm x 25mm-60mm | 2019-03-01 | DELETE
Zimmer Biomet Pty Ltd | 06 - Specialist Orthopaedic | ZI132 | NexGen Knee High Tibial Osteotomy System | Plate - Ti | 1 - 6 Holes | 2019-03-01 | DELETE
Tornier Pty Ltd | 06 - Specialist Orthopaedic | TO051 | Aequalis Humeral Nail Screws | Screws for Aequalis Humeral Nail. Cannulated Proximal screws: 5mm Diameter cannulated Ti, PE insert with thread inside. Distal screws 4.5mm Diameter, Ti. Sterile and non sterile. | Proximal Screws length: From 36 to 60 every 4mm Distal Screws length: From 20 to 32 every 2mm | 2019-03-01 | DELETE
Tornier Pty Ltd | 06 - Specialist Orthopaedic | TO052 | Piton Knotless Fixation Implant System | System includes Piton Knotless anchors (single) NiTi and two Force Fiber sutures size #2 UHMWPE | Anchor: one size. Suture: size 2 in the system, options: blue/white or black/white | 2019-03-01 | DELETE
Tornier Pty Ltd | 06 - Specialist Orthopaedic | TO066 | Aequalis Reversed Shoulder, Glenoid Base Plate | Glenoid Base Plate (Metaglene) with Long Post option for revision | Standard or Revision (Long Post) dia 25mm and dia 29mm | 2019-03-01 | DELETE
Tornier Pty Ltd | 06 - Specialist Orthopaedic | TO067 | Aequalis Reversed Shoulder, Glenoid Sphere | Glenoid Sphere, standard, eccentric, wear compensation or lateralised | Diameter 33, 36, 39 and 42mm Centre, or Eccentricity +2mm, or Wear Compensations 10deg, or Lateralised +6mm / +8mm | 2019-03-01 | DELETE
Tornier Pty Ltd | 06 - Specialist Orthopaedic | TO068 | Latitude Elbow Prosthesis | Latitude Humeral Stem component, CoCr | Small, Medium, Large for both left and right | 2019-03-01 | DELETE
Tornier Pty Ltd | 06 - Specialist Orthopaedic | TO069 | Latitude Elbow Prosthesis | Latitude Humeral Spool component, standard or anatomic, CoCr + PEEK | Standard spool: Small, Medium, Large, Large +, anterior, posterior or centered, Anatomic Spool: Small, Medium, Large, Large +, Left and Right, Anterior Centred and Posterior Offset | 2019-03-01 | DELETE
Tornier Pty Ltd | 06 - Specialist Orthopaedic | TO070 | Latitude Elbow Prosthesis | Latitude Ulnar Stem CoCr + UMHWPE | Small , Medium, Large Left and Right specific for both long and short stem option | 2019-03-01 | DELETE
Tornier Pty Ltd | 06 - Specialist Orthopaedic | TO071 | Cheville Salto Ankle Prostheses | Tibial component mobile bearing CoCr, Ti, HA | Sizes 0,1,2,3 left and right | 2019-03-01 | DELETE
Tornier Pty Ltd | 06 - Specialist Orthopaedic | TO072 | Salto Ankle Prostheses | Talar component mobile bearing CoCr, Ti, HA | Sizes 0,1,2,3 left and right | 2019-03-01 | DELETE
Tornier Pty Ltd | 06 - Specialist Orthopaedic | TO073 | Cheville Salto Ankle Prostheses | Mobile insert UHMWPE | Sizes 0,1,2,3. Each size has thickness 4,5,6 & 7mm | 2019-03-01 | DELETE
Tornier Pty Ltd | 06 - Specialist Orthopaedic | TO074 | RHS Radial Head System, Radial Stem | RHS Elbow prosthesis, Proximal Radial Stem, Press-fit Short Stems or Long Cemented Stems, Ti Co | Press-Fit Short Stems: 6 to 10mm , neck 13mm or 16mm. Cementeed Long Stems: 6.5 or 8mm, neck 19 or 22mm | 2019-03-01 | DELETE
Tornier Pty Ltd | 06 - Specialist Orthopaedic | TO075 | RHS Radial Head System, Radial Head | RHS Elbow prosthesis, Radial Head, Ti Co | 18mm to 24mm | 2019-03-01 | DELETE
Tornier Pty Ltd | 06 - Specialist Orthopaedic | TO076 | Latitude Elbow Prosthesis | Latitude Radial Head component | Small, Medium, Large, Large + | 2019-03-01 | DELETE
Tornier Pty Ltd | 06 - Specialist Orthopaedic | TO077 | Latitude Elbow Prosthesis | Latitude Radial Stem component | Diam 6.5mm or 5mm | 2019-03-01 | DELETE
Tornier Pty Ltd | 06 - Specialist Orthopaedic | TO078 | Aequalis Reversed Shoulder, Cemented Stem | Aequalis Reversed Shoulder prosthesis, Cemented Stem, CoCr | Diam 6.5mm to 15mm, Length 100 to 210mm | 2019-03-01 | DELETE
Tornier Pty Ltd | 06 - Specialist Orthopaedic | TO079 | Aequalis Reversed Shoulder, Cementless Stem | Aequalis Reversed Shoulder prosthetis, Cementless stem Ti, HA Coated | Diam 6.5mm to 154mm, Length 100mm to 210mm | 2019-03-01 | DELETE
Tornier Pty Ltd | 06 - Specialist Orthopaedic | TO080 | Ascend Shoulder, Humeral Component | Anatomic humeral heads, low and high offset, CoCr | Low offset: 9 diameters from 38mm to 54mm, 8 thicknesses from 15mm to 21mm, offset 1.5mm High offset: 9 diameters from 38mm to 54mm, 8 thicknesses from 15mm to 21mm, offset 3.5mm to 4mm | 2019-03-01 | DELETE
Tornier Pty Ltd | 06 - Specialist Orthopaedic | TO090 | Insite FT anchors | Bone anchors Ti or PEEK, preloaded with suture with or without needle. | 4.5mm, 5.5mm or 6.5mm | 2019-03-01 | DELETE
Tornier Pty Ltd | 06 - Specialist Orthopaedic | TO092 | Salto Talaris Ankle Prosthesis - Talar component | Talar compoment, CrCo + Ti | Sizes 0, 1, 2, 3, Left and Right | 2019-03-01 | DELETE
Tornier Pty Ltd | 06 - Specialist Orthopaedic | TO093 | Salto Talaris Ankle Prosthesis - Tibial component | Tibial component, fixed bearing, CrCo + Ti | Sizes 0, 1,2,3 | 2019-03-01 | DELETE
WILLIAM A COOK AUSTRALIA PTY LTD | 03 - General Miscellaneous | WC265 | Biodesign Surgisis Inguinal Hernia Graft | Biodesign Surgisis Inguinal Hernia Graft is a biologically derived [porcine] sis collagen, non cross-linked graft, that remodels into strong host tissue reinforcement for the inguinal floor | 10cm x 15cm | 2019-03-01 | DELETE
Smith & Nephew Pty Ltd | 06 - Specialist Orthopaedic | SM011 | PLUS Endoprothetik Cerclage Systems | CCG-GF Band with fixation spikes - Pure Titanium | Length 27cm | 2019-03-01 | DELETE
Smith & Nephew Pty Ltd | 11 - Hip | SM055 | Universal Femoral Head | Chrome Cobalt | =< 32mm | 2019-03-01 | DELETE
Zimmer Biomet Pty Ltd | 11 - Hip | ZI296 | Anatomic II Hip System Femoral Stems | Titanium, plasma Spray, no HA | Sizes 9 - 19 | 2019-03-01 | DELETE
Zimmer Biomet Pty Ltd | 11 - Hip | ZI337 | Natural Hip System | Unpolished, straight, Femoral Stem, CoCr | 140 - 160mm | 2019-03-01 | DELETE
Zimmer Biomet Pty Ltd | 11 - Hip | ZI347 | Femoral Head | CoCr femoral head | 42 to 60 | 2019-03-01 | DELETE
Zimmer Biomet Pty Ltd | 11 - Hip | ZI360 | Converge | Durasul Insert - Special UHMWPE | 22/39 to 38/81mm | 2019-03-01 | DELETE
Zimmer Biomet Pty Ltd | 11 - Hip | ZI365 | Natural Hip System | Titanium stem with cancellous spray titanium coating with HA, standard and high offset | 00 to 7 | 2019-03-01 | DELETE
AMO Australia Pty Ltd | 01 - Ophthalmic | AO030 | Verisyse Toric (Custom) | Phakic intraocular lens: Model toric | 5mm Optic Diameter x 7.5mm overall length | 2019-03-01 | DELETE
Biotronik Australia Pty Ltd | 08 - Cardiac | BT205 | Protego ProMRI S | Tripolar ICD lead with active fixation. MRI Conditional | Length: 65cm, 75cm | 2019-03-01 | DELETE
Zimmer Biomet Pty Ltd | 07 - Plastic and Reconstructive | BI949 | Neurological Packs | Plate & screws: Neuro pack - single plate or thinflip 2 hole plate set | 1.5mm or 2mm system | 2019-03-01 | DELETE
Euros Orthopaedics Australia Pty Ltd | 13 - Spinal | EU008 | E.2S anterior cervical Plate | Titanium anterior cervical plate | 15 lengths of plates from 24mm to 94mm 24mm 4 holes 26mm 4 holes 29mm 4 holes 32mm 4 holes 35mm 6 holes 39mm 6 holes 43mm 6 holes 49mm 6 holes 55mm 6 holes 60mm 8 holes 66mm 8 holes 69mm 8 holes 77mm 10 holes 89mm 10 holes 94mm 12 holes | 2019-03-01 | DELETE
Euros Orthopaedics Australia Pty Ltd | 13 - Spinal | EU009 | E.2S Cervical Screw | Titanium self-tapping cervical screws | Diameter: 3.5 and 4mm Length 10, 12, 14, 16, 18, 20 and 22mm | 2019-03-01 | DELETE
Euros Orthopaedics Australia Pty Ltd | 13 - Spinal | EU010 | Posterior Interbody Cage PIC | PEEK posterior interbody cage | 6 thickness available: 8, 9, 10, 11, 12 and 13mm 3 type of angulation: 0, 4, 8° 2 lengths available: 20 and 25mm | 2019-03-01 | DELETE
Euros Orthopaedics Australia Pty Ltd | 13 - Spinal | EU001 | e.Spine PEDICULAR SCREW | spine Pedicular Screw for sacral-thoraco-lumbar osteosynthesis | Pedicle or Reduction pedicle; Diameter 4.35 Length 25 to 55 mm, Diameter 5 Length 25 to 60 mm, Diameter 6 Length 25 to 65 mm, Diameter 6.5 Length 25 to 70 mm, Diameter 7 Length 30 to 80 mm. | 2019-03-01 | DELETE
Euros Orthopaedics Australia Pty Ltd | 13 - Spinal | EU002 | e.Spine Rod | Spine straight or pre-bend rods | Diameter 5.5mm; Lengths: Titanium or CoCr Straight rods 40, 50, 60, 70, 80, 90, 110, 130, 160, 220, 440, 500, 600mm; Titanium Pre-bend rods: 40, 50, 60, 70, 80, 90mm | 2019-03-01 | DELETE
Euros Orthopaedics Australia Pty Ltd | 13 - Spinal | EU003 | e.Spine Hook | Titanium Spine hook | Transverse process. Pedicular, Lumbar laminar, Thoracic laminar, Right offset lumbar laminar, Left offset lumbar laminar and raised body lumbar laminar hook, Progressive blade (small, medium, large), Pedicle (small, medium, large), Reduced blade (small, medium, large), Large blade (small, medium, large), and Laminar (Left offset - Reduced, Right offset - Reduced) | 2019-03-01 | DELETE
Euros Orthopaedics Australia Pty Ltd | 13 - Spinal | EU004 | e.Spine Transverse Link | Titanium spine transverse link | Lengths 35, 46, 60, 70, 80 mm | 2019-03-01 | DELETE
Euros Orthopaedics Australia Pty Ltd | 13 - Spinal | EU005 | Cervical Interbody Cage E.C.C | PEEK cervical interbody cage | 7 cage sizes: -3 possible heights: 5, 6 and 7mm -2 possible widths: 16 and 19mm -2 possible depths: 12 and 14mm | 2019-03-01 | DELETE
Morton Surgical Pty Ltd ta Matrix Surgical Company | 03 - General Miscellaneous | MG020 | Surgimesh XB non-adherent | Intra-abdominal implant biface | Tintra R 12.5cm, 15cm | 2019-03-01 | DELETE
Morton Surgical Pty Ltd ta Matrix Surgical Company | 03 - General Miscellaneous | MG021 | Surgimesh XB non-adherent | Intra-abdominal implant biface | Tintra M 22x15x10cm | 2019-03-01 | DELETE
Morton Surgical Pty Ltd ta Matrix Surgical Company | 03 - General Miscellaneous | MG022 | Surgimesh XB non-adherent | Intra-abdominal implant biface | Tintra L 30x30x20cm | 2019-03-01 | DELETE
AMO Australia Pty Ltd | 01 - Ophthalmic | AO029 | Verisyse Toric (Custom) | Phakic intraocular lens: Model toric | 5mm Optic Diameter x 7.5mm overall length | 2019-03-01 | DELETE
Zimmer Biomet Pty Ltd | 06 - Specialist Orthopaedic | BI857 | Kirschner Wires | Stainless Steel wire | (1-3.2mm) diameter x (100 to 310mm) length | 2019-03-01 | DELETE
Euros Orthopaedics Australia Pty Ltd | 13 - Spinal | EU006 | e.Spine connector | Titanium connector for rods of diameter 5.5 mm | Straight (axial connexion), Open domino (parallel connexion), Closed domino (parallel connexion) | 2019-03-01 | DELETE
Euros Orthopaedics Australia Pty Ltd | 13 - Spinal | EU017 | e.Spine locking screw | Titanium locking screw for e.Spine hooks and e.Spine pedicular screws | One size | 2019-03-01 | DELETE
Device Technologies Australia Pty Ltd | 01 - Ophthalmic | DE177 | Lester Jones Tear Duct Tubes | Glass | 3 x 9 to 16mm, 3.5 x 9 to 18mm, 4.0 x 9 to 24mm, 5.0 x 9mm | 2019-03-01 | DELETE
Device Technologies Australia Pty Ltd | 01 - Ophthalmic | DE178 | Silicon Retinal Implant | Sponge | 2.5 x 4.0 x 80mm, 3.0 x 5.0 x 100mm, 3.25 x 7.0 x 80mm, 5.5 x 7.5 x 80mm, 1.5 x 80mm, 2.0 x 80mm, 2.5 x 80mm, 3.0 x 80mm, 4.0 x 80mm, 5.0 x 80mm, 7.0 x 80mm | 2019-03-01 | DELETE
Device Technologies Australia Pty Ltd | 01 - Ophthalmic | DE180 | Silicon Retinal Implant | Sleeve | 1mm, .76mm, 1.5mm | 2019-03-01 | DELETE
Device Technologies Australia Pty Ltd | 01 - Ophthalmic | DE181 | Silicon Retinal Implant | Band | 0.75 x 2.0 x 125mm, 0.60 x 2.5 x 125mm, 0.75 x 2.5 x 125mm | 2019-03-01 | DELETE
Device Technologies Australia Pty Ltd | 01 - Ophthalmic | DE179 | Silicon Retinal Implant | Tire | 7.0, 9.0, 12.5, 6.0, 8.5, 10.0mm | 2019-03-01 | DELETE
Amplitude Australia | 11 - Hip | LI073 | Ball Heads 12 - 14 Taper (Alumina) | Ceramic femoral head, bilox forte | ≤32mm | 2019-03-01 | DELETE
Device Technologies Australia Pty Ltd | 13 - Spinal | DE361 | EasySpine - Transverse Connections, Evolution | Transverse connections that are adjustable and connect two rods together | 30-49mm; 50-69mm; 70-89mm | 2019-03-01 | DELETE
Device Technologies Australia Pty Ltd | 13 - Spinal | DE377 | ROI-T TLIF Cage | ROI-T is a TLIF (Transforaminal Lumbar Interbody Fusion) interbody fusion cage manufactured from PPEK-Optima, designed for ease of insertion and graft maximisation. The transforaminal approach allows for exposure of the disc space by removing the facet joints and protecting the nerve roots. The disc space is entered and disc material is removed. The ROI-T cage is filled with bone graft material and is placed into the cage space to maintain the disc height and impart additional stability to the construct. Note that ROI-T cages must be used in conjunction with a posterior screw and rod system to properly stabilise the segments and enable fusion to occur. | Lordotic angles 0, 5 and 9 degrees. Length 30mm. Heights: 8 to 16mm in increments of 1 mm. | 2019-03-01 | DELETE
SPIRAN PTY. LTD. | 07 - Plastic and Reconstructive | BY001 | Su-Por Chin Two Piece Anatomical contour. | An implantable device intended to support, contour, and provide structure for the chin. Made of high density polyethylene material with an interconnecting pore structure that supports tissue ingrowth. The device is available in various shapes and can be cut by the surgeon to meet the patient's specific needs. | 3mm, 5mm, 7mm, 9mm | 2019-03-01 | DELETE
SPIRAN PTY. LTD. | 07 - Plastic and Reconstructive | BY002 | Su-Por Ultra thin Sheet | An implantable device intended to support, contour, and provide structure for the craniofacial anatomy during reconstructive and plastic surgery procedures. Made of high-density polyethylene material with an interconnecting pore structure that supports tissue ingrowth. The device is available in various shapes and can be cut by the surgeon to meet the patient's specific needs. | 2.5mm, 3.5mm. 4.0mm, 0.85mm, 1.5mm, 3.0mm | 2019-03-01 | DELETE
SPIRAN PTY. LTD. | 07 - Plastic and Reconstructive | BY003 | Su-Por Flexible Block | An implantable device intended to support, contour, and provide structure for the craniofacial anatomy during reconstructive and plastic surgery procedures. Made of high density polyethylene material with an interconnecting pore structure that supports tissue ingrowth. The device is available in various shapes and can be cut by the surgeon to meet the patient's specific needs. | 13 x 38 x 3mm, 25 x 50 x 6mm, 13 x 38 x 9.5mm 25 x 50 x 3mm, 25 x 50 x 6mm, 25 x 50 x 9.5mm 38 x 63 x 3mm, 38 x 63 x 6mm, 38 x 63 x 9.5mm | 2019-03-01 | DELETE
SPIRAN PTY. LTD. | 07 - Plastic and Reconstructive | BY004 | Su-Por Malar Implant | An implantable device intended to support, contour and provide structure for the face including the cheeks and eye sockets. Made of high-density polyethylene material with an interconnecting pore structure that supports tissue ingrowth. The device is available in various shapes and can be cut by the surgeon to meet the patient's specific needs. | Left and Right (47mm x 24mm x 4mm) | 2019-03-01 | DELETE
SPIRAN PTY. LTD. | 01 - Ophthalmic | BY005 | Su-Por Sphere | An implantable device made of high-density polyethylene material with an interconnecting pore structure that supports tissue ingrowth. The device is available in sizes to meet the patient's specific needs. Used for orbital reconstruction following enucleation and evisceration procedure. | 14mm, 16mm, 18mm, 20mm, 22mm, 24mm (diameter) | 2019-03-01 | DELETE
SPIRAN PTY. LTD. | 07 - Plastic and Reconstructive | BY006 | Su-Por Orbital Rim, Extended | An implantable device intended to support, contour, and provide structure for the face including the cheeks and eye socket. Made of high-density polyethylene material with an interconnecting pore structure that supports tissue ingrowth. The device is available in various shapes and can be cut by the surgeon to meet the patient's specific needs. | Left and Right (44mm x 38mm) | 2019-03-01 | DELETE
SPIRAN PTY. LTD. | 07 - Plastic and Reconstructive | BY007 | Su-Por Custom Made Implant | An implantable device made of high-density polyethylene material with an interconnecting pore structure that supports tissue ingrowth. The device is custom made/biomodelled from individual patient's CT scan, on doctors prescription, used for correction and reconstruction of any facial, head or any non weight bearing bone structure. | Custom designed and biomodelled from patient's CT scan image. | 2019-03-01 | DELETE
Device Technologies Australia Pty Ltd | 13 - Spinal | DE350 | ROI-C Cervical Cage | A cervical cage for anterior approaches to cervical spine | Footprints 12x14, 12x15.5, 14x14, 14x15.5; 14x17mm; Heights 4.5mm to 10mm | 2019-03-01 | DELETE
Device Technologies Australia Pty Ltd | 13 - Spinal | DE351 | ROI PLIF Cages | The ROI PLIF cages are manufactured from PEEK-Optima and are implanted from the posterior approach for interbody fusion. The cages are supplied in pairs (2 per pack) as is standard for this procedure. | Lordotic angles, 0, 5 & 8 degrees, posterior heights 6 to 11mm, anterior heights 7 to 13mm. | 2019-03-01 | DELETE
SPIRAN PTY. LTD. | 07 - Plastic and Reconstructive | BY009 | Su-Por Mandible (Left / Right) | An implantable device intended to support, contour, and provide structure for the mandible. Made of high-density polyethylene material with an interconnecting pore structure that supports tissue ingrowth. The device can be cut by the surgeon to meet the patient's specific needs. | 74 x 33 x5mm | 2019-03-01 | DELETE
Device Technologies Australia Pty Ltd | 13 - Spinal | DE353 | EasySpine - Alpha Pedicle Screws | Side-entry pedicle screws for EasySpine system allowing +/- degrees of angular variation in the axial and sagital plane | Diameters 4.25 to 8mm; lengths 30mm to 70mm | 2019-03-01 | DELETE
Device Technologies Australia Pty Ltd | 13 - Spinal | DE354 | EasySpine - LP Multiaxial Pedicle Screws | Pedicle screws with 10mm of offset and allow 70 degrees of head motion and +/-20 degrees of screw motion in a 360 degrees arc. | Packs of 1 only: 5, 6 and 7mm; lengths 30mm to 55mm. | 2019-03-01 | DELETE
Device Technologies Australia Pty Ltd | 13 - Spinal | DE352 | EasySpine - Laminar and Pedicle Hooks | Right under laminar hook, left under laminar hook, right alpha pedicle hook and left alpha pedicle hook for EasySpine spinal fusion system. | 1 size only for Right under laminar hook, left under laminar hook, right alpha pedicle hook and left alpha pedicle hook | 2019-03-01 | DELETE
Device Technologies Australia Pty Ltd | 13 - Spinal | DE355 | EasySpine - Spacers | Spacers that work to stabilise/take up length of the screw to enable secure fixation - EasySpien is a spinal fusion system | Single packs: diameters 5,6 and 7mm, lengths 5 to 10mm | 2019-03-01 | DELETE
Device Technologies Australia Pty Ltd | 13 - Spinal | DE356 | EasySpine - Standard Pedicle Screws | The standard Pedicle screws allow for 20 degrees of angular variation between the screw axis and the rod in the axial plane; EasySPine is a spinal fusion system. | Diametres 4.25 to 7mm; lengths 30 to 50mm | 2019-03-01 | DELETE
Device Technologies Australia Pty Ltd | 13 - Spinal | DE357 | EasySpine - LDR Rods | Rods in 3 cross-sectional profiles: regular, medium and small | small, medium and regular; lengths 35mm to 500mm | 2019-03-01 | DELETE
Device Technologies Australia Pty Ltd | 13 - Spinal | DE358 | EasySpine - Transverse Connections | Connectors with open or closed ends connecting two rods together; can slide for full adjustability | Transverse connection, open; transverse connection closed. | 2019-03-01 | DELETE
Device Technologies Australia Pty Ltd | 13 - Spinal | DE359 | EasySpine - Axial Rod Connector | A connector to join two rods together end-to-end | One size only | 2019-03-01 | DELETE
Device Technologies Australia Pty Ltd | 13 - Spinal | DE360 | EasySpine - Lateral Connector | A connector to connect the pedicle screw and a rod in an offset position | 1 size only | 2019-03-01 | DELETE
Stryker Australia Pty Ltd | 13 - Spinal | HW515 | GIZA vertebral Body Replacement System | A Titanium expandable Vertebral Body Replacement System with integral variable angled endplates | 14mm diameter, 18mm -54mm length, 2 deg to 10deg angulation. | 2019-03-01 | DELETE
Emergo Asia Pacific Pty Ltd | 06 - Specialist Orthopaedic | ER290 | Tecres CAL-CEMEX bone void filler | CAL-CEMEX bone void filler with optional mixing device | 10 grams | 2019-03-01 | DELETE
Emergo Asia Pacific Pty Ltd | 06 - Specialist Orthopaedic | ER291 | Tecres CAL-CEMEX Bone Void Filler | CAL-CEMEX Bone Void Filler with delivery system | 10 gram | 2019-03-01 | DELETE
Device Technologies Australia Pty Ltd | 13 - Spinal | DE467 | ROI-A Anchoring Plates | A pair of titanium anchoring plates to serve as integral fixation within the ROI-A ALIF Cage | Large - Plate length 27mm Medium - Plate length 24mm Small - Plate length 20mm | 2019-03-01 | DELETE
Device Technologies Australia Pty Ltd | 13 - Spinal | DE468 | ROI-C Anchoring Plates | A pair of titanium plates to serve as integral fixation within the ROI-C Cervical Cage | Short Long | 2019-03-01 | DELETE
Emergo Asia Pacific Pty Ltd | 13 - Spinal | ER347 | Renovis S128 ALIF Fusion Cage System-Fusion Cage | Renovis S128 ALIF Fusion Cage System-Fusion Cage (Peek or Titanium) | Foot print (30-38mm)x(26-30mm); height 11-21mm, lordosis 7-12 degrees | 2019-03-01 | DELETE
Emergo Asia Pacific Pty Ltd | 13 - Spinal | ER348 | Renovis S128 ALIF Fusion Cage System-Screws | Renovis S128 ALIF Fusion Cage System-Screws (for Peek or Titanium fusion cage) | dia (4.5-5.0) mm; length (20-35) mm | 2019-03-01 | DELETE
Emergo Asia Pacific Pty Ltd | 13 - Spinal | ER349 | Renovis S128 ALIF Fusion Cage System-Cover Plate | Renovis S128 ALIF Fusion Cage System-Cover Plate | N/A | 2019-03-01 | DELETE
Medical & Optical Instruments Australia Pty Ltd | 06 - Specialist Orthopaedic | MO154 | Polarus Proximal Humeral Fixation System | Polarus Proximal Humeral Rod Standard/Plus Titanium | 150 - 300mm length | 2019-03-01 | DELETE
Medical & Optical Instruments Australia Pty Ltd | 06 - Specialist Orthopaedic | MO243 | Polarus Proximal Humeral Plate | Titanium Humeral Plate | ≥7 to ≤15 holes. | 2019-03-01 | DELETE
Oceania Orthopaedics | 11 - Hip | OO168 | Omnia Tipor Revision Acetabular Screw | Omnia Tipor cup screw for augments | One screw only, no sizes | 2019-03-01 | DELETE
Zimmer Biomet Pty Ltd | 11 - Hip | ZI958 | Avantage Reinforcement Plate | Acetabular Reconstruction Plate | 44/54 - 56/66 | 2019-03-01 | DELETE
Smith & Nephew Pty Ltd | 06 - Specialist Orthopaedic | SN107 | TC 100 4.5mm Condylar Buttress plates | Sterile, right, 11 - 15 hole | 221 - 285mm | 2019-03-01 | DELETE
Smith & Nephew Pty Ltd | 06 - Specialist Orthopaedic | SN141 | T-Bar Suture Retention System | Fastfix | One size only | 2019-03-01 | DELETE
Rollex Group Australia (2009) Pty Ltd | 03 - General Miscellaneous | RX001 | Medical Specialties "Walkmed Infusion Pump System" Powered Drug Infusion System and Ancillary Equipment (McKinley, USA) | Ambulatory Infusion Pump System, Administration Sets and Accessories | Walkmed Infusion Pump System | 2019-03-01 | DELETE
SWISSMED PTY LTD | 01 - Ophthalmic | TW005 | Basis Z Preloaded Hydrophylic IOL | Hydrophylic preloaded IOL | 6mm Optic Diameter and 13mm Length | 2019-03-01 | DELETE
SWISSMED PTY LTD | 01 - Ophthalmic | TW006 | Basis Z Preloaded Hydrophobic IOL | Hydrophobic preloaded IOLs | 6mm Optic Diameter and 13mm Length | 2019-03-01 | DELETE
SWISSMED PTY LTD | 01 - Ophthalmic | TW007 | Basis Z Progressive IOL | Progressive Hydrophilic IOL | Optic Diameter: 6mm Length: 13mm | 2019-03-01 | DELETE
SWISSMED PTY LTD | 01 - Ophthalmic | TW008 | AddOn SML | Add-on hydrophilic lens for macular degeneration | Central Optic Diameter - 1.5mm Optic Diameter - 6mm Length - 13mm | 2019-03-01 | DELETE
SWISSMED PTY LTD | 01 - Ophthalmic | TW009 | Basis Z Hydrophilic Toric Progressive IOL | One piece foldable hydrophilic progressive toric intraoccular lens | Available in spherical diopter powers from +10D to 35D in 0.5 steps Cylindrical powers range from 1.0-6.0D | 2019-03-01 | DELETE
SWISSMED PTY LTD | 01 - Ophthalmic | TW010 | Basis Z Hydrophilic Toric | Foldable hydrophilic toric intraocular lens | Available in spherical diopter powers from -10.0D to +35.0D in 0.5D steps from +10.0D to +30.0D and then 1.0D steps in the ranges of -10.0D to 9.0D and +31.0D to +35.0D. Cylinder Power range is 1.5-6.0D in 0.75D steps. | 2019-03-01 | DELETE
Livanova Australia Pty Limited | 08 - Cardiac | SA141 | Reply™ DR | Dual Chamber permanent Pacemaker with Rate Response Modulation | 8cc, Weight: 20grams, Dimensions:41.2 x 41.5 x 6.1mm | 2019-03-01 | DELETE
Livanova Australia Pty Limited | 08 - Cardiac | SA142 | Reply™ SR | Single chamber permenent pacemaker with rate response modulation | 37 x 41.5 x 6.1mm 19 Grams 7.5 cm3 | 2019-03-01 | DELETE
Livanova Australia Pty Limited | 08 - Cardiac | SA143 | ESPRIT SR | Single Chamber Permanent Pacemaker with Rate Response Modulation | Dimensions: 37.4 x 41.5 x 6.1mm Weight : 19grams. Volume: 7.5 cm3 | 2019-03-01 | DELETE
Livanova Australia Pty Limited | 08 - Cardiac | SA144 | ESPRIT DR | Dual Chamber Permanent Pacemaker with Rate Response Modulation | 8cc, Weight: 20grams, Dimensions:41.2 x 41.5 x 6.1mm | 2019-03-01 | DELETE
Livanova Australia Pty Limited | 08 - Cardiac | SA145 | PARADYM CRT-D 8750 | Implantable Cardioverter Defibrillator with Cardiac Resynchronisation therapy, High Energy | 34cc, 94 grams; 61.8 x 73.4 x 11mm | 2019-03-01 | DELETE
Livanova Australia Pty Limited | 08 - Cardiac | SA147 | Paradym DR 8550 | Dual Chamber, High Energy, Implantable Cardioverter Defibrillator with rate response | Weight: 90 grams; Volume: 32.6cc; Dimensions: 58.4 x 73.4 x 11mm | 2019-03-01 | DELETE
Livanova Australia Pty Limited | 08 - Cardiac | SA149 | PARADYM VR 8250 | Single Chamber implantable cardioverter defibrillator with rate response | Dimensions: 58.4 x 73.4 x 11mm; Weight: 90 grams; Volume: 32.6cc | 2019-03-01 | DELETE
Smith & Nephew Pty Ltd | 06 - Specialist Orthopaedic | SN432 | ACL/PCL Reconstructions | Tibial Post Screw | Small, Standard | 2019-03-01 | DELETE
Smith & Nephew Pty Ltd | 06 - Specialist Orthopaedic | SN442 | Mini TAG | Suture Anchor 2.0mm | 2.0mm | 2019-03-01 | DELETE
Smith & Nephew Pty Ltd | 06 - Specialist Orthopaedic | SN496 | Intramedullary Nailing System | Foresight Nail | 4-5mm Diameter 20-26cm Length | 2019-03-01 | DELETE
Smith & Nephew Pty Ltd | 06 - Specialist Orthopaedic | SN520 | TriGen | Captured Screws Titanium | 4.0mm, 4.5 & 5.0mm diameters, 10-130mm lengths | 2019-03-01 | DELETE
Smith & Nephew Pty Ltd | 06 - Specialist Orthopaedic | SM155 | InterTAN CHS-Integrated Interlocking Screws | Integrated Interlocking Screws | 11mm x 7.0mm diameter, 65mm Lag Screw/60mm Compression Screw (65/60), 70/65, 75/70, 80/75, 85/80, 90/85, 100/95, 105/100, 110/105, 115/110, 120/115, 125/120, 130/125, 135/130, 140/135. | 2019-03-01 | DELETE
Smith & Nephew Pty Ltd | 06 - Specialist Orthopaedic | SN008 | Rotorloc Absorbable PLA Suture Anchor System | - | One size only | 2019-03-01 | DELETE
RTI Surgical Australia Pty Ltd | 03 - General Miscellaneous | RI025 | Fortiva Tissue Matrix 1.5mm | Porcine Patch | <200cm2 | 2019-03-01 | DELETE
RTI Surgical Australia Pty Ltd | 03 - General Miscellaneous | RI026 | Fortiva Tissue Matrix 1.5mm | Porcine Patch | 201-400 cm2 | 2019-03-01 | DELETE
RTI Surgical Australia Pty Ltd | 03 - General Miscellaneous | RI027 | Fortiva Tissue Matrix 1.5mm | Porcine Patch | 401 – 600cm2 | 2019-03-01 | DELETE
RTI Surgical Australia Pty Ltd | 03 - General Miscellaneous | RI028 | Fortiva Tissue Matrix 1.5mm | Porcine Patch | 601 – 800cm2 | 2019-03-01 | DELETE
Zimmer Biomet Pty Ltd | 11 - Hip | ZI001 | Zimmer Acetabular roof ring | Acetabular reconstruction cage | 46 - 60mm | 2019-03-01 | DELETE
Zimmer Biomet Pty Ltd | 11 - Hip | ZI002 | Zimmer Acetabular Reconstruction Cage | Acetabular Reconstruction Cage - Left, right | 52, 58, 64mm OD | 2019-03-01 | DELETE
SWISSMED PTY LTD | 01 - Ophthalmic | TW001 | AddOn Spherical | Add on hydrophilic spherical intraocular lens | Optic Diameter: 6mm Length: 13mm | 2019-03-01 | DELETE
SWISSMED PTY LTD | 01 - Ophthalmic | TW002 | AddOn Progressive | Add on hydrophillic progressive lens | Optic Diameter: 6mm Length 13mm | 2019-03-01 | DELETE
SWISSMED PTY LTD | 01 - Ophthalmic | TW003 | AddOn Toric | Add on hydrophilic toric lens | Optic Diameter: 6mm Length:13mm | 2019-03-01 | DELETE
SWISSMED PTY LTD | 01 - Ophthalmic | TW004 | Basis Z Preloaded Hydrophobic IOL | Hydrophobic preloaded IOLs | 6mm Optic Diameter and 13mm Length | 2019-03-01 | DELETE
CareFusion Australia 316 Pty Ltd | 03 - General Miscellaneous | ZQ004 | Pleurx | Pleurx Peritoneal Catheter Mini Kit | Catheter 71.0cm x 15.5 Fr | 2019-03-01 | DELETE
Smith & Nephew Pty Ltd | 12 - Knee | SN369 | Mobile Bearing Knee System Tibial Baseplate | Tibial baseplate, cemented, CoCr, polished insert surface, for mobile insert, | Left & Right, Size 1-8 | 2019-03-01 | DELETE
Smith & Nephew Pty Ltd | 06 - Specialist Orthopaedic | SN413 | Shoulder Reconstruction | 3.7mm TAG & Wedge Suture Wedge | 3.7mm | 2019-03-01 | DELETE
Smith & Nephew Pty Ltd | 06 - Specialist Orthopaedic | SN414 | Shoulder Reconstruction | Suretac Absorbable Staple | 6-8 x 16mm | 2019-03-01 | DELETE
Smith & Nephew Pty Ltd | 06 - Specialist Orthopaedic | SN415 | Shoulder Reconstruction | TAG Bioabsorbable Anchor Wedge | 3.7mm | 2019-03-01 | DELETE
Smith & Nephew Pty Ltd | 06 - Specialist Orthopaedic | SN416 | Shoulder Reconstruction | Fastentor Suture Anchor | One size only | 2019-03-01 | DELETE
Smith & Nephew Pty Ltd | 06 - Specialist Orthopaedic | SN417 | T-Bar Suture Retention System | T-Fix RCG | 1.8mm | 2019-03-01 | DELETE
Smith & Nephew Pty Ltd | 06 - Specialist Orthopaedic | SN468 | Compression Hip Screw System | Ambi Standard Barrel Plates | 60mm -80mm, 2-3 slot | 2019-03-01 | DELETE