## Prostheses List Deletions
Sponsor | Product Category | Billing Code | Product Name | Description | Size | End Cycle | Delete Comment
Device Technologies Australia Pty Ltd | 01 - Ophthalmic | DE484 | Oculentis LENTIS L-402 | Foldable three piece monofocal acrylic IOL | Optic Size 6.0mm, Overall Length 13.00mm. +-0.0D to +35.0D (1.0D) + 15.5D to +26.5D (0.5D). Minus range on demand. | 2020-03-01 | DELETE
Device Technologies Australia Pty Ltd | 01 - Ophthalmic | DE490 | Oculentis LENTIS L-312 | Foldable one-piece monofocal acrylic C Loop IOL | Opric size 6.0mm. Overall Length 12.00mm. Central Thickness 1.02mm (+22.0D). Available Diopters: -10.0D to 35.0D (1.0D steps). +10.5D to 29.5D (0.5D steps). | 2020-03-01 | DELETE
Device Technologies Australia Pty Ltd | 01 - Ophthalmic | DE485 | Oculentis LENTIS L-402 Pre-loaded | Pre-loaded foldable three piece monofocal acrylic IOL. | Optic Size 6.0mm, Overall Length 13.00mm. +-0.0D to +35.0D (1.0D) +15.5D to +26.5D (0.5D). Minus range on demand. | 2020-03-01 | DELETE
Device Technologies Australia Pty Ltd | 01 - Ophthalmic | DE491 | Oculentis LENTIS L-312 Pre-loaded | Pre-loaded foldable one-piece monofocal acrylic C Loop IOL | Optic size 6.0mm. Overall length 12.00mm. Central thickness 1.02mm (+22.0D). Available Diopters: -10.0D to 35.0D (1.0D steps). +10.5D to 29.5D ( 0.5D steps). | 2020-03-01 | DELETE
Device Technologies Australia Pty Ltd | 01 - Ophthalmic | DE493 | Oculentis LENTIS L-313 Pre-loaded | Pre-loaded foldable one-piece monofocal acrylic plate haptic IOL | Optic Size 6.0mm, Overall Length 11.00mm. Available Diopters: +-10.0D to 35.0D (1.0D steps). +10.5D to 29.5 D (0.5D steps). | 2020-03-01 | DELETE
Device Technologies Australia Pty Ltd | 01 - Ophthalmic | DE516 | Oculentis LENTIS LU313T Pre-loaded | Patient Specific: Pre-loaded foldable one-piece monofocal toric acrylic IOL | Optic Size 6.0mm, overall length 11.0mm. Sph +/-10.0D to +35.0D (in 0.01D increments) Cyl +0.25 to +6.99D cyl (in 0.01D increments) | 2020-03-01 | DELETE
Device Technologies Australia Pty Ltd | 01 - Ophthalmic | DE518 | Oculentis LENTIS LS-313-T1-T6 Pre-loaded | Pre-loaded foldable one-piece monofocal toric acrylic IOL | Optic Size 6.0mm, Overall Length 11.00mm. Available diopters: +10.0D to +30.0D (0.5D). Cyl: (T1 + 1.5D) (T2 +2.25D) (T3 +3.0D) (T4 + 3.75D) (T5 + 4.5D) (T6 +5.25D) | 2020-03-01 | DELETE
Insight Surgical Pty Ltd | 01 - Ophthalmic | IS026 | Medicontur BiFlex 677PT Hydrophilic Acrylic Foldable Toric Lens without Blue light Filter, Preloaded | Posterior chamber IOL, 360° Special Square Edge, Aspheric – Coma optimized – Toric | Optic diameter: 6.0 mm ±0.05 mm, Overall diameter: 13.0 mm ±0.10 mm Powers available: -10.0 - +30.0 D ±0.25 D increment: 0.5 D +31.0 - +35.0 D ±0.5 D increment: 1.0 D Cylinders available: +1.5 D - +7.0 D increment: 0.75 D | 2020-03-01 | DELETE
Device Technologies Australia Pty Ltd | 01 - Ophthalmic | DE489 | Oculentis LENTIS LU-313-TY Pre-loaded | Patient Specific: Pre-loaded foldable one-piece monofocal toric acrylic IOL. Violet Light Filter | Optic Size: 6.0mm, Overall Length 11.00mm. Sph -10.0D to +35.0D (in 0.01D incrments). Cyl +0.25D to +6.99D cyl (in 0.01D increments) | 2020-03-01 | DELETE
Insight Surgical Pty Ltd | 01 - Ophthalmic | IS028 | Medicontur BiFlex 677PTY Hydrophilic Acrylic Foldable Toric Lens with Blue light Filter | Posterior chamber IOL, 360° Special Square Edge, Aspheric – Coma optimized – Toric | Optic diameter: 6.0 mm ±0.05 mm, Overall diameter: 13.0 mm ±0.10 mm Powers available: -10.0 - +30.0 D ±0.25 D increment: 0.5 D +31.0 - +35.0 D ±0.5 D increment: 1.0 D Cylinders available: +1.5 D - +7.0 D increment: 0.75 D | 2020-03-01 | DELETE
Device Technologies Australia Pty Ltd | 01 - Ophthalmic | DE487 | Oculentis LENTIS LS-312Y Pre-loaded | Pre-loaded Foldable one-piece monofocal C Loop Acrylic IOL. Violet Light filter. | Optic Size 6.0mm. Overall Length 12.0mm. Available Diopters +-0.0D to 35.0D (1.0D steps) +15.5D to 26.5D (0.5D steps). | 2020-03-01 | DELETE
Device Technologies Australia Pty Ltd | 01 - Ophthalmic | DE499 | Oculentis LENTIS LS-313Y Pre-loaded | Pre-loaded foldable one-piece monofocal acrylic plate haptic IOL. Violet Light Filter. | Optic Size 6.0mm, Overall Length 11.00mm. Available Diopters: +-0.0D to 35.0D (1.0D steps). +15.5D to 26.5D (0.5 steps). | 2020-03-01 | DELETE
Insight Surgical Pty Ltd | 01 - Ophthalmic | IS042 | Basis Z Preloaded Hydrophobic IOL | Hydrophobic preloaded IOLs | 6mm Optic Diameter and 13mm Length | 2020-03-01 | DELETE
Device Technologies Australia Pty Ltd | 01 - Ophthalmic | DE488 | Oculentis LENTIS LU-313 TY | Patient Specific: Foldable one-piece monofocal toric acrylic IOL. Violet Light Filter | Optic size: 6.0mm, Overall Length 11.00mm. Sph +/_ 0.0D to +35.0D In 0.01D increments) Cyl +0.25D to +6.99D cyl (in 0.01D increments). | 2020-03-01 | DELETE
Device Technologies Australia Pty Ltd | 01 - Ophthalmic | DE520 | Oculentis LENTIS LU-313T Pre-loaded | Patient Specific: Pre-loaded foldable one-piece monofocal toric acrylic IOL | Optic Size: 6.0mm, overall length 11.00mm. Sph +/-10.0D to +35.0D (in 0.01D increments) Cyl +6.99D to +12.0D cyl (in 0.01D increments) | 2020-03-01 | DELETE
Insight Surgical Pty Ltd | 01 - Ophthalmic | IS027 | Medicontur BiFlex 677PT Hydrophilic Acrylic Foldable Toric Lens without Blue light Filter, Preloaded | Posterior chamber IOL, 360° Special Square Edge, Aspheric – Coma optimized – Toric | Optic diameter: 6.0 mm ±0.05 mm, Overall diameter: 13.0 mm ±0.10 mm Powers available: -10.0 - +30.0 D ±0.25 D increment: 0.5 D +31.0 - +35.0 D ±0.5 D increment: 1.0 D Cylinders available: +7.0 D - +9.0 D increment: 0.75 D +9.0 D - +10.0 D increment: 1.0 D | 2020-03-01 | DELETE
Device Technologies Australia Pty Ltd | 01 - Ophthalmic | DE511 | Oculentis LENTIS LU-313TY | Patient Specific: Foldable one-piece monofocal toric acrylic IOL. Violet Light Filter. | Optic Size: 6.0mm, overall length 11.00mm. -10.0D to +35.0D (0.01D increments) Available diopters: Cyl +7.00D to +12.0D inclusive in 0.01D increments. | 2020-03-01 | DELETE
Device Technologies Australia Pty Ltd | 01 - Ophthalmic | DE512 | Oculentis LENTIS LU-313TY Pre-loaded | Patient Specific: Pre-loaded foldable one-piece monofocal toric acrylic IOL. Violet Light Filter. | Optic Size: 6.0mm, overall length 11.00mm. -10.0D to +35.0D (0.01D increments) Available diopters: Cyl +7.00D to +12.0D inclusive in 0.01D increments. | 2020-03-01 | DELETE
Insight Surgical Pty Ltd | 01 - Ophthalmic | IS029 | Medicontur BiFlex 677PTY Hydrophilic Acrylic Foldable Toric Lens with Blue light Filter | Posterior chamber IOL, 360° Special Square Edge, Aspheric – Coma optimized – Toric | Optic diameter: 6.0 mm ±0.05 mm, Overall diameter: 13.0 mm ±0.10 mm Powers available: -10.0 - +30.0 D ±0.25 D increment: 0.5 D +31.0 - +35.0 D ±0.5 D increment: 1.0 D Cylinders available: +7.0 D - +9.0 D increment: 0.75 D +9.0 D - +10.0 D increment: 1.0 D | 2020-03-01 | DELETE
Device Technologies Australia Pty Ltd | 01 - Ophthalmic | DE486 | Oculentis LENTIS LS-312Y | Foldable one-piece monofocal C Loop Acrylic IOL. Violet Light Filter. | Optic Size 6.0mm, Overall Length 12.0mm. Available Diopters: +-0.0D to 35.0D (1.0D steps) +15.5D to 26.5D (0.5D steps). | 2020-03-01 | DELETE
Device Technologies Australia Pty Ltd | 01 - Ophthalmic | DE498 | Oculentis LENTIS LS-313Y | Foldable one-piece monofocal acrylic plate haptic IOL. Violet Light Filter. | Optic Size 6.0mm, Overall Length 11.00mm. Available Diopters: +-0.0D to 35.0D (1.0D steps). +15.5D to 26.5D (0.5 steps). | 2020-03-01 | DELETE
Device Technologies Australia Pty Ltd | 01 - Ophthalmic | DE398 | Oculentis LENTIS L-302-1 | Foldable one-piece monofocal C loop acrylic IOL. | Optic Size 6.0mm, Overall Length 12.00mm. +-0.0D to +35.0D (1.0D steps) and +15.5D to +26.5D (0.5D steps). | 2020-03-01 | DELETE
Carl Zeiss Pty Ltd | 01 - Ophthalmic | CZ015 | AT LISA 809M | ZEISS micro incision, aspheric multifocal IOL. Diffractive bifocal anterior surface with asymmetric light distribution (65% distance / 35% near), 3.75D addition for near focus. | 6mm optic, 11mm diameter. Diopter range 0.0D to +32.0D (0.5D steps) | 2020-03-01 | DELETE
Carl Zeiss Pty Ltd | 01 - Ophthalmic | CZ033 | AT LISA 809MP | Preloaded, micro incision, aspherical bifocal, square edged, single-piece IOL for capsular bag fixation. The anterior aspheric bifocal surface has an asymmetric light distribution 65/35 for distance/near vision, and 3.75D add for the near focus. | Diopter range: 0.0 to 32.0 Optic size: 6.0mm. Overall length: 11.0mm | 2020-03-01 | DELETE
Device Technologies Australia Pty Ltd | 01 - Ophthalmic | DE497 | Oculents LENTIS Mplus LS-313MF Preloaded | Pre-loaded Foldable one-piece multifocal plate haptic acrylic IOL. | Overall Length 11.0mm and Optic Size 6.0mm. Available diopters +-10.0D to +36.0D (0.05D steps) | 2020-03-01 | DELETE
Carl Zeiss Pty Ltd | 01 - Ophthalmic | CZ035 | AT LISA toric 909MP | ZEISS pre-loaded, micro incision, multifocal toric IOL. Aspheric toric anterior surface, diffractive bifocal posterior surface with asymmetric light distribution (65% distance/ 35% near), and 3.75D addition for near focus. | 6mm optic, 11mm diameter. Diopter range: Sph +6.0D to 24.0D, Cyl +1.0 to 4.0D (all 0.5D steps) | 2020-03-01 | DELETE
Device Technologies Australia Pty Ltd | 01 - Ophthalmic | DE495 | Oculentis LENTIS Mplus Toric LU-313MFT Pre-loaded | Patient specific one-piece multifocal-toric plate haptic acrylic IOL | Overall Length 11.0mm and Optic Size 6.0 + 0.0D to +36.0D inclusive in 0.01D increments. Cyl +0.25 to +6.99D inclusive in 0.01D increments | 2020-03-01 | DELETE
Device Technologies Australia Pty Ltd | 01 - Ophthalmic | DE506 | Oculentis LENTIS Comfort Toric LS313MF15T0-T6 | Pre-loaded foldable one piece multifocal toric plate haptic acrylic IOL | Overall Length 11.0mm and Optic Size 6.0mm, SE: +10.0D to +30.0D (0.5D steps), Cyl: +0.75D to +5.25D (0.75D steps). | 2020-03-01 | DELETE
Device Technologies Australia Pty Ltd | 01 - Ophthalmic | DE524 | Oculentis LENTIS LU-313MFTY Pre-loaded | Patient specific pre-loaded one-piece multifocal-toric plate haptic acrylic IOL. | Overall Length 11.0mm and Optic Size 6.0mm, +-0.0D to +36.0D inclusive in 0.01D increments. Cyl +0.25D to +6.99D inclusive in 0.01D increments. | 2020-03-01 | DELETE
Device Technologies Australia Pty Ltd | 01 - Ophthalmic | DE522 | Oculentis Lentis Mplus Toric LU-313MFT Pre-loaded | Pre-loaded patient specific one-piece multifocal toric acrylic plate haptic IOL | Overall Length 11.0mm and Optic Size 6.0mm + 0.0D to +36.0D inclusive in 0.01D increments. Cyl +6.99D to +12.00D inclusive in 0.01D increments. | 2020-03-01 | DELETE
Device Technologies Australia Pty Ltd | 01 - Ophthalmic | DE514 | Oculentis LENTIS LU313MFTY Pre-loaded | Patient specific pre-loaded one-piece multifocal toric plate haptic acrylic IOL. Violet Light Filter | Overall Length 11.00mm and Optic Size 6.0mm +-0.0D to +36.0D inclusive in 0.01D increments. Cyl +7.00D to +12.0D inclusive in 0.01D increments. | 2020-03-01 | DELETE
Carl Zeiss Pty Ltd | 01 - Ophthalmic | CZ025 | AT LISA toric 909M | ZEISS micro incision, multifocal toric IOL (standard cyl range). Aspheric toric anterior surface, diffractive bifocal posterior surface with asymmetric light distribution (65% distance / 35% near), 3.75D addition for near focus. | 6mm optic, 11mm diameter. Diopter range: Sph -10.0D to +32.0D, Cyl +1.0 to 6.5D (all 0.5D steps) | 2020-03-01 | DELETE
Carl Zeiss Pty Ltd | 01 - Ophthalmic | CZ024 | AT LISA toric 909M | ZEISS micro incision, multifocal toric IOL (high cyl range). Aspheric toric anterior surface, diffractive bifocal posterior surface with asymmetric light distribution (65% distance / 35% near), 3.75D addition for near focus. | 6mm optic, 11mm diameter. Diopter range: Sph -10.0D to +32.0D, Cyl +7.0 to 12.0D (all 0.5D steps) | 2020-03-01 | DELETE
Spectrum Surgical | 01 - Ophthalmic | SO019 | FCI Orbital Implants | Peg & Sleeve | Standard Large | 2020-03-01 | DELETE
Spectrum Surgical | 01 - Ophthalmic | SO052 | ala intraocluar gas | Intraocluar gas for retinal tamponade use | 60ml syringe volume | 2020-03-01 | DELETE
Spectrum Surgical | 01 - Ophthalmic | SO082 | Ophthafutur Intraocular gas | Intraocluar gas for retinal tamponade use | 60ml syring volume | 2020-03-01 | DELETE
Spectrum Surgical | 01 - Ophthalmic | SO051 | ala octa/deca | Perfluorocarbon liquid for retinal tamponade use | 5ml / 7ml | 2020-03-01 | DELETE
Spectrum Surgical | 01 - Ophthalmic | SO077 | ala heavy | Ultrapure fluorinated silicone oil for retinal tamponade use | 10ml | 2020-03-01 | DELETE
Spectrum Surgical | 01 - Ophthalmic | SO053 | Ala sil | Silicone oil for retinal tamponade use | 10ml | 2020-03-01 | DELETE
Med-El Implant Systems Australasia Pty Ltd | 02 - Ear, Nose & Throat | US004 | OPUS 2 Speech Processor | Cochlear implant speech processor, fine structure speech processing, remote control, interface for assistive listening devices according to the international hearing aid standard (initial patient kit) | 54.0mm x 35.1mm x 8.7mm | 2020-03-01 | DELETE
Med-El Implant Systems Australasia Pty Ltd | 02 - Ear, Nose & Throat | US005 | Opus 2 Speech Processor Replacement | Cochlear implant speech processor, fine structure speech processing, remote control, interface for assistive listening devices according to the international hearing aid standard (replacement kit) | 54.0mm x 35.1mm x 8.7mm | 2020-03-01 | DELETE
Integra Neurosciences Pty Ltd | 02 - Ear, Nose & Throat | IG143 | Silicone Blocks | Netterville Phonoform Block - Right, Left, Wedge & Strip | Right - One size only, Left - One size only, Wedge - One size only & Strip - One size only | 2020-03-01 | DELETE
Nucletron Pty Limited | 03 - General Miscellaneous | NU001 | selectSeed | Nucletron selectSeed Model # 130002 consists of cylindrical silver rod, coated with radioactive Iodine-125 layer. Active silver rod is encapsulated in hollow titanium tube. Laser welding, using spherical shaped end welds, seals the tube. | One size only | 2020-03-01 | DELETE
LTR MEDICAL PTY LTD | 03 - General Miscellaneous | LE001 | ambIT Infusion Pump Cassette | Single use sterile disposable administration set for use with the ambIT Infusion Pump. The cassette contains a rotary mechanism that pumps the infusion solution at an accurate and controlled rate. The cassette includes an administration line with either a spike fitting or a luer lock fitting depending on the solution bag used. The line has an inline air filter. | 20mm x 10mm x 15mm | 2020-03-01 | DELETE
Avanos Medical Australia Pty Ltd | 03 - General Miscellaneous | KI006 | HALYARD* MIC* Gastric-Jejunal Feeding Tubes | Medical Grade Silicone Construction, Silicone Internal Retention Balloon, SECUR-LOK* External Retention ring, Universal Jejunal Feeding Port Connector, Gastric Decompression Port, Multiple Gastric & Jejunal Exit Ports, Tungsten Weighted Jejunal Portion, Tapered Distal Tip, Radiopaque Stripe, Sterile | 16-22 French - 45cm jejunal length - 7-10ml balloon | 2020-03-01 | DELETE
Avanos Medical Australia Pty Ltd | 03 - General Miscellaneous | KI008 | HALYARD MIC-KEY Low Profile Baloon Jejunal Feeding Tube | 100% medical grade silicone tube. 40/60 tungsten weighted jejunal post pyloric feeding tube. Gastric drainage ports, jejunal feeding ports | 14 and 18Fr, 0.8 to 4.5cm stomal length | 2020-03-01 | DELETE
Avanos Medical Australia Pty Ltd | 03 - General Miscellaneous | KI009 | HALYARD* MIC* Jejunal Feeding Tube | Sterile jejunal enteral feeding tube | 12, 14, 16, 18, 20, 22, 24 Fr, 7-10ml balloon volume | 2020-03-01 | DELETE
Avanos Medical Australia Pty Ltd | 03 - General Miscellaneous | KI015 | MIC-KEY* Low-Profile Balloon Gastric-Jejunal Feeding Tube | 100% medical grade silicon tube. Tungsten weighted jejunal portion. Tapered distal tip. Radiopaque stripe. Clearly marked separate gastric & jejunal ports. Multiple feeding exit ports. | 16fg, 18fg, 20fg, 22fg. 1cm - 3.5cm stomal length. 15cm - 45cm Jejunal length. | 2020-03-01 | DELETE
Sphere Surgical | 03 - General Miscellaneous | RS002 | MiniMizer gastric band. | Adjustable Silicone band which is placed around the upper part of the stomach to reduce the volume and speed of intake of food. | The gastric band comes in two sizes: Regular and Large | 2020-03-01 | DELETE
Sphere Surgical | 03 - General Miscellaneous | RS001 | Minimizer Ring | Adjustable Gastric Ring | One size ranging from 6.5cm to a 8.0cm diameter | 2020-03-01 | DELETE
Sphere Surgical | 03 - General Miscellaneous | RS003 | MiniMizer gastric band (injection port) | Adjustable Silicone band which is placed around the upper part of the stomach to reduce the volume and speed of intake of food. The injection port is used to inflate or deflate the gastric band therefore adjusting the diameter of the band. | Small or medium sized port. | 2020-03-01 | DELETE
Boston Scientific Australia Pty Ltd | 03 - General Miscellaneous | BS102 | Polyflex Oesophageal Stent | Polyester braided material encapsulated with silicone, self expanding stent | Diameters up to 30mm & lengths up to 150mm | 2020-03-01 | DELETE
Boston Scientific Australia Pty Ltd | 03 - General Miscellaneous | BS101 | Polyflex Airway Stent | Polyester braided material encapsulated with silicone, self expanding stent | Diameters up to 25mm & lengths up to 80mm | 2020-03-01 | DELETE
Boston Scientific Australia Pty Ltd | 03 - General Miscellaneous | BS103 | Dynamic (Y) Stent | Bifurcated Tracheobronchial stent. Bronchial Limbs made of silicone and tracheal stem made of silicone with embedded stainless steel c-shape rings. | Diameters up to 25mm & lengths up to 120mm | 2020-03-01 | DELETE
B Braun Australia Pty Ltd | 03 - General Miscellaneous | BB395 | Histoacryl | Surgical adhesive | 0.5ml per ampoule | 2020-03-01 | DELETE
Baxter Healthcare Pty Ltd | 03 - General Miscellaneous | BX274 | TISSEEL DUPLOTIP 20G x 5.3cm | Two component Fibrin Sealant containing human derived fibrinogen and thrombin. | A 5.3 cm long dual lumen applicator. | 2020-03-01 | DELETE
Boston Scientific Australia Pty Ltd | 03 - General Miscellaneous | BS082 | Resolution Clip Device | Pre-loaded endoscopically applied clip, radiopaque stainless steel & cobalt chrome. | 7Fr, 11mm jaw opening | 2020-03-01 | DELETE
Johnson & Johnson Medical Pty Ltd | 03 - General Miscellaneous | JJ896 | Endopath Linear Cutter | Metal/plastic cutter-stapler with titanium staples | 45mm; long shaft | 2020-03-01 | DELETE
Johnson & Johnson Medical Pty Ltd | 03 - General Miscellaneous | MN197 | Endopath Linear Cutter | Metal/plastic cutter-stapler | 35 to 45mm, including long and short shaft | 2020-03-01 | DELETE
Johnson & Johnson Medical Pty Ltd | 03 - General Miscellaneous | JJ895 | Endopath Linear Cutter | Metal/plastic cutter-stapler with titanium staples | 45mm; long shaft | 2020-03-01 | DELETE
Johnson & Johnson Medical Pty Ltd | 03 - General Miscellaneous | JJ898 | Endopath Linear Cutter | Metal/plastic cutter-stapler with titanium staples | 35mm | 2020-03-01 | DELETE
B Braun Australia Pty Ltd | 03 - General Miscellaneous | BB088 | Premilene Mesh | Polypropylene | 3x10cm | 2020-03-01 | DELETE
B Braun Australia Pty Ltd | 03 - General Miscellaneous | BB089 | Premilene Mesh | Polypropylene | 4.5x9.5cm | 2020-03-01 | DELETE
B Braun Australia Pty Ltd | 03 - General Miscellaneous | BB090 | Premilene Mesh | Polypropylene | 4.5x10cm | 2020-03-01 | DELETE
B Braun Australia Pty Ltd | 03 - General Miscellaneous | BB091 | Premilene Mesh | Polypropylene | 5x10cm | 2020-03-01 | DELETE
B Braun Australia Pty Ltd | 03 - General Miscellaneous | BB092 | Premilene Mesh | Polypropylene | 5x30cm | 2020-03-01 | DELETE
B Braun Australia Pty Ltd | 03 - General Miscellaneous | BB093 | Premilene Mesh | Polypropylene | 6x14cm | 2020-03-01 | DELETE
B Braun Australia Pty Ltd | 03 - General Miscellaneous | BB094 | Premilene Mesh | Polypropylene | 6x13.5cm | 2020-03-01 | DELETE
B Braun Australia Pty Ltd | 03 - General Miscellaneous | BB095 | Premilene Mesh | Polypropylene | 7.5x7.5cm | 2020-03-01 | DELETE
B Braun Australia Pty Ltd | 03 - General Miscellaneous | BB096 | Premilene Mesh | Polypropylene | 4.5x105cm | 2020-03-01 | DELETE
B Braun Australia Pty Ltd | 03 - General Miscellaneous | BB097 | Premilene Mesh | Polypropylene | 7.5x15cm | 2020-03-01 | DELETE
B Braun Australia Pty Ltd | 03 - General Miscellaneous | BB098 | Premilene Mesh | Polypropylene | 10x10cm | 2020-03-01 | DELETE
B Braun Australia Pty Ltd | 03 - General Miscellaneous | BB099 | Premilene Mesh | Polypropylene | 6x14cm | 2020-03-01 | DELETE
B Braun Australia Pty Ltd | 03 - General Miscellaneous | BB100 | Premilene Mesh | Polypropylene | 10x15cm | 2020-03-01 | DELETE
B Braun Australia Pty Ltd | 03 - General Miscellaneous | BB181 | OPTILENE MESH | Polypropylene Mesh | 5x30cm, 5 pieces | 2020-03-01 | DELETE
B Braun Australia Pty Ltd | 03 - General Miscellaneous | BB183 | OPTILENE MESH | Polypropylene Mesh | 7.5x7.5cm, 5 pieces | 2020-03-01 | DELETE
B Braun Australia Pty Ltd | 03 - General Miscellaneous | BB186 | OPTILENE MESH | Polypropylene Mesh | 5 x 10cm, 5 pieces | 2020-03-01 | DELETE
B Braun Australia Pty Ltd | 03 - General Miscellaneous | BB187 | OPTILENE MESH | Polypropylene Mesh | 10 x 15cm, 5 pieces | 2020-03-01 | DELETE
B Braun Australia Pty Ltd | 03 - General Miscellaneous | BB188 | OPTILENE MESH | Polypropylene Mesh | 4.5x10cm, 5 pieces | 2020-03-01 | DELETE
B Braun Australia Pty Ltd | 03 - General Miscellaneous | BB189 | OPTILENE MESH | Polypropylene Mesh. | 7.5 x 15cm, 5 pieces | 2020-03-01 | DELETE
B Braun Australia Pty Ltd | 03 - General Miscellaneous | BB190 | OPTILENE MESH | Polypropylene Mesh | 4.5x10cm | 2020-03-01 | DELETE
B Braun Australia Pty Ltd | 03 - General Miscellaneous | BB191 | OPTILENE MESH | Polypropylene Mesh | 6x14cm, 5 pieces | 2020-03-01 | DELETE
B Braun Australia Pty Ltd | 03 - General Miscellaneous | BB102 | Premilene Mesh | Polypropylene | 26x36cm | 2020-03-01 | DELETE
B Braun Australia Pty Ltd | 03 - General Miscellaneous | BB103 | Premilene Mesh | Polypropylene | 30x30cm | 2020-03-01 | DELETE
Integra Neurosciences Pty Ltd | 04 - Neurosurgical | IG001 | Horizontal-Vertical (H-V) Lumbar valve system | The H-V Lumbar Valve adjusts to changes in posture to maintain pressure appropriate levels in both standing and recumbent positions. Has a unique anti-gravity mechanism automatically increasing flow resistance when the patient resumes a standing or sitting position. | 903-325A 85-125 205-285 small children, 903-335A 85-125 265-365 tall children, adults, 903-345A 85-125 325-445 tall adults, 903-320A 50-80 170-240 small children, 903-330A 50-80 230-320 tall children, adults, 903-340A 50-80, 290-400 tall adults | 2020-03-01 | DELETE
Integra Neurosciences Pty Ltd | 04 - Neurosurgical | IG015 | Cordis Omnishunt System, Hakim Valve Series | Hakim Valve System | Drainage Cath 110 cm, F7. Vent. Cath 15cm, F8. | 2020-03-01 | DELETE
Medtronic Australasia Pty Ltd | 04 - Neurosurgical | MC137 | Medtronic A/Asia, Synergy Dual Channel Implantable Pulse Generator Model 7427, Active Implantable Stimulators. | DCI - Pulse Generator: Synergy Dual Channel Implantable Pulse Generator Model 7427. Materials - Titanium | One size only | 2020-03-01 | DELETE
Medtronic Australasia Pty Ltd | 04 - Neurosurgical | MC742 | Prime Advanced | Implantable Neurostimulator | Dimensions: 65 x 49 x 15mm | 2020-03-01 | DELETE
Medtronic Australasia Pty Ltd | 04 - Neurosurgical | MI004 | Medtronic RestoreSensor Implantable Neurostimulator | 16 Electrode Rechargeable implantable neurostimulator for pain management with AdaptiveStim | 22cm3 | 2020-03-01 | DELETE
Emergo Asia Pacific Pty Ltd | 04 - Neurosurgical | ER429 | Freedom-8A Receiver Stimulator Kit | Freedom Rechargeable Pulse Generator system with integral 8 electrode lead array | one size only | 2020-03-01 | DELETE
Emergo Asia Pacific Pty Ltd | 04 - Neurosurgical | ER428 | Freedom-4A Receiver Stimulator Kit | Freedom Rechargeable Pulse Generator System with integral 4 electrode lead array | one size only | 2020-03-01 | DELETE
Medtronic Australasia Pty Ltd | 04 - Neurosurgical | MC746 | Restore Advanced INS | Implantable Neurostimulator | Dimensions: 65 x 49 x 15mm | 2020-03-01 | DELETE
Medtronic Australasia Pty Ltd | 04 - Neurosurgical | MC929 | Medtronic RestoreULTRA Neurostimulator | 16 Electrode Rechargeable implantable Neurostimulator for pain management (37712) | 22cc | 2020-03-01 | DELETE
Medtronic Australasia Pty Ltd | 04 - Neurosurgical | MI133 | RestoreUltra Surescan MRI Neurostimulator | 16 Electrode rechargeable implantable neurostimulator for pain management with Surescan MRI technology Model 97712 | One size only | 2020-03-01 | DELETE
Medtronic Australasia Pty Ltd | 04 - Neurosurgical | MI134 | RestoreAdvanced Surescan MRI Neurostimulator | 16 electrode rechargeable implantable neurostimulator for pain management with Surescan MRI technology Model 97713 | One size only | 2020-03-01 | DELETE
Emergo Asia Pacific Pty Ltd | 04 - Neurosurgical | ER432 | Wearable Antenna Assembly Kit | Freedom wearable antenna and patient programmer assembly kit (WAA programmer) | one size only | 2020-03-01 | DELETE
Medtronic Australasia Pty Ltd | 04 - Neurosurgical | MC247 | Patient Activators | Hand held device Models 7434 & 7435 to be used with Itrel III and Synergy Implantable Pulse Generators | One size only | 2020-03-01 | DELETE
Medtronic Australasia Pty Ltd | 04 - Neurosurgical | MC943 | Medtronic myStim Patient Programmer | Patient programmer for Restore and Prime Neurostimulation systems (Model 37743) | One size only | 2020-03-01 | DELETE
Medtronic Australasia Pty Ltd | 04 - Neurosurgical | MI005 | Medtronic myStim Patient Programmer (Model 37744) | Patient programmer for implantable neurostimulator | One size only | 2020-03-01 | DELETE
Medtronic Australasia Pty Ltd | 04 - Neurosurgical | MC692 | Restore Rechargeable Neurostimulation System | External Patient Recharger System Model 37752 | one size only | 2020-03-01 | DELETE
Medtronic Australasia Pty Ltd | 04 - Neurosurgical | MI006 | Medtronic External Patient Recharger System Model 37754 | Patient recharger system for implantable neurostimulator | One size only | 2020-03-01 | DELETE
Emergo Asia Pacific Pty Ltd | 04 - Neurosurgical | ER430 | Freedom-4A Spare Lead Kit | Freedom quadripolar spare lead with accessories (stylets, anchor, needle, guide wire) | 1.35 mm dia, length 45 cm | 2020-03-01 | DELETE
Medtronic Australasia Pty Ltd | 04 - Neurosurgical | MC829 | Medtronic On Point Lead | On point peripheral nerve lead kit (3987A) | 25cm | 2020-03-01 | DELETE
Emergo Asia Pacific Pty Ltd | 04 - Neurosurgical | ER431 | Freedom-8A Spare Lead Kit | Freedom octapolar spare lead with accessories (stylets, anchor, needle, guide wire) | 1.35 mm dia, length 45 cm | 2020-03-01 | DELETE
Medtronic Australasia Pty Ltd | 04 - Neurosurgical | MC135 | Medtronic Specify Lead | 8 electrode surgical lead kit | One size only | 2020-03-01 | DELETE
Medtronic Australasia Pty Ltd | 04 - Neurosurgical | MC361 | 2X4 Hinged Surgical Lead model 3999 | Materials: silicone rubber, platinum-iridium, polyurethane | 30, 45 & 60cm | 2020-03-01 | DELETE
Emergo Asia Pacific Pty Ltd | 04 - Neurosurgical | ER434 | Freedom-4A Trial Lead Kit; Freedom-8A Trial Lead Kit | Freedom Trial Lead Kit | 1.35 mm dia, length 45 cm | 2020-03-01 | DELETE
Medtronic Australasia Pty Ltd | 04 - Neurosurgical | MC315 | Low Profile Impedance Extension Kit for SCS Model 7489 | Silicone rubber | 10, 25, 40, 51, 66cm | 2020-03-01 | DELETE
Emergo Asia Pacific Pty Ltd | 04 - Neurosurgical | ER433 | Sterile Revision Kit | Freedom sterile revision kit (stylets, needles, anchor) | one size only | 2020-03-01 | DELETE
Medtronic Australasia Pty Ltd | 04 - Neurosurgical | MC094 | Stimulator Accessory Kit - Pisces Quad; Pisces Z Lead Revision Kit; Pisces Quad Revision Kit; Octad Revision Kit | Model 3550-10 revision kit. 1 x boot, 1 x twistlock anchor, 2 x silicone anchors, 1 x hex wrench, 1 x epidural needle 15 gauge, 1 x percutaneous extension (inline) with set screws, 1 x ball-tipped (bent) 28cm stylet for Pisces-Quad lead, 1 x ball-tipped ( | One size only | 2020-03-01 | DELETE
Medtronic Australasia Pty Ltd | 04 - Neurosurgical | MI050 | Synergy IPG Connector Plug | Synergy IPG Connector Plug | Various | 2020-03-01 | DELETE
Medtronic Australasia Pty Ltd | 04 - Neurosurgical | MC731 | Titan Anchor | Silicone with titanium insert | One size only | 2020-03-01 | DELETE
Medtronic Australasia Pty Ltd | 04 - Neurosurgical | MI055 | Medtronic Pocket Sizer | Implant accessory designed to aid in the creation of a pocket for Medtronic implantable neurostimulators. | One size only | 2020-03-01 | DELETE
Getz Healthcare Pty Ltd | 04 - Neurosurgical | ME210 | SONIC Microcatheter | Micro catheter DMSO compatible | Dia: 1.2fr or 1.5fr Length: 165cm or 190cm | 2020-03-01 | DELETE
Getz Healthcare Pty Ltd | 04 - Neurosurgical | ME211 | Balt Remodelling Balloon | Remodelling Balloon Kit, includes a 200cm tapered Hybrid Guidewire. | SCOPERNIC10: 10mm balloon length, max fill volume 0.30ml; SCOPERNIC15: 15mm balloon length, max fill volume 0.35ml; SCOPERNIC20: 20mm balloon length, max fill volume 0.40ml; SCOPERNIC30: 30mm balloon length, max fill volume 0.50ml; SECLIPSE7: Balloon length 7mm, balloon dia 4 to 6mm, max fill vol 0.20ml; SECLIPSE9: Balloon length 9mm, balloon dia 4 to 6mm, max fill vol 0.25ml; SECLIPSE12: Balloon length 12mm, balloon dia 4 to 6mm, max fill vol 0.30ml; SECLIPSE15: Balloon length 15mm, balloon dia 4 to 6mm, max fill vol 0.40ml; SECLIPSE20 Balloon length 20mm, balloon dia 4 to 6mm, max fill vol 0.50ml. Packaging includes one HYBRID1214D guidewire, 200cm long, with Proximal Stainless Steel and distal nitinol. | 2020-03-01 | DELETE
Getz Healthcare Pty Ltd | 04 - Neurosurgical | ME214 | Double Lumen Occlusion Balloon | Double lumen occlusion balloon | DIAMETER: 6mm; LENGTHS: 7mm - 30mm | 2020-03-01 | DELETE
PALETTE LIFE SCIENCES AUSTRALIA PTY LTD | 05 - Urogenital | RW002 | Deflux and Metal needle kit | Deflux is a sterile, highly viscous gel of dextranomer microspheres and non-animal stabilised hyaluronic acid constituting a biocompatible and biodegradable implant for the treatment of vesicoureteral reflux. The stabilised hyaluronic acid acts mainly as | 1 ml syringe and needle size 3.7FR x 23G x 350mm | 2020-03-01 | DELETE
Zimmer Biomet Pty Ltd | 06 - Specialist Orthopaedic | ZI289 | Bigliani Shoulder System | Cobalt Chrome | Lengths 130 - 200mm, Thickness 6 - 16mm | 2020-03-01 | DELETE
Zimmer Biomet Pty Ltd | 06 - Specialist Orthopaedic | ZI575 | Anatomical Shoulder | Anatomical Fracture Stem | 7-14mm x 130mm; 7mm x 170mm; 9, 11, 13mm x 200mm. | 2020-03-01 | DELETE
Zimmer Biomet Pty Ltd | 06 - Specialist Orthopaedic | ZI562 | Anatomical Shoulder | Anatomical removable head | D40 H14; D42 H15; D44 H16; D46 H16; D48 H17; D50 H18; D52 H19; D48 H20; D50 H21; D52 H23. | 2020-03-01 | DELETE
Zimmer Biomet Pty Ltd | 06 - Specialist Orthopaedic | ZI565 | Anatomical Shoulder | Anatomical Fracture Humeral Head | 40mm Left & Right; 44mm Left & Right; 48mm Left and Right. | 2020-03-01 | DELETE
Zimmer Biomet Pty Ltd | 06 - Specialist Orthopaedic | ZI581 | Anatomical Shoulder | Anatomical Pegged Glenoid | Small, Medium and Large | 2020-03-01 | DELETE
Zimmer Biomet Pty Ltd | 06 - Specialist Orthopaedic | ZI578 | Anatomical Shoulder | Anatomical Inverse/Reverse Glenoid Fixation | One size only. | 2020-03-01 | DELETE
Zimmer Biomet Pty Ltd | 06 - Specialist Orthopaedic | ZI564 | Anatomical Shoulder | Anatomical Inverse/Reverse Glenoid Head | 36mm; 40mm | 2020-03-01 | DELETE
Zimmer Biomet Pty Ltd | 06 - Specialist Orthopaedic | BH266 | VersaNail IM Nailing Platform | Troch Entry and Universal Femoral Nails, Titanium, Locking, cannulated. | 9-13mm x 28-48CM | 2020-03-01 | DELETE
Zimmer Biomet Pty Ltd | 06 - Specialist Orthopaedic | BI921 | EBI Paediatric Locking Nail System | Femoral Locking Nail - titanium; | 28 -42cm x 5.5 - 6.5mm | 2020-03-01 | DELETE
Zimmer Biomet Pty Ltd | 06 - Specialist Orthopaedic | BH350 | OSS Modular Arthrodesis Nail | OSS Modular Arthrodesis Nail Collar Assembly | 0-7 Degree | 2020-03-01 | DELETE
Ortho Solutions Pty Ltd | 06 - Specialist Orthopaedic | OU008 | OXFORD ANKLE FUSION NAIL | OXFORD ANKLE FUSION NAIL (Ti6AI4V) | AFN NAIL 11MM X 150MM (Ti6AI4V) AFN NAIL 11MM X 180MM (Ti6AI4V) AFN NAIL 10MM X 150MM (Ti6AI4V) AFN NAIL 10MM X 180MM (Ti6AI4V) AFN NAIL 12MM X 150MM (Ti6AI4V) AFN NAIL 12MM X 180MM (Ti6AI4V) | 2020-03-01 | DELETE
Zimmer Biomet Pty Ltd | 06 - Specialist Orthopaedic | BI922 | EBI Paediatric Locking Nail System | Screw Pilot Double Thread - titanium; | 20 - 68mm x 4.0mm | 2020-03-01 | DELETE
Zimmer Biomet Pty Ltd | 06 - Specialist Orthopaedic | BH330 | VersaNail IM Nailing Platform | End caps for VersaNail IM Nail Platform | Flush, impinging & 5-15mm | 2020-03-01 | DELETE
Zimmer Biomet Pty Ltd | 06 - Specialist Orthopaedic | BI923 | EBI Paediatric Locking Nail System | Nail end cap, titanium | 5.5mm - 6.5mm | 2020-03-01 | DELETE
Ortho Solutions Pty Ltd | 06 - Specialist Orthopaedic | OU007 | FIXATION NAIL END CAP | OXFORD AFN ENDCAP LOCKING ANKLE ARTHRODESIS NAIL END CAP | OXFORD AFN END CAP AFN END CAP DIA 10MM X 5MM LONG AFN END CAP DIA 10MM X 10MM LONG AFN END CAP DIA 11MM X 5MM LONG AFN END CAP DIA 11MM X 10MM LONG AFN END CAP DIA 12MM X 5MM LONG AFN END CAP DIA 12MM X 10MM LONG OXFORD AFN END CAP LOCKING | 2020-03-01 | DELETE
Zimmer Biomet Pty Ltd | 06 - Specialist Orthopaedic | ZI217 | ZPS Plate System | 4.5mm T Buttress Plates | 4 - 6 Hole | 2020-03-01 | DELETE
Zimmer Biomet Pty Ltd | 06 - Specialist Orthopaedic | BH285 | ALPS LFS | 4.5mm Titanium Spider plates | Single hole plate with hooks | 2020-03-01 | DELETE
Zimmer Biomet Pty Ltd | 06 - Specialist Orthopaedic | BH138 | Peanut Growth Control Plating System - Plates | Guided growth control plate, titanium alloy, stepped and arched | 12 and 16mm, 2 holes | 2020-03-01 | DELETE
Zimmer Biomet Pty Ltd | 06 - Specialist Orthopaedic | BH195 | Periarticular Plating System | Fibula Composite Plate - Titanium | 5 Hole | 2020-03-01 | DELETE
Zimmer Biomet Pty Ltd | 06 - Specialist Orthopaedic | ZI776 | ZPS-Zimmer Plate and Screw System | 4.5mm ZPS Semi-tubular Narrow Plate | 2-6 holes | 2020-03-01 | DELETE
Zimmer Biomet Pty Ltd | 06 - Specialist Orthopaedic | ZI777 | ZPS-Zimmer Plate and Screw System | 4.5mm ZPS Semi-tubular Narrow Plate | 7 holes - 15 holes | 2020-03-01 | DELETE
Zimmer Biomet Pty Ltd | 06 - Specialist Orthopaedic | ZI792 | ZPS-Zimmer Plate and Screw System | 4.5mm Straight Recon Plate | 4-6 holes | 2020-03-01 | DELETE
Zimmer Biomet Pty Ltd | 06 - Specialist Orthopaedic | ZI794 | ZPS-Zimmer Plate and Screw System | 4.5mm Broad Compression Plate | 2-6 holes | 2020-03-01 | DELETE
Zimmer Biomet Pty Ltd | 06 - Specialist Orthopaedic | ZI804 | ZPS-Zimmer plate and Screw System | 4.5mm Dual Compression Plate | 2-6 holes | 2020-03-01 | DELETE
Zimmer Biomet Pty Ltd | 06 - Specialist Orthopaedic | ZI788 | ZPS-Zimmer Plate and Screw System | 4.5mm T-Plates | 7-15 holes | 2020-03-01 | DELETE
Ortho Solutions Pty Ltd | 06 - Specialist Orthopaedic | OU017 | Foot Plating System | Ti Calaneal Step Plates, Osteotomy, Locking, sterile and nonsterile | STEP = 5 mm 21.5 mm 7.5 mm 21.5 mm 10 mm 21.5 mm | 2020-03-01 | DELETE
Zimmer Biomet Pty Ltd | 06 - Specialist Orthopaedic | ZI793 | ZPS-Zimmer Plate and Screw System | 4.5mm Straight Reconstruction Plate | 7-15 holes | 2020-03-01 | DELETE
Zimmer Biomet Pty Ltd | 06 - Specialist Orthopaedic | ZI754 | ZPS - Zimmer Plate & Screw System | 3.5mm and 4.5mm Pelvic plates | 16 holes and above | 2020-03-01 | DELETE
Zimmer Biomet Pty Ltd | 06 - Specialist Orthopaedic | ZI220 | ZPS Plate System | 3.5mm Cloverleaf Plates | 88 - 104mm | 2020-03-01 | DELETE
Zimmer Biomet Pty Ltd | 06 - Specialist Orthopaedic | ZI787 | ZPS-Zimmer Plate and Screw System | 4.5mm T-Plates | 2-6 holes | 2020-03-01 | DELETE
Zimmer Biomet Pty Ltd | 06 - Specialist Orthopaedic | ZI797 | ZPS-Zimmer Plate and Screw System | 3.5mm Calcaneal Plates | 2-6 holes | 2020-03-01 | DELETE
Ortho Solutions Pty Ltd | 06 - Specialist Orthopaedic | OU041 | Calcaneal Step Plate | Calcaneal Step Plate 6-10mm (CSP) | Calcaneal Step Plate 6-10mm (CSP) | 2020-03-01 | DELETE
Ortho Solutions Pty Ltd | 06 - Specialist Orthopaedic | OU042 | Calcaneal Step Plate | ULTOS Calcaneal Step Plate 8-12mm | Calcaneal Step Plate 8-12mm | 2020-03-01 | DELETE
Ortho Solutions Pty Ltd | 06 - Specialist Orthopaedic | OU043 | Lapidus plate | Lapidus Plate | Lapidus plate flat(LP) lapidus plate 1mm step (LP) upto Lapidus plate flat (LP), Lapidus plate 6mm step (LP) | 2020-03-01 | DELETE
Ortho Solutions Pty Ltd | 06 - Specialist Orthopaedic | OU044 | Lapidus Plate | ULTOS Lapidus Plate | Lapidus plate flat left/right, Lapidus plate 2mm step left/right, Lapidus plate 4mm step left/right, Lapidus plate 6mm step left/right | 2020-03-01 | DELETE
Ortho Solutions Pty Ltd | 06 - Specialist Orthopaedic | OU045 | Tarsal Fusion Plate | Tarsal Fusion Plate | Tarsal Fusion Plate 12mm (TFP) Tarsal Fusion Plate 14mm (TFP) Tarsal Fusion Plate 16mm (TFP) | 2020-03-01 | DELETE
Ortho Solutions Pty Ltd | 06 - Specialist Orthopaedic | OU046 | Tarsal Fusion Plate | ULTOS Tarsal Fusion Plate | ULTOS Tarsal Fusion Plate 12mm ULTOS Tarsal Fusion Plate 14mm ULTOS Tarsal Fusion Plate 16mm | 2020-03-01 | DELETE
Ortho Solutions Pty Ltd | 06 - Specialist Orthopaedic | OU049 | Rearfoot Recon Plate | Rearfoot Recon Plate | Rearfoot Recon Plate, 6 Hole (RRP) Rearfoot Recon Plate, 8 Hole (RRP) Rearfoot Recon Plate, 14 Hole (RRP) | 2020-03-01 | DELETE
Ortho Solutions Pty Ltd | 06 - Specialist Orthopaedic | OU051 | Rearfoot Recon Plate | Rearfoot Recon Plate | ULTOS Rearfoot Recon Plate 6 Hole ULTOS Rearfoot Recon Plate 8 Hole ULTOS Rearfoot Recon Plate 14 Hole | 2020-03-01 | DELETE
Ortho Solutions Pty Ltd | 06 - Specialist Orthopaedic | OU053 | Arthrodesis Wedge Plate | Arthrodesis Wedge Plate | Arthrodesis Wedge Plate 0mm-8mm(AWP), - 30mm (3.5mm universal locking plate 12mm - 30mm (3.5ULP)) | 2020-03-01 | DELETE
Ortho Solutions Pty Ltd | 06 - Specialist Orthopaedic | OU054 | Arthrodesis Wedge Plate | Arthrodesis Wedge Plate | Arthrodesis Wedge Plate 0mm-8mm, Universal locking plate 12-30mm (3.5 ULP) | 2020-03-01 | DELETE
Zimmer Biomet Pty Ltd | 06 - Specialist Orthopaedic | ZI945 | Normed fracture fixation plates | Titanium locking foot plates | 4/6 hole and 3.5mm screws | 2020-03-01 | DELETE
Zimmer Biomet Pty Ltd | 06 - Specialist Orthopaedic | BH279 | ALPS - Anatomic Locked Plating System | 3.5mm titanium locking spider plates | Small - large and offset | 2020-03-01 | DELETE
Zimmer Biomet Pty Ltd | 06 - Specialist Orthopaedic | ZI783 | Zimmer Universal Locking System | 3.5mm Universal Locking System Reconstruction Plates | 3-6 holes | 2020-03-01 | DELETE
Zimmer Biomet Pty Ltd | 06 - Specialist Orthopaedic | ZI808 | Zimmer Universal Locking System | 3.5mm One Third Tubular Locking Plate | 3-4 holes | 2020-03-01 | DELETE
Ortho Solutions Pty Ltd | 06 - Specialist Orthopaedic | OU018 | T-Plate | 3.5mm T-plate | T-Plate 3.5mm right angled 3,4,5,6 hole T-Plate 3.5mm oblique angled 3,4,5 hole | 2020-03-01 | DELETE
Ortho Solutions Pty Ltd | 06 - Specialist Orthopaedic | OU021 | 1/3 Tubular Plate with Collar | 1/3 Tubular Plate with Collar | 1/3 Tubular Plate with Collar 2,3,4,5,6 hole | 2020-03-01 | DELETE
Zimmer Biomet Pty Ltd | 06 - Specialist Orthopaedic | ZI785 | ZPS-Zimmer Plate and Screw System | 3.5mm T-Plates | 4-6 holes, left and right | 2020-03-01 | DELETE
Ortho Solutions Pty Ltd | 06 - Specialist Orthopaedic | OU050 | Rearfoot Recon Plate | Rearfoot Recon Plate | Rearfoot Recon Plate, 6 Hole (RRP) Rearfoot Recon Plate, 8 Hole (RRP) Rearfoot Recon Plate, 14 Hole (RRP) | 2020-03-01 | DELETE
Ortho Solutions Pty Ltd | 06 - Specialist Orthopaedic | OU052 | Rearfoot Recon Plate | Rearfoot Recon Plate | ULTOS Rearfoot Recon Plate 6 Hole ULTOS Rearfoot Recon Plate 8 Hole ULTOS Rearfoot Recon Plate 14 Hole | 2020-03-01 | DELETE
Zimmer Biomet Pty Ltd | 06 - Specialist Orthopaedic | ZI944 | Normed fracture fixation plates | Titanium locking foot plates | 8/10/12 holes and 3.5mm screw | 2020-03-01 | DELETE
Zimmer Biomet Pty Ltd | 06 - Specialist Orthopaedic | ZI784 | Zimmer Universal Locking System | 3.5mm Universal Locking System Reconstruction Plates | 7 holes - 15 holes | 2020-03-01 | DELETE
Zimmer Biomet Pty Ltd | 06 - Specialist Orthopaedic | ZI809 | Zimmer Universal Locking System | 3.5mm One Third Tubular Locking Plate | 12-14 holes | 2020-03-01 | DELETE
Zimmer Biomet Pty Ltd | 06 - Specialist Orthopaedic | BH187 | Small / Large Fragment Set | 3.5mm Titanium plate | 7-14 holes | 2020-03-01 | DELETE
Ortho Solutions Pty Ltd | 06 - Specialist Orthopaedic | OU009 | 3.5mm A.C.P Plate | A.C.P Plate | 3.5mm, 7 hole plate to 3.5mm 12 hole plate 3.5mm straight 7 hole reconstruction plate to 3.5mm straight 14 hole reconstruction plate | 2020-03-01 | DELETE
Ortho Solutions Pty Ltd | 06 - Specialist Orthopaedic | OU013 | 1/3 Tubular Plate with Collar | 1/3 Tubular Plate with Collar | 1/3 Tubular Plate with Collar, 8-12hole | 2020-03-01 | DELETE
Ortho Solutions Pty Ltd | 06 - Specialist Orthopaedic | OU020 | Reconstructive Plate | 3.5mm Reconstructive Plate 3.5mm A.C.P Plate | 3.5mm Reconstructive Plate 5-6 hole 3.5mm A.C.P Plate 2,3,4,5,6 hole | 2020-03-01 | DELETE
Zimmer Biomet Pty Ltd | 06 - Specialist Orthopaedic | ZI772 | Zimmer Universal Locking System | 3.5mm Reconstruction Locking Plate | 13-15 holes | 2020-03-01 | DELETE
Zimmer Biomet Pty Ltd | 06 - Specialist Orthopaedic | ZI942 | Normed fracture fixation plates | Titanium locking foot plates | 16 hole | 2020-03-01 | DELETE
Zimmer Biomet Pty Ltd | 06 - Specialist Orthopaedic | ZI773 | Zimmer Universal Locking System | 3.5mm Reconstruction Locking Plate | 16-20 holes | 2020-03-01 | DELETE
Zimmer Biomet Pty Ltd | 06 - Specialist Orthopaedic | ZI780 | ZPS-Zimmer Plate and Screw System | 3.5mm Straight Compression Plate | 16-18 holes | 2020-03-01 | DELETE
Zimmer Biomet Pty Ltd | 06 - Specialist Orthopaedic | ZI791 | ZPS-Zimmer Plate and Screw System | 3.5mm Straight Recon Plates | 16-22 holes | 2020-03-01 | DELETE
Zimmer Biomet Pty Ltd | 06 - Specialist Orthopaedic | ZI983 | Re-Line Fixation System - Compression Plate | Re-Line Fixation System - Compression Plate | 15mm x 6mm, 20mm x 6mm, 25mm x 8mm | 2020-03-01 | DELETE
Ortho Solutions Pty Ltd | 06 - Specialist Orthopaedic | OU012 | MTP Plate | MTP Plate | 2.7mm Univeral locking plate 18mm (2.7ULP), up to 24mm Open wedge locking plate 4mm (OW) up to 7mm Open wedge locking plate 0mm Open wedge osteotomy plate 4mm to 7.00mm | 2020-03-01 | DELETE
Ortho Solutions Pty Ltd | 06 - Specialist Orthopaedic | OU019 | Opening Wedge Locking plate | Opening Wedge Locking plate | universal locking plate 12 MM - 30mm/ Opening Wedge Locking plate 0MM-7MM Opening Wedge osteotomy plate OMM-7MM | 2020-03-01 | DELETE
Zimmer Biomet Pty Ltd | 06 - Specialist Orthopaedic | ZI982 | MSP Fixation System – Compression Plate | MSP Fixation System – Compression Plate | Right – 36.5mm Left – 36.5mm | 2020-03-01 | DELETE
Ortho Solutions Pty Ltd | 06 - Specialist Orthopaedic | OU040 | UltOS X Plates | general fusion X Plates | XS, S, M, L | 2020-03-01 | DELETE
Zimmer Biomet Pty Ltd | 06 - Specialist Orthopaedic | ZI802 | Zimmer Universal Locking System | 2.7mm One Quarter Tubular Locking Plate | 2-6 holes | 2020-03-01 | DELETE
Zimmer Biomet Pty Ltd | 06 - Specialist Orthopaedic | ZI222 | ZPS Mini Plate System | 1.5 & 2.7mm Epiphysys Plates | 2 - 6 Hole | 2020-03-01 | DELETE
Zimmer Biomet Pty Ltd | 06 - Specialist Orthopaedic | ZI863 | ZPS - Zimmer Plate & Screw System | 2.0mm Straight & Epiphysis Plates | 2- 6 holes LEFT AND RIGHT | 2020-03-01 | DELETE
Zimmer Biomet Pty Ltd | 06 - Specialist Orthopaedic | ZI870 | Zimmer Plates | Mini SCP Plate | 1 - Holes | 2020-03-01 | DELETE
Zimmer Biomet Pty Ltd | 06 - Specialist Orthopaedic | ZI803 | Zimmer Universal Locking System | 2.7mm Quarter Tubular Locking Plate | 7-15 holes | 2020-03-01 | DELETE
Zimmer Biomet Pty Ltd | 06 - Specialist Orthopaedic | ZI864 | ZPS - Zimmer Plate & Screw System | 2.0mm Straight & Epiphysis Plates | 7 -15 holes | 2020-03-01 | DELETE
Zimmer Biomet Pty Ltd | 06 - Specialist Orthopaedic | ZI871 | Zimmer Plates | Mini SCP Plate | 7 - 15 Holes | 2020-03-01 | DELETE
Zimmer Biomet Pty Ltd | 06 - Specialist Orthopaedic | ZI865 | ZPS - Zimmer Plate & Screw System | 2.0mm Straight & Epiphysis Plates | Over 16 holes | 2020-03-01 | DELETE
Ortho Solutions Pty Ltd | 06 - Specialist Orthopaedic | OU022 | CHS Plate | CHS Plate | 130/135/140/145/150 Degree CHS plate 2-6 hole | 2020-03-01 | DELETE
Smith & Nephew Pty Ltd | 06 - Specialist Orthopaedic | SN471 | Compression Hip Screw System | Ambi Short Barrel Plates | 100mm, 4-5 slot | 2020-03-01 | DELETE
Smith & Nephew Pty Ltd | 06 - Specialist Orthopaedic | SN473 | Compression Hip Screw System | Classic Standard Barrel Plates | ≤ 6 holes | 2020-03-01 | DELETE
Smith & Nephew Pty Ltd | 06 - Specialist Orthopaedic | SN476 | Compression Hip Screw System | Classic Short Barrel Plates | ≤ 6 holes | 2020-03-01 | DELETE
Smith & Nephew Pty Ltd | 06 - Specialist Orthopaedic | SN926 | Compression Hip Screw System | Ambi Standard Barrel Plates | ≤6 holes | 2020-03-01 | DELETE
Ortho Solutions Pty Ltd | 06 - Specialist Orthopaedic | OU023 | CHS Plate | CHS Plate | 135 Degree CHS Plate 8 - 14 hole 150 Degree CHS Plate 8, 10, 12 hole | 2020-03-01 | DELETE
Smith & Nephew Pty Ltd | 06 - Specialist Orthopaedic | SN470 | Compression Hip Screw System | Ambi Standard Barrel Plates | 260mm+, 12-14 slot | 2020-03-01 | DELETE
Smith & Nephew Pty Ltd | 06 - Specialist Orthopaedic | SN475 | Compression Hip Screw System | Classic Standard Barrel Plates | ≥ 7 to ≤ 15 holes | 2020-03-01 | DELETE
Smith & Nephew Pty Ltd | 06 - Specialist Orthopaedic | SN927 | Compression Hip Screw System | Ambi Standard Barrel Plates | ≥7 to ≤15 holes | 2020-03-01 | DELETE
Zimmer Biomet Pty Ltd | 06 - Specialist Orthopaedic | ZI837 | Zimmer Pty Ltd | 3.5mm Periarticular Locking Plates - Humerus | 2-6 holes left & right | 2020-03-01 | DELETE
Zimmer Biomet Pty Ltd | 06 - Specialist Orthopaedic | ZI755 | Zimmer Periarticular Plates | 3.5 & 4.5mm Periarticular Plates - Humerus | 2 - 6 holes Left & Right | 2020-03-01 | DELETE
Zimmer Biomet Pty Ltd | 06 - Specialist Orthopaedic | ZI838 | Zimmer Periarticular Locking Plates | 3.5mm Periarticular locking plates - humerus | 7 - 15 holes Left & Right | 2020-03-01 | DELETE
Zimmer Biomet Pty Ltd | 06 - Specialist Orthopaedic | BH251 | Small/Large Fragment Set | Humeral Titanium Plate | 7 to 15 holes | 2020-03-01 | DELETE
Zimmer Biomet Pty Ltd | 06 - Specialist Orthopaedic | ZI756 | Zimmer Periarticular Plates | 3.5 & 4.5mm Periarticular Plates - Humerus | 7 - 15 holes Left & Right | 2020-03-01 | DELETE
Zimmer Biomet Pty Ltd | 06 - Specialist Orthopaedic | ZI839 | Zimmer Periarticular Locking Plates | 3.5mm Pericaticular Locking Plates - Humerus | 16 - 19 Holes Left & right | 2020-03-01 | DELETE
Zimmer Biomet Pty Ltd | 06 - Specialist Orthopaedic | BH259 | HI S3 Shoulder Fixation System | S3 Shoulder Plate | 16-20 Hole, Left & Right | 2020-03-01 | DELETE
Zimmer Biomet Pty Ltd | 06 - Specialist Orthopaedic | BH291 | Distal Radius Plating System | Radial and Ulna Plates | ≤6 holes | 2020-03-01 | DELETE
Zimmer Biomet Pty Ltd | 06 - Specialist Orthopaedic | ZI898 | Zimmer® Distal Radius Plating System | Distal Radius Plates | ≤6 holes | 2020-03-01 | DELETE
Zimmer Biomet Pty Ltd | 06 - Specialist Orthopaedic | BH252 | Small/Large Fragment Set | Radial Titanium Plate | 7 to 15 holes | 2020-03-01 | DELETE
Zimmer Biomet Pty Ltd | 06 - Specialist Orthopaedic | ZI760 | Zimmer Periarticular Plates | 3.5mm Periarticular Plates - Ulna | 2 - 6 holes Left & Right | 2020-03-01 | DELETE
Zimmer Biomet Pty Ltd | 06 - Specialist Orthopaedic | ZI843 | Zimmer Periarticular Locking Plates | 2.7mm Periarticular Locking Plates - Ulna | 7 - 15 holes Left & Right | 2020-03-01 | DELETE
Zimmer Biomet Pty Ltd | 06 - Specialist Orthopaedic | ZI761 | Zimmer Periarticular Plates | 3.5mm Periarticular Plates - Ulna | 7 - 15 holes Left & Right | 2020-03-01 | DELETE
Zimmer Biomet Pty Ltd | 06 - Specialist Orthopaedic | ZI849 | Zimmer Periarticular Locking Plates | 2.7 mm Periarticular Locking Plates - Fibula | 16 holes left & Right | 2020-03-01 | DELETE
Zimmer Biomet Pty Ltd | 06 - Specialist Orthopaedic | ZI753 | ZPS-Zimmer Plate & Screw System | 3.5mm Curved Reconstruction Plates | 7 Holes - 15 holes | 2020-03-01 | DELETE
Zimmer Biomet Pty Ltd | 06 - Specialist Orthopaedic | BH311 | Polyax Plating System | Distal Femoral Locking Plate, Titanium | 7-15 holes | 2020-03-01 | DELETE
Zimmer Biomet Pty Ltd | 06 - Specialist Orthopaedic | BH312 | Polyax Plating System | Distal Femoral Locking Plate, Titanium | 16-25 holes | 2020-03-01 | DELETE
Zimmer Biomet Pty Ltd | 06 - Specialist Orthopaedic | ZI764 | Zimmer Periarticular Plates | 3.5mm Periarticular Plates - Fibula | 16 - 18 holes | 2020-03-01 | DELETE
Zimmer Biomet Pty Ltd | 06 - Specialist Orthopaedic | ZI765 | Zimmer Periarticular Plates | 3.5 & 4.5mm Periarticular Plates - Tibia | 2 - 6 holes Left & Right | 2020-03-01 | DELETE
Zimmer Biomet Pty Ltd | 06 - Specialist Orthopaedic | BH309 | Polyax Plating System | Proximal Tibial Locking Plate, Titanium | 7 to 15 holes | 2020-03-01 | DELETE
Signature Orthopaedics | 06 - Specialist Orthopaedic | SF166 | PS HTO Plate | Medial Opening Wedge Anatomical Plate | Left and Right | 2020-03-01 | DELETE
Zimmer Biomet Pty Ltd | 06 - Specialist Orthopaedic | BH310 | Polyax Plating System | Proximal Tibial Locking Plate, Titanium | 16 to 20 holes | 2020-03-01 | DELETE
Zimmer Biomet Pty Ltd | 06 - Specialist Orthopaedic | ZI857 | Zimmer Periarticular Plating System | 3.5mm Periarticular Plate - Calcaneal | 7 holes | 2020-03-01 | DELETE
Ortho Solutions Pty Ltd | 06 - Specialist Orthopaedic | OU038 | UltOS MTP plates | MTP Plates | Small, Medium, Large | 2020-03-01 | DELETE
Ortho Solutions Pty Ltd | 06 - Specialist Orthopaedic | OU039 | UltOS T plates | General Fusion T plates | 2 hole, 4 hole, 6 hole | 2020-03-01 | DELETE
Ortho Solutions Pty Ltd | 06 - Specialist Orthopaedic | OU047 | UltOS straight plates | General fusion straight plates | 2 hole, 4 hole | 2020-03-01 | DELETE
Zimmer Biomet Pty Ltd | 06 - Specialist Orthopaedic | BH139 | Peanut Growth Control Plating System - Screws | Cannulated growth contol screws, titanium alloy | 4.5mm Diameter, Length 16, 24, 30 and 40mm | 2020-03-01 | DELETE
Ortho Solutions Pty Ltd | 06 - Specialist Orthopaedic | OU034 | Cannulated Screw | Cannulated Screw | cannulated screw 7.0 length 45, thread length 32mm up to cannulated screw 7.0 length 130, thread length 32mm and cannulated screw 7.0 length 35, thread length 16mm up to cannulated screw 7.0 length 130, thread length 16mm 5.0mm x 30mm up to 100mm titanium cannulated cancellous lag screw 6.5mm x 20mm ( up to 120mm) titanium cann.18mm thread 8.0mm x 20mm titanuium cann (up to 120mm)18mm thread 8.0mm x 20mm titanuium cann (up to 120mm)30mm thread 8.0mm x 45mm titanuium cann (up to 120mm)45mm thread 6.5mm x 30mm ( up to 120mm) titanium cann. 30mm thread 6.5mm x 45mm (up to 120mm ) titanium cann .45mm thread | 2020-03-01 | DELETE
Signature Orthopaedics | 06 - Specialist Orthopaedic | SF165 | PS Dual Thread Screw | Canulated, Dual thread, Cortical Screw | 4.5mm, 24-52mm length | 2020-03-01 | DELETE
Signature Orthopaedics | 06 - Specialist Orthopaedic | SF163 | PS Dual Thread Screw | Dual Threaded, locking, canulated Screw | 4.5mm Diameter, 24 - 90mm Long | 2020-03-01 | DELETE
Zimmer Biomet Pty Ltd | 06 - Specialist Orthopaedic | BH269 | Polyax Plating system | Cannulated Locking Screw, Titanium | 4.5 to 8.0mm diameter | 2020-03-01 | DELETE
Zimmer Biomet Pty Ltd | 06 - Specialist Orthopaedic | BH246 | Rockwood Clavical Pin | Clavical Pin with dual thread | 4.5mm | 2020-03-01 | DELETE
Signature Orthopaedics | 06 - Specialist Orthopaedic | SF164 | PS Dual Thread Cortical Screw | Dual Thread Cortical screw | 4.5mm, 24-52mm length | 2020-03-01 | DELETE
Zimmer Biomet Pty Ltd | 06 - Specialist Orthopaedic | BH268 | Polyax Plating System | Titanium Locking Screw | 4.5-5.5mm | 2020-03-01 | DELETE
Signature Orthopaedics | 06 - Specialist Orthopaedic | SF161 | PS DT Locking Screw | Dual Thread Variable Angle Locking screw | 4.5mm Diameter, 24-90mm Length | 2020-03-01 | DELETE
Zimmer Biomet Pty Ltd | 06 - Specialist Orthopaedic | BH271 | Polyax Plating System | Non-Locking Screw, Titanium | 40-100mm | 2020-03-01 | DELETE
Zimmer Biomet Pty Ltd | 06 - Specialist Orthopaedic | BI829 | EBI XFIX Vision System | Screw, Transfixing, Stainless steel | 4 - 6mm diameter | 2020-03-01 | DELETE
Zimmer Biomet Pty Ltd | 06 - Specialist Orthopaedic | BI834 | EBI XFIX DynaFix System | Screw, VS Osteotomy System, Ti | 6mm x (30mm-110mm) | 2020-03-01 | DELETE
Ortho Solutions Pty Ltd | 06 - Specialist Orthopaedic | OU027 | Cortical Screw (Ti6AI4V) | Cortical Screw | 5.0mm x 20mm up to 120mm | 2020-03-01 | DELETE
Ortho Solutions Pty Ltd | 06 - Specialist Orthopaedic | OU037 | Self Tapping Cortical Screw | Self Tapping Cortical Screw | 4.5mm self tapping cortical screw 14mm to 95mm 4.5mm cortical screw 14mm to 140mm 4.5mm malleloar screw 25mm to 70mm 6.5 cancellous screw 16mm thread 30mm to 150mm 6.5mm cancellous screw fully threaded 20mm to 110mm | 2020-03-01 | DELETE
Zimmer Biomet Pty Ltd | 06 - Specialist Orthopaedic | ZI204 | Zimmer ECT Screws | 4.5mm Cortical Screws | 14 - 120mm | 2020-03-01 | DELETE
Zimmer Biomet Pty Ltd | 06 - Specialist Orthopaedic | ZI206 | Zimmer ECT Screws | 4.5 Malleo Screw | 25 - 70mm | 2020-03-01 | DELETE
Ortho Solutions Pty Ltd | 06 - Specialist Orthopaedic | OU030 | Cannulated Screw Self Drill/Tap | bone screws and washers are indicated for use in fixation of various fractured bones. Mini plates and screws 3.5mm or smaller are intended fro use in small bones in the hand or foot and include metacarpal, metatarsal and phalange bones. Small and large plates and screws 4.0mm and larger are intended for use in large and long bones which can include the clavicle, scaplua, pelvis, calcaneus, talus ans long bones (humerus, ulna, radius, femur, tibia and fibula) | 3.5mm x 22mm, 3.5mm x 24mm, 3.5mm x 26mm, 3.5mm x 28mm, 3.5mm x 30mm, 3.5mm x 32mm, 3.5mm x 34mm, 3.5mm x 36mm, 3.5mm x 40mm, 3.5mm x 42mm, 3.5mm x 44mm, 3.5mm x 45mm, 3.5mm x 46mm, 3.5mm x 48mm, 3.5mm x 50mm, 3.5mm x 55mm, 3.5mm x 60mm | 2020-03-01 | DELETE
Ortho Solutions Pty Ltd | 06 - Specialist Orthopaedic | OU033 | Titianium Cannulated Cancellous lag Screw | Titianium Cannulated Cancellous lag Screw | 4.0mm x 10mm Titianium Cannulated Cancellous lag Screw up to (4.0mm x 28mm) | 2020-03-01 | DELETE
PurePlay Orthopaedics | 06 - Specialist Orthopaedic | PJ004 | Trilliant Tiger Cannulated Screw System | Trilliant Tiger Cannulated Screw | 8-56mm in 2mm increments | 2020-03-01 | DELETE
Ortho Solutions Pty Ltd | 06 - Specialist Orthopaedic | OU031 | Compression Screw | Compression Screw | 3.0MM META SCREW - LONG THREAD 10MM 3.0MM META SCREW - LONG THREAD 12MM 3.0MM META SCREW - LONG THREAD 14MM 3.0MM META SCREW - LONG THREAD 16MM 3.0MM META SCREW - LONG THREAD 18MM 3.0MM META SCREW - LONG THREAD 20MM 3.0MM META SCREW - LONG THREAD 22MM 3.0MM META SCREW - LONG THREAD 24MM 3.0MM META SCREW - LONG THREAD 26MM 3.0MM META SCREW - LONG THREAD 28MM 3.0MM META SCREW - LONG THREAD 30MM 3.0MM META SCREW - LONG THREAD 32MM 3.0MM META SCREW - LONG THREAD 34MM 3.0MM META SCREW - SHORT THREAD 12MM 3.0MM META SCREW - SHORT THREAD 14MM 3.0MM META SCREW - SHORT THREAD 16MM 3.0MM META SCREW - SHORT THREAD 18MM 3.0MM META SCREW - SHORT THREAD 20MM 3.0MM META SCREW - SHORT THREAD 22MM 3.0MM META SCREW - SHORT THREAD 24MM 3.0MM META SCREW - SHORT THREAD 26MM 3.0MM META SCREW - SHORT THREAD 28MM 3.0MM META SCREW - SHORT THREAD 30MM 3.0MM META SCREW - SHORT THREAD 32MM 3.0MM META SCREW - SHORT THREAD 34MM 3.0MM META SCREW - SHORT THREAD 36MM 3.0MM META SCREW - SHORT THREAD 40MM 3.0MM META SCREW - SHORT THREAD 44MM COMPRESSION SCREW 10MM COMPRESSION SCREW 12MM COMPRESSION SCREW 14MM COMPRESSION SCREW 16MM COMPRESSION SCREW 18MM COMPRESSION SCREW 20MM COMPRESSION SCREW 22MM COMPRESSION SCREW 24MM COMPRESSION SCREW 26MM COMPRESSION SCREW 28MM COMPRESSION SCREW 30MM COMPRESSION SCREW 32MM COMPRESSION SCREW 34MM SCARF SCREW 10MM SCARF SCREW 12MM SCARF SCREW 14MM SCARF SCREW 16MM SCARF SCREW 16MM SCARF SCREW 18MM SCARF SCREW 20MM SCARF SCREW 22MM SCARF SCREW 24MM SCARF SCREW 26MM SCARF SCREW 28MM SCARF SCREW 30MM SCARF SCREW 32MM SCARF SCREW 34MM | 2020-03-01 | DELETE
PurePlay Orthopaedics | 06 - Specialist Orthopaedic | PJ005 | Trilliant Tiger Headless Cannulated Screw System | Trilliant Tiger Headless Cannulated Screw | 10-34mm in 2mm increments | 2020-03-01 | DELETE
Zimmer Biomet Pty Ltd | 06 - Specialist Orthopaedic | BH247 | Rockwood Clavical Pin | Clavical Pin with dual thread | 3.0-3.8mm | 2020-03-01 | DELETE
Zimmer Biomet Pty Ltd | 06 - Specialist Orthopaedic | BH261 | HI S3 Shoulder Fixation System | Locking Peg | 4mm diameter | 2020-03-01 | DELETE
Zimmer Biomet Pty Ltd | 06 - Specialist Orthopaedic | BH272 | Polyax Plating System | Locking Bone screws | 4.0mm diameter | 2020-03-01 | DELETE
Zimmer Biomet Pty Ltd | 06 - Specialist Orthopaedic | ZI941 | Normed Foot screws | Titanium locking bone screws | 2.7-4.0mm | 2020-03-01 | DELETE
Ortho Solutions Pty Ltd | 06 - Specialist Orthopaedic | OU024 | Locking screw | FPS 3.5mm locking screw FPS GENII 3.5mm locking screw FPS 2.7mm locking screw FPS GENII 2.7mm locking screw | 10-50MM(FPS 3.5MM locking) 8-30MM (FPS 2.7MM locking) | 2020-03-01 | DELETE
Ortho Solutions Pty Ltd | 06 - Specialist Orthopaedic | OU028 | fps non-LOCKING SCREW | FPS 2.7mm non locking screw FPS GENII 2.7mm non-locking screw FPS 3.5mm non-locking screw FPS GENII 3.5mm non-locking screw | 8-30mm (FPS 2.7mm non locking) 10-50mm (FPS 3.5mm non-locking) | 2020-03-01 | DELETE
Ortho Solutions Pty Ltd | 06 - Specialist Orthopaedic | OU032 | CORTICAL SCREW | CORTICAL SCREW SELF TAPPING CORTICAL SCREW | 3.5MM CORTICAL SCREW 8MM 3.5MM CORTICAL SCREW 10MM 3.5MM CORTICAL SCREW 12MM 3.5MM CORTICAL SCREW 14MM 3.5MM CORTICAL SCREW 16MM 3.5MM CORTICAL SCREW 18MM 3.5MM CORTICAL SCREW 20MM 3.5MM CORTICAL SCREW 22MM 3.5MM CORTICAL SCREW 24MM 3.5MM CORTICAL SCREW 26MM 3.5MM CORTICAL SCREW 28MM 3.5MM CORTICAL SCREW 30MM 3.5MM CORTICAL SCREW 32MM 3.5MM CORTICAL SCREW 34MM 3.5MM CORTICAL SCREW 36MM 3.5MM CORTICAL SCREW 38MM 3.5MM CORTICAL SCREW 40MM 3.5MM CORTICAL SCREW 42MM 3.5MM CORTICAL SCREW 44MM 3.5MM CORTICAL SCREW 45MM 3.5MM CORTICAL SCREW 50MM 3.5MM CORTICAL SCREW 55MM 3.5MM CORTICAL SCREW 60mm 3.5MM CORTICAL SCREW 65mm 3.5MM CORTICAL SCREW 70mm 3.5MM CORTICAL SCREW 75mm 3.5MM CORTICAL SCREW 80mm 3.5MM CORTICAL SCREW 85mm 3.5MM CORTICAL SCREW 90mm 3.5MM CORTICAL SCREW 95mm 3.5MM CORTICAL SCREW 100mm 3.5MM CORTICAL SCREW 105mm 3.5MM CORTICAL SCREW 110mm 3.5MM SELF TAPPING CORTICAL SCREW 10MM 3.5MM SELF TAPPING CORTICAL SCREW 12MM 3.5MM SELF TAPPING CORTICAL SCREW 14MM 3.5MM SELF TAPPING CORTICAL SCREW 16MM 3.5MM SELF TAPPING CORTICAL SCREW 18MM 3.5MM SELF TAPPING CORTICAL SCREW 20MM 3.5MM SELF TAPPING CORTICAL SCREW 22MM 3.5MM SELF TAPPING CORTICAL SCREW 24MM 3.5MM SELF TAPPING CORTICAL SCREW 26MM 3.5MM SELF TAPPING CORTICAL SCREW 28MM 3.5MM SELF TAPPING CORTICAL SCREW 30MM 3.5MM SELF TAPPING CORTICAL SCREW 32MM 3.5MM SELF TAPPING CORTICAL SCREW 34MM 3.5MM SELF TAPPING CORTICAL SCREW 36MM 3.5MM SELF TAPPING CORTICAL SCREW 38MM 3.5MM SELF TAPPING CORTICAL SCREW 40MM 3.5MM SELF TAPPING CORTICAL SCREW 45MM 3.5MM SELF TAPPING CORTICAL SCREW 50MM 3.5MM SELF TAPPING CORTICAL SCREW 55MM 3.5MM SELF TAPPING CORTICAL SCREW 60MM | 2020-03-01 | DELETE
Ortho Solutions Pty Ltd | 06 - Specialist Orthopaedic | OU036 | Cancellous Screw | Cancellous Screw | 4.0mm cancellous screw fully threaded 10mm to 60mm 4.0mm cancellous screw partially threaded 10mm to 60mm | 2020-03-01 | DELETE
Ortho Solutions Pty Ltd | 06 - Specialist Orthopaedic | OU029 | TWIST-OFF SCREW | 11 mm TWIST-OFF SCREW2.5MM Cancellous thread 12 mm TWIST-OFF SCREW2.5MM Cancellous thread 13 mm TWIST-OFF SCREW2.5MM Cancellous thread 14 mm TWIST-OFF SCREW2.5MM Cancellous thread 15 mm TWIST-OFF SCREW2.5MM Cancellous thread 17 mm TWIST-OFF SCREW2.5MM Cancellous thread TWIST-OFF SCREWS10mm (1.5mm Shank) TWIST-OFF SCREWS11mm (1.5mm Shank) TWIST-OFF SCREWS12mm (1.5mm Shank) TWIST-OFF SCREWS13mm (1.5mm Shank) TWIST-OFF SCREWS14mm (1.5mm Shank) TWIST-OFF SCREWS15mm (1.5mm Shank) TWIST-OFF SCREWS16mm (1.5mm Shank) TWIST-OFF SCREWS17mm (1.5mm Shank) TWIST-OFF SCREWS18mm (1.5mm Shank) TWIST-OFF SCREWS10mm TWIST-OFF SCREWS11mm TWIST-OFF SCREWS12mm TWIST-OFF SCREWS13mm TWIST-OFF SCREWS14mm TWIST-OFF SCREWS15mm TWIST-OFF SCREWS16mm TWIST-OFF SCREWS17mm TWIST-OFF SCREWS18mm | 10-18mm (1.5mm shank) 10-18mm, 11-17mm (cancellous thread) | 2020-03-01 | DELETE
Ortho Solutions Pty Ltd | 06 - Specialist Orthopaedic | OU025 | 2.5 mm Meta Screw | Meta Screw | 2.5mm length 10 up to 2.5mm length 26mm | 2020-03-01 | DELETE
Zimmer Biomet Pty Ltd | 06 - Specialist Orthopaedic | BH245 | Rockwood Clavicle Pin | Clavicle Pin with dual thread | 2.5mm | 2020-03-01 | DELETE
Zimmer Biomet Pty Ltd | 06 - Specialist Orthopaedic | ZI858 | Zimmer Periarticular Locking Screws | 2.4 & 2.7mm Periarticular Locking Screws | 8-40mm | 2020-03-01 | DELETE
Zimmer Biomet Pty Ltd | 06 - Specialist Orthopaedic | ZI985 | MSP Fixation System – Locking Screw | MSP Fixation System – Locking Screw | 2.4mm x 8mm, 2.4mm x 10mm, 2.4mm x 12mm, 2.4mm x 14mm, 2.4mm x 16mm, 2.4mm x 18mm | 2020-03-01 | DELETE
Ortho Solutions Pty Ltd | 06 - Specialist Orthopaedic | OU026 | Cortex screws | Cortex screws | 2.4mm x 10mm up to 28mm 2.0mm x 8mm up to 26mm 2.0mm cortical screw 6mm up to 38mm 2.0mm self tapping S/S cortical screw 8mm up to 24mm 2.7mm cortical screw 6mm up to 38mm | 2020-03-01 | DELETE
Zimmer Biomet Pty Ltd | 06 - Specialist Orthopaedic | ZI981 | Re-Line Fixation System – Compression Screw | Re-Line Fixation System – Compression Screw | 2.7mm x 10mm, 2.7mm x 12mm, 2.7mm x 14mm, 2.7mm x 16mm, 2.7mm x 18mm, 2.7mm x 20mm, 2.7mm x 22mm | 2020-03-01 | DELETE
Zimmer Biomet Pty Ltd | 06 - Specialist Orthopaedic | ZI984 | MSP Fixation System – Cortical Screw | MSP Fixation System – Cortical Screw | 2.4mm x 8mm, 2.4mm x 10mm, 2.4mm x 12mm, 2.4mm x 14mm, 2.4mm x 16mm, 2.4mm x 18mm, | 2020-03-01 | DELETE
Ortho Solutions Pty Ltd | 06 - Specialist Orthopaedic | OU035 | CHS/SCS Lag Screw | Lag Screrw | CHS/SCS Lag Screw 50mm to145mm | 2020-03-01 | DELETE
Ortho Solutions Pty Ltd | 06 - Specialist Orthopaedic | OU048 | Cannulated Bone Screw Washers | Washers | 4.0mm Cannulated screw plain washer 4.0mm Cannulated screw cup washer 5.0mm Cannulated screw plain washer 5.00mm Cannulated screw cup washer 6.5mm Titanium flat washer 8.0mm titanium flat washer FPS 3.5mm washer | 2020-03-01 | DELETE
Zimmer Biomet Pty Ltd | 06 - Specialist Orthopaedic | ZI209 | Zimmer Large-Frag System | Cortical Nut for 4.5mm screw | Small & Large | 2020-03-01 | DELETE
Ortho Solutions Pty Ltd | 06 - Specialist Orthopaedic | OU002 | RFS OLIVE WIRE | RFS OLIVE WIRE | 1.8MM X 400MM 1.5MM X 300MM | 2020-03-01 | DELETE
Zimmer Biomet Pty Ltd | 06 - Specialist Orthopaedic | BH202 | Ace External Fixator | Wire bayonet point - stainless steel | 1.8mm | 2020-03-01 | DELETE
Zimmer Biomet Pty Ltd | 06 - Specialist Orthopaedic | BI304 | Rush Intramedullary Pins | Stainless Steel | 3.2mm x (100-250mm) | 2020-03-01 | DELETE
Zimmer Biomet Pty Ltd | 06 - Specialist Orthopaedic | BI306 | Rush Intramedullary Pins | Stainless Steel | (6 - 6.4mm) x (280 - 440mm) | 2020-03-01 | DELETE
Ortho Solutions Pty Ltd | 06 - Specialist Orthopaedic | OU001 | RFS STRAIGHT WIRE | RFS STRAIGHT WIRE | RFS STRAIGHT WIRE 1.8MM X 370MM RFS DT STRAIGHT WIRE 1.8MM X 370MM RFS STRAIGHT WIRE 1.5MM X 300MM RFS TITANIUM STRAIGHT WIRE 1.8MM X 370MM | 2020-03-01 | DELETE
Ortho Solutions Pty Ltd | 06 - Specialist Orthopaedic | OU004 | MEMO STAPLE | 12mm memo staple /16mm memo staple/ 20mm memo staple | 12MM MEMO STAPLE (13MM) 12MM MEMO STAPLE (14MM) 12MM MEMO STAPLE (15MM) 12MM MEMO STAPLE (16MM) 12MM MEMO STAPLE (17MM) 12MM MEMO STAPLE (13MM X 15MM) 12MM MEMO STAPLE (14MM X 16MM) 12MM MEMO STAPLE (15MM X 17MM) 12MM MEMO STAPLE (16MM X 18MM) 12MM MEMO STAPLE (17MM X 19MM) 20MM MEMO STAPLE (13MM) 20MM MEMO STAPLE (15MM) 20MM MEMO STAPLE (17MM) 20MM MEMO STAPLE (19MM) 20MM MEMO STAPLE (21MM) 20MM MEMO STAPLE (23MM) 20MM MEMO STAPLE (25MM) 20MM MEMO STAPLE (12MM X 15MM) 20MM MEMO STAPLE (14MM X 17MM) 20MM MEMO STAPLE (16MM X 19MM) 20MM MEMO STAPLE (18MM X 21MM) 20MM MEMO STAPLE (20MM X 23MM) 12mm Memo Staple (13mm) 12mm Memo Staple (14mm) 12mm Memo Staple (15mm) 12mm Memo Staple (16mm) 12mm Memo Staple (17mm) 16mm Memo staple (14mm x 16mm) 16mm Memo staple (16mm x 18mm) 16mm Memo staple (18mm x 20mm) 16mm Memo staple (20mm x 22mm) | 2020-03-01 | DELETE
Ortho Solutions Pty Ltd | 06 - Specialist Orthopaedic | OU005 | VARISATION STAPLE | VARISATION STAPLE 90° 10MM VARISATION STAPLE 26° 10MM VARISATION STAPLE 90° 8MM VARISATION STAPLE 26° 8MM | VARISATION STAPLE 90° 10MM WIDE VARISATION STAPLE 26° 10MM WIDE VARISATION STAPLE 90° 8MM WIDE VARISATION STAPLE 26° 8MM WIDE | 2020-03-01 | DELETE
Smith & Nephew Pty Ltd | 06 - Specialist Orthopaedic | SL025 | Suturefix Ultra | All suture anchor | 1.7-2.3 | 2020-03-01 | DELETE
Smith & Nephew Pty Ltd | 06 - Specialist Orthopaedic | SL063 | Q-Fix All Suture Anchor | Soft suture anchor | 1.8mm | 2020-03-01 | DELETE
Zimmer Biomet Pty Ltd | 06 - Specialist Orthopaedic | BI320 | Arthrotek Harpoon System | Suture Anchor, Stainless Steel, Ti | 1 to 5 | 2020-03-01 | DELETE
PurePlay Orthopaedics | 06 - Specialist Orthopaedic | PJ029 | Draw Tight Suture Anchors | Suture Anchor | 3.2mm | 2020-03-01 | DELETE
Signature Spine and Joint Pty Ltd | 06 - Specialist Orthopaedic | SV036 | Parcus MiTi Titanium Screw-In Suture Anchor | The Parcus MiTi Suture Anchor is a threaded, tapered fastener for use in attachment of soft tissue to bone. The device is made from a Titanium alloy, Ti-6A1-4V. MiTi Suture Anchors are presented as sterile items. | 2.5mm 3.5mm | 2020-03-01 | DELETE
Signature Spine and Joint Pty Ltd | 06 - Specialist Orthopaedic | SV041 | V-Lox PEEK CF Suture Anchors | PEEK CF Fully Threaded Suture Anchor | 4.5m; 5.5mm; 6.5mm, | 2020-03-01 | DELETE
Zimmer Biomet Pty Ltd | 06 - Specialist Orthopaedic | BI005 | Re-Unite Orthopaedic System | Rotator Cuff Butress, Lactosorb; PGA/PLA | One size only | 2020-03-01 | DELETE
PurePlay Orthopaedics | 06 - Specialist Orthopaedic | PJ033 | Parcus GFS Ultimate | Suspension fixation device | Button width: 3.9mm Button length: 12mm – 16.5mm | 2020-03-01 | DELETE
Signature Spine and Joint Pty Ltd | 06 - Specialist Orthopaedic | SV076 | PARCUS GFS Naked | Graft Fixation System for use in the fixation of ligament or tendon repairs. | Button widths: 1.4mm -4.4mm Button lengths: 5.9mm - 21mm | 2020-03-01 | DELETE
Smith & Nephew Pty Ltd | 06 - Specialist Orthopaedic | SN004 | Bioabsorbable screw | BioRCI-HA Screw, Medial, Portal, Reverse thread, Tibial specific, Trans-tibial | 7 x 20mm - 12 x 35mm | 2020-03-01 | DELETE
Smith & Nephew Pty Ltd | 06 - Specialist Orthopaedic | SN421 | ACL/PCL Reconstructions | Absorbable PLLA Screw | 7-12mm diameter, 25-35mm length | 2020-03-01 | DELETE
Zimmer Biomet Pty Ltd | 06 - Specialist Orthopaedic | BH145 | TunneLoc | Tibial Fixation Device with Tensioner, PEEK | 7 to 10mm diameter | 2020-03-01 | DELETE
Stryker Australia Pty Ltd | 06 - Specialist Orthopaedic | HW550 | Biosteon (HA/PLLA) Cross-Pin | Biosteon ACL Cross Pin Bioabsorbable (HA/PLLA) | Titanium - 8 x40mm; 8x50mm; 8x60mm PLLA - 6x40mm; 6x50mm | 2020-03-01 | DELETE
Zimmer Biomet Pty Ltd | 06 - Specialist Orthopaedic | BI246 | Arthrotek Ligament Fixation System | Bone Mulch Screws, Titanium | 10.5mm x (20-35mm) | 2020-03-01 | DELETE
OSSUR AUSTRALIA - OA & INJURY SOLUTIONS PTY LTD | 06 - Specialist Orthopaedic | ZT001 | Ossur Halo Thoracic Orthosis | Spinal, Halo thoracic orthosis; inclusive of crown, skull pins and vest | Small, medium (standard) and large. | 2020-03-01 | DELETE
Zimmer Biomet Pty Ltd | 06 - Specialist Orthopaedic | BH240 | Hoffman Wrist Kit | Hoffman Sterile Wrist Kit | One size only | 2020-03-01 | DELETE
Zimmer Biomet Pty Ltd | 06 - Specialist Orthopaedic | BI775 | EBI XFIX DynaFix System | Distal radius fixator, wristfix, sterile, complete | One size only | 2020-03-01 | DELETE
Zimmer Biomet Pty Ltd | 06 - Specialist Orthopaedic | BH154 | EBI XFIX Dynafix System | Fixator Complete, small | Small, Extra small | 2020-03-01 | DELETE
Zimmer Biomet Pty Ltd | 06 - Specialist Orthopaedic | BH150 | EBI XFIX Dynafix System | Standard Straight Fixator Complete | Stndard 5 or 8 cm arms | 2020-03-01 | DELETE
Zimmer Biomet Pty Ltd | 06 - Specialist Orthopaedic | BH155 | EBI XFIX Dynafix System | Clamp straight body, Tee, or ankle | Small or extra small | 2020-03-01 | DELETE
Zimmer Biomet Pty Ltd | 06 - Specialist Orthopaedic | BH163 | EBI XFIX Dynafix System | Clamp: straight body, Tee or ankle | Small, Extra Small | 2020-03-01 | DELETE
Zimmer Biomet Pty Ltd | 06 - Specialist Orthopaedic | BH151 | EBI XFIX Dynafix System | Clamp: Straight body, tee or ankle | 5-8cm | 2020-03-01 | DELETE
Zimmer Biomet Pty Ltd | 06 - Specialist Orthopaedic | BH152 | EBI XFIX Dynafix System | Compression / Distraction / dynamisation modules | 5-8cm | 2020-03-01 | DELETE
Zimmer Biomet Pty Ltd | 06 - Specialist Orthopaedic | BH159 | EBI XFIX Dynafix System | Clamp: straight body, Tee or ankle | 5 - 8 cm | 2020-03-01 | DELETE
Zimmer Biomet Pty Ltd | 06 - Specialist Orthopaedic | BI851 | EBI XFIX Dynafix System | Rail Clamp (Rotational Serrated T-clamp, Swivel, Translational, Uniplaner Adjustable) | Ex Small, Small, Adult, 4-6mm | 2020-03-01 | DELETE
Zimmer Biomet Pty Ltd | 06 - Specialist Orthopaedic | BI819 | EBI XFIX Dynafix System | Multi Axial Correction and Metaphyseal Arc Module complete with T-clamp | 4-8cm, Xsmall - Adult | 2020-03-01 | DELETE
Zimmer Biomet Pty Ltd | 06 - Specialist Orthopaedic | BH157 | EBI XFIX Dynafix System | CD Mechanism | Small, Extra Small fixator | 2020-03-01 | DELETE
Zimmer Biomet Pty Ltd | 06 - Specialist Orthopaedic | BH153 | EBI XFIX Dynafix System | Body component | Std | 2020-03-01 | DELETE
Zimmer Biomet Pty Ltd | 06 - Specialist Orthopaedic | BH161 | EBI XFIX Dynafix System | Body Component | Std | 2020-03-01 | DELETE
Zimmer Biomet Pty Ltd | 06 - Specialist Orthopaedic | BI856 | EBI XFIX Dynafix System | Monoplanar Transport Rail, radiolucent (carbon fibre) | 100-420mm | 2020-03-01 | DELETE
Zimmer Biomet Pty Ltd | 06 - Specialist Orthopaedic | BH147 | EBI XFIX Dynafix System | MAC Rings or Arcs, Rotational or fixed | 100-220mm | 2020-03-01 | DELETE
Zimmer Biomet Pty Ltd | 06 - Specialist Orthopaedic | BI828 | EBI XFIX Vision System | Clamp/Rod, stainless steel/aluminium | 4mm/6mm, 3-5 hole, 50-150mm | 2020-03-01 | DELETE
Zimmer Biomet Pty Ltd | 06 - Specialist Orthopaedic | BH148 | EBI XFIX Dynafix System | MAC system couplig devices, Ring, Angulating coupler, rotational adapter | Male Female | 2020-03-01 | DELETE
Zimmer Biomet Pty Ltd | 06 - Specialist Orthopaedic | BI827 | EBI XFIX Vision System | Rod connectors, stainless steel/aluminium | Dia 9.5mm | 2020-03-01 | DELETE
Zimmer Biomet Pty Ltd | 06 - Specialist Orthopaedic | BI831 | EBI XFIX Vision System | Post, Bone Screw, Telescoping, stainless steel | One size only | 2020-03-01 | DELETE
Zimmer Biomet Pty Ltd | 06 - Specialist Orthopaedic | BI853 | EBI XFIX Dynafix System | CD Clicker | Ex Small, Small, Adult, 5-20cm | 2020-03-01 | DELETE
Zimmer Biomet Pty Ltd | 06 - Specialist Orthopaedic | BI854 | EBI XFIX Dynafix System | Rail Accessory (Adaptor, CD Support, Dynamization, Bridge) | Ex Small, Small, Adult, 4-6mm | 2020-03-01 | DELETE
Zimmer Biomet Pty Ltd | 06 - Specialist Orthopaedic | BI830 | EBI XFIX Vision System | Ring Connector Assembly, stainless steel/aluminium | 1 or 2 bolt model | 2020-03-01 | DELETE
Ortho Solutions Pty Ltd | 06 - Specialist Orthopaedic | OU006 | TITANIUM EX. FIX. PIN | TITANIUM EX.FIX.PIN | TITANIUM EX. FIX. PIN 4.0MM X 20MM, TITANIUM EX. FIX. PIN 4.0MM X 25MM TITANIUM EX. FIX. PIN 4.0MM X 30MM, TITANIUM EX. FIX. PIN 4.0MM X 35MM TITANIUM EX. FIX. PIN 4.0MM X 40MM, TITANIUM EX. FIX. PIN 4.0MM X 45MM TITANIUM EX. FIX. PIN 4.0MM X 50MM, TITANIUM EX. FIX. PIN 4.0MM X 60MM TITANIUM EX. FIX. PIN 5.0MM X 20MM, TITANIUM EX. FIX. PIN 5.0MM X 25MM TITANIUM EX. FIX. PIN 5.0MM X 30MM, TITANIUM EX. FIX. PIN 5.0MM X 35MM TITANIUM EX. FIX. PIN 5.0MM X 40MM, TITANIUM EX. FIX. PIN 5.0MM X 45MM TITANIUM EX. FIX. PIN 5.0MM X 50MM, TITANIUM EX. FIX. PIN 5.0MM X 55MM TITANIUM EX. FIX. PIN 5.0MM X 60MM, TITANIUM EX. FIX. PIN 5.0MM X 65MM TITANIUM EX. FIX. PIN 5.0MM X 70MM, TITANIUM EX. FIX. PIN 5.0MM X 75MM TITANIUM EX. FIX. PIN 5.0MM X 80MM, TITANIUM EX. FIX. PIN 5.0MM X 85MM TITANIUM EX. FIX. PIN 5.0MM X 90MM, TITANIUM EX. FIX. PIN 6.0MM X 20MM TITANIUM EX. FIX. PIN 6.0MM X 25MM TITANIUM EX. FIX. PIN 6.0MM X 30MM TITANIUM EX. FIX. PIN 6.0MM X 35MM TITANIUM EX. FIX. PIN 6.0MM X 40MM TITANIUM EX. FIX. PIN 6.0MM X 45MM TITANIUM EX. FIX. PIN 6.0MM X 50MM TITANIUM EX. FIX. PIN 6.0MM X 55MM TITANIUM EX. FIX. PIN 6.0MM X 60MM TITANIUM EX. FIX. PIN 6.0MM X 65MM TITANIUM EX. FIX. PIN 6.0MM X 70MM TITANIUM EX. FIX. PIN 6.0MM X 75MM TITANIUM EX. FIX. PIN 6.0MM X 80MM TITANIUM EX. FIX. PIN 6.0MM X 85MM TITANIUM EX. FIX. PIN 6.0MM X 90MM SST EX. FIX PIN 5MM X 35MM X 175MM, SELF DRILL/TAP PIN 3.0MM L=60/10, SELF DRILL/TAP PIN 3.0MM L=60/15 SELF DRILL/TAP PIN 3.0MM L=80/20 SELF DRILL/TAP PIN 3.0MM L=110/22, SELF DRILL/TAP PIN 4.0MM L=90/40 SELF DRILL/TAP PIN 4.0MM L=120/45, SELF DRILL/TAP PIN 4.0MM L=150/40, SELF DRILL/TAP PIN 4.0MM L=150/50, SELF DRILL/TAP PIN 4.0MM L=180/50, SELF DRILL/TAP PIN 4.0MM L=200/40, SELF DRILL/TAP PIN 4.0MM L=250/50, SELF DRILL/TAP PIN 4.0MM L=250/70, SELF DRILL/TAP PIN 5.0MM L=120/35, SELF DRILL/TAP PIN 5.0MM L=150/40,SELF DRILL/TAP PIN 5.0MM L=150/50,SELF DRILL/TAP PIN 5.0MM L=180/50,SELF DRILL/TAP PIN 5.0MM L=200/50,SELF DRILL/TAP PIN 5.0MM L=150/40,SELF DRILL/TAP PIN 5.0MM L=150/50, SELF DRILL/TAP PIN 5.0MM L=180/50,SELF DRILL/TAP PIN 5.0MM L=200/50,SELF DRILL/TAP PIN 5.0MM L=200/60,SELF DRILL/TAP PIN 5.0MM L=250/50,SELF DRILL/TAP PIN 5.0MM L=250/70, | 2020-03-01 | DELETE
Zimmer Biomet Pty Ltd | 06 - Specialist Orthopaedic | BI776 | EBI XFIX DynaFix System | OptiROM Articulating Fixator Complete | Small and Large | 2020-03-01 | DELETE
Zimmer Biomet Pty Ltd | 06 - Specialist Orthopaedic | BI849 | EBI XFIX DynaFix System | OptiROM Passive Distractor Module | One Size Only | 2020-03-01 | DELETE
OSSUR AUSTRALIA - OA & INJURY SOLUTIONS PTY LTD | 06 - Specialist Orthopaedic | ZT002 | Ossur Halo Thoracic Orthosis | Spinal, Halo thoracic orthosis; skull pin set | 2 1/4" or 3". | 2020-03-01 | DELETE
Smith & Nephew Pty Ltd | 06 - Specialist Orthopaedic | SN667 | Versabond Bone Cement | Methyl Methacrylate Methyl Acrylate Copolymer, Methylmethacrylate Homopolymer, Supplied as Powder (copolymer) and liquid (monomer) in an ampule | 40g | 2020-03-01 | DELETE
Scientx Australia | 06 - Specialist Orthopaedic | SX051 | OsseoFix+ System | Radiopaque bone cement vertebroplasty system, including mixing chamber, cement delivery gun, extension tube, cement delivery cannula and targeting needle. | 10gm, 11gm, 13gm | 2020-03-01 | DELETE
Smith & Nephew Pty Ltd | 06 - Specialist Orthopaedic | SL049 | STRUCSURE CP | Calcium Phosphate Bone Graft Substitute | 5cc | 2020-03-01 | DELETE
Medtronic Australasia Pty Ltd | 06 - Specialist Orthopaedic | MC669 | BCP | Biphasic Calcium Phosphate Reabsorbable Graft Supplement | 5cc | 2020-03-01 | DELETE
Scientx Australia | 06 - Specialist Orthopaedic | SX019 | Bonex | Granules | 2cc | 2020-03-01 | DELETE
Scientx Australia | 06 - Specialist Orthopaedic | SX073 | Samarys RF - 3D bone substitute | 3D hydroxapatite and tricalcic phosphate implant | 4.5mm to 10 height (o.1cc to 1cc) | 2020-03-01 | DELETE
Scientx Australia | 06 - Specialist Orthopaedic | SX085 | Bone'XTRUDABLE | Biphasic Calcium Phosphate, Hydrated Biphasic Calcium Phosphate (Putty) | 1ml, 2ml, 5ml | 2020-03-01 | DELETE
Scientx Australia | 06 - Specialist Orthopaedic | SX086 | Alphatec Velossity | Biphasic Calcium Phosphate with absorbable hydrogel (putty) | 1ml. 2.5ml, 5ml | 2020-03-01 | DELETE
Zimmer Biomet Pty Ltd | 06 - Specialist Orthopaedic | ZI194 | Bone Graft Substitute | Triosite Block 5 x 5 x 10mm Box of 4 - HATCP | 10mm | 2020-03-01 | DELETE
Zimmer Biomet Pty Ltd | 06 - Specialist Orthopaedic | ZI195 | Bone Graft Substitute | Triosite Block 5 x 5 x 20mm Box of 4 - HATCP | 20mm | 2020-03-01 | DELETE
Zimmer Biomet Pty Ltd | 06 - Specialist Orthopaedic | ZI196 | Bone Graft Substitute | Triosite Block 5 x 5 x 10mm Box of 2 - HATCP | 10mm | 2020-03-01 | DELETE
Zimmer Biomet Pty Ltd | 06 - Specialist Orthopaedic | ZI198 | Bone Graft Substitute | Triosite Oesteotomy Wedges - HATCP | 6 - 12mm | 2020-03-01 | DELETE
Smith & Nephew Pty Ltd | 06 - Specialist Orthopaedic | SL050 | STRUCSURE CP | Calcium Phosphate Bone Graft Substitute | >5cc - 10cc | 2020-03-01 | DELETE
Medtronic Australasia Pty Ltd | 06 - Specialist Orthopaedic | MC670 | BCP | Biphasic Calcium Phosphate Reabsorbable Graft Supplement | 10cc | 2020-03-01 | DELETE
Scientx Australia | 06 - Specialist Orthopaedic | SX018 | Bonex | Granules | 10cc | 2020-03-01 | DELETE
Scientx Australia | 06 - Specialist Orthopaedic | SX087 | Alphatec Velossity | Biphasic Calcium Phosphate with absorbable hydrogel (putty) | 10ml | 2020-03-01 | DELETE
Smith & Nephew Pty Ltd | 06 - Specialist Orthopaedic | SL051 | STRUCSURE CP | Calcium Phosphate Bone Graft | 10cc - 20cc | 2020-03-01 | DELETE
Medtronic Australasia Pty Ltd | 06 - Specialist Orthopaedic | MC671 | BCP | Biphasic Calcium Phosphate Reabsorbable Graft Supplement | 20cc | 2020-03-01 | DELETE
Scientx Australia | 06 - Specialist Orthopaedic | SX017 | Bonex | Block | L:5.5 - 50mm | 2020-03-01 | DELETE
Stryker Australia Pty Ltd | 07 - Plastic and Reconstructive | ST245 | Leibinger Titanium Implant System | Leibinger Mesh Implants Titanium | 75 x 12 x 0.5mm | 2020-03-01 | DELETE
Stryker Australia Pty Ltd | 07 - Plastic and Reconstructive | HW507 | Stryker Leibinger Plating System | Craniofacial Titanium Mesh System | 0.5 - 0.8mm thick, 11 - 50cm² | 2020-03-01 | DELETE
Medtronic Australasia Pty Ltd | 07 - Plastic and Reconstructive | MC551 | Macropore | Protective Disc | 25mm | 2020-03-01 | DELETE
Medtronic Australasia Pty Ltd | 07 - Plastic and Reconstructive | MC554 | Macropore | CraniDisk | 23 - 28mm | 2020-03-01 | DELETE
Medtronic Australasia Pty Ltd | 07 - Plastic and Reconstructive | MC568 | Macropore | Bur Hole Cover | 25mm | 2020-03-01 | DELETE
Zimmer Biomet Pty Ltd | 07 - Plastic and Reconstructive | BI399 | Lactosorb Resorbable Craniomaxillofacial Fixation System | Panel or Sheet, Solid or Holed, PGA/PLA | 0.25mm x 25x25mm | 2020-03-01 | DELETE
Medtronic Australasia Pty Ltd | 07 - Plastic and Reconstructive | MC630 | Macropore FRP (fast resorbing polymer) | Polylactide and Polyglycolide polymer | 25mm x 25mm x 0.75mm | 2020-03-01 | DELETE
Medtronic Australasia Pty Ltd | 07 - Plastic and Reconstructive | MI088 | Macropore | Protective Sheets | 1 to 10cm² area; 0.5mm thick | 2020-03-01 | DELETE
Medtronic Australasia Pty Ltd | 07 - Plastic and Reconstructive | MC629 | Macropore FRP (fast resorbing polymer) | Polylactide and Polyglycolide polymer | 50mm x 50mm 0.75mm | 2020-03-01 | DELETE
Medtronic Australasia Pty Ltd | 07 - Plastic and Reconstructive | MC893 | Macropore | Protective Sheets | 11 to 25 cm2 area, 0.5mm thick | 2020-03-01 | DELETE
Medtronic Australasia Pty Ltd | 07 - Plastic and Reconstructive | MC560 | Macropore | Protective Sheets | 60 x 80 x 0.5mm - 60 x 80 x 0.8mm | 2020-03-01 | DELETE
Medtronic Australasia Pty Ltd | 07 - Plastic and Reconstructive | MC628 | Macropore FRP (fast resorbing polymer) | Polylactide and Polyglycolide polymer | 60mm x 80mm x 0.75mm | 2020-03-01 | DELETE
Medtronic Australasia Pty Ltd | 07 - Plastic and Reconstructive | MC627 | Macropore FRP (fast resorbing polymer) | Polylactide and Polyglycolide polymer | 100mm x 100mm x 0.75mm | 2020-03-01 | DELETE
Medtronic Australasia Pty Ltd | 07 - Plastic and Reconstructive | MC899 | Macropore | Protective Sheets | 51 to 100 cm2 area; 0.5mm thick | 2020-03-01 | DELETE
Stryker Australia Pty Ltd | 07 - Plastic and Reconstructive | ST526 | Stryker Leibinger Resorbable Fixation System | Resorbable Mesh Tripolymer | 55x55mm | 2020-03-01 | DELETE
Stryker Australia Pty Ltd | 07 - Plastic and Reconstructive | HW443 | E-POR Biomaterial/ Panel - Porous Polyethlene Titanium Mesh Composite | Panel - Porous Polyethylene Titanium Mesh Composite | 0.5mm - 0.8mm thick, 38mm x 50mm | 2020-03-01 | DELETE
Stryker Australia Pty Ltd | 07 - Plastic and Reconstructive | HW440 | E-POR Biomaterial/ Panel - Porous Polyethlene Titanium Mesh Composite | Panel - Porous Polyethlene Titanium Mesh Composite | >0.8mm thick, 38mm x 50mm | 2020-03-01 | DELETE
Stryker Australia Pty Ltd | 07 - Plastic and Reconstructive | HW441 | E-POR Biomaterial/ Panel - Porous Polyethylene Titanium Mesh Composite | Panel - Porous Polyethylene Titanium Mesh Composite | >0.8mm thick, 76mm x 50mm | 2020-03-01 | DELETE
Stryker Australia Pty Ltd | 07 - Plastic and Reconstructive | HW442 | E-POR Biomaterial/ Sheet - Porous Polyethylene | Sheet - Porous Polyethylene | 30mm - 50mm x 0.4mm - 3mm | 2020-03-01 | DELETE
Stryker Australia Pty Ltd | 07 - Plastic and Reconstructive | SK520 | Medpor Porous Polyethylene Biomaterial Custom Made Implant | Porous Polyethylene Biomaterial Custom Made Product for ear, nose, face and Orbit reconstruction | Custom designed and made from CT scan image | 2020-03-01 | DELETE
Stryker Australia Pty Ltd | 07 - Plastic and Reconstructive | SK267 | Leibinger Titanium Implant System | Burr Hole Cover 1.0mm - 2.3mm | Diameter 7, 10, 14 & 20mm | 2020-03-01 | DELETE
Stryker Australia Pty Ltd | 07 - Plastic and Reconstructive | HW501 | Stryker Leibinger Plating System | Craniofacial Fixation Plates, Compression | 0.5 - 0.9mm thick, 4 -7 holes | 2020-03-01 | DELETE
Zimmer Biomet Pty Ltd | 07 - Plastic and Reconstructive | BH001 | Lactosorb Resorbable Craniomaxillofacial Fixation System | Lactosorb Plates, 1.5mm & 2mm System, All shapes PGA/PLA | 4 - 7 hole | 2020-03-01 | DELETE
Medtronic Australasia Pty Ltd | 07 - Plastic and Reconstructive | MC550 | Macropore | Rectangle Plates | 4-8 hole | 2020-03-01 | DELETE
Medtronic Australasia Pty Ltd | 07 - Plastic and Reconstructive | MC553 | Macropore | Oblong Plates | 6 - 8 hole | 2020-03-01 | DELETE
Medtronic Australasia Pty Ltd | 07 - Plastic and Reconstructive | MC562 | Macropore | Y Plates | 7 hole | 2020-03-01 | DELETE
Medtronic Australasia Pty Ltd | 07 - Plastic and Reconstructive | MC563 | Macropore | Straight Plates | 4 hole | 2020-03-01 | DELETE
Zimmer Biomet Pty Ltd | 07 - Plastic and Reconstructive | BI622 | W Lorenz Osteosynthesis System | Z-Shape Plate, Left or Right, 1.5mm or 2mm System. Titanium | 2 x 2 hole | 2020-03-01 | DELETE
Zimmer Biomet Pty Ltd | 07 - Plastic and Reconstructive | BI623 | W Lorenz Osteosynthesis System | T-Plate, Left or Right, 1.5mm System. Titanium | 3x3 hole, 7x7 hole | 2020-03-01 | DELETE
Zimmer Biomet Pty Ltd | 07 - Plastic and Reconstructive | BI624 | W Lorenz Osteosynthesis System | T-Plate 90 degrees, Left or Right, 2mm System. Titanium | 2x5hole, 3x3hole, 2x3hole | 2020-03-01 | DELETE
Zimmer Biomet Pty Ltd | 07 - Plastic and Reconstructive | BI638 | W Lorenz Osteosynthesis System | Plate, Orbital. 1mm System, Titanium | One size only | 2020-03-01 | DELETE
Medtronic Australasia Pty Ltd | 07 - Plastic and Reconstructive | MC891 | Macropore | Oblique Plates | 4 to 7 holes | 2020-03-01 | DELETE
Medtronic Australasia Pty Ltd | 07 - Plastic and Reconstructive | MC547 | Macropore | Z Plates | 10 hole | 2020-03-01 | DELETE
Medtronic Australasia Pty Ltd | 07 - Plastic and Reconstructive | MC559 | Macropore | L Plates | 8 hole, Left & Right | 2020-03-01 | DELETE
Medtronic Australasia Pty Ltd | 07 - Plastic and Reconstructive | MI089 | Macropore | Straight Plates | 8 -20 hole | 2020-03-01 | DELETE
Medtronic Australasia Pty Ltd | 07 - Plastic and Reconstructive | MC892 | Macropore | Oblique Plates | 8 to 15 holes | 2020-03-01 | DELETE
Stryker Australia Pty Ltd | 07 - Plastic and Reconstructive | HW505 | Stryker Leibinger Plating System | Mandible Fixation Plates | 1.0 - 1.99mm thick, <4 holes | 2020-03-01 | DELETE
Zimmer Biomet Pty Ltd | 07 - Plastic and Reconstructive | BI754 | Mandibular Fracture System | Plates, Compression, 2.0 Mandibular Fracture System, Titanium | 4 hole | 2020-03-01 | DELETE
Zimmer Biomet Pty Ltd | 07 - Plastic and Reconstructive | BI756 | Mandibular Fracture System | Plates, Compression, 2.0 Mandibular Fracture System, Titanium | 4-6 hole | 2020-03-01 | DELETE
Stryker Australia Pty Ltd | 07 - Plastic and Reconstructive | SK129 | Leibinger Titanium Implant System - Universal Mandible Compression Plate | Items used for reconstruction and fixation of mandibular fractures and tumour resection. | Universal Mandible Compression Plate, 4-6 Holes | 2020-03-01 | DELETE
Stryker Australia Pty Ltd | 07 - Plastic and Reconstructive | ST519 | Stryker Leibinger Resorbable Fixation System | Resorbable plate: L-shape plate, 110 deg, right/left Tripoymer | 7 holes | 2020-03-01 | DELETE
Stryker Australia Pty Ltd | 07 - Plastic and Reconstructive | HW492 | Stryker Leibinger Plating System | Mandible Fixation plates | 1.0 - 1.99mm thick, 4 - 7 holes | 2020-03-01 | DELETE
KLS Martin Australia Pty Limited | 07 - Plastic and Reconstructive | KT055 | KLS Martin Plating System | Preshaped reconstruction plates, in left and right options | 2.0mm and 2.5mm thickness with 26 holes | 2020-03-01 | DELETE
Stryker Australia Pty Ltd | 07 - Plastic and Reconstructive | SK152 | Leibinger Screw - Universal Mandibular Screws | Items used for reconstruction and fixation of mandibular fractures and tumour resection | Universal Mandible Lag Screws, 2.0mm Diameter, 24mm-42mm Length | 2020-03-01 | DELETE
Medtronic Australasia Pty Ltd | 07 - Plastic and Reconstructive | MC626 | Macropore FRP (fast resorbing polymer) | Polylactide and Polyglycolide polymer | 1.8mm x 3-8mm | 2020-03-01 | DELETE
Medtronic Australasia Pty Ltd | 07 - Plastic and Reconstructive | MI090 | Macropore | Screws | 1.75 - 2.75 x 2.24 - 3.24mm | 2020-03-01 | DELETE
Zimmer Biomet Pty Ltd | 07 - Plastic and Reconstructive | BI365 | W Lorenz Osteosynthesis System | Bone Screw, Cross or Centre Drive; Titanium | 2.0mm x (9 - 19) mm | 2020-03-01 | DELETE
Zimmer Biomet Pty Ltd | 07 - Plastic and Reconstructive | BI735 | W.Lorenz Osteosynthesis System | Bone Screw, Cross or Centre Drive; Titanium | 2.3mm x (5 - 9) mm | 2020-03-01 | DELETE
Stryker Australia Pty Ltd | 07 - Plastic and Reconstructive | ST369 | Luhr Fixation System | Luhr Mandibular Compression System: curved, straight, metacarpal plate Vitallium | Curved: 30,38, 45mm, Straight: 30, 40, 50, 60, 80mm, metacarpal: 41, 45mm | 2020-03-01 | DELETE
Zimmer Biomet Pty Ltd | 07 - Plastic and Reconstructive | BI792 | Lorenz 2.4mm Locking Reconstruction System | Condyle left or right, chrome cobalt (CoCr) | One size only | 2020-03-01 | DELETE
Stryker Australia Pty Ltd | 07 - Plastic and Reconstructive | HW421 | Complete Orbital Shape | Complete left and right. Models 9569, 9570 | Complete 61 x 76mm | 2020-03-01 | DELETE
Zimmer Biomet Pty Ltd | 07 - Plastic and Reconstructive | BI924 | Lactosorb Resorbable Craniomaxillofacial Fixation System | Orbital Floor Plate, 1.5mm System, PGA/PLA | Left or right | 2020-03-01 | DELETE
Zimmer Biomet Pty Ltd | 07 - Plastic and Reconstructive | BI934 | Lactosorb Distraction System | Plate, drive screw and distractor, PGA/PLLA, Ti | Small, Medium, Large | 2020-03-01 | DELETE
Johnson & Johnson Medical Pty Ltd | 07 - Plastic and Reconstructive | MN002 | Mentor Siltex Contour Profile Breast Tissue Expander | Siltex Contour Tissue Expander | Volume 250cc - 850cc | 2020-03-01 | DELETE
Johnson & Johnson Medical Pty Ltd | 07 - Plastic and Reconstructive | MN042 | Mentor Siltex Contour Breast Tissue Expander | Siltex Contour Tissue Expander with suture tab (CPX3) | 250-850cc | 2020-03-01 | DELETE
Johnson & Johnson Medical Pty Ltd | 07 - Plastic and Reconstructive | MN053 | Mentor Siltex Round Saline Implant | Textured, round implant | <500cc | 2020-03-01 | DELETE
Johnson & Johnson Medical Pty Ltd | 07 - Plastic and Reconstructive | MN045 | Mentor Spectrum Saline Tissue Expander/Adjustable Implant | Smooth, round adjustable implant with posterior spectrum valve | <500cc | 2020-03-01 | DELETE
Johnson & Johnson Medical Pty Ltd | 07 - Plastic and Reconstructive | MN049 | Mentor Spectrum Saline Tissue Expander/Adjustable Implant | Textured, round adjustable implant with posterior spectrum valve | 105 to 475cc | 2020-03-01 | DELETE
Johnson & Johnson Medical Pty Ltd | 07 - Plastic and Reconstructive | MN047 | Mentor Spectrum Saline Tissue Expander/Adjustable Implant | Textured, Contour Profile adjustable implant with posterior spectrum valve | <500cc | 2020-03-01 | DELETE
Johnson & Johnson Medical Pty Ltd | 07 - Plastic and Reconstructive | MN120 | Mentor Siltex Contour Profile Saline Implant | Textured, Contour Profile implant with Anterior Diaphragm Valve | <500cc | 2020-03-01 | DELETE
Johnson & Johnson Medical Pty Ltd | 07 - Plastic and Reconstructive | MN046 | Mentor Spectrum Saline Tissue Expander/Adjustable Implant | Smooth, round adjustable implant with posterior spectrum valve | ≥500cc | 2020-03-01 | DELETE
Johnson & Johnson Medical Pty Ltd | 07 - Plastic and Reconstructive | MN048 | Mentor Spectrum Saline Tissue Expander / Adjustable Implant | Textured, Contour Profile adjustable implant with posterior spectrum valve | ≥500cc | 2020-03-01 | DELETE
Johnson & Johnson Medical Pty Ltd | 07 - Plastic and Reconstructive | MN121 | Mentor Siltex Contour Profile Saline Implant | Textured, Contour Profile implant with Anterior Diaphragm Valve | ≥500cc | 2020-03-01 | DELETE
Biotronik Australia Pty Ltd | 08 - Cardiac | BT170 | Itrevia 7 VR-T | Single Chamber ICD, ventricular capture control, physiological rate adaption, automatic event (IEGM) & trend triggered transmission. Wandless telemetry, Home Monitoring, MRI conditional, DF-1, IS-1 connector | 65mm x 55mm x 11 mm, 33cm3, 80grams | 2020-03-01 | DELETE
Biotronik Australia Pty Ltd | 08 - Cardiac | BT171 | Itrevia 7 VR-T DX | Single Chamber ICD, ventricular capture control, physiological rate adaption, additional atrial detection (DX),automatic event (IEGM) & trend triggered transmission. Wandless telemetry, Home Monitoring, MRI conditional, DF-1, IS-1 connector | 65mm x 55mm x 11mm, 33cm3, 81grams | 2020-03-01 | DELETE
Biotronik Australia Pty Ltd | 08 - Cardiac | BT172 | Itrevia 7 DR-T | Dual Chamber ICD, ventricular capture control, physiological rate adaption, automatic event (IEGM) & trend triggered transmission. Wandless telemetry, Home Monitoring, MRI conditional, DF-1, IS-1 connector | 65mm x 55mm x 11mm, 33cm3, 81grams | 2020-03-01 | DELETE
Biotronik Australia Pty Ltd | 08 - Cardiac | BT173 | Itrevia 7 HF-T | Triple Chamber ICD, ventricular capture control, physiological rate adaption, automatic event (IEGM) & trend triggered transmission. Wandless telemetry, Home Monitoring, MRI conditional, DF-1, IS-1 connector | 65mm x 58.5mm x 11mm, 34cm3, 83grams | 2020-03-01 | DELETE
Livanova Australia Pty Limited | 08 - Cardiac | SA168 | INTENSIA SonR CRT-D MODEL 184 | INTENSIA SonR CRT-D MODEL 184 is a Cardiac Resynchronisation Therapy Defibrillator, Automatic SonR optimisation, 39J output, RF, Home Monitoring, DF-4 connectivity | 68.4 x 73.4 x 11mm | 2020-03-01 | DELETE
Biotronik Australia Pty Ltd | 08 - Cardiac | BT165 | Protego ProMRI SD | Dual-shock coil ICD lead with active fixation helix and DF4 connector, MRI conditional | Length: 65, 75cm; 16mm, 18mm electrode spacing | 2020-03-01 | DELETE
Biotronik Australia Pty Ltd | 08 - Cardiac | BT175 | Protego S | Tripolar ICD lead with active fixation | Length: 61cm, 65cm, 75cm | 2020-03-01 | DELETE
Biotronik Australia Pty Ltd | 08 - Cardiac | BT159 | Linox Smart ProMRI SD | Dual-shock coil ICD lead with active fixation helix and hydrophilic coating on lead body. MRI conditional use | LENGTHS: 65, 75CM; Diameter: 7.8Fr | 2020-03-01 | DELETE
Biotronik Australia Pty Ltd | 08 - Cardiac | BT160 | Linox Smart ProMRI S | Single shock coil ICD lead with active fixation, fractal coating and steroid elution. Coated in SilGlide coating for improved gliding. MRI condional use | Lengths: 65cm, 75cm | 2020-03-01 | DELETE
Biotronik Australia Pty Ltd | 08 - Cardiac | BT161 | Linox Smart ProMRI S DX | Pentapolar, single-coil ICD lead with floating atrial dipole. Permanent, transvenous implantation in the right ventricle. MRI conditional use | Length: 65cm. Distance of dipole from tip: 15cm or 17cm | 2020-03-01 | DELETE
Biotronik Australia Pty Ltd | 08 - Cardiac | BT156 | Sentus OTW UP H | 4.8F Unipolar, steroid eluting coronary sinus pacing lead | overall length 77, 87, 97 cm, 4.8F | 2020-03-01 | DELETE
Biotronik Australia Pty Ltd | 08 - Cardiac | BT117 | Siello JT | Sub 6F, steroid-eluting, transvenous, endocardial, bipolar passive-fixation lead that carries a J-shaped distal end. | Lengths: 45, 53 cm; Diameter: 5.6Fr | 2020-03-01 | DELETE
Biotronik Australia Pty Ltd | 08 - Cardiac | BT118 | Siello T | Sub 6F, steroid-eluting, transvenous, endocardial, bipolar passive-fixation lead | Lengths: 53, 60 cm; Diameter: 5.6Fr | 2020-03-01 | DELETE
Livanova Australia Pty Limited | 08 - Cardiac | SA152 | Refino ER Series | Steroid eluting passive fixation pacing lead. Permanent pacing lead, Model Refino ER, is indicated for the pacing and sensing of the ventricle. This permanent pacing lead is used in conjunction with an IS-1 compatible implantable pulse generator (pacema | The lead comes in 44, 48, 52 and 58cm lengths and has a 6.0F (polyurethane 6.3F (silicone) lead body | 2020-03-01 | DELETE
Livanova Australia Pty Limited | 08 - Cardiac | SA154 | Petite ER Series | Steroid eluting passive fixation pacing lead. Permanent pacing lead, Petite ER series, is indicated for the pacing and sensing of the ventricle. This permanent pacing lead is used in conjunction with an IS-1 compatible implantable pulse generator (pacema | The lead comes in 44, 48, 52, 58, 70 and 78cm lengths and has a 4.8 F lead body. | 2020-03-01 | DELETE
Biotronik Australia Pty Ltd | 08 - Cardiac | BT083 | Setrox S | Bipolar active fixation lead with fractal coated and steroid eluting electrode | length 45, 53, 60cm | 2020-03-01 | DELETE
Biotronik Australia Pty Ltd | 08 - Cardiac | BT116 | Siello S | Sub 6F, steroid-eluting, trasvenous, endocardial, bipolar active-fixation lead with an extendable/retractable, electrically active screw. | Lengths: 45, 53, 60 cm; Diameter: 5.6Fr | 2020-03-01 | DELETE
Livanova Australia Pty Limited | 08 - Cardiac | SA151 | Physique ER Series | Steroid eluting active fixation pacing lead. Permanent pacing lead, Model Physique ER is indicated for the pacing and sensing of the ventricle or atrium. This permanent pacing lead is used in conjunction with a compatible implantable pulse generator. P | The lead comes in 44, 48, 52 and 58cm lengths and has a 4.8F lead body | 2020-03-01 | DELETE
Livanova Australia Pty Limited | 08 - Cardiac | SA153 | PY2-ER Series | Steroid eluting active fixation pacing lead. Permanent pacing lead PY2-ER series, is indicated for pacing and sensing of the ventricle and/or atrium of the heart. This lead is used in conjunction with a compatible implantable pulse generator (Pacemaker) | The lead comes in 44, 48, 52, 58cm lengths and has a 6.3F lead body | 2020-03-01 | DELETE
Biotronik Australia Pty Ltd | 08 - Cardiac | BT162 | Corox ProMRI OTW (-S) (-L) BP | Bipolar, steroid eluting coronary sinus pacing lead with fractal coating | Lengths: 77, 87cm | 2020-03-01 | DELETE
CARDINAL HEALTH AUSTRALIA 503 PTY LTD. | 08 - Cardiac | DO005 | BioMatrix Flex Drug Eluting Coronary Stent System | Coronary Artery Stent, Drug Eluting | (8 - 38)mm length x (2.25 - 4.0)mm diameter | 2020-03-01 | DELETE
OrbusNeich Medical Pty Ltd | 08 - Cardiac | NM004 | Azule Coronary Stent Delivery System | L605 Cobalt Chromium alloy balloon expandable vascular prosthesis | Expanded Stent Diameter 2.5 to 4.0mm, Stent Length 9 to 33mm | 2020-03-01 | DELETE
Terumo Australia | 08 - Cardiac | TU001 | Tsunami Gold | Stainless Steel mounted on balloon catheter | Diameter 2.0mm - 4.0mm, Length 8mm - 30mm length | 2020-03-01 | DELETE
Terumo Australia | 08 - Cardiac | TU044 | Kaname Coronary Stent System | BMS Coronary Stent | Diameter: 2.5mm; 2.75mm; 3.0mm; 3.5mm; 4.0mm x Lengths : 9mm; 12mm; 15mm; 18mm; 24mm; 28mm. | 2020-03-01 | DELETE
Livanova Australia Pty Limited | 09 - Cardiothoracic | SA130 | Mitroflow | Pericardial Bioprosthesis | 19-27mm | 2020-03-01 | DELETE
Livanova Australia Pty Limited | 09 - Cardiothoracic | SA155 | Mitroflow | Mitroflow Aortic Pericardial Heart Valve (Model LX) | 19, 21, 23, 25, 27mm | 2020-03-01 | DELETE
Livanova Australia Pty Limited | 09 - Cardiothoracic | SA163 | CorMatrix ECM for Pericardial Closure | CorMatrix Extracellular Matrix indicated for Pericardial Closure | 7cm x 10cm | 2020-03-01 | DELETE
Livanova Australia Pty Limited | 09 - Cardiothoracic | SA164 | CorMatrix ECM for Cardiac Tissue Repair | CorMatrix Extracellular Matrix indicated for Cardiac Tissue Repair | 7cm x 10cm | 2020-03-01 | DELETE
Livanova Australia Pty Limited | 09 - Cardiothoracic | SA165 | CorMatrix ECM for Cardiac Tissue Repair | CorMatrix Extracellular Matrix indicated for Cardiac Tissue Repair | 4cm x 7cm | 2020-03-01 | DELETE
Livanova Australia Pty Limited | 09 - Cardiothoracic | SA162 | CorMatrix ECM for Pericardial Closure | CorMatrix Extracellular Matrix indicated for Pericardial Closure | 7cm x 15cm | 2020-03-01 | DELETE
Biotronik Australia Pty Ltd | 10 - Vascular | BT072 | Astron | Peripheral self expanding nitinol, coated stent | Diameters: 6 - 12mm, Lengths: 30 - 100mm | 2020-03-01 | DELETE
Pyramed Pty Limited | 10 - Vascular | PY047 | SQUIDPERI | Squidperi is a non-adhesive liquid embolic agent for the embolization of peripheral Arteriovenous Malformations (AVMs). | 12, 12LD, 18, 18LD, 34, 34LD formulations | 2020-03-01 | DELETE
Emergo Asia Pacific Pty Ltd | 10 - Vascular | ER134 | Single Lumen Peripherally Inserted Central Catheter | Power injectable with Pressure Activated Safely Valve (PASV) technology | 3F x55cm, 4F x 55cm, 5F x 55cm | 2020-03-01 | DELETE
Emergo Asia Pacific Pty Ltd | 10 - Vascular | ER135 | Dual Lumen Peripherally Inserted Central Catheter | Power injectable with Pressure Accivated Safety Valve (PASV) technology | 5F x55cm, 6F x 55cm | 2020-03-01 | DELETE
Emergo Asia Pacific Pty Ltd | 10 - Vascular | ER136 | Triple Lumen Peripherally Inserted Central Catheter | Power injectable with Pressure Activated Safety Valve (PASV) technology | 6F x 55cm | 2020-03-01 | DELETE
Medtronic Australasia Pty Ltd | 10 - Vascular | KA003 | Fast Flow Peritoneal Dialysis Catheter | Swan Neck, 2 cuff | Int.diam: 3.2mm; ext diam 5.49mm.All Peritoneal Catheters excluding the Swan Neck Fast Flow Catheter, have an internal diameter of 2.67mm and an external diameter of 4.95 mm. | 2020-03-01 | DELETE
Medtronic Australasia Pty Ltd | 10 - Vascular | KA004 | Swan Neck Curl Peritoneal Dialysis Catheter | Adult 2 cuff, left | 62 cm length. All Peritoneal Catheters excluding the Swan Neck Fast Flow Catheter, have an internal diameter of 2.67mm and an external diameter of 4.95 mm. | 2020-03-01 | DELETE
Medtronic Australasia Pty Ltd | 10 - Vascular | KA005 | Swan Neck or Swan neck Tenckhoff Peritoneal Dialysis Catheter | Adult-left, Adult-right, Adult, 2 cuff-left, Adult, 2 cuff-right | 20 to 25cm external segment or 43cm length. All Peritoneal Catheters excluding the Swan Neck Fast Flow Catheter, have an internal diameter of 2.67mm and an external diameter of 4.95 mm. | 2020-03-01 | DELETE
Zimmer Biomet Pty Ltd | 11 - Hip | BI047 | Echo FX Stem | Femoral Stem, Chrome Cobalt, Cemented unpolished | 7-17mm | 2020-03-01 | DELETE
Stryker Australia Pty Ltd | 11 - Hip | HW031 | Definition PM Femoral Component | Femoral Stem - Vitallium | Stem sizes 1 - 7 | 2020-03-01 | DELETE
Stryker Australia Pty Ltd | 11 - Hip | SR027 | Accolade HFx | CoCr,plasma not HA | Stem sizes 1-8, 127 degree neck | 2020-03-01 | DELETE
Zimmer Biomet Pty Ltd | 11 - Hip | ZI017 | Zimmer 'VerSys Hip Systems Femoral Stem | Titanium, mesh (fibre metal), with HA | 9 - 18 | 2020-03-01 | DELETE
Stryker Australia Pty Ltd | 11 - Hip | SK447 | Rejuvinate SPT (Monolithic Stems, TMZF) Hip System | Titanium (TMZF), plasma coated, HA | 4-12 | 2020-03-01 | DELETE
Zimmer Biomet Pty Ltd | 11 - Hip | ZI490 | Revitan Modular Proximal Body | Titanium, grit blast, non HA, femoral body | 55, 65, 75, 85, 95 and 105mm heights | 2020-03-01 | DELETE
Stryker Australia Pty Ltd | 11 - Hip | ST586 | Osteonics omnifit head/neck hip stem | Cobal Chrome, Unpolished, standard and long with calcar | Stem sizes 5, 7 & 9 | 2020-03-01 | DELETE
Stryker Australia Pty Ltd | 11 - Hip | HW025 | Austin Moore Endoprosthesis | Long Stem - Vitallium cobalt chrome | Head size 38 to 63 | 2020-03-01 | DELETE
Stryker Australia Pty Ltd | 11 - Hip | SR023 | Stryker Revision Femoral Head, Biolox Forte Alumina | With pre assembled titanium sleeve | 28, 32mm | 2020-03-01 | DELETE
Zimmer Biomet Pty Ltd | 11 - Hip | ZI735 | Metasul Femoral Head | Wrought Forged High carbon Cobalt Chrome metal on metal | 28mm - 32mm | 2020-03-01 | DELETE
Stryker Australia Pty Ltd | 11 - Hip | HW014 | ABG 11Cup with Hydroxyapatite | Titanium, grit blast and HA for UHMPE insert | Sizes 42mm to 74mm OD in 2mm increments | 2020-03-01 | DELETE
Stryker Australia Pty Ltd | 11 - Hip | SK429 | Trident Tritanium Acetabular Shells (PA coated) | Acetabular Shell, HA Coating, tritanium | 40mm - 80mm | 2020-03-01 | DELETE
Stryker Australia Pty Ltd | 11 - Hip | HW072 | Vitalock Acetabular system 12 Crossfire liner | UHMPE | 22mm,26mm,28mm, 32mm ID | 2020-03-01 | DELETE
Stryker Australia Pty Ltd | 11 - Hip | HW064 | Kerboull - Vitallium | Petrusio cage | 44, 48, 52, 56, 60mm OD | 2020-03-01 | DELETE
Zimmer Biomet Pty Ltd | 11 - Hip | BI984 | Max-Ti Modular Protrusio Cage | Acetabular Augment, Porous Ti Alloy | Dome Augment (1 Hole Large, 2 Hole Large, 1 Hole Small), iliac flange Augment (6 mm) | 2020-03-01 | DELETE
Zimmer Biomet Pty Ltd | 11 - Hip | BI122 | Mallory Head Hip System | Trochanter Bolt, Titanium | Round/Oblong | 2020-03-01 | DELETE
Zimmer Biomet Pty Ltd | 11 - Hip | BI702 | Par 5 Protrusio Acetabular System | Screws - Titanium Metal | 6.5mm | 2020-03-01 | DELETE
Stryker Australia Pty Ltd | 11 - Hip | HW034 | Definition PM Femoral Component | Distal Centraliser - PMMA - Ring Centraliser | 11-22mm | 2020-03-01 | DELETE
Stryker Australia Pty Ltd | 11 - Hip | HW012 | ABG Hip System | Spikes - Titanium, used with ABG11 Cups | 7mm, 8mm, 9mm lengths | 2020-03-01 | DELETE
Zimmer Biomet Pty Ltd | 11 - Hip | BI123 | Mallory Head Hip System | Trochanter Plate, Titanium | Sizes 40-70 | 2020-03-01 | DELETE
Zimmer Biomet Pty Ltd | 12 - Knee | BI147 | AGC System femoral component | Femoral Component, cemented, CoCr, left and right sided (anatomic) | 55-80mm | 2020-03-01 | DELETE
Zimmer Biomet Pty Ltd | 12 - Knee | BI150 | AGC System femoral component | Femoral Component, cemented, CoCr, left and right sided (anatomic), posterior stabilised | 55 to 80mm | 2020-03-01 | DELETE
MICROPORT ORTHOPEDICS PTY LIMITED | 12 - Knee | BV001 | Evolution Medial Pivot Knee System | Cemented, grit blasted, prosterior stabilised, femoral component | 1-8 Left, Right | 2020-03-01 | DELETE
Stryker Australia Pty Ltd | 12 - Knee | ST602 | Duracon TS Knee System Femoral Component | Totally constrained, cemented, CoCr (Vitallium) | Extra Small, Small, Medium, Medium Large, Large, Extra Large | 2020-03-01 | DELETE
Zimmer Biomet Pty Ltd | 12 - Knee | BH120 | RHK Knee - Femoral Component | Rotating hinge, cemented, CoCr with hinge assembly. | Small right, Standard right, Small left, Standard left. | 2020-03-01 | DELETE
Stryker Australia Pty Ltd | 12 - Knee | SK387 | Triathlon Knee System Femoral Component | Minimally stabilised, uncemented, beaded, CoCr | 1 to 8 | 2020-03-01 | DELETE
Zimmer Biomet Pty Ltd | 12 - Knee | BI165 | AGC System femoral component | Femoral Component, uncemented, CoCr with titanium plasma sprayed surface (Porous plasma spray PPS) left and right sided (anatomic), posterior stabilised | 55-80mm | 2020-03-01 | DELETE
Stryker Australia Pty Ltd | 12 - Knee | SK386 | Triathlon Knee System Femoral Component | Posterior stabilised, uncemented, beaded, CoCr | Sizes 1 to 8 | 2020-03-01 | DELETE
Stryker Australia Pty Ltd | 12 - Knee | ST647 | Scorpio Knee System Tibial Baseplate | Tibial baseplate, All UHMWPE, cemented | 3, 5, 7, 9, 11, 13 | 2020-03-01 | DELETE
Zimmer Biomet Pty Ltd | 12 - Knee | BI153 | AGC Knee System Tibial Baseplate | Tibial baseplate, CoCr, Moulded, V2 (version 2), UHMWPE, cemented | 63-91mm | 2020-03-01 | DELETE
Zimmer Biomet Pty Ltd | 12 - Knee | ZI415 | Natural Knee | Primary Tibial Baseplate - Mobile Bearing Non Porous - CoCr alloy | Size 00 to 5 | 2020-03-01 | DELETE
Zimmer Biomet Pty Ltd | 12 - Knee | BH122 | RHK Knee - Stemmed Tibial Tray | Tibial Component, stemmed tray | 63-71mm | 2020-03-01 | DELETE
Zimmer Biomet Pty Ltd | 12 - Knee | BH123 | RHK Knee - Modular Tibial Tray | Tibial Component, modular tray | 63 to 71mm | 2020-03-01 | DELETE
Stryker Australia Pty Ltd | 12 - Knee | SR030 | Triathlon Knee System Tibial Baseplate | Mobile bearing, tibial baseplate, cemented, CoCr | 1 to 8 | 2020-03-01 | DELETE
Stryker Australia Pty Ltd | 12 - Knee | ST069 | Scorpio Knee System Tibial Baseplate | Mobile bearing tibial baseplate, cemented, CoCr | 3, 5, 7, 9, 11, 13 | 2020-03-01 | DELETE
Zimmer Biomet Pty Ltd | 12 - Knee | BI961 | Tibial Tray System | Tibial Tray System - Primary, one piece, highly polished, uncemented, HA, plasma porous coated | 59-91 | 2020-03-01 | DELETE
Stryker Australia Pty Ltd | 12 - Knee | SK433 | Triathlon Knee System Tibial Baseplate | Tibial baseplate, uncemented, beaded with PA (Hydroxyapatite), with screw holes, CoCr | 1-8 | 2020-03-01 | DELETE
Stryker Australia Pty Ltd | 12 - Knee | SR081 | Duracon Knee System Stemmed Revision Baseplate | Stemmed revision baseplate, CoCr, (Vitallium), uncemented, beaded, with screw holes for screw fixation, fixed | S1, S2, M1, M2, L1, L2 XL1, XL2 | 2020-03-01 | DELETE
Stryker Australia Pty Ltd | 12 - Knee | HW086 | Duracon Knee System Tibial Baseplate | Tibial baseplate, uncemented, beaded, CoCr (Vitallium) | Small, Medium, Large, Extra-Large | 2020-03-01 | DELETE
Stryker Australia Pty Ltd | 12 - Knee | SK388 | Triathlon Knee System Tibial Baseplate | Tibial baseplate, uncemented, beaded, CoCr | Sizes 1 to 8 | 2020-03-01 | DELETE
Stryker Australia Pty Ltd | 12 - Knee | ST029 | Scorpio Knee System Tibial Baseplate | Tibial baseplate, uncemented, beaded (microstructure), CoCr | 3,5,7,9,11,13 | 2020-03-01 | DELETE
Stryker Australia Pty Ltd | 12 - Knee | ST067 | Scorpio Knee System Tibial Baseplate | Mobile bearing tibial baseplate, uncemented, beaded (microstructure) with PA (Hydroxyapatite), CoCr | 3, 5, 7, 9, 11, 13 | 2020-03-01 | DELETE
Zimmer Biomet Pty Ltd | 12 - Knee | ZI414 | Natural Knee Tibial Baseplate CSTi | Tibial Baseplate, uncemented, with fixed long stems and capacity to attach augments, Cancellous structure Titanium ingrowth surface for mobile inserts | Size 00 to 5 | 2020-03-01 | DELETE
Zimmer Biomet Pty Ltd | 12 - Knee | BI871 | Vanguard unicondylar Knee System | Tibial Component, CoCr UHMWPE | (A-E) x (5-8) | 2020-03-01 | DELETE
Zimmer Biomet Pty Ltd | 12 - Knee | BH124 | RHK Knee - Tibial Bearing | Tibial Insert, ArCom Bi-Helical Rotating Bearing | (63-71)mm x (12-20)mm | 2020-03-01 | DELETE
Stryker Australia Pty Ltd | 12 - Knee | HW162 | Interax Knee System Patella | Patella, resurfacing, all UHMWPE (Duration) | 8, 10, 12, 15, 18, 21mm per size | 2020-03-01 | DELETE
Stryker Australia Pty Ltd | 12 - Knee | HW174 | Kinemax Knee System Tibial Insert | Minimally stabilised tibial insert, UHMWPE, (Duration) | 8, 10, 12, 15, 18, 21, 25mm per size | 2020-03-01 | DELETE
Stryker Australia Pty Ltd | 12 - Knee | SK432 | Triathlon Knee System CS Lipped Tibial Insert | Minimally stabilised, CS Lipped tibial insert deep dish, UHMWPE, (X3) | Sizes 1-8 _small - large) size increments, 9mm, 11mm, 13mm, 16mm, 19mm, 22mm, 25mm | 2020-03-01 | DELETE
MICROPORT ORTHOPEDICS PTY LIMITED | 12 - Knee | BV005 | Evolution Medial Pivot Knee System | Posterior stabilised, fixed tibial insert, UHMWPE | 1-8 Standard, Plus Left, Right 10-24mm | 2020-03-01 | DELETE
Stryker Australia Pty Ltd | 12 - Knee | ST646 | S7000 Tibial Insert, series II | Tibial Insert posterior stabilised - PSII UHMWPE | 3, 5, 7, 9, 11, 13 in 8, 10, 12, 15, 18, 21,24mm | 2020-03-01 | DELETE
Stryker Australia Pty Ltd | 12 - Knee | HW161 | Kinemax Knee System Tibial Insert | Totally constrained tibial insert, with metal post, UHMWPE (Duration) | 8, 10, 12, 15, 18, 21, 25mm per size | 2020-03-01 | DELETE
Stryker Australia Pty Ltd | 12 - Knee | SK410 | Scorpio Knee System Tibial Insert | Totally constrained tibial insert, with metal post, UHMWPE (N2VAC) | 3 - 11 mm 7F/5T, 5F/7T, 11F/9T, 9F/11T 10mm-24mm | 2020-03-01 | DELETE
Stryker Australia Pty Ltd | 12 - Knee | SK439 | Triathlon Knee System Tibial Insert | Totally constrained tibial insert, with metal post, +/- 2° int/ext rotation, UHMWPE (X3) | Tibial Insert Sizes: Left & right 9-31mm sizes 1-8 Reinforced Post Sizes 9-31mm | 2020-03-01 | DELETE
Stryker Australia Pty Ltd | 12 - Knee | HW108 | Scorpio Knee System Patella Component | Patella component, Metal backed, CoCr, uncemented, beaded, PA (Hydroxyapatite), Moulded UHMWPE (N2VAC), Fixed | Small, Medium, Large, Xlarge | 2020-03-01 | DELETE
Stryker Australia Pty Ltd | 12 - Knee | HW250 | MRS (Modular Replacement System) Tibial Stem | MRS Tibial Stem - cemented, CoCr (Vitallium), Fixed | 127mm in 9, 11, 13mm diameter | 2020-03-01 | DELETE
Zimmer Biomet Pty Ltd | 12 - Knee | BH125 | RHK Knee - Augments | Augment, Femoral or Coned Tibial Augments | (63-79)mm x 20mm, small or std x (10-30)mm | 2020-03-01 | DELETE
Zimmer Biomet Pty Ltd | 12 - Knee | BI183 | Maxim Complete Knee System Femoral and Tibial Augments | Tibial and femoral half wedges and half blocks, Titanium | 55-100mm | 2020-03-01 | DELETE
Stryker Australia Pty Ltd | 12 - Knee | HW168 | Kinemax Knee System Full Tibial Augment | Full Tibial Block, CoCr (Vitallium), cemented | xs-xl, 10mm thickness | 2020-03-01 | DELETE
Stryker Australia Pty Ltd | 12 - Knee | HW169 | Kinemax Knee System Hemi Tibial Augment | Half block, CoCr (Vitallium), cemented | LM/RL & LL/RM xs-xl in 5 & 10mm thickness | 2020-03-01 | DELETE
Stryker Australia Pty Ltd | 12 - Knee | HW085 | Duracon Knee System Modular Stabilizer Box | Modular Stabilizer Box, CoCr (Vitallium) | Small, Medium, Medium-Large, Large, Extra-Large | 2020-03-01 | DELETE
Stryker Australia Pty Ltd | 12 - Knee | HW167 | Kinemax Knee System Tibial Fixation Peg | Tibial Fixation Peg, CoCr (Vitallium), | 20mm | 2020-03-01 | DELETE
Stryker Australia Pty Ltd | 12 - Knee | HW084 | Duracon Knee System Augment Locking Screw | Augment Locking Screw, CoCr (Vitallium) | 5mm, 10mm | 2020-03-01 | DELETE
Stryker Australia Pty Ltd | 12 - Knee | HW097 | Duracon Knee System Tibial Baseplate Screw | Tibial baseplate screw, CoCr (Vitallium) | 6.2mm diameter in 15mm, 20mm, 25mm, 30mm, 35mm, 40mm, 50mm, 55mm, 60mm lengths | 2020-03-01 | DELETE
Stryker Australia Pty Ltd | 12 - Knee | HW192 | HMRS (Howmedica Modular Replacement System) Hex Head Cortical Bone Screw, Self Tapping | HMRS Hex Head Cortical Bone Screw, Self Tapping, CoCr (Vitallium) for prosthesis fixation | 16-30mm in 2mm increments and 35-70mm in 5m increments | 2020-03-01 | DELETE
Stryker Australia Pty Ltd | 12 - Knee | HW098 | Duracon Knee System Stems | TS (Total Stabilizer) Stems, CoCr (Vitallium), uncemented | 40mm, 80mm, 155mm lengths | 2020-03-01 | DELETE
Scientx Australia | 13 - Spinal | SX001 | Isobar TTL | Monoaxial Screw | D: 4.5 - 8mm, L: 25 - 50mm | 2020-03-01 | DELETE
Medtronic Australasia Pty Ltd | 13 - Spinal | MC402 | CD Horizon | Pedicle Screws | Diameter 4.5 - 7.5mm Length 25 - 80mm | 2020-03-01 | DELETE
Medtronic Australasia Pty Ltd | 13 - Spinal | MC503 | CD Horizon | Fixed Angle Screw | 25 - 90mm | 2020-03-01 | DELETE
Scientx Australia | 13 - Spinal | SX032 | Isobar TTL Monoaxial Screw | In Module Monoaxial Pedicle Screw | Diameter 4.5mm; 5.5mm; 6.2mm; 7mm - Length 25mm; 30mm; 35mm; 40mm; 45mm; 50mm; 55mm | 2020-03-01 | DELETE
Scientx Australia | 13 - Spinal | SX046 | Zodiac Spinal Fixation System - monoaxial screw, open | Open monoaxial screw | Diameter: 4.0mm, 4.5mm, 5.5mm, 6.5mm, 7.5mm, 8.5mm. Length: 20mm, 25mm, 30mm, 35mm, 40mm, 45mm, 50mm, 55mm, 60mm, 70mm, 75mm, 80mm. | 2020-03-01 | DELETE
Scientx Australia | 13 - Spinal | SX047 | Zodiac Spinal Fixation System - monoaxial screw, closed | Closed monoaxial screw | Diameter: 7.5mm, 8.5mm. Length: 25mm, 30mm, 35mm, 40mm, 45mm, 50mm, 55mm, 60mm, 70mm, 75mm, 80mm. | 2020-03-01 | DELETE
Scientx Australia | 13 - Spinal | SX100 | Arsenal Deformity Spinal Fixation System - Arsenal monoaxial screw | Monoaxial screws, fixed screws and iliac bolts | Monoxial screws: 4mm - 7mm diameter; 20mm - 130mm length Fixed screws: 4mm - 10.5mm diameter; 20mm - 130mm length Bolts: 6.5mm - 10.5mm diameter; 20mm - 130mm length; 0º, 5º, 10º, 15º, 20º, 25º and 30º | 2020-03-01 | DELETE
Zimmer Biomet Pty Ltd | 13 - Spinal | ZA030 | EasySpine - Standard Pedicle Screws | The standard Pedicle screws allow for 20 degrees of angular variation between the screw axis and the rod in the axial plane; EasySPine is a spinal fusion system. | Diametres 4.25 to 7mm; lengths 30 to 50mm | 2020-03-01 | DELETE
Zimmer Biomet Pty Ltd | 13 - Spinal | ZA031 | SpineTune TL - Monoaxial Screws | These components are monoaxial pedicle screws | Diameters 4.5mm to 9.5mm in steps of 0.5mm Lengths 30mm to 100mm in steps of 5mm | 2020-03-01 | DELETE
Zimmer Biomet Pty Ltd | 13 - Spinal | ZI513 | Optima Spinal System - Monoaxial Pedicle Screw System | Monoaxial Pedicle screw system | Dia 4-8mm, length 20-60mm | 2020-03-01 | DELETE
Zimmer Biomet Pty Ltd | 13 - Spinal | ZI881 | APEX Spine System - Monoaxial Pedicle Screws | Monoaxial pedicle Screws Titanium | 4.75mm x 25mm - 85mm in 5mm increments; 5.5mm x 25mm - 85mm in 5mm increments; 6.25mm x 25mm - 85mm in 5mm increments; 7.0mm x 25mm - 100mm; 7.75mm x 25mm - 100mm; 8.5mm x 40mm - 100mm | 2020-03-01 | DELETE
Medtronic Australasia Pty Ltd | 13 - Spinal | MC439 | CD Horizon | Cannulated Pedicle Screw | 20mm - 80mm | 2020-03-01 | DELETE
Scientx Australia | 13 - Spinal | SX045 | Zodiac Spinal Fixation System - polyaxial screw, cannulated | Cannulated polyaxial screw, including high top and sacral | Diameter: 4.5mm, 5.5mm, 6.5mm, 7.5mm. Length: 30mm, 35mm, 40mm, 45mm, 50mm, 55mm, 60mm. | 2020-03-01 | DELETE
Scientx Australia | 13 - Spinal | SX050 | Illico MIS Posterior Fixation System - screw | Cannulated polyaxial screw, including sacral and high top | Diameter: 4.5mm, 5.5mm, 6.5mm, 7.5mm. Length: 30mm, 35mm, 40mm, 45mm, 50mm, 55mm, 60mm. | 2020-03-01 | DELETE
Scientx Australia | 13 - Spinal | SX089 | OsseoScrew Spinal Fixation System | Expandable cannulated titanium pedicle bone screw | Length: 40, 45, 50 and 55cm; Diameter: 6.5 and 7.5mm | 2020-03-01 | DELETE
Zimmer Biomet Pty Ltd | 13 - Spinal | ZA035 | SpineTune Tl - Cannulated Polyaxial Screws | These products are cannulated Polyaxial Screws that insert into the pedicles of the spine. The polyaxial heads allow a rod to connect to the screw in at angles varying up to +/-30 degrees from neutral alignment (60 degree range) and the cannulation allows the screws to be placed into minimally-invasive incisions along a guide wire. | Length 30mm to 100mm in steps of 5mm Diameter 5.5mm to 8.5mm in steps of 0.5mm | 2020-03-01 | DELETE
Medtronic Australasia Pty Ltd | 13 - Spinal | MC501 | CD Horizon | Multi-Axial screw (Stainless Steel) | 25 - 80mm | 2020-03-01 | DELETE
Medtronic Australasia Pty Ltd | 13 - Spinal | MC749 | Legacy HA Coated Screw | Hydroxyapatite coated pedicle screw | 4.5mm - 8.5mm | 2020-03-01 | DELETE
Scientx Australia | 13 - Spinal | SX002 | Isobar TTL | Polyaxial Screw | D: 4.5 - 8mm, L: 30 - 55mm | 2020-03-01 | DELETE
Scientx Australia | 13 - Spinal | SX031 | Isobar TTL Polyaxial Screw | In Module Polyaxial Pedicle Screw | Diameter 4.5mm; 5.5mm; 6.2mm; 7mm - Length 25mm; 30mm; 35mm; 40mm; 45mm; 50mm; 55mm | 2020-03-01 | DELETE
Scientx Australia | 13 - Spinal | SX044 | Zodiac Spinal Fixation System - polyaxial screw, non-cannulated | Non-cannulated polyaxial screw, including uniplanar, high top and sacral | Diameter: 4.0mm, 4.5mm, 5.0mm, 5.5mm, 6.5mm, 7.5mm, 8.5mm. Length: 20mm, 25mm, 30mm, 35mm, 40mm, 45mm, 50mm, 55mm, 60mm, 65mm, 70mm, 75mm, 80mm, 85mm, 90mm, 95mm, 100mm. | 2020-03-01 | DELETE
Scientx Australia | 13 - Spinal | SX063 | Solanas Posterior Cervico-thoracic Fixation System - Poly-axial Screw | Poly-axial Screw | Thread diameter: 3.5mm, 4.0mm, 4.35mm; Thread length: 8 to 60mm by increments or 2 or 4mm | 2020-03-01 | DELETE
Scientx Australia | 13 - Spinal | SX097 | Arsenal polyaxial screw | Polyaxial pedicle screw | Diameter: 4.0mm, 4.5mm, 5.0mm, 5.5mm, 6.0mm, 6.5mm, 7.0mm, 7.2mm, 7.5mm, 8.0mm, 8.5mm, 9.0mm, 9.5mm, 10.0mm, 10.5mm Length: 20mm - 130mm (5mm increments) | 2020-03-01 | DELETE
Scientx Australia | 13 - Spinal | SX099 | Arsenal Cortical Bone Fixation (CBx) System | Polyaxial screw | Cortical screws - Diameter: 4.0mm - 7.5mm; Length: 15mm - 60mm. Cortico-Cancellous screws - Diameter: 4.0mm - 10.5mm; Length 15mm - 60mm. | 2020-03-01 | DELETE
Scientx Australia | 13 - Spinal | SX101 | Arsenal Deformity Spinal Fixation System - Arsenal polyaxial screw | Polyaxial and uniplanar screws | Polyaxial: 6.5mm - 10.5mm diameter; 20mm - 130mm length Uniplanar: 4.0mm - 7.5mm diameter; 20mm - 130mm length | 2020-03-01 | DELETE
Zimmer Biomet Pty Ltd | 13 - Spinal | ZA032 | EasySpine - Alpha Pedicle Screws | Side-entry pedicle screws for EasySpine system allowing +/- degrees of angular variation in the axial and sagital plane | Diameters 4.25 to 8mm; lengths 30mm to 70mm | 2020-03-01 | DELETE
Zimmer Biomet Pty Ltd | 13 - Spinal | ZA033 | EasySpine - LP Multiaxial Pedicle Screws | Pedicle screws with 10mm of offset and allow 70 degrees of head motion and +/-20 degrees of screw motion in a 360 degrees arc. | Packs of 1 only: 5, 6 and 7mm; lengths 30mm to 55mm. | 2020-03-01 | DELETE
Zimmer Biomet Pty Ltd | 13 - Spinal | ZA034 | SpineTune TL - Polyaxial Screws | These components are Polyaxial Screws that insert into the pedicles of the spine. The polyaxial heads allow a rod to connect to the screw in at angles varying up to +/- 30 degrees from neutral alignment (60 degree range) | Length 30mm to 100mm in steps of 5mm Diameter 4.5mm to 8.5mm in steps of 0.5mm | 2020-03-01 | DELETE
Zimmer Biomet Pty Ltd | 13 - Spinal | ZI475 | Silhouette Spinal System Implants | Polyaxial Screw Assembly with Tabs | 5.5 x 25mm to 8.5 x 60mm | 2020-03-01 | DELETE
Zimmer Biomet Pty Ltd | 13 - Spinal | ZI514 | Optima Spinal System - Polyaxial Pedicle Screw System | Polyaxial Pedicle Screw System | Diameter 4-8mm, length 20-60mm | 2020-03-01 | DELETE
Zimmer Biomet Pty Ltd | 13 - Spinal | ZI616 | SEQUOIA PEDICLE SCREW SYSTEM | Polyaxial Screw | 4.5mm - 8.5mm dia, 25mm-60mm length | 2020-03-01 | DELETE
Zimmer Biomet Pty Ltd | 13 - Spinal | ZI660 | Nex-Link | Spinal Fixation System, Polyaxial Screws | 3.5mmx10mm - 4.00mmx22mm; 4.5 x 20-40mm(5mm increments); 5.5mm x 20-45mm (5mm increments) | 2020-03-01 | DELETE
Zimmer Biomet Pty Ltd | 13 - Spinal | ZI882 | APEX Spine System - Polyaxial Pedicle Screws | Polyaxial Pedicle Screws Titanium | 4.75mm x 25mm - 85mm in 5 mm increments; 5.5mm x 25mm - 85mm in 5mm increments; 6.25mm x 25mm - 85mm in 5mm increments; 7.0mm x 25mm 0 100mm; 7.75mm xx25mm - 100mm;8.5mm x 40mm - 100mm | 2020-03-01 | DELETE
Scientx Australia | 13 - Spinal | SX009 | Antelys | Screw | D: 5mm, L: 32.5 to 50mm | 2020-03-01 | DELETE
Emergo Asia Pacific Pty Ltd | 13 - Spinal | ER488 | Titan Spine Bone Screws-locking | Titan Spine Endoskeleton TCS Bone Screws-locking | dia (3.5-3.8mm) x length (13-20mm) | 2020-03-01 | DELETE
Scientx Australia | 13 - Spinal | SX062 | Aspida Anterior Lumbar Plating System - Screw | Screw | Diameter: 6.0mm, 7.0mm; Length: 25, 30, 35mm | 2020-03-01 | DELETE
Emergo Asia Pacific Pty Ltd | 13 - Spinal | ER487 | Titan Spine Bone Screws | Titan Spine Bone Screws-Endoskeleton TCS/TAS, standard | dia (3.5-6.5mm) x length (13-35mm) | 2020-03-01 | DELETE
Lifehealthcare Pty Ltd | 13 - Spinal | LH537 | Klementine PL | Fixation Screw, Self Tapping | (3.5 - 3.7)mm dia x 13-17mm length | 2020-03-01 | DELETE
Medtronic Australasia Pty Ltd | 13 - Spinal | MC423 | Atlantis | Fixed Angle Cancellous Screw | 10-20mm | 2020-03-01 | DELETE
Medtronic Australasia Pty Ltd | 13 - Spinal | MC424 | Atlantis | Variable Angle Cancellous Screw | 10-20mm | 2020-03-01 | DELETE
Medtronic Australasia Pty Ltd | 13 - Spinal | MC482 | Axis Cervical Plating System | Screw: Cancellous | 6 - 24mm | 2020-03-01 | DELETE
Scientx Australia | 13 - Spinal | SX012 | Stella | Screw | D: 4-4.5mm, L: 12-20mm | 2020-03-01 | DELETE
Scientx Australia | 13 - Spinal | SX054 | Trestle Anterior Cervical Plating System - screw | Titanium allow self drilling screws, self tapping screws, self tapping rescue screws; fixed and variable angle | Diameter: 4.0mm, 4.5mm. Length: 10mm - 20mm (1mm increments) | 2020-03-01 | DELETE
Scientx Australia | 13 - Spinal | SX076 | Trestle Luxe Anterior Cervical Plating System - screw | Self-tapping screws, self-drilling screws; fixed and variable angle | Diameters: 4.0mm, 4.5mm. Lengths of self-drilling screws: 10, 11, 12, 13, 14, 15, 16, 17, 18, 19, 20mm. Lengths of self-tapping screws: 10, 11, 12, 13, 14, 15, 16, 17, 18, 19, 20, 21, 22, 23, 24, 25, 26mm | 2020-03-01 | DELETE
Scientx Australia | 13 - Spinal | SX078 | Avalon Occipital Fixation System - screw | Bone screw | Diameters: 4.5mm, 5.0mm. Lengths: 6mm, 8mm, 10mm, 12mm, 14mm, 16mm | 2020-03-01 | DELETE
Zimmer Biomet Pty Ltd | 13 - Spinal | ZA036 | C-Plate - Fixed and Variable Screws | C-Plate Anterior Cervical Plates are inserted via an anterior approach to the cervical spine, in order to fix one or two levels of vertebrae together. Such fixation is performed to cause bony fusion between the levels and is done in order to address pain, instability, and/or a range of other indications. The C-Plate system consists of low-profile (1.6mm thick) pre-contoured plates of varying sizes and a full range of screws. The plates themselves contain an innovative screw-loking mechanism utlising an elastic locking ring which allows the surgeon choice between semi-fixed or variable-angle self-tapping screws. | Diameters: 3.5mm and 4.0mm, with lengths ranging from 10mm to 20mm in 1 mm increments | 2020-03-01 | DELETE
Zimmer Biomet Pty Ltd | 13 - Spinal | ZI879 | V2F Screws | Dual-lead cortical/cancellous screws | Diameter 6mm and 7mm, 30-60mm in 5mm increments | 2020-03-01 | DELETE
Scientx Australia | 13 - Spinal | SX004 | Isobar TTL | Nut | Blocker, Hemispherical | 2020-03-01 | DELETE
Scientx Australia | 13 - Spinal | SX034 | Isobar TTL Inner nut | Inner Locking Nut | One size only | 2020-03-01 | DELETE
Scientx Australia | 13 - Spinal | SX048 | Zodiac Spinal Fixation System - set screw | Set screw | Diameter: 9.5mm, 10.8mm. | 2020-03-01 | DELETE
Scientx Australia | 13 - Spinal | SX064 | Solanas Posterior Cervico-thoracic Fixation System - Set Screw | Set Screw | 5.3mm | 2020-03-01 | DELETE
Scientx Australia | 13 - Spinal | SX079 | Avalon Occipital Fixation System - Set screw | Hexalobe set screw | Diameter: 6.5mm; Length: 3.4mm | 2020-03-01 | DELETE
Scientx Australia | 13 - Spinal | SX095 | Arsenal Set Screw | Set screws for polyaxial screw, rod, bridge and connectors | Diameter x Length: 5.6mm x 4.6mm; 6.32mm x 9.6mm; 6.32mm x 10.2mm; 7.5mm x 10.2mm; 9.3mm x 4.05mm. | 2020-03-01 | DELETE
Zimmer Biomet Pty Ltd | 13 - Spinal | ZA037 | SpineTune TL - Set Screw | This component is a screw set that is inserted within the rod housing of the monoaxial and polyaxial screws to secure the rod to the screw. | One size only | 2020-03-01 | DELETE
Zimmer Biomet Pty Ltd | 13 - Spinal | ZI706 | Nex-Link | Spinal Fixation System, Open Screw Closure | 4.00mm | 2020-03-01 | DELETE
Zimmer Biomet Pty Ltd | 13 - Spinal | ZI880 | V2F Cap Screws | Cap Screws (fixed or variable) | One size | 2020-03-01 | DELETE
Zimmer Biomet Pty Ltd | 13 - Spinal | ZI883 | APEX Spine System - Set Screws | Apex Spine System - set screws | 9.5mm, 11mm | 2020-03-01 | DELETE
Medtronic Australasia Pty Ltd | 13 - Spinal | MC294 | Vertex Spinal System | Occipital Buttons | Bolt 6 - 30 mm Length | 2020-03-01 | DELETE
Scientx Australia | 13 - Spinal | SX005 | Isobar TTL | Clamp | Snap-on, Short, Long and Monobloc | 2020-03-01 | DELETE
Scientx Australia | 13 - Spinal | SX016 | Easys | Straddler - titanium alloy | one size | 2020-03-01 | DELETE
Scientx Australia | 13 - Spinal | SX015 | Easys | Connector Bar - titanium | L: 40-100mm | 2020-03-01 | DELETE
Medtronic Australasia Pty Ltd | 13 - Spinal | MC635 | CD Horizon | Legacy In-Line Connector | Length 40-110mm | 2020-03-01 | DELETE
Scientx Australia | 13 - Spinal | SX040 | Zodiac Spinal Fixation System - Axial Domino rod connector | In-line rod connector | Length: 31.75mm | 2020-03-01 | DELETE
Scientx Australia | 13 - Spinal | SX065 | Solanas Posterior Cervico-thoracic Fixation System - Rod-to-Rod Connector | Axial and parallel rod-to-rod connectors | For 3.3mm to 3.mm rods; For 3.3mm to 5.5mm rods | 2020-03-01 | DELETE
Scientx Australia | 13 - Spinal | SX093 | Arsenal rod connector | In-line rod connector | Diameter: 5.5mm, 6mm, 6.3mm, 6.35mm Length: 15mm, 30mm, 40mm, 45mm, 60mm, 75mm, 80mm, 90mm, 100mm, 105mm, 120mm | 2020-03-01 | DELETE
Zimmer Biomet Pty Ltd | 13 - Spinal | ZA038 | EasySpine - Axial Rod Connector | A connector to join two rods together end-to-end | One size only | 2020-03-01 | DELETE
Zimmer Biomet Pty Ltd | 13 - Spinal | ZI609 | Optima Spinal Fixation System | Optima Spinal Fixation System - Rod Connectors | Small, Large, 2 Hole, 3 Hole, 4 Hole | 2020-03-01 | DELETE
Zimmer Biomet Pty Ltd | 13 - Spinal | ZI887 | APEX Spine system - Rod Connectors | Tandem rod connectors | 5.5mm to 6mm diameter | 2020-03-01 | DELETE
Scientx Australia | 13 - Spinal | SX041 | Zodiac Sponal Fixation System - rod connector, offset | Offset rod connector | Length: 9.2mm, 15.75mm | 2020-03-01 | DELETE
Scientx Australia | 13 - Spinal | SX042 | Zodiac Spinal Fixation System - offset connector | Offset connector | 10mm, 15mm, 20mm, 30mm, 45mm, 60mm. | 2020-03-01 | DELETE
Scientx Australia | 13 - Spinal | SX066 | Solanas Posterior Cervico-thoracic Fixation System - Open Lateral Rod Connector | Open lateral rod connector | One size only | 2020-03-01 | DELETE
Scientx Australia | 13 - Spinal | SX067 | Solanas Posterior Cervico-thoracic Fixation System - Closed Lateral Rod Connector | Closed Lateral Rod Connector | One size only | 2020-03-01 | DELETE
Scientx Australia | 13 - Spinal | SX094 | Arsenal offset connector | Open offset connector | Length: 15mm, 30mm, 45mm, 60mm, 75mm, 90mm, 105mm | 2020-03-01 | DELETE
Scientx Australia | 13 - Spinal | SX106 | Arsenal Deformity Spinal Fixation System - Arsenal offset connector | Angled connectors, closed offset connectors, rod connectors | Angled connectors: 25º, 30º, 35º, 40º, 45º, 50º Offset connectors: 5.5mm diameter; 15mm - 105mm length Rod connectors: 5.5mm diameter; 5.5mm or 6.35mm length | 2020-03-01 | DELETE
Zimmer Biomet Pty Ltd | 13 - Spinal | ZA039 | EasySpine - Lateral Connector | A connector to connect the pedicle screw and a rod in an offset position | 1 size only | 2020-03-01 | DELETE
Zimmer Biomet Pty Ltd | 13 - Spinal | ZI610 | Optima Spinal Fixation System | Optima Spinal Fixation System - Rod Connectors | Various Sizes - Open & Closed | 2020-03-01 | DELETE
Zimmer Biomet Pty Ltd | 13 - Spinal | ZI685 | NexLink | Occipital Cervical Plating System | Screw Offset Connector | 2020-03-01 | DELETE
Zimmer Biomet Pty Ltd | 13 - Spinal | ZI884 | APEX Spine System - Closed Iliac Lateral Connector | Closed Iliac Lateral Connector | 16mm, 21mm, 26mm, 31mm, 36mm | 2020-03-01 | DELETE
Scientx Australia | 13 - Spinal | SX104 | Arsenal Deformity Spinal Fixation System - Arsenal fixed bridge | Fixed bridges | Diameter: 3.5mm, 4.0mm, 4.5mm Length: 16mm - 36mm | 2020-03-01 | DELETE
Zimmer Biomet Pty Ltd | 13 - Spinal | ZI661 | Nex-Link | Spinal Fixation System, Transverse Connectors | 4.00mm Rod x 25mm - 45 length; 4.00mm Rod x 4.00mm & 5.5mm (band), 4.00mm Rod x 4.00 &5.5mm (inline) | 2020-03-01 | DELETE
Zimmer Biomet Pty Ltd | 13 - Spinal | ZI885 | APEX Spine System - Fixed Cross Connector | Fixed length cross connector, titanium | 16mm, 19mm, 22mm, 25mm, 28mm | 2020-03-01 | DELETE
Medtronic Australasia Pty Ltd | 13 - Spinal | MC496 | Tenor | Transverse Links - Titanium | 40-100mm | 2020-03-01 | DELETE
Scientx Australia | 13 - Spinal | SX038 | Zodiac Spinal Fixation System - adjustable bridge | Crosslink: adjustable bridge | xx-small, x-small, small, medium, large. Diameter: 5.5mm; Length: 23-75mm | 2020-03-01 | DELETE
Scientx Australia | 13 - Spinal | SX068 | Solanas Posterior Cervico-thoracic Fixation System - Adjustable Bridge | Adjustable bridge | 26mm: adjustable length from 22mm to 26mm; 37mm: adjustable length from 27mm to 39mm; 60mm: adjustable length from 40mm to 60mm | 2020-03-01 | DELETE
Scientx Australia | 13 - Spinal | SX092 | Arsenal bridge | Variable bridge | Length: 24-32mm; 32-37mm; 35-42mm; 40-51mm; 47-66mm; 64-101mm | 2020-03-01 | DELETE
Scientx Australia | 13 - Spinal | SX105 | Arsenal Deformity Spinal Fixation System - Arsenal variable bridge | Variable bridges | 26 - 32mm, 32 - 37mm, 35 - 42mm, 40 - 51mm, 47 - 66mm, 64 - 101mm | 2020-03-01 | DELETE
Zimmer Biomet Pty Ltd | 13 - Spinal | ZA040 | EasySpine - Transverse Connections | Connectors with open or closed ends connecting two rods together; can slide for full adjustability | Transverse connection, open; transverse connection closed. | 2020-03-01 | DELETE
Zimmer Biomet Pty Ltd | 13 - Spinal | ZA041 | EasySpine - Transverse Connections, Evolution | Transverse connections that are adjustable and connect two rods together | 30-49mm; 50-69mm; 70-89mm | 2020-03-01 | DELETE
Zimmer Biomet Pty Ltd | 13 - Spinal | ZA042 | Spine Tune TL - Cross Connector | This component is a connector that links/fixates two rods together. | Cross Connector - 33-40mm Cross Connector - 40-50mm Cross Connector - 50-60mm Cross Connector - 60-70mm Cross Connector - 70-80mm | 2020-03-01 | DELETE
Zimmer Biomet Pty Ltd | 13 - Spinal | ZI623 | SEQUOIA PEDICLE SCREW SYSTEM | SpeedLink II Ti | Small, Medium, Large | 2020-03-01 | DELETE
Zimmer Biomet Pty Ltd | 13 - Spinal | ZI886 | APEX Spine System - Multi-Span Cross Connector | Adjustable length cross connector, titanium | 24-28mm, 28-33mm, 31-39mm, 37-50mm, 48-71mm | 2020-03-01 | DELETE
Scientx Australia | 13 - Spinal | SX006 | Isobar TTL | Hooks | Small, Large, offset | 2020-03-01 | DELETE
Scientx Australia | 13 - Spinal | SX039 | Zodiac Spinal Fixation System - hook | Hooks: laminar, thoracic, pedicle; offset and angled; narrow and elevated | Small, large | 2020-03-01 | DELETE
Scientx Australia | 13 - Spinal | SX069 | Solanas Posterior Cervico-thoracic Fixation System - Hook | Hook | Depth of hook throat: 4.5mm and 6.00mm | 2020-03-01 | DELETE
Scientx Australia | 13 - Spinal | SX102 | Arsenal Deformity Spinal Fixation System - Arsenal hook | Hooks: Thoracic Infralaminar; Thoracic Infralaminar Offset; Thoracic Infralaminar Reduction; Lumbar Infralaminar; Transverse Process, Offset Transverse Process; Pedicle; Pedicle Reduction; Thoracic Supralaminar; Offset Thoracic Supralaminar; Supralaminar Reduction; Claw Foundation; Claw Counter. | 5.5mm, 6.5mm, 7.5mm, 8.5mm, 9.5mm, 10.5mm | 2020-03-01 | DELETE
Zimmer Biomet Pty Ltd | 13 - Spinal | ZA043 | EasySpine - Laminar and Pedicle Hooks | Right under laminar hook, left under laminar hook, right alpha pedicle hook and left alpha pedicle hook for EasySpine spinal fusion system. | 1 size only for Right under laminar hook, left under laminar hook, right alpha pedicle hook and left alpha pedicle hook | 2020-03-01 | DELETE
Zimmer Biomet Pty Ltd | 13 - Spinal | ZI527 | Optima Spinal Fixation System - Hooks | Titanium Alloy | Various | 2020-03-01 | DELETE
Zimmer Biomet Pty Ltd | 13 - Spinal | ZI662 | Nex-Link | Spinal Fixation System, Cervical Hooks | 5 & 7mm | 2020-03-01 | DELETE
Zimmer Biomet Pty Ltd | 13 - Spinal | ZI888 | APEX Spine System - Hooks | Laminar and Offset titanium hooks | 5.0mm - 9.5mm | 2020-03-01 | DELETE
Medtronic Australasia Pty Ltd | 13 - Spinal | MC864 | Zephir Anteior Cervical Plate | Anterior Cervical Plate | 57.5mm - 70mm | 2020-03-01 | DELETE
Scientx Australia | 13 - Spinal | SX053 | Trestle Anterior Cervical Plating System - plate >55mm | Titanium alloy anterior cervical plate | 57mm - 100mm | 2020-03-01 | DELETE
Scientx Australia | 13 - Spinal | SX075 | Trestle Luxe Anterior Cervical Plating System - plate, >55mm | Anterior cervical plate | 3 level plates: 48, 51, 54, 57, 60, 63, 66, 69mm. 4 level plates: 60, 64, 68, 72, 76, 80, 84mm. 5 level plates: 85, 90, 95, 100mm | 2020-03-01 | DELETE
Zimmer Biomet Pty Ltd | 13 - Spinal | ZA049 | C-Plate - Cervical Plates 56-70mm | C-Plate Anterior Cervical Plates are inserted via an anterior approach to the cervical spine, in order to fix one or two levels of vertebrae together. Such fixation is performed to cause bony fusion between levels and is done in order to address pain, instability, and/or a range of other indications. The C-Plate System consists of low-profile (1.6mm thick) pre-contoured plates of varying sizes and a full range of screws. The plates themselves contain an innovative screw-locking mechanism utilising an elastic locking ring which allows the surgeon choice between semi-fixed or variable-angle self-tapping screws. | Lengths: 56 to 70mm in increments of 2mm | 2020-03-01 | DELETE
Scientx Australia | 13 - Spinal | SX008 | Antelys | Plate | H: 19-23mm | 2020-03-01 | DELETE
Scientx Australia | 13 - Spinal | SX011 | Stella | Anterior cervical plate - titanium | L: 21-121mm | 2020-03-01 | DELETE
Scientx Australia | 13 - Spinal | SX052 | Trestle Anterior Cervical Plating System - Plate | Titanium alloy anterior cervical plate | 12mm - 54mm | 2020-03-01 | DELETE
Scientx Australia | 13 - Spinal | SX074 | Trestle Luxe Anterior Cervical Plating System - Plate | Anterior cervical plate | 1 level plates: 10, 12, 14, 16, 20, 22, 24, 26mm; 2 level plates: 24, 26, 28, 30, 32, 34, 37, 40, 43, 46mm; 3 level plates: 39, 42, 45mm | 2020-03-01 | DELETE
Zimmer Biomet Pty Ltd | 13 - Spinal | ZA044 | C-Plate Cervical Plates 22-54mm | C-Plate Anterior Cervical Plates are inserted via an anterior approach to the cervical spine, in order to fix one or two levels of verterbrae together. Such fixation is performed to cause bony fusion between levels and is done in order to address pain, instability, and/or a range of other indications. The C-Plate System consists of low-profile (1.6mm thick) pre-contoured plates of varying sizes and a full range of screws. The plates themselves contain an innovative screw-locking mechanism utilising an elastic locking ring which allows the surgeon choice between semi-fixed or variable-angle self-tapping screws. | Lengths 22 to 54mm in increments of 2mm | 2020-03-01 | DELETE
Scientx Australia | 13 - Spinal | SX061 | Aspida Anterior Lumbar Plating System - Plate | Lumbar, sacral plate | Height: 8 to 18mm with 2mm increments; Width: 26, 30mm | 2020-03-01 | DELETE
SPINEART AUSTRALIA PTY. LTD. | 13 - Spinal | DU033 | Tryptik Anterior Cervical Plate (>55mm) | Tryptik Anterior Cervical Plate is designed to have a low profile with screw holes that allow for up to 20 degree angulations. The plate is made of Titanium | The product is available in 5 lenghts, 60, 65, 70, 80 and 90mm | 2020-03-01 | DELETE
SPINEART AUSTRALIA PTY. LTD. | 13 - Spinal | DU035 | Tryptik Anterior Cervical Plate | Tryptik Anterior Cervical Plate is designed to have low profile with screw holes that allow for up to 20 degree angulations. The plate is made of Titanium | The product is available in 8 lengths, 20, 25, 30, 35, 40, 45, 50, 55mm | 2020-03-01 | DELETE
Emergo Asia Pacific Pty Ltd | 13 - Spinal | ER166 | Signus Anterior Cervical Plate - L1-L2 | Pre-contoured titanium plate, secured onto the spinal vertebrae by either fixed or variable angle colour coded screws. | 22mm - 54mm | 2020-03-01 | DELETE
Zimmer Biomet Pty Ltd | 13 - Spinal | ZI878 | V2F Plates | Thoracolumbar Plate made from a titanium ally (Ti-6Al-4V) | 30-130mm in 5mm increments | 2020-03-01 | DELETE
Scientx Australia | 13 - Spinal | SX077 | Avalon Occipital Fixation System - Plate | Occipital plate assembly | 56mm, 66mm | 2020-03-01 | DELETE
Scientx Australia | 13 - Spinal | SX071 | Solanas Posterior Cervico-thoracic Fixation System - Transitional Rod | Transitional Rod | Diameter: 3.3mm and 5.5mm | 2020-03-01 | DELETE
Scientx Australia | 13 - Spinal | SX003 | Isobar TTL | Rod | L: 45-450mm | 2020-03-01 | DELETE
Scientx Australia | 13 - Spinal | SX043 | Zodiac Spinal Fixation System - rod | Rods: straight and pre-bent; Pure Titanium, Alloyed Titanium (TA6V ELI) or Colbalt Chromium | Diameter: 5.5mm. Length: 3cm, 3.5cm, 4cm, 4.5cm, 5cm, 5.5cm, 6cm, 6.5cm, 7cm, 7.5cm, 8cm, 8.5cm, 9cm, 9.5cm, 10cm, 11cm 12cm, 13cm, 17cm, 20cm, 25cm, 30cm, 45cm, 50cm, 60cm. | 2020-03-01 | DELETE
Scientx Australia | 13 - Spinal | SX049 | Illico MIS Posterior Fixation System - rod | Titanium rods: straight and pre-bent | Diameter: 5.5mm. Length: 3cm, 3.5cm, 4cm, 4.5cm, 5cm, 5.5cm, 6cm, 6.5cm, 7cm, 7.5cm, 8cm, 8.5cm, 9cm, 9.5cm, 10cm, 11cm, 12cm, 13cm, 14cm, 15cm, 16cm, 17cm, 20cm, 21cm, 22cm, 23cm, 24cm, 25cm, 26cm, 27cm, 28cm, 29cm, 30cm. | 2020-03-01 | DELETE
Scientx Australia | 13 - Spinal | SX070 | Solanas Posterior Cervico-thoracic Fixation System - Rod | Rod | Diameter: 3.3mm; Length: 40 to 240mm with increments of 10mm, except 110mm | 2020-03-01 | DELETE
Scientx Australia | 13 - Spinal | SX096 | Arsenal rods | Straight rods, pre-contoured rods | Straight rods: Diameter: 5.5mm Length: 30mm - 130mm (5mm increments); 200mm - 600mm (100mm increments) Pre-Contoured rods: Diameter: 5.5mm Length: 30mm - 100mm (5mm increments); 110mm - 130mm (10mm increments) | 2020-03-01 | DELETE
Scientx Australia | 13 - Spinal | SX103 | Arsenal Deformity Spinal Fixation System - Arsenal rod | Straight rods | 5.5mm diameter; 30mm - 600mm length | 2020-03-01 | DELETE
Zimmer Biomet Pty Ltd | 13 - Spinal | ZA045 | EasySpine - LDR Rods | Rods in 3 cross-sectional profiles: regular, medium and small | small, medium and regular; lengths 35mm to 500mm | 2020-03-01 | DELETE
Zimmer Biomet Pty Ltd | 13 - Spinal | ZA046 | SpineTune TL - Rod | This component is a rod that is inserted within the rod housing of the monoaxial and polyaxial screws in each pedicle, linking and fixing the vertebrae together. This group of components includes pre-curved rods. | Straight Rods: Diameter 6mm Lengths 30 to 600mm | 2020-03-01 | DELETE
Zimmer Biomet Pty Ltd | 13 - Spinal | ZA047 | SpineTune TL - Curved Rod | This component is a pre-curved rod that is inserted within the rod housing of the monoaxial and polyaxial screws in each pedicle, linking and fixing the vertebrae together | Diameter 6mm Lengths 30 to 150mm | 2020-03-01 | DELETE
Zimmer Biomet Pty Ltd | 13 - Spinal | ZI512 | Optima Spinal System - Rod | Rod | Dia 5-7mm, length 40-400mm | 2020-03-01 | DELETE
Zimmer Biomet Pty Ltd | 13 - Spinal | ZI624 | SEQUOIA PEDICLE SCREW SYSTEM | Sequoia Rod CP Ti | 30mm - 510mm length | 2020-03-01 | DELETE
Zimmer Biomet Pty Ltd | 13 - Spinal | ZI663 | Nex-Link | Spinal Fixation System, Spinal Rod | 120 & 240mm | 2020-03-01 | DELETE
Zimmer Biomet Pty Ltd | 13 - Spinal | ZI889 | APEX Spine System - Rods | Straight and contoured rods titanium and CoCR | Straight: 5.5mm x 30mm-90mm in 10mm increments, 5.5 x 300, 450, 600mm, 6mm x 30mm-90mm in 10mm increments, 6mm x 300, 350, 450, 600; Curved: 5.5mm x 30 - 90 and 6mm x 30-100 in 10mm increments | 2020-03-01 | DELETE
Medtronic Australasia Pty Ltd | 13 - Spinal | MC707 | Danek Unit Rod System | Scoliosis S-Rods | Widths 5.5 - 6.35mm; left and right | 2020-03-01 | DELETE
Scientx Australia | 13 - Spinal | SX080 | Avalon Occipital Fixation System - Rod | Occipital pre-contoured transition rod | Length: 280mm | 2020-03-01 | DELETE
Medtronic Australasia Pty Ltd | 13 - Spinal | MC509 | CD Occipital-Cervical Loop | CD Occipital-Cervical Loop | One size only | 2020-03-01 | DELETE
Zimmer Biomet Pty Ltd | 13 - Spinal | ZA048 | EasySpine - Spacers | Spacers that work to stabilise/take up length of the screw to enable secure fixation - EasySpien is a spinal fusion system | Single packs: diameters 5,6 and 7mm, lengths 5 to 10mm | 2020-03-01 | DELETE
Zimmer Biomet Pty Ltd | 13 - Spinal | ZI890 | APEX Spine System - Screw Washers | 2mm Washers (closed and open) for pedicle screws | 2mm | 2020-03-01 | DELETE
Emergo Asia Pacific Pty Ltd | 13 - Spinal | ER470 | Endoskeleton TCS | Titanium Stand Alone ADCF Cage, sterile or non-sterile also with Nanolock™ surface technology, sterile | 12-16mm Length, 14-18mm Width, 5-12mm Heights | 2020-03-01 | DELETE
Lifehealthcare Pty Ltd | 13 - Spinal | LH536 | Klementine PL | Interbody fusion cage | 4.5 - 8.5mm height | 2020-03-01 | DELETE
Medtronic Australasia Pty Ltd | 13 - Spinal | MI120 | PEEK PREVAIL Cervical Interbody Device | Cervical intervertebral body fusion device | Height : 5mm-9mm | 2020-03-01 | DELETE
Emergo Asia Pacific Pty Ltd | 13 - Spinal | ER469 | Endoskeleton TAS | Titanium lumbar cage with integrated fixation, sterile or non-sterile also with NanoLock™ surface technology, sterile . | 10-17mm Height, 32-40mm x 21-27mm Width, 7˚-24˚ Angles | 2020-03-01 | DELETE
Scientx Australia | 13 - Spinal | SX090 | Solus Anterior Lumbar Interbody Fusion | Interbody Spacer | Medium (33.5 x 26mm) or Large (37 x 30mm) footprint Height: 10 to 18mm Lordosis: 7 degrees, 12 degrees | 2020-03-01 | DELETE
Scientx Australia | 13 - Spinal | SX010 | PCB Plate-Cage | Titanium cervical plate-cage | L: 14-16mm, W: 12-15mm, Cage Height: 4.5-8mm, Plate Height: 23-29mm | 2020-03-01 | DELETE
Scientx Australia | 13 - Spinal | SX072 | Samarys RF - PEEK Cage | Pre-filled cervical cage | Depty x width: 12 x 15mm, 13 x 17mm, 15 x 17mm, 15 x 20mm; Height: 4.5, 5, 6, 7, 8, 9, 10mm | 2020-03-01 | DELETE
Zimmer Biomet Pty Ltd | 13 - Spinal | BH110 | C-Thru Anterior Spine System | Cervical Cage - PEEK | Lordotic 5-12mm, Parallel 5-12mm, Convex 5-12mm | 2020-03-01 | DELETE
Emergo Asia Pacific Pty Ltd | 13 - Spinal | ER461 | Endoskeleton TC | Titanium coated anterior interbody fusion device for the lumbar spine, sterile or non-sterile, nanoLock (TM) surface technology | 12-16 x 14-18mm | 2020-03-01 | DELETE
Scientx Australia | 13 - Spinal | SX014 | CBK Cage | PEEK | L: 15mm, W: 13mm, H: 4.5-9mm | 2020-03-01 | DELETE
Scientx Australia | 13 - Spinal | SX056 | Novel Cervical Spacer System | PEEK Vertebral body replacement, cervical | Small: 12mm width x 12mm depth; heaight: 12mm (1mm increments) Medium: 12mm width x 14mm depth; heaight: 12mm (1mm increments) Large: 14mm width x 16mm depth; heaight: 12mm (1mm increments) | 2020-03-01 | DELETE
Scientx Australia | 13 - Spinal | SX088 | Samarys Anterior Cervical Cage System | Anterior Cervical Cage - PEEK | L15 x w17 x h5mm, L15 x w17 x h6mm, L15 x w17 x h7mm, L15 x w17 x h8mm, L13 x w17 x h5mm, L13 x w17 x h6mm, L15 x w20 x h5mm, L15 x w20 x h6mm | 2020-03-01 | DELETE
Zimmer Biomet Pty Ltd | 13 - Spinal | ZI482 | Spine-Tech BAK Cervical Implant | Cervical Cage | 6 x 12mm, 8 x 12mm, 10 x 12mm, 12 x 12mm | 2020-03-01 | DELETE
Zimmer Biomet Pty Ltd | 13 - Spinal | ZI696 | Fidji Cervical Cage | Fidji anterior interbody cage | 12 x 15, 12 x 17, 14 x 17, 14 x 19 | 2020-03-01 | DELETE
Emergo Asia Pacific Pty Ltd | 13 - Spinal | ER497 | Endoskeleton TO Interbody Fusion Device | Titanium lumbar posterior interbody fusion cage, sterile or non-sterile, also with NanoLock™ surface technology, sterile | (22-31mm) x (8-16mm); 0-4 degrees | 2020-03-01 | DELETE
Scientx Australia | 13 - Spinal | SX013 | CC-CO Cages | PEEK Polymer | L: 23.5mm, W: 10-13.5mm, H: 8-14mm | 2020-03-01 | DELETE
Scientx Australia | 13 - Spinal | SX058 | Novel SD Spinal Spacer System | Self-distracting PEEK fusion cage | Small: 9mm width x 22mm depth; height: 8mm - 20mm (1mm increments) 11mm width x 22mm depth; height: 8mm - 20mm (1mm increments) Medium: 9mm width x 25mm depth; height: 8mm - 20mm (1mm increments) 11mm width x 25mm depth; height: 8mm - 20mm (1mm increment | 2020-03-01 | DELETE
Scientx Australia | 13 - Spinal | SX081 | Novel SD Spinal Spacer System (Sterile) | Self-distracting PEEK fusion cage (Sterile) | Small 9mm width x 22mm depth; height 8mm-20mm (1mm increments) Medium 9mm width x 25mm depth; height 8mm-20mm (1mm increments) Large 9mm width x 28mm depth; height 8mm-20mm (1mm increments) | 2020-03-01 | DELETE
Zimmer Biomet Pty Ltd | 13 - Spinal | ZA055 | ROI PLIF Cages | The ROI PLIF cages are manufactured from PEEK-Optima and are implanted from the posterior approach for interbody fusion. The cages are supplied in pairs (2 per pack) as is standard for this procedure. | Lordotic angles, 0, 5 & 8 degrees, posterior heights 6 to 11mm, anterior heights 7 to 13mm. | 2020-03-01 | DELETE
Zimmer Biomet Pty Ltd | 13 - Spinal | ZI483 | Spine-Tech BAK "L" Cage | Lumbar Cage | 9 x 20mm, 9 x 24mm, 11 x 20mm, 13 x 20mm, 13 x 24mm, 15 x 20mm, 15 x 24mm, 17 x 24mm, 17 x 28mm | 2020-03-01 | DELETE
Emergo Asia Pacific Pty Ltd | 13 - Spinal | ER462 | Endoskeleton TL | Titanium Lateral Interbody fusion cage, sterile or non-sterile also with NanoLock™ surface technology, sterile | Length: 40-60mm, Width 18-26mm, Height 8-16mm | 2020-03-01 | DELETE
Emergo Asia Pacific Pty Ltd | 13 - Spinal | ER463 | Endoskeleton TA | Titanium anterior interbody fusion device for the lumbar spine, sterile or non-sterile, also with Nano Lock™ surface technology, sterile | 32-40 x 21-27mm Width 32-40mm, Length 21-27mm, Height 10-17mm, 20,25,30,35,40,45,50,55,60,65mm, 0˚ & 7˚angles | 2020-03-01 | DELETE
Emergo Asia Pacific Pty Ltd | 13 - Spinal | ER498 | Endoskeleton TT Interbody Fusion Device | Titanium posterior interbody fusion cage, parallel or lordotic, sterile or non-sterile, also with NanoLock™ surface technology, sterile | Height 7-14mm; 30-35mm x11mm, 0˚ or 4˚ angles | 2020-03-01 | DELETE
Medtronic Australasia Pty Ltd | 13 - Spinal | MC602 | Union | Verte-Stack | 8 - 20mm | 2020-03-01 | DELETE
Scientx Australia | 13 - Spinal | SX007 | Antelys | Cage | H: 9-15mm | 2020-03-01 | DELETE
Scientx Australia | 13 - Spinal | SX033 | Olys | PEEK TLIF Cage | Length 28mm, 35mm: Height 7mm, 9mm, 11mm, 13mm | 2020-03-01 | DELETE
Scientx Australia | 13 - Spinal | SX055 | Novel Anterior Lumbar Interbody Spinal Spacer System | PEEK lumbar fusion cage | Small: 26mm wide x 23mm depth; height: 8mm - 20mm (2mm increments); 7° or 12° lordotic Medium: 32mm wide x 26mm depth; height: 8mm - 20mm (2mm increments); 7° or 12° lordotic Large: 36mm wide x 30mm depth; height: 10mm - 20mm (2mm increments); 7° or 12° l | 2020-03-01 | DELETE
Scientx Australia | 13 - Spinal | SX059 | Novel TL Spinal Spacer System | PEEK fusion cage | Standard design: Small: 22mm width x 10mm depth; height: 7mm - 14mm (1mm increments); 0° or 5° lordosis Medium: 24mm width x 10mm depth; height: 7mm - 17mm (1mm increments); 0° or 5° lordosis Large: 28mm width x 10mm depth; height: 7mm - 17mm (1mm increme | 2020-03-01 | DELETE
Scientx Australia | 13 - Spinal | SX060 | Guided Lumbar Interbody Fusion spinal spacer | Spinal spacer | Length: 40, 50, 60mm; Height: 8, 10, 12, 14, 16, 18mm; Lordosis: 0 degrees, 7 degrees | 2020-03-01 | DELETE
Scientx Australia | 13 - Spinal | SX082 | Novel TL Spinal Spacer System (Sterile) | PEEK thoracolumbar fusion cage - Tapered design (Sterile) | Medium: 24mm width x 10mm depth; height: 6mm-15 mm (1mm increments); 5° lordosis Large: 28mm width x 10mm depth; height: 6mm -15mm (1mm increments); 5° lordosis Extra Large : 30mm width x 10mm depth; height: 6mm-15mm (1mm increments) 5° lordosis | 2020-03-01 | DELETE
Scientx Australia | 13 - Spinal | SX083 | Novel ALS Spinal Spacer System (Sterile) | PEEK lumbar fusion cage (Sterile) | Small: 26mm wide x 23mm depth; height: 8mm-18mm (2mm increments) 7° or 12° Medium: 32mm wide x 26mm depth; height 8mm-18mm (2mm increments); 7° or 12° lordotic Large: 36mm wide x 30mm depth; height 10mm-18mm (2mm increments) 7° or 12° lordotic | 2020-03-01 | DELETE
Scientx Australia | 13 - Spinal | SX098 | Battalion Universal Spacer System | Spinal Fusion Cage | Battalion PC: Height 7-20mm (1mm increments): Width 10mm: Length 25, 30, 35 and 40mm: Lordosis: 0, 5 and 10 - Battalion PS: Height 7-20mm (1mm increments): Width 9 and 10mm: Length 20, 25, 30, 35 and 40mm: Lordosis: 0, 5 and 10 | 2020-03-01 | DELETE
Zimmer Biomet Pty Ltd | 13 - Spinal | ZA054 | ROI-T TLIF Cage | ROI-T is a TLIF (Transforaminal Lumbar Interbody Fusion) interbody fusion cage manufactured from PPEK-Optima, designed for ease of insertion and graft maximisation. The transforaminal approach allows for exposure of the disc space by removing the facet joints and protecting the nerve roots. The disc space is entered and disc material is removed. The ROI-T cage is filled with bone graft material and is placed into the cage space to maintain the disc height and impart additional stability to the construct. Note that ROI-T cages must be used in conjunction with a posterior screw and rod system to properly stabilise the segments and enable fusion to occur. | Lordotic angles 0, 5 and 9 degrees. Length 30mm. Heights: 8 to 16mm in increments of 1 mm. | 2020-03-01 | DELETE
Zimmer Biomet Pty Ltd | 13 - Spinal | ZI658 | Traxis Peek-Optima (sterile) | Vue Radiolucent Implant | 12mm | 2020-03-01 | DELETE
Scientx Australia | 13 - Spinal | SX084 | Discocerv Cervical Disc | Cervical disc prosthesis, also supplied pre-loaded on single-use inserter tip. | Length x Depth:17mm x 13mm,20mm x15mm; Height: 5.25mm, 6mm 6.7mm, 7.5mm, 8.25mm | 2020-03-01 | DELETE
Scientx Australia | 13 - Spinal | SX035 | TeCorp Vertebral Body Replacement System | TeCorp Cervical | All sizes | 2020-03-01 | DELETE
Medtronic Australasia Pty Ltd | 13 - Spinal | MC507 | LIFT/VERTE-SPAN | Vertebral Body Cages | Short - Extra Long | 2020-03-01 | DELETE
Medtronic Australasia Pty Ltd | 13 - Spinal | MI278 | AsterX Expandable Cage | Expandable Cage - Base, Post, Locking Screws, End Cap Set Screw | Base diameter: 12mm Post diameter: 12mm Screws: Locking Screw, Low Profile Locking Screw, End Cap Set Screw | 2020-03-01 | DELETE
Scientx Australia | 13 - Spinal | SX036 | TeCorp Vertebral Body Replacement System | TeCorp Thoracic | All sizes | 2020-03-01 | DELETE
Scientx Australia | 13 - Spinal | SX037 | TeCorp Vertebral Body Replacement System | TeCorp Lumbar | All sizes | 2020-03-01 | DELETE
Medtronic Australasia Pty Ltd | 13 - Spinal | MI279 | AsterX | End Cap | Standard, Pre-Angulated | 2020-03-01 | DELETE
Medtronic Australasia Pty Ltd | 13 - Spinal | MC603 | Union | Verte-Stack | 8 - 20mm | 2020-03-01 | DELETE
Medtronic Australasia Pty Ltd | 13 - Spinal | MC606 | Union | Verte-Stack | Centre Piece 5-40mm | 2020-03-01 | DELETE
Scientx Australia | 13 - Spinal | SX057 | Novel CP Corpectomy Spinal Spacer System | PEEK vertebral body replacement, thoracolumbar | Small: 14mm width x 12mm depth; height: 10mm - 50mm (2mm increments) Medium: 17mm width x 15mm depth; height: 10mm - 50mm (2mm increments) | 2020-03-01 | DELETE
Scientx Australia | 13 - Spinal | SX091 | Bridgepoint Spinous Process Fixation System | Spinous process fixation system with intergrated set screws | Small 35-40mm, Medium 40-45mm, Large 45-50mm | 2020-03-01 | DELETE