## Prostheses List
Product Category | Sub Category | Product Group | Product Sub Group | Suffix | Billing Code | Benefit | Sponsor | Product Name | Description | Size | ARTG | Condition | Last Updated | Change
01 - Ophthalmic | 01.02 - POSTERIOR CHAMBER INTRAOCULAR LENSES | 01.02.02 - Foldable | 01.02.02.03 - Edge modification | at, pl | BL041 | 282 | Bausch & Lomb (Australia) PTY LTD | LuxGood Preloaded Crystal | The LuxGood intraocular lens (IOL) is a single-piece ultraviolet (UV) absorbing, posterior chamber, hydrophobic acrylic IOL and has aspheric optics. The lens is provided sterile and is designed to be folded prior to insertion into the eye. The preloaded intraocular LuxGood lens is supplied with an Accuject Pro Delivery System to provide a touch-free method of delivery of the lens into the capsular bag. | Body Diameter: +00.00 D to +34.00 D: 6.0 mm +/- 0.1 mm Overall Diameter: +00.00 D to +34.00 D: 11.00 mm +/- 0.2 mm Power Range: +0.00 D to +34.00 D Label Increments: 0.1 D | 342175 |  | March 2021 | New Listing
01 - Ophthalmic | 01.02 - POSTERIOR CHAMBER INTRAOCULAR LENSES | 01.02.02 - Foldable | 01.02.02.03 - Edge modification | at, pl, t1 | BL043 | 573 | Bausch & Lomb (Australia) PTY LTD | Enhanced enVista Toric with Bausch + Lomb SimplifEYE preloaded delivery system | The enVista Family of Intraocular Lenses (IOLs) are ultraviolet-absorbing, posterior chamber, hydrophobic acrylic IOLs. They have an aspheric lens optic, square posterior edge, and modified C haptics. The lenses can be folded for insertion into the eye. The MX60PTC combines the preloaded IOL with the enVista SimplifEYE Preloaded Injector System inserter and is sold in a common package. This alternate packaging configuration allows for a simpler loading of the injector. | Specification: Optic Body Diameter 6.0 ± 0.1 mm Overall Diameter 12.5 ± 0.2 mm Haptic Thickness 0.35 ± 0.04 mm Haptic Angulations Planar Haptic Lens Power Range +0.0 to +30.0D (in 0.5D increments) +0.90D to +5.75D (in 0.75D increments from +1.25D). | 98915 |  | March 2021 | New Listing
01 - Ophthalmic | 01.02 - POSTERIOR CHAMBER INTRAOCULAR LENSES | 01.02.02 - Foldable | 01.02.02.03 - Edge modification | at, pl, vblf | BL042 | 305 | Bausch & Lomb (Australia) PTY LTD | LuxGood Preloaded | The LuxGood intraocular lens (IOL) is a single-piece ultraviolet (UV) absorbing, posterior chamber, hydrophobic acrylic IOL, blue light filtering and has aspheric optics. The lens is provided sterile and is designed to be folded prior to insertion into the eye. The preloaded intraocular LuxGood lens is supplied with an Accuject Pro Delivery System to provide a touch-free method of delivery of the lens into the capsular bag. | Body Diameter: +00.00 D to +34.00 D: 6.0 mm +/- 0.1 mm Overall Diameter: +00.00 D to +34.00 D: 11.00 mm +/- 0.2 mm Power Range: +0.00 D to +34.00 D Label Increments: 0.1D | 342175 |  | March 2021 | New Listing
01 - Ophthalmic | 01.02 - POSTERIOR CHAMBER INTRAOCULAR LENSES | 01.02.02 - Foldable | 01.02.02.04 - Presbyopia correcting | at | DE764 | 619 | Device Technologies Australia Pty Ltd | Oculentis LENTIS Comfort LU-814MF15 | Foldable one-piece acrylic posterior chamber aspheric multifocal IOL for capsular bag, sulcus and sulcus-sclera fixation. | Optic size: 6.2mm, Overall length: 13.0mm, Available Dioptres: 0.0D to +36.0D (0.5D increments). | 328681 |  | March 2021 | New Listing
01 - Ophthalmic | 01.02 - POSTERIOR CHAMBER INTRAOCULAR LENSES | 01.02.02 - Foldable | 01.02.02.04 - Presbyopia correcting | at, t1 | DE765 | 902 | Device Technologies Australia Pty Ltd | Oculentis LENTIS Comfort Toric LU-814MF15T | Foldable one-piece acrylic posterior chamber aspheric multifocal toric IOL for capsular bag,sulcus and sulcus-sclera fixation | Optic size: 6.2mm,Overall length:13.0mm, Available Dioptres: sph. 0.0D to +36.0D (0.01D increments), cyl. +0.25D to +12.0D (0.01D increments), axis 1 deg. increments | 328681 |  | March 2021 | New Listing
01 - Ophthalmic | 01.02 - POSTERIOR CHAMBER INTRAOCULAR LENSES | 01.02.02 - Foldable | 01.02.02.04 - Presbyopia correcting | at, vblf | DE766 | 651 | Device Technologies Australia Pty Ltd | Acunex Variomax AN6VM | Foldable one-piece acrylic multifocal C loop IOL with aspheric surface and violet blue light filter. | Overall Length 12.5mm and Optic Size 6.0mm, SE +10.0D to +30.0D (0.5D steps), ADD +3.0D. | 328681 |  | March 2021 | New Listing
01 - Ophthalmic | 01.02 - POSTERIOR CHAMBER INTRAOCULAR LENSES | 01.02.02 - Foldable | 01.02.02.04 - Presbyopia correcting | at, vblf | DE774 | 651 | Device Technologies Australia Pty Ltd | Acunex Vario AN6V | Foldable one-piece acrylic EDOF C loop IOL with aspheric surface and violet blue light filter. | Overall Length 12.5mm and Optic Size 6.0mm, SE +10.0D to +30.0D (0.5D steps), ADD +1.5D. | 328681 |  | March 2021 | New Listing
01 - Ophthalmic | 01.03 - INTRAOCULAR FLUIDS | 01.03.01 - Viscoelastic |  |  | VU002 | 65 | SURGIVISION PTY LTD | Albomed Visco HPMC 2.0% | A superior viscoelastic solution based on hydroxylpropyl methylcellulose for intraocular use where it serves as a volume substitute for aqueous humor during intraocular surgery. | Supplied in a 2 ml syringe | 353332 |  | March 2021 | Duplicated from IS050
01 - Ophthalmic | 01.03 - INTRAOCULAR FLUIDS | 01.03.02 - Non Viscous |  |  | DE775 | 44 | Device Technologies Australia Pty Ltd | CAPSULBlue | Trypan blue solution for use in anterior segment ophthalmic surgery. | 0.15ml prefilled glass syringe | 343322 |  | March 2021 | New Listing
01 - Ophthalmic | 01.04 - CAPSULAR TENSION RINGS | 01.04.01 - Simple |  | pl | VU001 | 219 | SURGIVISION PTY LTD | Jetring | Preloaded PMMA (polymethyl methacrylate) capsular tension ring. | JETRING 11ACB Right Overall diameter: 13.0 mm ±0.20 mm Compressed diameter: 11,0 mm ±0.20 mm Haptic: ø0.17 mm ±0.02 mm Haptic design: straight, open modified C-loop JETRING 12ACB Right Overall diameter: 14.5 mm ±0.20 mm Compressed diameter: 12,0 mm ±0.20 mm Haptic: ø0,20 mm ±0.02 mm Haptic design: straight, open modified C-loop | 354770 |  | March 2021 | Duplicated from IS018
01 - Ophthalmic | 01.05 - GLAUCOMA DRAINAGE | 01.05.01 - Ab Externo Long Tube /Reservoir |  | v | VS001 | 564 | MEDICAL MANUFACTURERS PTY LTD | Molteno 3 | Drainage implant for glaucoma, made of silicon | Small & Large size | 128911 |  | March 2021 | Transferred from DV230
02 - Ear, Nose & Throat | 02.01 - EAR | 02.01.02 - Speech Processors | 02.01.02.01 - Initial | AutoScan, 2.4GHz Wireless | CO088 | 11392 | Cochlear Limited | Kanso® 2, Cochlear™ Nucleus® CP1150 Sound Processor (Initial) | The CP1150 Sound Processor (Kanso 2) is Cochlear’s next generation off-the-ear (OTE) style sound processor. Kanso 2 has the benefits of the latest sound processing technologies of the behind-the-ear (BTE) Cochlear™ Nucleus® 7 (N7). Compared to Kanso 1, Kanso 2 provides improved hearing performance in noise due to Spatial NR, and improved hearing experience and reduced user cost through buttonless interface, iOs and Android smartphone direct streaming and a rechargeable battery. The initial Kanso 2 Kit provides multiple magnet strengths and range of battery charging options. | One size, multiple magnet strengths and range of battery charging options | 351996 |  | March 2021 | New Listing
02 - Ear, Nose & Throat | 02.01 - EAR | 02.01.02 - Speech Processors | 02.01.02.02 - Replacement | AutoScan, 2.4GHz Wireless | CO086 | 8115 | Cochlear Limited | Kanso® 2, Cochlear™ Nucleus® CP1150 Sound Processor (Replacement) | The CP1150 Sound Processor (Kanso 2) is Cochlear’s next generation off-the-ear (OTE) style sound processor. Kanso 2 has the benefits of the latest sound processing technologies of the behind-the-ear (BTE) Cochlear™ Nucleus® 7. Compared to Kanso 1, Kanso 2 provides improved hearing performance in noise due to Spatial NR, and improved hearing experience and reduced user cost through buttonless interface, iOs and Android smartphone direct streaming and a rechargeable battery. The Replacement Kanso 2 Kit provides a single magnet and battery charging option. | One size, single magnet and battery charging option | 351996 |  | March 2021 | New Listing
02 - Ear, Nose & Throat | 02.01 - EAR | 02.01.04 - Implantable Bone Conduction Hearing System | 02.01.04.01 - Sound Processor | Programmable, Wireless-enabled | CO087 | 6484 | Cochlear Limited | Cochlear™ Baha® 6 Max Sound Processor | The Baha 6 Max is Cochlear’s next generation off-the-ear (OTE) sound processor for use with Cochlear Baha 'Connect' and 'Attract' Implantable Bone Conduction Hearing Systems with a fitting range up to 55dB HL. Baha 6 Max has broader bandwidth at higher frequencies, iOS and Android smartphone direct streaming and smaller, lighter and more discreet OTE technology. | One size | 123987 |  | March 2021 | New Listing
02 - Ear, Nose & Throat | 02.01 - EAR | 02.01.04 - Implantable Bone Conduction Hearing System | 02.01.04.01 - Sound Processor | Programmable, Wireless-enabled, Autoscan | US030 | 6808 | Med-El Implant Systems Australasia Pty Ltd | SAMBA 2 BB Audio Processor | Single Unit audio processor for the Bonebridge System, worn off the ear it is held in place by magnetic attraction over the implant. Designed to function similarly as the SAMBA BB audio processor with improved battery life, noise reduction, ingress protection and Intelligent Sound Adapter 2.0 | One Size - left/right versions with various magnet strengths, length = 36.4mm, width = 30.4mm, height = 10.2mm, weight 9.3g (inc battery) | 353072 |  | March 2021 | New Listing
02 - Ear, Nose & Throat | 02.01 - EAR | 02.01.05 - Ossicle/Middle Ear Prosthesis | 02.01.05.05 - Active Middle Ear Implants | Programmable, Wireless-enabled, Autoscan | US029 | 7166 | Med-El Implant Systems Australasia Pty Ltd | SAMBA 2 Audio Processor | Single Unit audio processor for the Vibrant Soundbridge System, worn off the ear it is held in place by magnetic attraction over the implant. Designed to function similarly as the SAMBA audio processor but with improved battery life, noise reduction, ingress protection and Intelligent Sound Adapter 2.0 | One Size - Lo/Hi, left/right versions with various magnet strengths, length = 36.4mm, width = 30.4mm, height = 10.2mm, weight 9.3g (inc battery) | 353970 |  | March 2021 | New Listing
03 - General Miscellaneous | 03.01 - BRACHYTHERAPY | 03.01.01 - Hepatic, Yttrium 90, Standard Dose |  |  | VX001 | 8230 | SIRTEX MEDICAL LIMITED | SIR-Spheres including Delivery Apparatus | Biocompatible microspheres 20-60mm (microns) in diameter containing yttrium-90. Delivery apparatus is PVC tubing, ABS stopcocks, acrylic holders and stainless steel needles with PE hubs | One size only | 149332 149343 |  | March 2021 | Transferred from SE001
03 - General Miscellaneous | 03.02 - DRUG DELIVERY DEVICES | 03.02.03 - Infusion Pumps, Battery Powered | 03.02.03.04 - Other Pharmacology |  | DE776 | 4468 | Device Technologies Australia Pty Ltd | Sapphire Infusion System | The Sapphire Infusion System is a new device for ambulatory infusion and acute pain management. It is an infusion pump designed for the volumetric delivery of medications to patients at a programmable rate. Sapphire is the first pump to offer an intuitive, full colour touch screen interface in an ambulatory package, along with best-in-class +/-2.5% product delivery accuracy | Size (in), Weight (oz) 5.6 x 3.8 x 1.9 in. 14.7 oz (including battery) | 201499 |  | March 2021 | Transferred from TT005
03 - General Miscellaneous | 03.02 - DRUG DELIVERY DEVICES | 03.02.05 - Infusion Pump Accessories | 03.02.05.02 - Administration Cassette |  | DE777 | 26 | Device Technologies Australia Pty Ltd | Sapphire Infusion Cassette and Set | The Sapphire Infusion Cassette and set is a one piece microfibre infusion set with non vented spike, pinch clamp, administration cassette, female luer lock, entrance with a back check valve, pinch clamp and spin male leur lock for use with the sapphire infusion system. The materail components are made from PVC-Non DEHP (tubing, connectors), silicon (Y site and tubing and polypropylene (valves) | 210cm | 200689 |  | March 2021 | Transferred from TT006
03 - General Miscellaneous | 03.02 - DRUG DELIVERY DEVICES | 03.02.06 - Pharmaceutical Beads | 03.02.06.01 - Single Units |  | VN001 | 1760 | Varian Medical Systems Australia | Embozene Tandem Microspheres | Embozene TANDEM Microspheres are spherical tightly calibrated, biocompatible, non-resorbable, hydrogel microspheres with an inorganic polyzene-F coating, colour coded to indicate microsphere size. Each 20mL syringe is filled with 2 ml of product suspended in a non-pyrogenic physiological slaine transport solution. Embozene TANDEM Microspheres may be loaded with Doxirubican-HCl and Irinotecan-HCl up to 50mg/ml which can elute local, controlled, sustained doses of drugs to targeted tumour sites after embolisation. | Tandem 2ml 40 ± 10 µm Tandem 2ml 75 ± 15 µm Tandem 2ml 100 ± 25 µm | 315383 |  | March 2021 | Transferred from BS315
03 - General Miscellaneous | 03.02 - DRUG DELIVERY DEVICES | 03.02.06 - Pharmaceutical Beads | 03.02.06.01 - Single Units |  | VN002 | 2234 | Varian Medical Systems Australia | Embozene Tandem Microspheres | Embozene TANDEM Microspheres are spherical tightly calibrated, biocompatible, non-resorbable, hydrogel microspheres with an inorganic polyzene-F coating, colour coded to indicate microsphere size. Each 20 mL syringe is prefilled with 3 mL of product suspended in a non-pyrogenic physiological saline transport solution. Embozene TANDEM microspheres may be loaded with Doxorubican-HCI and Irinotecan-HCI up to 50 mg/ml which can elute local, controlled, sustained doses of the drugs to targeted tumour sites after embolisation. | Tandem 3ml 40 ± 10 μm Tandem 3ml 75 ± 15 μm Tandem 3ml 100 ± 25 μm | 315383 |  | March 2021 | Transferred from BS316
03 - General Miscellaneous | 03.08 - CLOSURE DEVICES | 03.08.04 - Staples & Tackers | 03.08.04.01 - Staples, Non-bone (Reload) | Endoscopic, Articulating/Roticulating | IJ021 | 323 | INNOVATIVE MEDCARE TECHNOLOGY PTY LTD | Frankenman Endoscopic Linear Cutter Reload | The Endoscopic Linear Cutter Reload has applications in resection, transection and/or anastomosis of tissue in open or laparoscopic procedures. | Cartridge Reload - 30mm, 45mm, 60mm staple lengths. Open leg length: 2.0mm - 4.5mm, closed staple height: 0.75mm - 2.0mm. | 207254 |  | March 2021 | Transferred from ME225
03 - General Miscellaneous | 03.08 - CLOSURE DEVICES | 03.08.04 - Staples & Tackers | 03.08.04.01 - Staples, Non-bone (Reload) |  | IJ017 | 210 | INNOVATIVE MEDCARE TECHNOLOGY PTY LTD | Frankenman Linear Stapler Reloads | Linear stapler single use reload with titanium staples | 32mm; 46mm; 60mm; 90mm | 207254 |  | March 2021 | Transferred from ME220
03 - General Miscellaneous | 03.08 - CLOSURE DEVICES | 03.08.04 - Staples & Tackers | 03.08.04.01 - Staples, Non-bone (Reload) |  | IJ019 | 210 | INNOVATIVE MEDCARE TECHNOLOGY PTY LTD | Frankenman Linear Cutter Reloads | Single use, linear cutter reload cartridge containing titanium staples | 61mm; 81mm; 100mm | 207254 |  | March 2021 | Transferred from ME222
03 - General Miscellaneous | 03.08 - CLOSURE DEVICES | 03.08.04 - Staples & Tackers | 03.08.04.02 - Staplers | Endoscopic, Articulating/Roticulating | IJ020 | 357 | INNOVATIVE MEDCARE TECHNOLOGY PTY LTD | Frankenman Endoscopic Linear Cutter | The Endoscopic Linear Cutter and Reloads have applications in resection, transection and/or anastomosis of tissue in open or laparoscopic procedures. | Stapler Unit - 280mm, 330mm, 380mm, 430mm, 480mm in 12.5mm shaft OD. Reloadable Cartridges - 30mm, 45mm, 60mm staple lengths. | 205331 |  | March 2021 | Transferred from ME224
03 - General Miscellaneous | 03.08 - CLOSURE DEVICES | 03.08.04 - Staples & Tackers | 03.08.04.04 - Staples, Non-bone with Disposable Applier | Circular | IJ014 | 648 | INNOVATIVE MEDCARE TECHNOLOGY PTY LTD | Frankenman Haemorrhoidal (CPH) Stapler | Circular stapler for rectal prolapse and haemorrhoids preloaded with titanium staples | Outside diameter: 32.5mm; 34.5mm | 205330 |  | March 2021 | Transferred from ME218
03 - General Miscellaneous | 03.08 - CLOSURE DEVICES | 03.08.04 - Staples & Tackers | 03.08.04.04 - Staples, Non-bone with Disposable Applier | Circular | IJ016 | 648 | INNOVATIVE MEDCARE TECHNOLOGY PTY LTD | Frankenman Circular Stapler | Curved intraluminal stapler preloaded with titanium staples. | 21mm; 25mm; 28mm; 32mm | 292060 |  | March 2021 | Transferred from ME217
03 - General Miscellaneous | 03.08 - CLOSURE DEVICES | 03.08.04 - Staples & Tackers | 03.08.04.04 - Staples, Non-bone with Disposable Applier |  | IJ015 | 318 | INNOVATIVE MEDCARE TECHNOLOGY PTY LTD | Frankenman Linear Cutter Stapler | Single use, reloadable, linear cutter stapler containing titanium staples | 61mm; 81mm; 100mm | 205319 205331 |  | March 2021 | Transferred from ME219
03 - General Miscellaneous | 03.08 - CLOSURE DEVICES | 03.08.04 - Staples & Tackers | 03.08.04.04 - Staples, Non-bone with Disposable Applier |  | IJ018 | 318 | INNOVATIVE MEDCARE TECHNOLOGY PTY LTD | Frankenman Linear Stapler | Linear stapler preloaded with titanium staples | 32mm; 46mm; 60mm; 90mm | 205331 205319 |  | March 2021 | Transferred from ME221
04 - Neurosurgical | 04.03 - HYDROCEPHALUS DEVICES | 04.03.01 - Valves | 04.03.01.02 - Valve, Non-externally adjustable | Antisyphon function, Distal catheter, Proximal catheter, Reservoir/Priming function | BB403 | 1697 | B Braun Australia Pty Ltd | Aesculap-Miethke GAV Shunt System | Single valve, (anti-siphon) gravitational shunt, titanium construction (MRI safe to 3 tesla), with incorporated reservoir, distal catheter and ventricular catheter. | Valve: do=4.2 mm, Connector: do=1.4 mm/1.9 mm Catheter: di=1.2 mm, do=2.5 mm, 5cmH2O-30cmH2O | 181718 |  | March 2021 | New Listing
04 - Neurosurgical | 04.04 - DEEP BRAIN STIMULATION (DBS) | 04.04.01 - Implantable Pulse Generator | 04.04.01.01 - Primary Cell Pulse Generator (non-rechargeable) | Dual Channel | MI401 | 13592 | Medtronic Australasia Pty Ltd | Medtronic Percept PC Neurostimulator for Deep Brain Stimulation | Percept PC Dual channel primary cell neuro stimulator for Deep Brain Stimulation with Brain Sensing Technology | One size only | 351590 351630 |  | March 2021 | New Listing
04 - Neurosurgical | 04.04 - DEEP BRAIN STIMULATION (DBS) | 04.04.02 - External Components | 04.04.02.01 - Patient Programmer |  | MI400 | 1264 | Medtronic Australasia Pty Ltd | Medtronic Percept PC Patient Programmer | Medtronic Percept PC Patient Programmer | One size only | 351590 |  | March 2021 | New Listing
04 - Neurosurgical | 04.05 - NEUROSTIMULATION THERAPIES FOR PAIN MANAGEMENT | 04.05.01 - Pulse Generators | 04.05.01.01 - Primary Cell Pulse Generator (non-rechargeable) | Multi waveforms | SJ432 | 21660 | ABBOTT MEDICAL AUSTRALIA PTY LTD. | Proclaim XR IPG | Implantable pulse generator | 55mm and 68mm | 351631 351632 |  | March 2021 | New Listing
04 - Neurosurgical | 04.05 - NEUROSTIMULATION THERAPIES FOR PAIN MANAGEMENT | 04.05.02 - External Components | 04.05.02.03 - On/Off switching device |  | SJ433 | 1264 | ABBOTT MEDICAL AUSTRALIA PTY LTD. | ANS Spinal Cord Stimulation System (SCS) GENESIS | Communication Magnet 1210 | One type only | 267026 342820 |  | March 2021 | New Listing
04 - Neurosurgical | 04.05 - NEUROSTIMULATION THERAPIES FOR PAIN MANAGEMENT | 04.05.05 - Accessories | 04.05.05.03 - Intraoperative Accessories |  | ER562 | 152 | Emergo Asia Pacific Pty Ltd | Nevro Spinal Cord Stimulation System (SCSS) – Lead Anchor Kit | The Lead Anchors are used to anchor the lead to the fascia or supraspinous ligament. Lead Anchors are designed to slide freely over the lead length to the required fixation position and sutures are then tied around the anchor clamping the sleeve in place on the lead or a torque wrench is used to tighten the anchor to the lead. | One size only | 180541 |  | March 2021 | New Listing
04 - Neurosurgical | 04.05 - NEUROSTIMULATION THERAPIES FOR PAIN MANAGEMENT | 04.05.05 - Accessories | 04.05.05.03 - Intraoperative Accessories |  | SJ428 | 152 | ABBOTT MEDICAL AUSTRALIA PTY LTD. | Guide Wire for Percutaneous Leads | A tool used to establish and/or access the appropriate pathway in the epidural space before implanting the lead. | One size only | 196837 |  | March 2021 | New Listing
04 - Neurosurgical | 04.08 - NEURO INTERVENTION | 04.08.01 - Stent |  |  | PN023 | 6769 | Penumbra Neuro Australia Pty Ltd | ACCERO Stent | ACCERO Stent is a highly visible,braided self-expanding stent with BlueXide® surface technology.The self-expanding braided stent is characterised by an excellent opening behaviour, superior wall apposition and a very smooth surface. It is intended for use with embolization materials in the treatment of intracranial aneurysms. Accero’s full range of sizes can be delivered through a small 0.0170” microcatheter and can be resheathed up to 95%. | Stent Diameter (mm): 2.5, 3.0, 3.5,4.0, 4.5 Stent Length (mm): 10, 15, 20, 25 | 321603 |  | March 2021 | New Listing
05 - Urogenital | 05.01 - Incontinence Prostheses | 05.01.01 - Inflatable | 05.01.01.01 - Pump | A | VO008 | 5076 | RIGICON PTY LTD | Conti Artificial Urinary Sphincter Control Pump (HydroShield coated) | Conti Artificial Urinary Sphincter Control Pump with HydroShield Hydrophilic coating for Conti Artificial Urinary Sphincter | Two models. | 338270 |  | March 2021 | New Listing
05 - Urogenital | 05.01 - Incontinence Prostheses | 05.01.01 - Inflatable | 05.01.01.02 - Occlusive cuff | A | VO003 | 2708 | RIGICON PTY LTD | Conti Artificial Urinary Sphincter Occlusive Cuff (HydroShield coated) | Conti Artificial Urinary Sphincter Occlusive Cuff with HydroShield Hydrophilic coating for Conti Artificial Urinary Sphincter | 3.5, 3.75, 4.0, 4.25, 4.5, 4.75. 5.0, 5.5, 6.0, 6.5, 7.0, 7.5, 8.0, 8.5, 9.0, 9.5, 10, 11, 12, 13cm. | 338270 |  | March 2021 | New Listing
05 - Urogenital | 05.01 - Incontinence Prostheses | 05.01.01 - Inflatable | 05.01.01.03 - Regulating Balloon |  | VO009 | 1954 | RIGICON PTY LTD | Conti Artificial Urinary Sphincter Pressure Regulating Balloon (HydroShield coated) | Conti Artificial Urinary Sphincter Pressure Regulating Balloon with HydroShield Hydrophilic coating for Conti Artificial Urinary Sphincter | 40-49cm, 50-59cm, 60-69cm, 70-79cm, 80-89cm. | 338270 |  | March 2021 | New Listing
05 - Urogenital | 05.01 - Incontinence Prostheses | 05.01.01 - Inflatable | 05.01.01.05 - Accessory kit |  | VO010 | 655 | RIGICON PTY LTD | Conti Artificial Urinary Sphincter Accessory Kit | Accessory Kit for Conti Artificial Urinary Sphincters with HydroShield coated connectors | One size | 338270 |  | March 2021 | New Listing
05 - Urogenital | 05.02 - Ureteric Stents | 05.02.01 - Fixed length | 05.02.01.02 - Other synthetic | Therm | MB029 | 203 | MD Solutions Australasia Pty Ltd | YellowStar Ureteric Stent | PUR ureteral stent with PC treatment (Phosphorylcholine-coating) and Dirigenta Steering Device | 4.7-8Fr Lengths 24-30cm | 327784 |  | March 2021 | New Listing
05 - Urogenital | 05.05 - Penile Prostheses | 05.05.01 - Malleable |  | A | VO004 | 855 | RIGICON PTY LTD | Rigi10 - Hydrophilic Malleable Penile Prosthesis | Hydrophilic Malleable Penile Prosthesis | 9mm x 23cm, 10mm x 23cm, 11mm x 25cm, 12mm x 25cm, 13mm x 25cm, 14mm x 25cm. | 337610 |  | March 2021 | New Listing
05 - Urogenital | 05.05 - Penile Prostheses | 05.05.03 - Inflatable - Three component | 05.05.03.02 - Reservoir | A | VO005 | 1881 | RIGICON PTY LTD | Infla10 Inflatable Penile Prosthesis - Reservoir (HydroShield coated) | Reservoir for Infla10 Inflatable Penile Prosthesis (HydroShield Coated) | 65ml, 70ml, 110ml | 337611 |  | March 2021 | New Listing
05 - Urogenital | 05.05 - Penile Prostheses | 05.05.03 - Inflatable - Three component | 05.05.03.05 - Accessory kit | A | VO006 | 655 | RIGICON PTY LTD | Infla10 Inflatable Penile Prosthesis - Accessory Kit | Accessory Kit for Infla10 Inflatable Penile Prosthesis (HydroShield Coated). Accessory kit includes Easy-Click Connectors and ConnectSecure Extenders. | Standard & Narrow | 337611 |  | March 2021 | New Listing
05 - Urogenital | 05.05 - Penile Prostheses | 05.05.03 - Inflatable - Three component | 05.05.03.06 - Pump and cylinder | A | VO007 | 8070 | RIGICON PTY LTD | Infla10 Inflatable Penile Prosthesis - Pump & Cylinder (HydroShield coated) | Preconnected Cylinders & Pump for three piece penile prosthesis (Hydrophilic Coated). | 10, 12, 14, 15, 16, 18, 22, 24cm (in both infrapubic & scrotal models) | 337611 |  | March 2021 | New Listing
05 - Urogenital | 05.06 - Testicular Prostheses | 05.06.01 - Testicular prostheses |  |  | VO001 | 620 | RIGICON PTY LTD | Testi10 Firm Testicular Prosthesis | Firm Silicon Testicular Prosthesis. | XS, S, M, L, XL | 345571 |  | March 2021 | New Listing
05 - Urogenital | 05.06 - Testicular Prostheses | 05.06.01 - Testicular prostheses |  |  | VO002 | 620 | RIGICON PTY LTD | Testi10 Saline Filled Testicular Prosthesis | Saline filled testicular prosthesis | XS, S, M, L, XL | 345571 |  | March 2021 | New Listing
06 - Specialist Orthopaedic | 06.01 - ANKLE AND FOOT | 06.01.01 - Ankle joint component | 06.01.01.02 - Liner - mobile bearing |  | DD077 | 591 | DJO Australasia Pty Ltd | STAR Ankle Prosthesis | UHMWPE Sliding Core | 6- 14mm | 237795 |  | March 2021 | Transferred from SK626
06 - Specialist Orthopaedic | 06.01 - ANKLE AND FOOT | 06.01.02 - Sinus Tarsi Implant | 06.01.02.01 - Metal |  | HU103 | 1321 | ARTHREX AUSTRALIA PTY LTD | Prostop | Arthroereisis Subtalar implant | 7x12mm 8x12mm 9x14mm 10x14mm 11x16mm 12x16mm | 350870 |  | March 2021 | Duplicated from DE293
06 - Specialist Orthopaedic | 06.01 - ANKLE AND FOOT | 06.01.03 - Ankle joint | 06.01.03.01 - Talar component |  | DD075 | 2185 | DJO Australasia Pty Ltd | STAR Ankle Prosthesis | Talar Component, cemented | xx-Small - x- large | 237795 |  | March 2021 | Transferred from SK624
06 - Specialist Orthopaedic | 06.01 - ANKLE AND FOOT | 06.01.03 - Ankle joint | 06.01.03.01 - Talar component |  | DD078 | 2185 | DJO Australasia Pty Ltd | STAR Ankle Prosthesis | Talar Component, cementless | xx- small - x-large | 237795 |  | March 2021 | Transferred from SK627
06 - Specialist Orthopaedic | 06.01 - ANKLE AND FOOT | 06.01.03 - Ankle joint | 06.01.03.02 - Tibial component |  | DD076 | 1900 | DJO Australasia Pty Ltd | STAR Ankle Prosthesis | Tibial Component, cemented | xx-small - x-large | 237795 |  | March 2021 | Transferred from SK625
06 - Specialist Orthopaedic | 06.01 - ANKLE AND FOOT | 06.01.03 - Ankle joint | 06.01.03.02 - Tibial component |  | DD079 | 1900 | DJO Australasia Pty Ltd | STAR Ankle Prosthesis | Tibial Component, cementless | xx-small - x-large | 237795 |  | March 2021 | Transferred from SK628
06 - Specialist Orthopaedic | 06.02 - UPPER LIMB | 06.02.01 - Wrist | 06.02.01.04 - Distal ulnar stem |  | KT076 | 1064 | KLS Martin Australia Pty Limited | Martin Ulna Head prosthesis | Ulnar Stem Titanium | Small, medium and large,2mm,4mm and 17mm collar | 225176 |  | March 2021 | Transferred from OH502
06 - Specialist Orthopaedic | 06.02 - UPPER LIMB | 06.02.01 - Wrist | 06.02.01.05 - Distal ulnar head |  | KT075 | 1064 | KLS Martin Australia Pty Limited | Martin Ulna Head prosthesis | UHP Ceramic Head | Small, medium and large | 225176 |  | March 2021 | Transferred from OH500
06 - Specialist Orthopaedic | 06.02 - UPPER LIMB | 06.02.01 - Wrist | 06.02.01.05 - Distal ulnar head |  | KT077 | 1064 | KLS Martin Australia Pty Limited | Martin Ulna Head prosthesis | UHP Cobalt Chrome Head | Small, medium and large | 225176 |  | March 2021 | Transferred from OH501
06 - Specialist Orthopaedic | 06.02 - UPPER LIMB | 06.02.02 - Finger Joint Articulations | 06.02.02.09 - Finger, metacarpophalangeal - proximal component |  | DD067 | 665 | DJO Australasia Pty Ltd | SR Hand Implant System | SR Hand MCP Proximal, CoCr - Titanium Alloy, UHMWPE | XS/S/M/L/XL | 237799 |  | March 2021 | Transferred from HW565
06 - Specialist Orthopaedic | 06.02 - UPPER LIMB | 06.02.02 - Finger Joint Articulations | 06.02.02.10 - Finger, metacarpophalangeal - distal component |  | DD068 | 665 | DJO Australasia Pty Ltd | SR Hand Implant System | SR Hand MCP Distal CoCr - Titanium Alloy, UHMWPE | XS/S/M/L/XL | 237799 |  | March 2021 | Transferred from HW566
06 - Specialist Orthopaedic | 06.02 - UPPER LIMB | 06.02.02 - Finger Joint Articulations | 06.02.02.11 - Finger, interphalangeal - proximal component |  | DD071 | 760 | DJO Australasia Pty Ltd | PIP Finger Prosthesis | Proximal part PIP joint | 0-5 | 237793 |  | March 2021 | Transferred from SK597
06 - Specialist Orthopaedic | 06.02 - UPPER LIMB | 06.02.02 - Finger Joint Articulations | 06.02.02.11 - Finger, interphalangeal - proximal component |  | DD073 | 760 | DJO Australasia Pty Ltd | Tactys PIP - Proximal System | Proximal Surface and Stem | XS, S, M & L | 237793 |  | March 2021 | Transferred from HW675
06 - Specialist Orthopaedic | 06.02 - UPPER LIMB | 06.02.02 - Finger Joint Articulations | 06.02.02.11 - Finger, interphalangeal - proximal component |  | KT092 | 760 | KLS Martin Australia Pty Limited | Martin Endoprosthesis System CapFlex PIP | CapFlex PIP Proximal | S,M,L | 266373 |  | March 2021 | Transferred from OH655
06 - Specialist Orthopaedic | 06.02 - UPPER LIMB | 06.02.02 - Finger Joint Articulations | 06.02.02.12 - Finger, interphalangeal - distal component |  | DD072 | 760 | DJO Australasia Pty Ltd | PIP Finger Prosthesis | Distal part PIP joint | 0-5 | 237793 |  | March 2021 | Transferred from SK603
06 - Specialist Orthopaedic | 06.02 - UPPER LIMB | 06.02.02 - Finger Joint Articulations | 06.02.02.12 - Finger, interphalangeal - distal component |  | DD074 | 760 | DJO Australasia Pty Ltd | Tactys PIP - Distal System | Distal Surface and Stem | XS, S, M & L | 237793 |  | March 2021 | Transferred from HW676
06 - Specialist Orthopaedic | 06.02 - UPPER LIMB | 06.02.02 - Finger Joint Articulations | 06.02.02.12 - Finger, interphalangeal - distal component |  | KT093 | 760 | KLS Martin Australia Pty Limited | Martin Endoprosthesis System CapFlex PIP | CapFlex PIP Distal | S,M,L, Height: 2.1, 3.0 & 4.4mm | 266373 |  | March 2021 | Transferred from OH656
06 - Specialist Orthopaedic | 06.02 - UPPER LIMB | 06.02.02 - Finger Joint Articulations | 06.02.02.13 - Interpositional Devices | Total | DD069 | 1330 | DJO Australasia Pty Ltd | Sbi PIP Silicone Implant System | Silicone finger joint | Various | 237800 |  | March 2021 | Transferred from SK588
06 - Specialist Orthopaedic | 06.02 - UPPER LIMB | 06.02.02 - Finger Joint Articulations | 06.02.02.13 - Interpositional Devices | Total | DD070 | 1330 | DJO Australasia Pty Ltd | Sbi Silicone MCP Implant System | Silicon finger joint | Various | 237799 |  | March 2021 | Transferred from SK589
06 - Specialist Orthopaedic | 06.03 - SKELETAL RECONSTRUCTION | 06.03.01 - Intramedullary Nails | 06.03.01.04 - Tibial/Fibular |  | HU149 | 1268 | ARTHREX AUSTRALIA PTY LTD | Fibulock, Fibular Nail System | Fibular Nail for Fibular Fracture Fixation | 4 Sizes (Left & Right Side Specific) | 350831 |  | March 2021 | Duplicated from DE684
06 - Specialist Orthopaedic | 06.03 - SKELETAL RECONSTRUCTION | 06.03.01 - Intramedullary Nails | 06.03.01.05 - Humeral | Gth | VK035 | 3348 | Akva Surgical Pty Ltd | Telescopic Nail | The Telescopic Nail consists of two parts, D profile bar (male nail) and suitable D profile tube (female nail) with threaded end. It is made of high grade medical stainless steel. The male and female nails have five different diameter choices. The male nail comes in one length for each diameter. The female nails have five different length choices for each diameter. The Telescopic Nail includes a special designed corkscrew end on the distal part of the male nail that holds the nail firmly in the bone and prevents damage to the growth plate. The Telescopic Nail is indicated for children with long bone deformity corrections, fracture stabilisation, patients with osteoporotic bone and for children older than 18 months who are diagnosed with osteogenesis imperfecta. | Female Nail 3.5mm diameter 110, 120, 130, 140, 150mm lengths. Angled Female Nail 3.5mm diameter 110, 130, 150mm lengths. Male Nail 2.0mm diameter 180mm length. Female Nail 4.0mm diameter 150, 170, 180, 190, 200mm lengths. Angled Female Nail 4.0mm diameter 150, 180, 200mm lengths. Male Nail 2.5mm diameter 250mm length. Female Nail 5.0mm diameter 150, 200, 210, 230, 250mm lengths. Angled Female Nail 5.0mm diameter 150, 210, 250mm lengths. Male Nail 3.5mm diameter 300mm length. Female Nail 6.0mm diameter 250, 270, 280, 290, 300mm lengths. Angled Female Nail 6.0mm diameter 150, 210, 250mm lengths. Male Nail 4.0mm diameter 350mm length. Female Nail 6.5mm diameter 190, 200, 250, 280, 300mm lengths. Angled Female Nail 6.5mm diameter 150, 210, 250mm lengths. Male Nail 5.0mm diameter 350mm length. | 305115 307686 307748 308017 310263 |  | March 2021 | New Listing
06 - Specialist Orthopaedic | 06.03 - SKELETAL RECONSTRUCTION | 06.03.01 - Intramedullary Nails | 06.03.01.11 - Arthrodesis Other |  | HU157 | 548 | ARTHREX AUSTRALIA PTY LTD | RetroFusion | Implant for PIP Arthrodesis for Hammertoe and Clawtoe Deformity | 20mm Length 24mm Length | 350672 |  | March 2021 | Duplicated from DE550
06 - Specialist Orthopaedic | 06.03 - SKELETAL RECONSTRUCTION | 06.03.01 - Intramedullary Nails | 06.03.01.13 - Arthrodesis | Interphalangeal | HU219 | 548 | ARTHREX AUSTRALIA PTY LTD | Dynanite PIP Hammertoe Implant | PIP Arthrodesis Implant | 12mm, 14mm, 16mm | 354292 |  | March 2021 | Duplicated from DE715
06 - Specialist Orthopaedic | 06.03 - SKELETAL RECONSTRUCTION | 06.03.03 - Plates | 06.03.03.01 - Standard (screw size ≥4.5mm)(including blade) ≤ 6 holes | Com | HU196 | 922 | ARTHREX AUSTRALIA PTY LTD | Stainless Steel Square Wedge Tibial Osteotomy Plate | Steel Square Wedge Tibial Osteotomy Plate with 4 non locking holes | 3mm - 17.5mm | 350871 351000 |  | March 2021 | Duplicated from DE055
06 - Specialist Orthopaedic | 06.03 - SKELETAL RECONSTRUCTION | 06.03.03 - Plates | 06.03.03.01 - Standard (screw size ≥4.5mm)(including blade) ≤ 6 holes | Com | HU198 | 922 | ARTHREX AUSTRALIA PTY LTD | Anterior Posterior Sloped Stainless Steel Tibial Osteotomy Plate | Anterior Posterior Sloped Stainless Steel Tibial Osteotomy Plate with 4 non locking holes | 5 - 15mm length | 350871 351000 |  | March 2021 | Duplicated from DE094
06 - Specialist Orthopaedic | 06.03 - SKELETAL RECONSTRUCTION | 06.03.03 - Plates | 06.03.03.01 - Standard (screw size ≥4.5mm)(including blade) ≤ 6 holes | Com, LK | HU104 | 1178 | ARTHREX AUSTRALIA PTY LTD | Ankle Fusion Plate | Plate for Arthrodesis | One Universal Size | 351000 |  | March 2021 | Duplicated from DE708
06 - Specialist Orthopaedic | 06.03 - SKELETAL RECONSTRUCTION | 06.03.03 - Plates | 06.03.03.01 - Standard (screw size ≥4.5mm)(including blade) ≤ 6 holes | Com, LK | HU113 | 1178 | ARTHREX AUSTRALIA PTY LTD | Calcaneal Step Plate | Calcaneal Step Plate | 5mm, 7.5mm, 10mm | 350871 351000 |  | March 2021 | Duplicated from DE348
06 - Specialist Orthopaedic | 06.03 - SKELETAL RECONSTRUCTION | 06.03.03 - Plates | 06.03.03.01 - Standard (screw size ≥4.5mm)(including blade) ≤ 6 holes | Com,VAL | HU199 | 1473 | ARTHREX AUSTRALIA PTY LTD | Titanium Anterior Posterior Sloped Tibial Osteotomy Plate | Titanium Anterior Posterior Sloped Tibial Osteotomy Plate with 4 variable angle locking holes and 6 variable angle locking holes | 0-17.5mm | 351000 350871 |  | March 2021 | Duplicated from DE216
06 - Specialist Orthopaedic | 06.03 - SKELETAL RECONSTRUCTION | 06.03.03 - Plates | 06.03.03.01 - Standard (screw size ≥4.5mm)(including blade) ≤ 6 holes | Com,VAL | HU200 | 1473 | ARTHREX AUSTRALIA PTY LTD | Titanium Femoral Osteotomy Plate | Titanium Femoral Osteotomy Plate with 7 Variable Angle Locking Holes | 5mm - 17.5mm | 351000 350871 |  | March 2021 | Duplicated from DE217
06 - Specialist Orthopaedic | 06.03 - SKELETAL RECONSTRUCTION | 06.03.03 - Plates | 06.03.03.01 - Standard (screw size ≥4.5mm)(including blade) ≤ 6 holes |  | HU105 | 542 | ARTHREX AUSTRALIA PTY LTD | Mesh Plate | Plate for Fracture fixation and Arthrodesis | Short Long | 351000 |  | March 2021 | Duplicated from DE651
06 - Specialist Orthopaedic | 06.03 - SKELETAL RECONSTRUCTION | 06.03.03 - Plates | 06.03.03.02 - Standard (screw size ≥4.5mm)(including blade) ≥ 7 to ≤ 15 holes | Com, LK | HU148 | 1311 | ARTHREX AUSTRALIA PTY LTD | Ankle Fusion Plating System | Fusion Plate | Anterior Plate | 351000 |  | March 2021 | Duplicated from DE528
06 - Specialist Orthopaedic | 06.03 - SKELETAL RECONSTRUCTION | 06.03.03 - Plates | 06.03.03.02 - Standard (screw size ≥4.5mm)(including blade) ≥ 7 to ≤ 15 holes | LK | HU203 | 931 | ARTHREX AUSTRALIA PTY LTD | Ankle Fusion Plating System | Fusion Plate for Ankle Joint Arthritis | Anterior, Posterior, Lateral | 350871 351000 |  | March 2021 | Duplicated from DE469
06 - Specialist Orthopaedic | 06.03 - SKELETAL RECONSTRUCTION | 06.03.03 - Plates | 06.03.03.02 - Standard (screw size ≥4.5mm)(including blade) ≥ 7 to ≤ 15 holes |  | HU114 | 674 | ARTHREX AUSTRALIA PTY LTD | PEEKPower HTO Plate | Medial High Tibial Osteotomy Implant Device System | One Universal Size | 350871 |  | March 2021 | Duplicated from DE342
06 - Specialist Orthopaedic | 06.03 - SKELETAL RECONSTRUCTION | 06.03.03 - Plates | 06.03.03.02 - Standard (screw size ≥4.5mm)(including blade) ≥ 7 to ≤ 15 holes |  | HU176 | 674 | ARTHREX AUSTRALIA PTY LTD | Arthrex Clavicle Plating System | Locking clavicle plate and screw system for fixation of clavicle fractures. | 7-10 holes | 351000 350871 |  | March 2021 | Duplicated from DE502
06 - Specialist Orthopaedic | 06.03 - SKELETAL RECONSTRUCTION | 06.03.03 - Plates | 06.03.03.03 - Standard (screw size ≥4.5mm)(including blade) ≥ 16 holes | Com, LK | HU106 | 1378 | ARTHREX AUSTRALIA PTY LTD | Plantar Lapidus Plates | Arthrodesis Plate | Short and Standard Left & Right side specific | 351000 |  | March 2021 | Duplicated from DE572
06 - Specialist Orthopaedic | 06.03 - SKELETAL RECONSTRUCTION | 06.03.03 - Plates | 06.03.03.04 - Small (screw size 2.71mm – 4.49mm)(including blade) ≤ 6 holes | Com, LK | HU107 | 850 | ARTHREX AUSTRALIA PTY LTD | Proximal 1st Metatarsal Osteotomy Plate | 1st Metatarsal Osteotomy Plate | Petite - Left and Right Side Specific Standard - Left and Right Side Specific | 351000 |  | March 2021 | Duplicated from DE644
06 - Specialist Orthopaedic | 06.03 - SKELETAL RECONSTRUCTION | 06.03.03 - Plates | 06.03.03.04 - Small (screw size 2.71mm – 4.49mm)(including blade) ≤ 6 holes | Com, LK | HU174 | 850 | ARTHREX AUSTRALIA PTY LTD | Lisfranc Plates | Arthrodesis Plate | Small, Medium, Large Plates come in Left & Right | 350871 351000 |  | March 2021 | Duplicated from DE565
06 - Specialist Orthopaedic | 06.03 - SKELETAL RECONSTRUCTION | 06.03.03 - Plates | 06.03.03.04 - Small (screw size 2.71mm – 4.49mm)(including blade) ≤ 6 holes | Com, LK | HU175 | 850 | ARTHREX AUSTRALIA PTY LTD | Locking POW Plate | Wedged Fusion Plate | 0-7mm | 350871 351000 |  | March 2021 | Duplicated from DE555
06 - Specialist Orthopaedic | 06.03 - SKELETAL RECONSTRUCTION | 06.03.03 - Plates | 06.03.03.04 - Small (screw size 2.71mm – 4.49mm)(including blade) ≤ 6 holes | Com, LK | HU186 | 850 | ARTHREX AUSTRALIA PTY LTD | Titanium Plate with or without Wedge | Titanium Plate with or without wedge with 4 and non locking holes. Left and right side specific. | Flat Plates - left large, right large, left medium, right medium, left small, right small Wedge Plates - 10mm wedge left, 10mm wedge right, 8mm wedge left, 8mm wedge right, 6mm wedge left, 6mm wedge right | 350871 351000 |  | March 2021 | Duplicated from DE290
06 - Specialist Orthopaedic | 06.03 - SKELETAL RECONSTRUCTION | 06.03.03 - Plates | 06.03.03.04 - Small (screw size 2.71mm – 4.49mm)(including blade) ≤ 6 holes | Com, LK | HU192 | 850 | ARTHREX AUSTRALIA PTY LTD | Locking Lateral Hook Plate | Locking Lateral Hook Plate for Fracture Fixation of the Lateral Malleolus | 3-5 Holes | 350871 351000 |  | March 2021 | Duplicated from DE419
06 - Specialist Orthopaedic | 06.03 - SKELETAL RECONSTRUCTION | 06.03.03 - Plates | 06.03.03.04 - Small (screw size 2.71mm – 4.49mm)(including blade) ≤ 6 holes | Com, LK | HU194 | 850 | ARTHREX AUSTRALIA PTY LTD | Locking Medial Hook Plate | Locking Medial Hook Plate for Fixation of medial malleolus fractures | 3-5 holes | 350871 351000 |  | March 2021 | Duplicated from DE417
06 - Specialist Orthopaedic | 06.03 - SKELETAL RECONSTRUCTION | 06.03.03 - Plates | 06.03.03.04 - Small (screw size 2.71mm – 4.49mm)(including blade) ≤ 6 holes | Com, VAL | DE763 | 1164 | Device Technologies Australia Pty Ltd | MaxForce MTP | Plate for Arthrodesis | 6 Holes | 284416 |  | March 2021 | New Listing
06 - Specialist Orthopaedic | 06.03 - SKELETAL RECONSTRUCTION | 06.03.03 - Plates | 06.03.03.04 - Small (screw size 2.71mm – 4.49mm)(including blade) ≤ 6 holes | LK | HU108 | 470 | ARTHREX AUSTRALIA PTY LTD | Low Profile T-Plate | Plate for fusion | 2-4 Holes | 351000 |  | March 2021 | Duplicated from DE455
06 - Specialist Orthopaedic | 06.03 - SKELETAL RECONSTRUCTION | 06.03.03 - Plates | 06.03.03.04 - Small (screw size 2.71mm – 4.49mm)(including blade) ≤ 6 holes | LK | HU109 | 470 | ARTHREX AUSTRALIA PTY LTD | Posterolateral Distal Fibula Plate | Plate for fracture fixation | 4-6 Holes | 351000 |  | March 2021 | Duplicated from DE533
06 - Specialist Orthopaedic | 06.03 - SKELETAL RECONSTRUCTION | 06.03.03 - Plates | 06.03.03.04 - Small (screw size 2.71mm – 4.49mm)(including blade) ≤ 6 holes | LK | HU110 | 470 | ARTHREX AUSTRALIA PTY LTD | Posterolateral Distal Fibula Plate | Plate for fracture fixation | 8 Holes | 351000 |  | March 2021 | Duplicated from DE568
06 - Specialist Orthopaedic | 06.03 - SKELETAL RECONSTRUCTION | 06.03.03 - Plates | 06.03.03.04 - Small (screw size 2.71mm – 4.49mm)(including blade) ≤ 6 holes | LK | HU164 | 470 | ARTHREX AUSTRALIA PTY LTD | Low Profile MTP Plate | Athrodesis Plate - 6 hole plates | Contoured small left,contoured small right, contoured standard right,contoured standard left | 351000 |  | March 2021 | Duplicated from DE372
06 - Specialist Orthopaedic | 06.03 - SKELETAL RECONSTRUCTION | 06.03.03 - Plates | 06.03.03.04 - Small (screw size 2.71mm – 4.49mm)(including blade) ≤ 6 holes | LK | HU165 | 470 | ARTHREX AUSTRALIA PTY LTD | Locking Reconstruction Plate | Reconstruction Plate for communited Fibula Shaft Fractures | 4-6 Holes | 350871 351000 |  | March 2021 | Duplicated from DE413
06 - Specialist Orthopaedic | 06.03 - SKELETAL RECONSTRUCTION | 06.03.03 - Plates | 06.03.03.04 - Small (screw size 2.71mm – 4.49mm)(including blade) ≤ 6 holes | LK | HU166 | 470 | ARTHREX AUSTRALIA PTY LTD | Locking Third Tubular Plate | Plate for fracture fixation of the Fibula | 4-6 holes | 350871 351000 |  | March 2021 | Duplicated from DE416
06 - Specialist Orthopaedic | 06.03 - SKELETAL RECONSTRUCTION | 06.03.03 - Plates | 06.03.03.04 - Small (screw size 2.71mm – 4.49mm)(including blade) ≤ 6 holes | LK | HU167 | 470 | ARTHREX AUSTRALIA PTY LTD | X Plate | Plate for fusion | Medium, Large | 350871 351000 |  | March 2021 | Duplicated from DE453
06 - Specialist Orthopaedic | 06.03 - SKELETAL RECONSTRUCTION | 06.03.03 - Plates | 06.03.03.04 - Small (screw size 2.71mm – 4.49mm)(including blade) ≤ 6 holes | LK | HU168 | 470 | ARTHREX AUSTRALIA PTY LTD | Low Profile Straight Plate | Plate for fusion | 2-5 Holes | 350871 351000 |  | March 2021 | Duplicated from DE457
06 - Specialist Orthopaedic | 06.03 - SKELETAL RECONSTRUCTION | 06.03.03 - Plates | 06.03.03.04 - Small (screw size 2.71mm – 4.49mm)(including blade) ≤ 6 holes | LK | HU169 | 470 | ARTHREX AUSTRALIA PTY LTD | Double Compression Plate System | Fixation plates for surgical compression across fusion sites. | Double Compression Plate, 2 Hole, 20 mm Double Compression Plate, 2 Hole, 25 mm Double Compression Plate, 2 Hole, 30 mm Double Compression Plate, 3 Hole, 20 mm Double Compression Plate, 3 Hole, 25 mm Double Compression Plate, 3 Hole, 30 mm Double Compression Plate, 4 Hole, Straight, 20 mm Double Compression Plate, 4 Hole, Straight, 25 mm Double Compression Plate, 4 Hole, Straight, 30 mm Double Compression Plate, 4 Hole, Square, 20 mm Double Compression Plate, 4 Hole, Square, 25 mm Double Compression Plate, 4 Hole, Square, 30 mm | 351000 350871 |  | March 2021 | Duplicated from DE504
06 - Specialist Orthopaedic | 06.03 - SKELETAL RECONSTRUCTION | 06.03.03 - Plates | 06.03.03.04 - Small (screw size 2.71mm – 4.49mm)(including blade) ≤ 6 holes | LK | HU170 | 470 | ARTHREX AUSTRALIA PTY LTD | MTP Plate | 1st MTP Arthrodesis Plate | ≤ 6 holes | 351000 350871 |  | March 2021 | Duplicated from DE508
06 - Specialist Orthopaedic | 06.03 - SKELETAL RECONSTRUCTION | 06.03.03 - Plates | 06.03.03.04 - Small (screw size 2.71mm – 4.49mm)(including blade) ≤ 6 holes | LK | HU201 | 470 | ARTHREX AUSTRALIA PTY LTD | Titanium Lapidus Arthrodesis Plate | Titanium Lapidus Arthrodesis Plate with locking holes and compresion slot | Small, Large | 351000 350871 |  | March 2021 | Duplicated from DE285
06 - Specialist Orthopaedic | 06.03 - SKELETAL RECONSTRUCTION | 06.03.03 - Plates | 06.03.03.04 - Small (screw size 2.71mm – 4.49mm)(including blade) ≤ 6 holes | VAL | HU111 | 784 | ARTHREX AUSTRALIA PTY LTD | Dorsal Distal Radius Plate | Plate for Fracture Fixation | 4 Holes Standard (Left & Right) 4 Holes Narrow (Left & Right) | 351000 |  | March 2021 | Duplicated from DE525
06 - Specialist Orthopaedic | 06.03 - SKELETAL RECONSTRUCTION | 06.03.03 - Plates | 06.03.03.04 - Small (screw size 2.71mm – 4.49mm)(including blade) ≤ 6 holes | VAL | HU112 | 784 | ARTHREX AUSTRALIA PTY LTD | Dorsal L Plate | Plate for Fracture Fixation | 5 Holes (Left & Right) | 351000 |  | March 2021 | Duplicated from DE535
06 - Specialist Orthopaedic | 06.03 - SKELETAL RECONSTRUCTION | 06.03.03 - Plates | 06.03.03.04 - Small (screw size 2.71mm – 4.49mm)(including blade) ≤ 6 holes | VAL | HU171 | 784 | ARTHREX AUSTRALIA PTY LTD | MTP Plate, Straight | Metatarso-Phalangeal Fusion plate for 1st MTP | Small and Standard, ≤ 6 holes | 351000 350871 |  | March 2021 | Duplicated from DE501
06 - Specialist Orthopaedic | 06.03 - SKELETAL RECONSTRUCTION | 06.03.03 - Plates | 06.03.03.04 - Small (screw size 2.71mm – 4.49mm)(including blade) ≤ 6 holes |  | HU150 | 214 | ARTHREX AUSTRALIA PTY LTD | Dual Syndesmosis Tightrope Plate | Buttress plate for syndesmosis repair | 1 size (2 Hole Plate) | 350871 351000 |  | March 2021 | Duplicated from DE643
06 - Specialist Orthopaedic | 06.03 - SKELETAL RECONSTRUCTION | 06.03.03 - Plates | 06.03.03.05 - Small (screw size 2.71mm – 4.49mm)(including blade) ≥ 7 to ≤ 15 holes | Com, LK | HU191 | 916 | ARTHREX AUSTRALIA PTY LTD | Locking Lateral Hook Plate | Locking Lateral Hook Plate for Fixation of Lateral Malleolus | 7 Holes | 350871 351000 |  | March 2021 | Duplicated from DE420
06 - Specialist Orthopaedic | 06.03 - SKELETAL RECONSTRUCTION | 06.03.03 - Plates | 06.03.03.05 - Small (screw size 2.71mm – 4.49mm)(including blade) ≥ 7 to ≤ 15 holes | Com, LK | HU193 | 916 | ARTHREX AUSTRALIA PTY LTD | Locking Medial Hook Plate | Locking Medial Hook Plate for fixation of Medial malleolus fractures | 7 Holes | 350871 351000 |  | March 2021 | Duplicated from DE418
06 - Specialist Orthopaedic | 06.03 - SKELETAL RECONSTRUCTION | 06.03.03 - Plates | 06.03.03.05 - Small (screw size 2.71mm – 4.49mm)(including blade) ≥ 7 to ≤ 15 holes | Com, VAL | DE760 | 1229 | Device Technologies Australia Pty Ltd | MaxForce MTP | Plate for Arthrodesis | 7-8 Holes | 284416 |  | March 2021 | New Listing
06 - Specialist Orthopaedic | 06.03 - SKELETAL RECONSTRUCTION | 06.03.03 - Plates | 06.03.03.05 - Small (screw size 2.71mm – 4.49mm)(including blade) ≥ 7 to ≤ 15 holes | LK | HU183 | 536 | ARTHREX AUSTRALIA PTY LTD | Medial Column Plate | Plate for fusion | Small, Medium, Large (Left and Right) | 350871 351000 |  | March 2021 | Duplicated from DE441
06 - Specialist Orthopaedic | 06.03 - SKELETAL RECONSTRUCTION | 06.03.03 - Plates | 06.03.03.05 - Small (screw size 2.71mm – 4.49mm)(including blade) ≥ 7 to ≤ 15 holes | LK | HU187 | 536 | ARTHREX AUSTRALIA PTY LTD | Locking Third Tubular Plates | Plate for fracture of the Fibula | 7-12 Holes | 350871 351000 |  | March 2021 | Duplicated from DE415
06 - Specialist Orthopaedic | 06.03 - SKELETAL RECONSTRUCTION | 06.03.03 - Plates | 06.03.03.05 - Small (screw size 2.71mm – 4.49mm)(including blade) ≥ 7 to ≤ 15 holes | LK | HU188 | 536 | ARTHREX AUSTRALIA PTY LTD | Locking Reconstruction Plates | Reconstruction Plate for communited Fibula Shaft Fractures | 7-12 holes | 350871 351000 |  | March 2021 | Duplicated from DE414
06 - Specialist Orthopaedic | 06.03 - SKELETAL RECONSTRUCTION | 06.03.03 - Plates | 06.03.03.05 - Small (screw size 2.71mm – 4.49mm)(including blade) ≥ 7 to ≤ 15 holes | LK | SQ192 | 536 | Surgical Specialties | PediLoc Plating System | 3.5mm Locking Plate | 8 Hole | 191530 |  | March 2021 | New Listing
06 - Specialist Orthopaedic | 06.03 - SKELETAL RECONSTRUCTION | 06.03.03 - Plates | 06.03.03.05 - Small (screw size 2.71mm – 4.49mm)(including blade) ≥ 7 to ≤ 15 holes | VAL | HU123 | 849 | ARTHREX AUSTRALIA PTY LTD | Wrist Spanning Plate | Plate for Fracture Fixation | 9 Holes | 351000 |  | March 2021 | Duplicated from DE531
06 - Specialist Orthopaedic | 06.03 - SKELETAL RECONSTRUCTION | 06.03.03 - Plates | 06.03.03.05 - Small (screw size 2.71mm – 4.49mm)(including blade) ≥ 7 to ≤ 15 holes | VAL | HU177 | 849 | ARTHREX AUSTRALIA PTY LTD | MTP Plate, Straight , Long | 1st MTP Arthrodesis Plate , Straight, Long - 8 Holes | 8 Holes | 351000 350871 |  | March 2021 | Duplicated from DE505
06 - Specialist Orthopaedic | 06.03 - SKELETAL RECONSTRUCTION | 06.03.03 - Plates | 06.03.03.05 - Small (screw size 2.71mm – 4.49mm)(including blade) ≥ 7 to ≤ 15 holes | VAL | KT078 | 849 | KLS Martin Australia Pty Limited | RECOS Ulna Shortening and Radius Reconstruction System | Ulna Shortening / Radius Reconstruction plates | 80/90mm x 10mm short / long, 70mm x 21-24mm | 236206 |  | March 2021 | Transferred from OH513
06 - Specialist Orthopaedic | 06.03 - SKELETAL RECONSTRUCTION | 06.03.03 - Plates | 06.03.03.05 - Small (screw size 2.71mm – 4.49mm)(including blade) ≥ 7 to ≤ 15 holes | VAL | TN071 | 849 | Newclip Technics Australia Pty Ltd | Periarticular Clavicle plate | Periarticular plate for clavicle | ≥ 7 to ≤ 15 holes | 260229 260232 |  | March 2021 | New Listing
06 - Specialist Orthopaedic | 06.03 - SKELETAL RECONSTRUCTION | 06.03.03 - Plates | 06.03.03.06 - Small (screw size 2.71mm – 4.49mm)(including blade) ≥ 16 holes | Com | HU124 | 1141 | ARTHREX AUSTRALIA PTY LTD | Dorsal Midfoot Fusion Plate | Plate for fusion | Small, Medium, Large | 351000 |  | March 2021 | Duplicated from DE642
06 - Specialist Orthopaedic | 06.03 - SKELETAL RECONSTRUCTION | 06.03.03 - Plates | 06.03.03.06 - Small (screw size 2.71mm – 4.49mm)(including blade) ≥ 16 holes | VAL | EO114 | 1331 | Medartis | APTUS | Variable angle locking plates | ≥ 16 holes | 206157 |  | March 2021 | New Listing
06 - Specialist Orthopaedic | 06.03 - SKELETAL RECONSTRUCTION | 06.03.03 - Plates | 06.03.03.07 - Mini (screw size ≤2.7mm)(including blade) ≤ 6 holes | Com | HU172 | 1007 | ARTHREX AUSTRALIA PTY LTD | LPS Cotton Osteotomy Plates | Wedged Fusion Plate | Flat, 2mm - 8mm | 350871 351000 |  | March 2021 | Duplicated from DE554
06 - Specialist Orthopaedic | 06.03 - SKELETAL RECONSTRUCTION | 06.03.03 - Plates | 06.03.03.07 - Mini (screw size ≤2.7mm)(including blade) ≤ 6 holes | Com, LK | HU173 | 1263 | ARTHREX AUSTRALIA PTY LTD | X Plate | Plate for fusion | Small | 350871 351000 |  | March 2021 | Duplicated from DE442
06 - Specialist Orthopaedic | 06.03 - SKELETAL RECONSTRUCTION | 06.03.03 - Plates | 06.03.03.07 - Mini (screw size ≤2.7mm)(including blade) ≤ 6 holes | Com, VAL | DE755 | 1577 | Device Technologies Australia Pty Ltd | Hook Plate | Plate for Fracture Fixation | 6 Holes | 341125 |  | March 2021 | New Listing
06 - Specialist Orthopaedic | 06.03 - SKELETAL RECONSTRUCTION | 06.03.03 - Plates | 06.03.03.07 - Mini (screw size ≤2.7mm)(including blade) ≤ 6 holes | Com, VAL | KT087 | 1577 | KLS Martin Australia Pty Limited | KLS Martin Hand Fracture System - Plates | Various Size and Shapes plates | 1 to 6 hole | 276674 236206 |  | March 2021 | Transferred from OH534
06 - Specialist Orthopaedic | 06.03 - SKELETAL RECONSTRUCTION | 06.03.03 - Plates | 06.03.03.07 - Mini (screw size ≤2.7mm)(including blade) ≤ 6 holes | Com, VAL | WR459 | 1577 | Wright Medical Australia | ORTHOLOC 2 Small Bones Plates – Complex and VAL – up to 6 holes | Titanium mini plates, complex, variable angle locking, up to 6 holes, various designs (Hook plate, Y-plates and Pinch plates). | Up to 6 holes | 326629 |  | March 2021 | New Listing
06 - Specialist Orthopaedic | 06.03 - SKELETAL RECONSTRUCTION | 06.03.03 - Plates | 06.03.03.07 - Mini (screw size ≤2.7mm)(including blade) ≤ 6 holes | LK | HU181 | 883 | ARTHREX AUSTRALIA PTY LTD | Low Profile Straight Plate | Plate for Fusion | 4-6 Holes | 350871 351000 |  | March 2021 | Duplicated from DE444
06 - Specialist Orthopaedic | 06.03 - SKELETAL RECONSTRUCTION | 06.03.03 - Plates | 06.03.03.07 - Mini (screw size ≤2.7mm)(including blade) ≤ 6 holes | LK | HU182 | 883 | ARTHREX AUSTRALIA PTY LTD | Low Profile T-Plate | Plate for fusion | 3-6 Holes | 350871 351000 |  | March 2021 | Duplicated from DE443
06 - Specialist Orthopaedic | 06.03 - SKELETAL RECONSTRUCTION | 06.03.03 - Plates | 06.03.03.07 - Mini (screw size ≤2.7mm)(including blade) ≤ 6 holes | VAL | KT086 | 1197 | KLS Martin Australia Pty Limited | KLS Martin Hand Fracture System - Plates | Various Size and Shaped Plates | 1 to 6 Hole | 276674 236206 |  | March 2021 | Transferred from OH533
06 - Specialist Orthopaedic | 06.03 - SKELETAL RECONSTRUCTION | 06.03.03 - Plates | 06.03.03.07 - Mini (screw size ≤2.7mm)(including blade) ≤ 6 holes | VAL | TN072 | 1197 | Newclip Technics Australia Pty Ltd | Newclip Anatomic Locking plates | Variable Angle Anatomic Locking Plate | ≤6 holes | 260229 260232 |  | March 2021 | New Listing
06 - Specialist Orthopaedic | 06.03 - SKELETAL RECONSTRUCTION | 06.03.03 - Plates | 06.03.03.07 - Mini (screw size ≤2.7mm)(including blade) ≤ 6 holes | VAL | WR460 | 1197 | Wright Medical Australia | ORTHOLOC 2 Small Bones Plates – VAL – up to 6 holes | Titanium mini plates, variable angle locking, up to 6 holes, various designs (Straight plates, T-plate and Jones Fracture Plates). | Up to 6 holes | 326629 |  | March 2021 | New Listing
06 - Specialist Orthopaedic | 06.03 - SKELETAL RECONSTRUCTION | 06.03.03 - Plates | 06.03.03.07 - Mini (screw size ≤2.7mm)(including blade) ≤ 6 holes |  | HU125 | 627 | ARTHREX AUSTRALIA PTY LTD | Straight Plate | Plate for Fracture Fixation | 2-5 Holes | 351000 |  | March 2021 | Duplicated from DE575
06 - Specialist Orthopaedic | 06.03 - SKELETAL RECONSTRUCTION | 06.03.03 - Plates | 06.03.03.08 - Mini (screw size ≤2.7mm)(including blade) ≥ 7 to ≤ 15 holes | Com, VAL | HU126 | 1332 | ARTHREX AUSTRALIA PTY LTD | 5th Metatarsal Fracture Plate | Hook Plate for Fracture fixation | 2 Sizes Side Specific Long Left - 7 Holes Long Right - 7 Holes | 351000 |  | March 2021 | Duplicated from DE587
06 - Specialist Orthopaedic | 06.03 - SKELETAL RECONSTRUCTION | 06.03.03 - Plates | 06.03.03.08 - Mini (screw size ≤2.7mm)(including blade) ≥ 7 to ≤ 15 holes | Com, VAL | KT085 | 1332 | KLS Martin Australia Pty Limited | KLS Martin Hand Fracture System - Plates | Various size and shaped plates | 7 to 15 hole | 236206 276674 |  | March 2021 | Transferred from OH532
06 - Specialist Orthopaedic | 06.03 - SKELETAL RECONSTRUCTION | 06.03.03 - Plates | 06.03.03.08 - Mini (screw size ≤2.7mm)(including blade) ≥ 7 to ≤ 15 holes | LK | HU179 | 638 | ARTHREX AUSTRALIA PTY LTD | Low Profile Straight Plate | Plate for fusion | 7-8 Holes | 350871 351000 |  | March 2021 | Duplicated from DE456
06 - Specialist Orthopaedic | 06.03 - SKELETAL RECONSTRUCTION | 06.03.03 - Plates | 06.03.03.08 - Mini (screw size ≤2.7mm)(including blade) ≥ 7 to ≤ 15 holes | LK | HU180 | 638 | ARTHREX AUSTRALIA PTY LTD | Low Profile T-Plate | Plate for fusion | 7-9 Holes | 350871 351000 |  | March 2021 | Duplicated from DE454
06 - Specialist Orthopaedic | 06.03 - SKELETAL RECONSTRUCTION | 06.03.03 - Plates | 06.03.03.08 - Mini (screw size ≤2.7mm)(including blade) ≥ 7 to ≤ 15 holes | LK | HU195 | 638 | ARTHREX AUSTRALIA PTY LTD | Low Profile MTP Plate | Arthodesis Plate - 8 Hole plate | 8 Hole plate | 350871 351000 |  | March 2021 | Duplicated from DE373
06 - Specialist Orthopaedic | 06.03 - SKELETAL RECONSTRUCTION | 06.03.03 - Plates | 06.03.03.08 - Mini (screw size ≤2.7mm)(including blade) ≥ 7 to ≤ 15 holes | VAL | DE753 | 952 | Device Technologies Australia Pty Ltd | Reinforced T-Plate | Plate for Fracture Fixation | 8 Holes | 341125 |  | March 2021 | New Listing
06 - Specialist Orthopaedic | 06.03 - SKELETAL RECONSTRUCTION | 06.03.03 - Plates | 06.03.03.08 - Mini (screw size ≤2.7mm)(including blade) ≥ 7 to ≤ 15 holes | VAL | DE754 | 952 | Device Technologies Australia Pty Ltd | Wide T-Plate | Plate for Fracture Fixation | 10 Holes | 341125 |  | March 2021 | New Listing
06 - Specialist Orthopaedic | 06.03 - SKELETAL RECONSTRUCTION | 06.03.03 - Plates | 06.03.03.08 - Mini (screw size ≤2.7mm)(including blade) ≥ 7 to ≤ 15 holes | VAL | KT084 | 952 | KLS Martin Australia Pty Limited | KLS Martin Hand Fracture System - Plates | Various size and shaped plates | 7 to 15 hole | 236206 276674 |  | March 2021 | Transferred from OH531
06 - Specialist Orthopaedic | 06.03 - SKELETAL RECONSTRUCTION | 06.03.03 - Plates | 06.03.03.08 - Mini (screw size ≤2.7mm)(including blade) ≥ 7 to ≤ 15 holes | VAL | WR461 | 952 | Wright Medical Australia | ORTHOLOC 2 Small Bones Plates – VAL – 7 to 15 holes | Titanium mini plates, variable angle locking, 7-15 holes, various designs (Straight plate, T-plates). | From 7 to 15 holes | 326629 |  | March 2021 | New Listing
06 - Specialist Orthopaedic | 06.03 - SKELETAL RECONSTRUCTION | 06.03.03 - Plates | 06.03.03.21 - Periarticular anatomic - Humerus ≥ 16 holes | VAL | TN070 | 1643 | Newclip Technics Australia Pty Ltd | Newclip Humerus Plates | Periarticular plate for humerus | ≥ 16 holes | 260229 260232 |  | March 2021 | New Listing
06 - Specialist Orthopaedic | 06.03 - SKELETAL RECONSTRUCTION | 06.03.03 - Plates | 06.03.03.22 - Periarticular anatomic - Radius ≤ 6 holes | VAL | HU127 | 1439 | ARTHREX AUSTRALIA PTY LTD | Volar Hook PLate | Plate for Fracture Fixation | 4 Holes 6 Holes | 351000 |  | March 2021 | Duplicated from DE563
06 - Specialist Orthopaedic | 06.03 - SKELETAL RECONSTRUCTION | 06.03.03 - Plates | 06.03.03.22 - Periarticular anatomic - Radius ≤ 6 holes | VAL | HU128 | 1439 | ARTHREX AUSTRALIA PTY LTD | Radial Styloid Plate | Plate for Fracture Fixation | 5 Holes | 351000 |  | March 2021 | Duplicated from DE579
06 - Specialist Orthopaedic | 06.03 - SKELETAL RECONSTRUCTION | 06.03.03 - Plates | 06.03.03.22 - Periarticular anatomic - Radius ≤ 6 holes | VAL | HU178 | 1439 | ARTHREX AUSTRALIA PTY LTD | Titanium Volar Distal Radius Plating System | Fixation Plate for Distal Radius Fractures | 6 holes or less | 350871 351000 |  | March 2021 | Duplicated from DE470
06 - Specialist Orthopaedic | 06.03 - SKELETAL RECONSTRUCTION | 06.03.03 - Plates | 06.03.03.22 - Periarticular anatomic - Radius ≤ 6 holes | VAL | KT072 | 1439 | KLS Martin Australia Pty Limited | IXOS Radius Plating System | Straight/L plate R&L | 7.5-15mm x 43-52mm | 276674 236206 |  | March 2021 | Transferred from OH472
06 - Specialist Orthopaedic | 06.03 - SKELETAL RECONSTRUCTION | 06.03.03 - Plates | 06.03.03.22 - Periarticular anatomic - Radius ≤ 6 holes |  | HU185 | 869 | ARTHREX AUSTRALIA PTY LTD | PEEK Distal Radius Plate | Peek Plate for Fracture Fixation | 3-5 Hole Plate (Left & right side specific) | 350871 351000 |  | March 2021 | Duplicated from DE437
06 - Specialist Orthopaedic | 06.03 - SKELETAL RECONSTRUCTION | 06.03.03 - Plates | 06.03.03.23 - Periarticular anatomic - Radius ≥ 7 to ≤ 15 holes | VAL | HU153 | 1439 | ARTHREX AUSTRALIA PTY LTD | Titanium Volar Radius Plating System | Fixation Plate for Distal Radius Fractures | 7- 15 holes | 350871 351000 |  | March 2021 | Duplicated from DE471
06 - Specialist Orthopaedic | 06.03 - SKELETAL RECONSTRUCTION | 06.03.03 - Plates | 06.03.03.23 - Periarticular anatomic - Radius ≥ 7 to ≤ 15 holes | VAL | KT070 | 1439 | KLS Martin Australia Pty Limited | IXOS Radius Plating System | Titanium Radial Plates | 23-27mm x 43-71mm - >7 to &lt;15 Holes | 276674 236206 |  | March 2021 | Transferred from OH470
06 - Specialist Orthopaedic | 06.03 - SKELETAL RECONSTRUCTION | 06.03.03 - Plates | 06.03.03.23 - Periarticular anatomic - Radius ≥ 7 to ≤ 15 holes |  | HU184 | 869 | ARTHREX AUSTRALIA PTY LTD | PEEK Distal Radius Plate | Peek Plate for Fracture Fixation | 7 Hole Plate (left & right side specific) | 350871 351000 |  | March 2021 | Duplicated from DE438
06 - Specialist Orthopaedic | 06.03 - SKELETAL RECONSTRUCTION | 06.03.03 - Plates | 06.03.03.24 - Periarticular anatomic - Radius ≥ 16 holes | VAL | KT071 | 1691 | KLS Martin Australia Pty Limited | IXOS Radius Plating System | Titanium Radial Plates | 23mm - 32mm x 60mm - 95mm | 276674 236206 |  | March 2021 | Transferred from OH471
06 - Specialist Orthopaedic | 06.03 - SKELETAL RECONSTRUCTION | 06.03.03 - Plates | 06.03.03.33 - Periarticular anatomic - Femur ≥ 7 to ≤ 15 holes |  | HU197 | 1140 | ARTHREX AUSTRALIA PTY LTD | Osteotomy Plates | Osteotomy, Femoral - Stainless Steel | 7.5mm - 17.5 mm | 351000 350871 |  | March 2021 | Duplicated from DE078
06 - Specialist Orthopaedic | 06.03 - SKELETAL RECONSTRUCTION | 06.03.03 - Plates | 06.03.03.35 - Periarticular anatomic - Fibula ≤ 6 holes | LK | HU129 | 1330 | ARTHREX AUSTRALIA PTY LTD | Posterolateral Anatomic Distal Fibula Plate | Plate for fracture fixation | 4-6 Holes Left and Right Side Specific | 351000 |  | March 2021 | Duplicated from DE556
06 - Specialist Orthopaedic | 06.03 - SKELETAL RECONSTRUCTION | 06.03.03 - Plates | 06.03.03.36 - Periarticular anatomic - Fibula ≥ 7 to ≤ 15 holes | LK | HU130 | 1330 | ARTHREX AUSTRALIA PTY LTD | Posterolateral Anatomic Distal Fibula Plate | Plate for fracture fixation | 8-10 holes Left and Right Side Specific | 351000 |  | March 2021 | Duplicated from DE578
06 - Specialist Orthopaedic | 06.03 - SKELETAL RECONSTRUCTION | 06.03.03 - Plates | 06.03.03.36 - Periarticular anatomic - Fibula ≥ 7 to ≤ 15 holes | LK | HU189 | 1330 | ARTHREX AUSTRALIA PTY LTD | Locking Distal Fibula Plate | Locking Distal Fibula Plate for Fracture Fixation | 8 Hole ( Left and Right Specific) | 350871 351000 |  | March 2021 | Duplicated from DE422
06 - Specialist Orthopaedic | 06.03 - SKELETAL RECONSTRUCTION | 06.03.03 - Plates | 06.03.03.36 - Periarticular anatomic - Fibula ≥ 7 to ≤ 15 holes | LK | HU190 | 1330 | ARTHREX AUSTRALIA PTY LTD | Locking distal Fibula plate | Locking Distal Fibula Plate For Fracture Fixation | 4-6 Holes ( Left and Right Specific) | 350871 351000 |  | March 2021 | Duplicated from DE421
06 - Specialist Orthopaedic | 06.03 - SKELETAL RECONSTRUCTION | 06.03.03 - Plates | 06.03.03.38 - Periarticular anatomic - Tibia ≤ 6 holes | LK | HU131 | 1415 | ARTHREX AUSTRALIA PTY LTD | Anterior Distal Tibia Plate | Plate for Fracture Fixation | 3-5 Holes | 351000 |  | March 2021 | Duplicated from DE529
06 - Specialist Orthopaedic | 06.03 - SKELETAL RECONSTRUCTION | 06.03.03 - Plates | 06.03.03.38 - Periarticular anatomic - Tibia ≤ 6 holes | LK | HU132 | 1415 | ARTHREX AUSTRALIA PTY LTD | Posterior Distal Tibia Plate | Plate for Fracture Fixation | 3-5 Holes | 351000 |  | March 2021 | Duplicated from DE549
06 - Specialist Orthopaedic | 06.03 - SKELETAL RECONSTRUCTION | 06.03.03 - Plates | 06.03.03.38 - Periarticular anatomic - Tibia ≤ 6 holes | LK | HU133 | 1415 | ARTHREX AUSTRALIA PTY LTD | Anterolateral Distal Tibia Plate | Plate for Fracture Fixation | 4-6 Holes Left and Right Side Specific | 351000 |  | March 2021 | Duplicated from DE552
06 - Specialist Orthopaedic | 06.03 - SKELETAL RECONSTRUCTION | 06.03.03 - Plates | 06.03.03.38 - Periarticular anatomic - Tibia ≤ 6 holes | LK | HU134 | 1415 | ARTHREX AUSTRALIA PTY LTD | Medial Distal Tibia Plate | Plate for Fracture Fixation | 4-6 Holes Left and Right Side Specific | 351000 |  | March 2021 | Duplicated from DE557
06 - Specialist Orthopaedic | 06.03 - SKELETAL RECONSTRUCTION | 06.03.03 - Plates | 06.03.03.39 - Periarticular anatomic - Tibia ≥ 7 to ≤ 15 holes | LK | HU135 | 1182 | ARTHREX AUSTRALIA PTY LTD | Medial Distal Tibia Plate | Plate for Fracture Fixation | 8-14 Holes Left and Right Side Specific | 351000 |  | March 2021 | Duplicated from DE547
06 - Specialist Orthopaedic | 06.03 - SKELETAL RECONSTRUCTION | 06.03.03 - Plates | 06.03.03.39 - Periarticular anatomic - Tibia ≥ 7 to ≤ 15 holes | LK | HU136 | 1182 | ARTHREX AUSTRALIA PTY LTD | Anterolateral Distal Tibia Plate | Plate for Fracture Fixation | 8-14 Holes Left and Right Side Specific | 351000 |  | March 2021 | Duplicated from DE562
06 - Specialist Orthopaedic | 06.03 - SKELETAL RECONSTRUCTION | 06.03.03 - Plates | 06.03.03.39 - Periarticular anatomic - Tibia ≥ 7 to ≤ 15 holes | LK | HU137 | 1182 | ARTHREX AUSTRALIA PTY LTD | Posterior Distal Tibia Plate | Plate for Fracture Fixation | 7-9 Holes | 351000 |  | March 2021 | Duplicated from DE569
06 - Specialist Orthopaedic | 06.03 - SKELETAL RECONSTRUCTION | 06.03.03 - Plates | 06.03.03.39 - Periarticular anatomic - Tibia ≥ 7 to ≤ 15 holes | LK | HU138 | 1182 | ARTHREX AUSTRALIA PTY LTD | Anterior Distal Tibia Plate | Plate for Fracture Fixation | 7-9 Holes | 351000 |  | March 2021 | Duplicated from DE571
06 - Specialist Orthopaedic | 06.03 - SKELETAL RECONSTRUCTION | 06.03.03 - Plates | 06.03.03.40 - Periarticular anatomic - Tibia ≥ 16 holes | LK | HU139 | 1415 | ARTHREX AUSTRALIA PTY LTD | Anterolateral Distal Tibia Plate | Plate for Fracture Fixation | 16-18 Holes Left and Right Side Specific | 351000 |  | March 2021 | Duplicated from DE534
06 - Specialist Orthopaedic | 06.03 - SKELETAL RECONSTRUCTION | 06.03.03 - Plates | 06.03.03.40 - Periarticular anatomic - Tibia ≥ 16 holes | LK | HU140 | 1415 | ARTHREX AUSTRALIA PTY LTD | Medial Distal Tibia Plate | Plate for Fracture Fixation | 16 Holes | 351000 |  | March 2021 | Duplicated from DE566
06 - Specialist Orthopaedic | 06.03 - SKELETAL RECONSTRUCTION | 06.03.03 - Plates | 06.03.03.42 - Periarticular anatomic - Calcaneal ≥ 7 to ≤ 15 holes | VAL | HU202 | 1462 | ARTHREX AUSTRALIA PTY LTD | Calcaneal Fracture Plate | Calcaneal Fracture Plate for fixation of Calcaneal fractures | X-small, small, Medium, Large - LEFT and RIGHT side specific plates | 351000 350871 |  | March 2021 | Duplicated from DE464
06 - Specialist Orthopaedic | 06.03 - SKELETAL RECONSTRUCTION | 06.03.04 - Screws | 06.03.04.01 - Standard ( ≥4.5mm) | CN | EO117 | 185 | Medartis | APTUS headedCCS | Headed Cannulated screws | ≥4.50mm | 206157 |  | March 2021 | New Listing
06 - Specialist Orthopaedic | 06.03 - SKELETAL RECONSTRUCTION | 06.03.04 - Screws | 06.03.04.01 - Standard ( ≥4.5mm) | CN | HU204 | 185 | ARTHREX AUSTRALIA PTY LTD | Cannulated Titanium Low Profile Screws, Large | Cannulated titanium Low Profile Screws, Large | 4.5-6.7mm | 350871 351000 |  | March 2021 | Duplicated from DE371
06 - Specialist Orthopaedic | 06.03 - SKELETAL RECONSTRUCTION | 06.03.04 - Screws | 06.03.04.01 - Standard ( ≥4.5mm) | CN,DT | GW065 | 351 | EQUINOX ORTHOPAEDICS PTY LTD | WEGO Trauma Systems | Self-tapping Cannulated Screw | Standard ( ≥4.5mm) | 324381 |  | March 2021 | New Listing
06 - Specialist Orthopaedic | 06.03 - SKELETAL RECONSTRUCTION | 06.03.04 - Screws | 06.03.04.01 - Standard ( ≥4.5mm) | CN,DT | HU141 | 351 | ARTHREX AUSTRALIA PTY LTD | Compression FT | Compression Screw | 5.0mm & 7.0mm Diameters | 351000 |  | March 2021 | Duplicated from DE588
06 - Specialist Orthopaedic | 06.03 - SKELETAL RECONSTRUCTION | 06.03.04 - Screws | 06.03.04.01 - Standard ( ≥4.5mm) | CN,DT | HU154 | 351 | ARTHREX AUSTRALIA PTY LTD | Headless Compression Screw System | Headless Compression Screw for bone fixation | 6.5mm Diameter (30-120mm Diameter) | 350672 |  | March 2021 | Duplicated from DE481
06 - Specialist Orthopaedic | 06.03 - SKELETAL RECONSTRUCTION | 06.03.04 - Screws | 06.03.04.01 - Standard ( ≥4.5mm) | LK | HU115 | 124 | ARTHREX AUSTRALIA PTY LTD | PEEKPower HTO Plate | Medial High Tibial Osteotomy Implant Device System | 5.0mm | 350871 351000 |  | March 2021 | Duplicated from DE343
06 - Specialist Orthopaedic | 06.03 - SKELETAL RECONSTRUCTION | 06.03.04 - Screws | 06.03.04.01 - Standard ( ≥4.5mm) | LK | HU116 | 124 | ARTHREX AUSTRALIA PTY LTD | iBalance HTO System | PEEK Screws for iBalance HTO Implant | 4.5mm Cortical and 6.5mm Cancellous | 350871 |  | March 2021 | Duplicated from DE344
06 - Specialist Orthopaedic | 06.03 - SKELETAL RECONSTRUCTION | 06.03.04 - Screws | 06.03.04.01 - Standard ( ≥4.5mm) | LK | HU208 | 124 | ARTHREX AUSTRALIA PTY LTD | Titanium Locking Cortical and Cancellous Screws, Large | Titanium Locking Cortical and Cancellous Screws, Large | 4.5-6.5mm | 350871 |  | March 2021 | Duplicated from DE369
06 - Specialist Orthopaedic | 06.03 - SKELETAL RECONSTRUCTION | 06.03.04 - Screws | 06.03.04.01 - Standard ( ≥4.5mm) |  | HU155 | 63 | ARTHREX AUSTRALIA PTY LTD | Arthrex Jones Fracture Screw | Partially Threaded Screw to fixate fractures of the 5th Metatarsal | 4.5mm (40-65mm Lengths) 5.5mm (40-65mm Lengths) 6.0mm (40-65mm Lengths) | 350672 |  | March 2021 | Duplicated from DE537
06 - Specialist Orthopaedic | 06.03 - SKELETAL RECONSTRUCTION | 06.03.04 - Screws | 06.03.04.01 - Standard ( ≥4.5mm) |  | HU156 | 63 | ARTHREX AUSTRALIA PTY LTD | PEEKPower HTO Plate | Medial High Tibial Osteotomy Implant Device System | 4.5mm Titanium compression Screws | 350672 |  | March 2021 | Duplicated from DE423
06 - Specialist Orthopaedic | 06.03 - SKELETAL RECONSTRUCTION | 06.03.04 - Screws | 06.03.04.01 - Standard ( ≥4.5mm) |  | HU210 | 63 | ARTHREX AUSTRALIA PTY LTD | Low Profile Screw | Low Profile Screw | 4.5mm x (16-65mm lengths) 5.5mm x (20-75mm lengths) | 350871 351000 |  | March 2021 | Duplicated from DE551
06 - Specialist Orthopaedic | 06.03 - SKELETAL RECONSTRUCTION | 06.03.04 - Screws | 06.03.04.02 - Small (2.71mm – 4.49mm) | Breakoff | HU205 | 293 | ARTHREX AUSTRALIA PTY LTD | QuickFix Screw, Small | Titanium Snapp-off Small Bone Screw, small | 3.0mm Diameter x 13-19mm Lengths | 350871 351000 |  | March 2021 | Duplicated from DE365
06 - Specialist Orthopaedic | 06.03 - SKELETAL RECONSTRUCTION | 06.03.04 - Screws | 06.03.04.02 - Small (2.71mm – 4.49mm) | CN | EO116 | 202 | Medartis | APTUS headedCCS | Headed Cannulated screws | >2.7mm-4.49mm | 206157 |  | March 2021 | New Listing
06 - Specialist Orthopaedic | 06.03 - SKELETAL RECONSTRUCTION | 06.03.04 - Screws | 06.03.04.02 - Small (2.71mm – 4.49mm) | CN | HU142 | 202 | ARTHREX AUSTRALIA PTY LTD | Patella Fracture Screw | 4mm Blunt Tip Cannulated Lag Screw | 4mm x 24mm - 4mm x 60mm | 351000 |  | March 2021 | Duplicated from DE696
06 - Specialist Orthopaedic | 06.03 - SKELETAL RECONSTRUCTION | 06.03.04 - Screws | 06.03.04.02 - Small (2.71mm – 4.49mm) | CN | HU218 | 202 | ARTHREX AUSTRALIA PTY LTD | Cannulated Low Profile Screws, Small | Cannulated Low Profile Screws, Small | 3-4mm | 350871 351000 |  | March 2021 | Duplicated from DE370
06 - Specialist Orthopaedic | 06.03 - SKELETAL RECONSTRUCTION | 06.03.04 - Screws | 06.03.04.02 - Small (2.71mm – 4.49mm) | CN,DT | GW064 | 368 | EQUINOX ORTHOPAEDICS PTY LTD | WEGO Trauma Systems | Self-tapping Cannulated Screw | Small (2.71mm – 4.49mm) | 324381 |  | March 2021 | New Listing
06 - Specialist Orthopaedic | 06.03 - SKELETAL RECONSTRUCTION | 06.03.04 - Screws | 06.03.04.02 - Small (2.71mm – 4.49mm) | CN,DT | HJ003 | 368 | AVANT-GARDE SURGICAL PTY LTD | HBS Self-Drilled High Compression Screw | Headless compression screw, cannulated, dual thread, self-drilling, self-tapping, | Distal thread Diameter 3mm, Length 12-40mm | 340314 |  | March 2021 | New Listing
06 - Specialist Orthopaedic | 06.03 - SKELETAL RECONSTRUCTION | 06.03.04 - Screws | 06.03.04.02 - Small (2.71mm – 4.49mm) | CN,DT | HU151 | 368 | ARTHREX AUSTRALIA PTY LTD | Headless Compression Screw System | Headless Compression Screw for bone fixation | 3mm Diameter ( 10-36mm Lengths) 4.3mm Diameter (14-80mm Lengths) | 350672 |  | March 2021 | Duplicated from DE480
06 - Specialist Orthopaedic | 06.03 - SKELETAL RECONSTRUCTION | 06.03.04 - Screws | 06.03.04.02 - Small (2.71mm – 4.49mm) | CN,DT | HU158 | 368 | ARTHREX AUSTRALIA PTY LTD | Compression FT | Headless Compression Screw for bone fixation | 3.5mm/4.0mm x 12-60mm | 350871 351000 |  | March 2021 | Duplicated from DE466
06 - Specialist Orthopaedic | 06.03 - SKELETAL RECONSTRUCTION | 06.03.04 - Screws | 06.03.04.02 - Small (2.71mm – 4.49mm) | CN,DT | KT073 | 368 | KLS Martin Australia Pty Limited | HBS 2 midi | Self-compressive screws | 3.0mm x 10-40mm | 276650 276674 |  | March 2021 | Transferred from OH480
06 - Specialist Orthopaedic | 06.03 - SKELETAL RECONSTRUCTION | 06.03.04 - Screws | 06.03.04.02 - Small (2.71mm – 4.49mm) | LK | HU143 | 141 | ARTHREX AUSTRALIA PTY LTD | Locking Cortical land Cancellous Screws, Small | Locking Cortical and Cancellous Screws, Small | 3-3.5mm | 351000 |  | March 2021 | Duplicated from DE368
06 - Specialist Orthopaedic | 06.03 - SKELETAL RECONSTRUCTION | 06.03.04 - Screws | 06.03.04.02 - Small (2.71mm – 4.49mm) | LK | HU206 | 141 | ARTHREX AUSTRALIA PTY LTD | Low Profile Cancellous Bone Screws | Low Profile Cancellous Bone Screws | 4mm | 350871 351000 |  | March 2021 | Duplicated from DE366
06 - Specialist Orthopaedic | 06.03 - SKELETAL RECONSTRUCTION | 06.03.04 - Screws | 06.03.04.02 - Small (2.71mm – 4.49mm) |  | HU144 | 80 | ARTHREX AUSTRALIA PTY LTD | Non-Locking Cortical and Cancellous Screws, Small | Non-Locking Cortical and Cancellous Screws, Small | 3-3.5mm | 351000 |  | March 2021 | Duplicated from DE407
06 - Specialist Orthopaedic | 06.03 - SKELETAL RECONSTRUCTION | 06.03.04 - Screws | 06.03.04.02 - Small (2.71mm – 4.49mm) |  | KT091 | 80 | KLS Martin Australia Pty Limited | KLS Martin - Radial Plating System | smartDrive Screw | 3.0 x 8-30mm | 276674 276650 |  | March 2021 | Transferred from OH642
06 - Specialist Orthopaedic | 06.03 - SKELETAL RECONSTRUCTION | 06.03.04 - Screws | 06.03.04.03 - Mini (2.01 – 2.7 mm) | CN | EO115 | 204 | Medartis | APTUS headedCCS | Headed Cannulated screws | >2.01mm-2.7mm | 206157 |  | March 2021 | New Listing
06 - Specialist Orthopaedic | 06.03 - SKELETAL RECONSTRUCTION | 06.03.04 - Screws | 06.03.04.03 - Mini (2.01 – 2.7 mm) | CN,DT | HJ005 | 370 | AVANT-GARDE SURGICAL PTY LTD | MICRO HBS Self-Drilled High Compression Screw | Micro headless compression screw, cannulated, dual threads, self-drilling, self- tapping, | Distal thread Diameter 2.5mm, Length 10-30mm | 340314 |  | March 2021 | New Listing
06 - Specialist Orthopaedic | 06.03 - SKELETAL RECONSTRUCTION | 06.03.04 - Screws | 06.03.04.03 - Mini (2.01 – 2.7 mm) | CN,DT | HU152 | 370 | ARTHREX AUSTRALIA PTY LTD | Headless Compression Screw System | Headless Compression Screw for bone fixation | 2.5mm Diameter x (8-34mm Length) | 350672 |  | March 2021 | Duplicated from DE479
06 - Specialist Orthopaedic | 06.03 - SKELETAL RECONSTRUCTION | 06.03.04 - Screws | 06.03.04.03 - Mini (2.01 – 2.7 mm) | CN,DT | HU159 | 370 | ARTHREX AUSTRALIA PTY LTD | Compression FT | Headless Compression Screw for bone fixation | 2.5mm x 8-50mm | 350871 351000 |  | March 2021 | Duplicated from DE465
06 - Specialist Orthopaedic | 06.03 - SKELETAL RECONSTRUCTION | 06.03.04 - Screws | 06.03.04.03 - Mini (2.01 – 2.7 mm) | CN,DT | IT036 | 370 | Integrant Pty Ltd | Integrant 2.5 mm Screw | 2.5 mm Cannulated Screw | 8, 10, 12, 14, 16, 18, 20, 22, 24, 26, 28, 30, 32, 34, 36 mm lengths | 230954 |  | March 2021 | New Listing
06 - Specialist Orthopaedic | 06.03 - SKELETAL RECONSTRUCTION | 06.03.04 - Screws | 06.03.04.03 - Mini (2.01 – 2.7 mm) | DT,LK | KT080 | 308 | KLS Martin Australia Pty Limited | KLS Martin Hand fracture system - multidirectional screw | Multidirectional screw | 2.3mm | 276674 276650 |  | March 2021 | Transferred from OH515
06 - Specialist Orthopaedic | 06.03 - SKELETAL RECONSTRUCTION | 06.03.04 - Screws | 06.03.04.03 - Mini (2.01 – 2.7 mm) | LK | HU145 | 143 | ARTHREX AUSTRALIA PTY LTD | Low Profile Locking Screws | Locking screws for Arthrex Fracture Plate Fixation | 2.01mm to 2.7mm | 351000 |  | March 2021 | Duplicated from DE412
06 - Specialist Orthopaedic | 06.03 - SKELETAL RECONSTRUCTION | 06.03.04 - Screws | 06.03.04.03 - Mini (2.01 – 2.7 mm) | LK | KT088 | 143 | KLS Martin Australia Pty Limited | KLS Martin - Radial Plating Sysem | smartDrive Locking Screw | 2.5 x 8-30mm | 276674 276650 |  | March 2021 | Transferred from OH639
06 - Specialist Orthopaedic | 06.03 - SKELETAL RECONSTRUCTION | 06.03.04 - Screws | 06.03.04.03 - Mini (2.01 – 2.7 mm) | LK | KT089 | 143 | KLS Martin Australia Pty Limited | KLS Martin - Radial Plating Sysem | smartDrive Locking Screws | 3.0 x 8-30mm | 276650 276674 |  | March 2021 | Transferred from OH640
06 - Specialist Orthopaedic | 06.03 - SKELETAL RECONSTRUCTION | 06.03.04 - Screws | 06.03.04.03 - Mini (2.01 – 2.7 mm) |  | HU146 | 81 | ARTHREX AUSTRALIA PTY LTD | Cortical Screw | Screw for Bone fixation | 2.01-2.7mm | 351000 |  | March 2021 | Duplicated from DE214
06 - Specialist Orthopaedic | 06.03 - SKELETAL RECONSTRUCTION | 06.03.04 - Screws | 06.03.04.03 - Mini (2.01 – 2.7 mm) |  | HU147 | 81 | ARTHREX AUSTRALIA PTY LTD | Cortex Screw | Cortical Screw | 2.4mm x (08-34mm) | 351000 |  | March 2021 | Duplicated from DE543
06 - Specialist Orthopaedic | 06.03 - SKELETAL RECONSTRUCTION | 06.03.04 - Screws | 06.03.04.03 - Mini (2.01 – 2.7 mm) |  | KT082 | 81 | KLS Martin Australia Pty Limited | KLS Martin Hand fracture system - standard screw | Standard screw | 2.3mm | 276650 276674 |  | March 2021 | Transferred from OH518
06 - Specialist Orthopaedic | 06.03 - SKELETAL RECONSTRUCTION | 06.03.04 - Screws | 06.03.04.03 - Mini (2.01 – 2.7 mm) |  | KT090 | 81 | KLS Martin Australia Pty Limited | KLS Martin - Radial Plating System | smartDrive Screw | 2.5 x 8-30mm | 276674 276650 |  | March 2021 | Transferred from OH641
06 - Specialist Orthopaedic | 06.03 - SKELETAL RECONSTRUCTION | 06.03.04 - Screws | 06.03.04.04 - Micro (≤ 2.0mm) | Breakoff | HJ004 | 273 | AVANT-GARDE SURGICAL PTY LTD | Snap-off Type II Screw | Snap-off screw, self-drilling, self-tapping, conical thread | Diameter 2mm. Length 10-17mm | 340314 |  | March 2021 | New Listing
06 - Specialist Orthopaedic | 06.03 - SKELETAL RECONSTRUCTION | 06.03.04 - Screws | 06.03.04.04 - Micro (≤ 2.0mm) | Breakoff | HU207 | 273 | ARTHREX AUSTRALIA PTY LTD | QuickFix Screw Micro | Titanium Snap-off Small Bone Screw | 2.0mm Diameter x 10-14mm lengths | 350871 351000 |  | March 2021 | Duplicated from DE364
06 - Specialist Orthopaedic | 06.03 - SKELETAL RECONSTRUCTION | 06.03.04 - Screws | 06.03.04.04 - Micro (≤ 2.0mm) | CN | BP036 | 180 | ACRA REGULATORY SERVICES PTY LTD | Tyber Medical Trauma headed screw | Trauma headed screw for compression and fixation of bone Sterile or Non sterile, Titanium or stainless steel | 2.00MM | 324189 324190 |  | March 2021 | New Listing
06 - Specialist Orthopaedic | 06.03 - SKELETAL RECONSTRUCTION | 06.03.04 - Screws | 06.03.04.04 - Micro (≤ 2.0mm) | CN | EO113 | 180 | Medartis | APTUS CCS | Cannulated Screws | Diameter ≤ 2.0mm Length 6.0mm to 20.0mm | 206157 |  | March 2021 | New Listing
06 - Specialist Orthopaedic | 06.03 - SKELETAL RECONSTRUCTION | 06.03.04 - Screws | 06.03.04.04 - Micro (≤ 2.0mm) | CN,DT | BP035 | 346 | ACRA REGULATORY SERVICES PTY LTD | Tyber Medical Trauma Headless screw | Headless trauma screw for compression and fixation of bone Sterile or Non sterile, Titanium or stainless steel | 2.0mm | 324189 324190 |  | March 2021 | New Listing
06 - Specialist Orthopaedic | 06.03 - SKELETAL RECONSTRUCTION | 06.03.04 - Screws | 06.03.04.04 - Micro (≤ 2.0mm) | CN,DT | KT074 | 346 | KLS Martin Australia Pty Limited | HBS 2 mini | Self-compressive screws | Diam: 1.7 - 2.0mm Length: 10 - 40mm | 276650 276674 |  | March 2021 | Transferred from OH481
06 - Specialist Orthopaedic | 06.03 - SKELETAL RECONSTRUCTION | 06.03.04 - Screws | 06.03.04.04 - Micro (≤ 2.0mm) | DT,LK | KT079 | 285 | KLS Martin Australia Pty Limited | KLS Martin Hand fracture system - multidirectional locking screw | Multidirectional locking screw | 1.2 – 2.0mm | 276650 276674 |  | March 2021 | Transferred from OH514
06 - Specialist Orthopaedic | 06.03 - SKELETAL RECONSTRUCTION | 06.03.04 - Screws | 06.03.04.04 - Micro (≤ 2.0mm) |  | KT081 | 58 | KLS Martin Australia Pty Limited | KLS Martin Hand fracture system, standard screw | Bone screw | 1.2 – 2.0mm | 276674 276650 |  | March 2021 | Transferred from OH517
06 - Specialist Orthopaedic | 06.03 - SKELETAL RECONSTRUCTION | 06.03.04 - Screws | 06.03.04.05 - Dynamic |  | MN279 | 215 | Johnson & Johnson Medical Pty Ltd | Femoral Neck System, Antirotation Screw | Orthopaedic bone screw, sterile | 75 to 130 mm length | 157068 |  | March 2021 | New Listing
06 - Specialist Orthopaedic | 06.03 - SKELETAL RECONSTRUCTION | 06.03.04 - Screws | 06.03.04.06 - Screw Washers |  | EO112 | 90 | Medartis | APTUS Washer | Washers | 5.0mm - 13.0mm | 206157 |  | March 2021 | New Listing
06 - Specialist Orthopaedic | 06.03 - SKELETAL RECONSTRUCTION | 06.03.04 - Screws | 06.03.04.06 - Screw Washers |  | HU161 | 90 | ARTHREX AUSTRALIA PTY LTD | Washer | Screw Washer | 6mm - 18mm | 350851 |  | March 2021 | Duplicated from DE071
06 - Specialist Orthopaedic | 06.03 - SKELETAL RECONSTRUCTION | 06.03.04 - Screws | 06.03.04.06 - Screw Washers |  | KT083 | 90 | KLS Martin Australia Pty Limited | KLS Martin Hand fracture system - washer | Washer | 4.5 – 5mm | 276674 276650 |  | March 2021 | Transferred from OH519
06 - Specialist Orthopaedic | 06.03 - SKELETAL RECONSTRUCTION | 06.03.04 - Screws | 06.03.04.07 - Screw post/peg |  | MN278 | 122 | Johnson & Johnson Medical Pty Ltd | Femoral Neck System, Bolt | Orthopaedic bone bolt | 75 to 130 mm length | 183900 |  | March 2021 | New Listing
06 - Specialist Orthopaedic | 06.03 - SKELETAL RECONSTRUCTION | 06.03.05 - Surgical Accessories | 06.03.05.02 - Pins | OL | SQ191 | 117 | Surgical Specialties | Wires Olive | Wire Olive, Bayonet, Drill Tip | Diameter 1.5-1.8mm, Length 300-400mm | 345470 |  | March 2021 | New Listing
06 - Specialist Orthopaedic | 06.03 - SKELETAL RECONSTRUCTION | 06.03.05 - Surgical Accessories | 06.03.05.02 - Pins |  | SQ190 | 26 | Surgical Specialties | Wires | Wire, Bayonet, HA Coated, Pear Wire, Cone Shape, Drill Tip | Diameter 1.5-1.8mm, Length 370-400mm | 345470 |  | March 2021 | New Listing
06 - Specialist Orthopaedic | 06.03 - SKELETAL RECONSTRUCTION | 06.03.05 - Surgical Accessories | 06.03.05.11 - Wedges |  | HU209 | 1468 | ARTHREX AUSTRALIA PTY LTD | iBalance HTO System | Medial High Tibial Osteotomy Implant Device System | Small (6mm, 7mm, 8mm, 9mm, 10mm, 11mm, 12mm, 13mm, 14mm, 15mm) Medium (5mm, 6mm, 7mm, 8mm, 9mm, 10mm, 11mm, 12mm, 13mm, 14mm, 15mm) Large (5mm, 6mm, 7mm, 8mm, 9mm, 10mm, 11mm, 12mm, 13mm, 14mm, 15mm) | 350871 |  | March 2021 | Duplicated from DE345
06 - Specialist Orthopaedic | 06.03 - SKELETAL RECONSTRUCTION | 06.03.06 - Staples | 06.03.06.01 - Staples | MM | HJ006 | 507 | AVANT-GARDE SURGICAL PTY LTD | MEMODYN Hot Shape Memory Bipode Staple | Nitinol Memory Staple | 6mm - 30mm | 340094 |  | March 2021 | New Listing
06 - Specialist Orthopaedic | 06.03 - SKELETAL RECONSTRUCTION | 06.03.06 - Staples | 06.03.06.01 - Staples | MM | HU160 | 507 | ARTHREX AUSTRALIA PTY LTD | DynaNite | Nitinol Staple for Osteotomy Fixation | Width (9mm-25mm) Length (7mm-20mm) | 350734 |  | March 2021 | Duplicated from DE646
06 - Specialist Orthopaedic | 06.03 - SKELETAL RECONSTRUCTION | 06.03.06 - Staples | 06.03.06.01 - Staples |  | HU240 | 127 | ARTHREX AUSTRALIA PTY LTD | Ligament Staples | Cobalt Chromium Molybdenium Alloy | 6mm - 16mm | 354063 |  | March 2021 | Duplicated from DE062
06 - Specialist Orthopaedic | 06.03 - SKELETAL RECONSTRUCTION | 06.03.07 - Soft Tissue Fixation Devices | 06.03.07.02 - Suture, Small anchors (≤2.3mm) |  | HU211 | 294 | ARTHREX AUSTRALIA PTY LTD | Corkscrew Suture Anchor | Titanium alloy with Fibrewire suture | 2.2mm | 353482 |  | March 2021 | Duplicated from DE430
06 - Specialist Orthopaedic | 06.03 - SKELETAL RECONSTRUCTION | 06.03.07 - Soft Tissue Fixation Devices | 06.03.07.02 - Suture, Small anchors (≤2.3mm) |  | HU212 | 294 | ARTHREX AUSTRALIA PTY LTD | FiberTak Suture Anchor | Suture anchor with 2 x #2 FibreWire CL or 1.3mm SutureTape | 1.3mm | 353482 |  | March 2021 | Duplicated from DE483
06 - Specialist Orthopaedic | 06.03 - SKELETAL RECONSTRUCTION | 06.03.07 - Soft Tissue Fixation Devices | 06.03.07.02 - Suture, Small anchors (≤2.3mm) |  | HU213 | 294 | ARTHREX AUSTRALIA PTY LTD | Nano Corkscrew FT Suture Anchor | Suture Anchor | 1.7mm x 5mm | 353482 |  | March 2021 | Duplicated from DE654
06 - Specialist Orthopaedic | 06.03 - SKELETAL RECONSTRUCTION | 06.03.07 - Soft Tissue Fixation Devices | 06.03.07.02 - Suture, Small anchors (≤2.3mm) |  | HU214 | 294 | ARTHREX AUSTRALIA PTY LTD | Mini Hip SutureTak | Suture anchor | Diameter: 2mm Length: 8.6mm | 353482 |  | March 2021 | Duplicated from DE697
06 - Specialist Orthopaedic | 06.03 - SKELETAL RECONSTRUCTION | 06.03.07 - Soft Tissue Fixation Devices | 06.03.07.02 - Suture, Small anchors (≤2.3mm) |  | LM467 | 294 | LMT Surgical Pty Ltd | Soft Anchor | Soft Anchor | ≤2.3mm | 339014 |  | March 2021 | New Listing
06 - Specialist Orthopaedic | 06.03 - SKELETAL RECONSTRUCTION | 06.03.07 - Soft Tissue Fixation Devices | 06.03.07.03 - Suture, Medium anchors (2.4 – 3.9mm) |  | DZ085 | 442 | AUSTRALIAN ORTHOPAEDIC FIXATIONS PTY LTD | PEEK Suture Anchor | PEEK Suture Anchor | 2.9mm, 3.5mm | 352376 |  | March 2021 | New Listing
06 - Specialist Orthopaedic | 06.03 - SKELETAL RECONSTRUCTION | 06.03.07 - Soft Tissue Fixation Devices | 06.03.07.03 - Suture, Medium anchors (2.4 – 3.9mm) |  | HU215 | 442 | ARTHREX AUSTRALIA PTY LTD | Fastak Suture Anchor (Small Bone) | With Fibrewire Suture | Dia. 2.4mm x Length 7.5mm | 353482 |  | March 2021 | Duplicated from DE198
06 - Specialist Orthopaedic | 06.03 - SKELETAL RECONSTRUCTION | 06.03.07 - Soft Tissue Fixation Devices | 06.03.07.03 - Suture, Medium anchors (2.4 – 3.9mm) |  | HU216 | 442 | ARTHREX AUSTRALIA PTY LTD | Fastak Anchor | Titanium with fibrewire suture | 2.8mm x 11.7mm | 353482 |  | March 2021 | Duplicated from DE225
06 - Specialist Orthopaedic | 06.03 - SKELETAL RECONSTRUCTION | 06.03.07 - Soft Tissue Fixation Devices | 06.03.07.03 - Suture, Medium anchors (2.4 – 3.9mm) |  | HU217 | 442 | ARTHREX AUSTRALIA PTY LTD | Corkscrew Suture Anchor | Titanium alloy with Fibrewire suture | 3.5mm | 353482 |  | March 2021 | Duplicated from DE428
06 - Specialist Orthopaedic | 06.03 - SKELETAL RECONSTRUCTION | 06.03.07 - Soft Tissue Fixation Devices | 06.03.07.03 - Suture, Medium anchors (2.4 – 3.9mm) |  | HU224 | 442 | ARTHREX AUSTRALIA PTY LTD | Knotless Hip SutureTak | Knotless suture anchor for hip labral fixation | Diameter: 3mm Length: 12.7mm | 353482 |  | March 2021 | Duplicated from DE687
06 - Specialist Orthopaedic | 06.03 - SKELETAL RECONSTRUCTION | 06.03.07 - Soft Tissue Fixation Devices | 06.03.07.03 - Suture, Medium anchors (2.4 – 3.9mm) |  | HU225 | 442 | ARTHREX AUSTRALIA PTY LTD | FiberTak DR/ FiberTak RC/FiberTak Knotless | Suture Anchor | 2.6mm> | 353482 |  | March 2021 | Duplicated from DE576
06 - Specialist Orthopaedic | 06.03 - SKELETAL RECONSTRUCTION | 06.03.07 - Soft Tissue Fixation Devices | 06.03.07.03 - Suture, Medium anchors (2.4 – 3.9mm) |  | HU226 | 442 | ARTHREX AUSTRALIA PTY LTD | Dx Swivelock SL | A knotless screw in Anchor used for Soft Tissue Fixation | 3.5mm Diameter x 8.5mm length | 353482 |  | March 2021 | Duplicated from DE559
06 - Specialist Orthopaedic | 06.03 - SKELETAL RECONSTRUCTION | 06.03.07 - Soft Tissue Fixation Devices | 06.03.07.03 - Suture, Medium anchors (2.4 – 3.9mm) |  | HU227 | 442 | ARTHREX AUSTRALIA PTY LTD | Dx Swivelock | A knotless screw in anchor used for soft tissue fixation to bone | 2.4 - 3.9mm | 353482 |  | March 2021 | Duplicated from DE503
06 - Specialist Orthopaedic | 06.03 - SKELETAL RECONSTRUCTION | 06.03.07 - Soft Tissue Fixation Devices | 06.03.07.03 - Suture, Medium anchors (2.4 – 3.9mm) |  | HU230 | 442 | ARTHREX AUSTRALIA PTY LTD | SwiveLock Suture Anchor | Suture Anchor | 3.5mm | 353482 |  | March 2021 | Duplicated from DE463
06 - Specialist Orthopaedic | 06.03 - SKELETAL RECONSTRUCTION | 06.03.07 - Soft Tissue Fixation Devices | 06.03.07.03 - Suture, Medium anchors (2.4 – 3.9mm) |  | HU231 | 442 | ARTHREX AUSTRALIA PTY LTD | SutureTak | Suture Anchor | 2.4mm - 3.9mm | 353482 |  | March 2021 | Duplicated from DE461
06 - Specialist Orthopaedic | 06.03 - SKELETAL RECONSTRUCTION | 06.03.07 - Soft Tissue Fixation Devices | 06.03.07.03 - Suture, Medium anchors (2.4 – 3.9mm) |  | HU234 | 442 | ARTHREX AUSTRALIA PTY LTD | Pushlock Suture Anchor | Knotless Suture Anchor | 2.5 - 3.5mm | 353482 |  | March 2021 | Duplicated from DE433
06 - Specialist Orthopaedic | 06.03 - SKELETAL RECONSTRUCTION | 06.03.07 - Soft Tissue Fixation Devices | 06.03.07.03 - Suture, Medium anchors (2.4 – 3.9mm) |  | LM468 | 442 | LMT Surgical Pty Ltd | Soft Anchor | Soft Anchor | 2.4 – 3.9mm | 339014 |  | March 2021 | New Listing
06 - Specialist Orthopaedic | 06.03 - SKELETAL RECONSTRUCTION | 06.03.07 - Soft Tissue Fixation Devices | 06.03.07.04 - Suture, Large anchors (≥4mm) | AB | HU235 | 501 | ARTHREX AUSTRALIA PTY LTD | Corkscrew FT | Suture Anchor with Fiberwire | 4mm - 6.5mm | 353482 |  | March 2021 | Duplicated from DE432
06 - Specialist Orthopaedic | 06.03 - SKELETAL RECONSTRUCTION | 06.03.07 - Soft Tissue Fixation Devices | 06.03.07.04 - Suture, Large anchors (≥4mm) |  | HU220 | 442 | ARTHREX AUSTRALIA PTY LTD | Cinch II | Meniscal anchor | L: 5.3mm D: 1.1 mm | 353493 |  | March 2021 | Duplicated from DE688
06 - Specialist Orthopaedic | 06.03 - SKELETAL RECONSTRUCTION | 06.03.07 - Soft Tissue Fixation Devices | 06.03.07.04 - Suture, Large anchors (≥4mm) |  | HU221 | 442 | ARTHREX AUSTRALIA PTY LTD | TightRope Implant with FiberTag Suture | TightRope implant pre-loaded with FiberTag suture | One size only | 353493 |  | March 2021 | Duplicated from DE707
06 - Specialist Orthopaedic | 06.03 - SKELETAL RECONSTRUCTION | 06.03.07 - Soft Tissue Fixation Devices | 06.03.07.04 - Suture, Large anchors (≥4mm) |  | HU229 | 442 | ARTHREX AUSTRALIA PTY LTD | Achilles Speedbridge Convenience Pack | Disposable convenience pack for Achilles Insertional Tendonopathy | one size | 353482 |  | March 2021 | Duplicated from DE474
06 - Specialist Orthopaedic | 06.03 - SKELETAL RECONSTRUCTION | 06.03.07 - Soft Tissue Fixation Devices | 06.03.07.04 - Suture, Large anchors (≥4mm) |  | HU232 | 442 | ARTHREX AUSTRALIA PTY LTD | Swivelock | Twist-in knotless suture anchor | ≥4mm | 353482 |  | March 2021 | Duplicated from DE458
06 - Specialist Orthopaedic | 06.03 - SKELETAL RECONSTRUCTION | 06.03.07 - Soft Tissue Fixation Devices | 06.03.07.04 - Suture, Large anchors (≥4mm) |  | HU233 | 442 | ARTHREX AUSTRALIA PTY LTD | Pushlock Suture Anchor | Knotless Suture Anchor | 4.5mm | 353482 |  | March 2021 | Duplicated from DE434
06 - Specialist Orthopaedic | 06.03 - SKELETAL RECONSTRUCTION | 06.03.07 - Soft Tissue Fixation Devices | 06.03.07.04 - Suture, Large anchors (≥4mm) |  | HU236 | 442 | ARTHREX AUSTRALIA PTY LTD | Corkscrew Suture Anchor | Non Absorbable Suture Anchor | >4mm | 353482 |  | March 2021 | Duplicated from DE429
06 - Specialist Orthopaedic | 06.03 - SKELETAL RECONSTRUCTION | 06.03.07 - Soft Tissue Fixation Devices | 06.03.07.04 - Suture, Large anchors (≥4mm) |  | HU238 | 442 | ARTHREX AUSTRALIA PTY LTD | Tightrope Syndesmosis Buttress Plate | For Syndesmosis and Fracture Repair | Universal one size only | 350871 |  | March 2021 | Duplicated from DE298
06 - Specialist Orthopaedic | 06.03 - SKELETAL RECONSTRUCTION | 06.03.07 - Soft Tissue Fixation Devices | 06.03.07.05 - Button/thread/tape or Button/thread/button |  | HU162 | 374 | ARTHREX AUSTRALIA PTY LTD | Mini Tightrope CMC | CMC fixation device | One size only | 350631 |  | March 2021 | Duplicated from DE507
06 - Specialist Orthopaedic | 06.03 - SKELETAL RECONSTRUCTION | 06.03.07 - Soft Tissue Fixation Devices | 06.03.07.05 - Button/thread/tape or Button/thread/button |  | HU163 | 374 | ARTHREX AUSTRALIA PTY LTD | Mini Tightrope | CMC Fixation Device | One Size fits all | 350631 |  | March 2021 | Duplicated from DE509
06 - Specialist Orthopaedic | 06.03 - SKELETAL RECONSTRUCTION | 06.03.07 - Soft Tissue Fixation Devices | 06.03.07.05 - Button/thread/tape or Button/thread/button |  | HU222 | 374 | ARTHREX AUSTRALIA PTY LTD | Tightrope Syndesmosis Repair Kit | Titanium or stainless steel, with non absorbable Fiberwire suture material | One size only | 353493 |  | March 2021 | Duplicated from DE252
06 - Specialist Orthopaedic | 06.03 - SKELETAL RECONSTRUCTION | 06.03.07 - Soft Tissue Fixation Devices | 06.03.07.05 - Button/thread/tape or Button/thread/button |  | HU223 | 374 | ARTHREX AUSTRALIA PTY LTD | Tightrope | Titanium or stainless steel fixation device, with non absorbable suture material | 2.6mm - 13mm, various shapes, adjustable length suture | 353493 |  | March 2021 | Duplicated from DE548
06 - Specialist Orthopaedic | 06.03 - SKELETAL RECONSTRUCTION | 06.03.07 - Soft Tissue Fixation Devices | 06.03.07.05 - Button/thread/tape or Button/thread/button |  | HU239 | 374 | ARTHREX AUSTRALIA PTY LTD | RetroButton | Femoral Fixation Device | 12mm Button with 15-60mm loops, 15mm Button with 15-60mm loops | 353493 |  | March 2021 | Duplicated from DE271
06 - Specialist Orthopaedic | 06.03 - SKELETAL RECONSTRUCTION | 06.03.07 - Soft Tissue Fixation Devices | 06.03.07.05 - Button/thread/tape or Button/thread/button |  | LM469 | 374 | LMT Surgical Pty Ltd | Button Loop System | Fixed length or adjustable button loop system | Multiple fixed and adjustable options to suit patient anatomy | 338954 |  | March 2021 | New Listing
06 - Specialist Orthopaedic | 06.03 - SKELETAL RECONSTRUCTION | 06.03.07 - Soft Tissue Fixation Devices | 06.03.07.06 - Button |  | HU228 | 374 | ARTHREX AUSTRALIA PTY LTD | TightRope Button | Titanium or stainless steel button | 5mm-20mm | 353493 |  | March 2021 | Duplicated from DE500
06 - Specialist Orthopaedic | 06.03 - SKELETAL RECONSTRUCTION | 06.03.07 - Soft Tissue Fixation Devices | 06.03.07.06 - Button |  | HU237 | 374 | ARTHREX AUSTRALIA PTY LTD | Suture Button | Multiple hole button for fixation of bone to bone or soft tissue to bone, and are intended as fixation posts, a distribution bridge, or for distributing suture tension over areas of ligament or tendon repair | 2.6mm - 7.5mm | 353493 |  | March 2021 | Duplicated from DE301
06 - Specialist Orthopaedic | 06.03 - SKELETAL RECONSTRUCTION | 06.03.07 - Soft Tissue Fixation Devices | 06.03.07.07 - Interference Screw (± sleeve) |  | HU117 | 181 | ARTHREX AUSTRALIA PTY LTD | GraftBolt | Interference Screw and Sheath | 7mm, 8mm, 9mm and 10mm | 350870 |  | March 2021 | Duplicated from DE374
06 - Specialist Orthopaedic | 06.03 - SKELETAL RECONSTRUCTION | 06.03.07 - Soft Tissue Fixation Devices | 06.03.07.07 - Interference Screw (± sleeve) |  | HU118 | 181 | ARTHREX AUSTRALIA PTY LTD | Peek Delta Screws | Interference screw for soft tissue Fixation | 6-12mm Diameter x (23mm-35m) Length | 350870 |  | March 2021 | Duplicated from DE439
06 - Specialist Orthopaedic | 06.03 - SKELETAL RECONSTRUCTION | 06.03.07 - Soft Tissue Fixation Devices | 06.03.07.07 - Interference Screw (± sleeve) |  | HU119 | 181 | ARTHREX AUSTRALIA PTY LTD | Interference Screws | Interference screw for Soft Tissue Fixation | 7-10mm x (15-35mm) | 350870 |  | March 2021 | Duplicated from DE440
06 - Specialist Orthopaedic | 06.03 - SKELETAL RECONSTRUCTION | 06.03.07 - Soft Tissue Fixation Devices | 06.03.07.07 - Interference Screw (± sleeve) |  | HU120 | 181 | ARTHREX AUSTRALIA PTY LTD | Tenodesis Screw | Non Absorbable Tenodesis Screw | 2.5mm-9mm | 350870 |  | March 2021 | Duplicated from DE510
06 - Specialist Orthopaedic | 06.03 - SKELETAL RECONSTRUCTION | 06.03.07 - Soft Tissue Fixation Devices | 06.03.07.07 - Interference Screw (± sleeve) |  | HU121 | 181 | ARTHREX AUSTRALIA PTY LTD | PEEK Tenodesis Screw | Interference Screw (2.5mm x 6mm) | 2.5mm x 6mm | 350870 |  | March 2021 | Duplicated from DE710
06 - Specialist Orthopaedic | 06.03 - SKELETAL RECONSTRUCTION | 06.03.07 - Soft Tissue Fixation Devices | 06.03.07.08 - Screw/Pin/Post |  | HU122 | 451 | ARTHREX AUSTRALIA PTY LTD | TransFix Implant Screw System - Arthrex | Titanium alloy | 40mm & 50 mm | 350870 |  | March 2021 | Duplicated from DE070
06 - Specialist Orthopaedic | 06.03 - SKELETAL RECONSTRUCTION | 06.03.11 - External Fixateurs | 06.03.11.14 - Frame Component - Pins |  | SQ189 | 142 | Surgical Specialties | Pins | Pin, Half Pin,Transfixation, Large Bone, Small Bone, HA Coated | 75-350mm length 2-6mm thickness | 345470 |  | March 2021 | New Listing
06 - Specialist Orthopaedic | 06.03 - SKELETAL RECONSTRUCTION | 06.03.14 - Bone Cement | 06.03.14.02 - Cement with Antibiotic |  | SL164 | 161 | Smith & Nephew Pty Ltd | RALLY | Bone Cement, Polymethylmethacrylate, Gentamicin- Med & High viscosity | 40g | 323815 323860 |  | March 2021 | New Listing
06 - Specialist Orthopaedic | 06.03 - SKELETAL RECONSTRUCTION | 06.03.14 - Bone Cement | 06.03.14.04 - Cement with Antibiotic and Complex Delivery System |  | SL165 | 437 | Smith & Nephew Pty Ltd | RALLY All-in-One System | Bone cement pre-dosed with PMMA powder with gentamicin | 70g | 323816 323820 |  | March 2021 | New Listing
06 - Specialist Orthopaedic | 06.03 - SKELETAL RECONSTRUCTION | 06.03.15 - Bone Graft Substitute | 06.03.15.01 - Ceramic, 0-5cc | AUG | IY001 | 1026 | EVOLUTION SURGICAL PTY LTD | GlassBONE Injectable Putty | Injectable putty for bone grafting | 0.1cc to 5cc | 341771 |  | March 2021 | Transferred from EV038
06 - Specialist Orthopaedic | 06.03 - SKELETAL RECONSTRUCTION | 06.03.15 - Bone Graft Substitute | 06.03.15.01 - Ceramic, 0-5cc | AUG | SQ185 | 1026 | Surgical Specialties | MagnetOS Putty | Granule size 0.25-2mm | 0.5cc, 1cc, 2cc, 2.5cc, 5cc | 345090 |  | March 2021 | New Listing
06 - Specialist Orthopaedic | 06.03 - SKELETAL RECONSTRUCTION | 06.03.15 - Bone Graft Substitute | 06.03.15.01 - Ceramic, 0-5cc | AUG | SQ188 | 1026 | Surgical Specialties | MagnetOS Granules | Granule size 0.15-4mm | 0.5cc, 1cc, 2cc, 5cc | 343493 |  | March 2021 | New Listing
06 - Specialist Orthopaedic | 06.03 - SKELETAL RECONSTRUCTION | 06.03.15 - Bone Graft Substitute | 06.03.15.02 - Ceramic, >5cc - 10cc | AUG | IY002 | 2185 | EVOLUTION SURGICAL PTY LTD | GlassBONE Injectable Putty | Injectable putty for bone grafting | 10cc | 341771 |  | March 2021 | Transferred from EV037
06 - Specialist Orthopaedic | 06.03 - SKELETAL RECONSTRUCTION | 06.03.15 - Bone Graft Substitute | 06.03.15.02 - Ceramic, >5cc - 10cc | AUG | SQ183 | 2185 | Surgical Specialties | MagnetOS Granules | Granule size 0.15-4mm | 10cc | 343493 |  | March 2021 | New Listing
06 - Specialist Orthopaedic | 06.03 - SKELETAL RECONSTRUCTION | 06.03.15 - Bone Graft Substitute | 06.03.15.02 - Ceramic, >5cc - 10cc | AUG | SQ186 | 2185 | Surgical Specialties | MagnetOS Putty | Granule size 0.25-2mm | 10cc | 345090 |  | March 2021 | New Listing
06 - Specialist Orthopaedic | 06.03 - SKELETAL RECONSTRUCTION | 06.03.15 - Bone Graft Substitute | 06.03.15.03 - Ceramic, >10cc - 20cc | AUG | SQ184 | 4370 | Surgical Specialties | MagnetOS Granules | Granule size 0.25-4mm | 15cc, 20cc | 343493 |  | March 2021 | New Listing
06 - Specialist Orthopaedic | 06.03 - SKELETAL RECONSTRUCTION | 06.03.15 - Bone Graft Substitute | 06.03.15.03 - Ceramic, >10cc - 20cc | AUG | SQ187 | 4370 | Surgical Specialties | MagnetOS Putty | Granule size 1-2mm | 20cc | 345090 |  | March 2021 | New Listing
07 - Plastic and Reconstructive | 07.01 - CRANIOMAXILLOFACIAL RECONSTRUCTION & FIXATION | 07.01.01 - Mesh - Metal | 07.01.01.03 - 0.2-0.49mm thick, 1-10cm² | Complex | UT022 | 707 | SOUTHERN CROSS SURGICAL PTY LTD | SCS Interlink Plate | Titanium mesh plate - pre-shaped | 0.4mm thick, 1 - 10cm2 | 339425 |  | March 2021 | New Listing
07 - Plastic and Reconstructive | 07.01 - CRANIOMAXILLOFACIAL RECONSTRUCTION & FIXATION | 07.01.01 - Mesh - Metal | 07.01.01.04 - 0.2-0.49mm thick, 11-50cm² | Complex | UT021 | 829 | SOUTHERN CROSS SURGICAL PTY LTD | SCS Interlink Plate | Titanium mesh plate - pre-shaped | 0.4mm thick, 11-50cm2 | 339425 |  | March 2021 | New Listing
07 - Plastic and Reconstructive | 07.01 - CRANIOMAXILLOFACIAL RECONSTRUCTION & FIXATION | 07.01.01 - Mesh - Metal | 07.01.01.04 - 0.2-0.49mm thick, 11-50cm² |  | IJ012 | 683 | INNOVATIVE MEDCARE TECHNOLOGY PTY LTD | Rebstock Cranio-Maxillofacial Osteosynthesis | Mesh,0.2 -0.49mm thick, titanium. | less than 50cm2 area | 337389 |  | March 2021 | New Listing
07 - Plastic and Reconstructive | 07.01 - CRANIOMAXILLOFACIAL RECONSTRUCTION & FIXATION | 07.01.01 - Mesh - Metal | 07.01.01.07 - 0.5-0.8mm thick, 1-10cm² |  | UT023 | 307 | SOUTHERN CROSS SURGICAL PTY LTD | SCS Interlink Plate | Titanium mesh plate - pre-shaped | 0.6mm thick, 1 - 10cm2 | 339425 |  | March 2021 | New Listing
07 - Plastic and Reconstructive | 07.01 - CRANIOMAXILLOFACIAL RECONSTRUCTION & FIXATION | 07.01.01 - Mesh - Metal | 07.01.01.08 - 0.5-0.8mm thick, 11-50cm² |  | UT024 | 497 | SOUTHERN CROSS SURGICAL PTY LTD | SCS Interlink Plate | Titanium mesh plate - pre-shaped | 0.6mm thick, 11-50cm2 | 339425 |  | March 2021 | New Listing
07 - Plastic and Reconstructive | 07.01 - CRANIOMAXILLOFACIAL RECONSTRUCTION & FIXATION | 07.01.01 - Mesh - Metal | 07.01.01.08 - 0.5-0.8mm thick, 11-50cm² |  | UT031 | 497 | SOUTHERN CROSS SURGICAL PTY LTD | SCS Titanium Mesh | Titanium mesh | 0.6mm thick; 11-50cm2 | 339425 |  | March 2021 | New Listing
07 - Plastic and Reconstructive | 07.01 - CRANIOMAXILLOFACIAL RECONSTRUCTION & FIXATION | 07.01.01 - Mesh - Metal | 07.01.01.09 - 0.5-0.8mm thick, 51-200cm² |  | IJ013 | 1146 | INNOVATIVE MEDCARE TECHNOLOGY PTY LTD | Rebstock Cranio-Maxillofacial Osteosynthesis | Mesh, 0.5-0.8mm thick, titanium | 51- 200 cm2 area | 337389 |  | March 2021 | New Listing
07 - Plastic and Reconstructive | 07.01 - CRANIOMAXILLOFACIAL RECONSTRUCTION & FIXATION | 07.01.01 - Mesh - Metal | 07.01.01.09 - 0.5-0.8mm thick, 51-200cm² |  | UT030 | 1146 | SOUTHERN CROSS SURGICAL PTY LTD | SCS Titanium Mesh | Titanium mesh | 0.6mm thick; 51-200cm2 | 339425 |  | March 2021 | New Listing
07 - Plastic and Reconstructive | 07.01 - CRANIOMAXILLOFACIAL RECONSTRUCTION & FIXATION | 07.01.01 - Mesh - Metal | 07.01.01.10 - 0.5-0.8mm thick, >200cm² |  | UT032 | 2187 | SOUTHERN CROSS SURGICAL PTY LTD | SCS Titanium Mesh | Titanium mesh: 2D, 3D, pre-moulded 2D, pre-moulded 3D | 0.6mm thick; >200cm2 | 339425 |  | March 2021 | New Listing
07 - Plastic and Reconstructive | 07.01 - CRANIOMAXILLOFACIAL RECONSTRUCTION & FIXATION | 07.01.04 - Non-mesh | 07.01.04.01 - Resorbable |  | HD027 | 336 | Henry Schein-Halas Pty Ltd | BioHorizons Mem-Lok Pliable | Mem-Lok Pliable is a strong, conformable collagen barrier membrane manufactured from highly purified porcine tissue. Predictable resorption time is 12-16 weeks. Used for guided bone regeneration and periodontal tissue regeneration in oral and maxillofacial surgery. | 15mm x 20mm 20mm x 30mm 30mm x 40mm | 300312 |  | March 2021 | New Listing
07 - Plastic and Reconstructive | 07.01 - CRANIOMAXILLOFACIAL RECONSTRUCTION & FIXATION | 07.01.04 - Non-mesh | 07.01.04.01 - Resorbable |  | HD029 | 336 | Henry Schein-Halas Pty Ltd | BioHorions Mem-Lok RCM | Mem-Lok Resorbable Collagen Matrix is engineered from highly purified, Type I bovine collagen to provide a predictable resorption period and ensure optimal bone regeneration in periodontal, implantology or maxillofacial surgery. | 15mm x 20mm 20mm x 30mm 30mm x 40mm | 196055 |  | March 2021 | New Listing
07 - Plastic and Reconstructive | 07.01 - CRANIOMAXILLOFACIAL RECONSTRUCTION & FIXATION | 07.01.04 - Non-mesh | 07.01.04.01 - Resorbable |  | VQ001 | 336 | ORTHOCELL LIMITED | CelGro Dental | Resorbable collagen barrier membrane | 15mm x 20mm, 20 x 30mm, 30mm x 40mm, 40mm x 50mm | 352137 |  | March 2021 | New Listing
07 - Plastic and Reconstructive | 07.01 - CRANIOMAXILLOFACIAL RECONSTRUCTION & FIXATION | 07.01.05 - Fracture or Reconstruction Plates | 07.01.05.01 - <0.5mm thick, <4 holes |  | UT026 | 63 | SOUTHERN CROSS SURGICAL PTY LTD | SCS Interlink Plate - 2-hole | Titanium 2-hole plate | 0.4mm x 15mm, 0.4mm x 17mm | 339425 |  | March 2021 | New Listing
07 - Plastic and Reconstructive | 07.01 - CRANIOMAXILLOFACIAL RECONSTRUCTION & FIXATION | 07.01.05 - Fracture or Reconstruction Plates | 07.01.05.02 - <0.5mm thick, 4-7 holes | Burr | UT028 | 185 | SOUTHERN CROSS SURGICAL PTY LTD | SCS Interlink Plate - Burr Hole/Drainage Burr Hole | Titanium burr hole plate, drainage burr hole plate | 0.4mm thick; Diameter: 12mm, 16mm, 18mm, 22mm, | 339425 |  | March 2021 | New Listing
07 - Plastic and Reconstructive | 07.01 - CRANIOMAXILLOFACIAL RECONSTRUCTION & FIXATION | 07.01.05 - Fracture or Reconstruction Plates | 07.01.05.05 - 0.5-0.99mm thick, <4 holes |  | IJ003 | 93 | INNOVATIVE MEDCARE TECHNOLOGY PTY LTD | Rebstock Cranio-Maxillofacial Osteosynthesis | Plate, 0.5 - 0.99mm thick, titanium | less than 4 holes | 337389 |  | March 2021 | New Listing
07 - Plastic and Reconstructive | 07.01 - CRANIOMAXILLOFACIAL RECONSTRUCTION & FIXATION | 07.01.05 - Fracture or Reconstruction Plates | 07.01.05.05 - 0.5-0.99mm thick, <4 holes |  | UT027 | 93 | SOUTHERN CROSS SURGICAL PTY LTD | SCS Interlink Plate - 2-hole | Titanium 2-hole plate | 0.6mm x 15mm, 0.6mm x 17mm | 339425 |  | March 2021 | New Listing
07 - Plastic and Reconstructive | 07.01 - CRANIOMAXILLOFACIAL RECONSTRUCTION & FIXATION | 07.01.05 - Fracture or Reconstruction Plates | 07.01.05.06 - 0.5-0.99mm thick, 4-7 holes | Burr | IJ006 | 166 | INNOVATIVE MEDCARE TECHNOLOGY PTY LTD | Rebstock Cranio-Maxillofacial Osteosynthesis | Plate, burr hole, with or without drainage tube slot, titanium | 0.5- 0.99mm thick, 4-7 holes | 337389 |  | March 2021 | New Listing
07 - Plastic and Reconstructive | 07.01 - CRANIOMAXILLOFACIAL RECONSTRUCTION & FIXATION | 07.01.05 - Fracture or Reconstruction Plates | 07.01.05.06 - 0.5-0.99mm thick, 4-7 holes | Burr | UT029 | 166 | SOUTHERN CROSS SURGICAL PTY LTD | SCS Interlink Plate - Burr Hole/Drainage Burr Hole | Titanium burr hole plate, drainage burr hole plate | 0.6mm thick; Diameter: 12mm, 16mm, 18mm, 22mm | 339425 |  | March 2021 | New Listing
07 - Plastic and Reconstructive | 07.01 - CRANIOMAXILLOFACIAL RECONSTRUCTION & FIXATION | 07.01.05 - Fracture or Reconstruction Plates | 07.01.05.06 - 0.5-0.99mm thick, 4-7 holes |  | IJ001 | 166 | INNOVATIVE MEDCARE TECHNOLOGY PTY LTD | Rebstock Cranio-Maxillofacial Osteosynthesis | Plate, 0.5 - 0.99mm thick, titanium | 4-7 holes | 337389 |  | March 2021 | New Listing
07 - Plastic and Reconstructive | 07.01 - CRANIOMAXILLOFACIAL RECONSTRUCTION & FIXATION | 07.01.05 - Fracture or Reconstruction Plates | 07.01.05.07 - 0.5-0.99mm thick, 8-32 holes |  | IJ002 | 199 | INNOVATIVE MEDCARE TECHNOLOGY PTY LTD | Rebstock Cranio-Maxillofacial Osteosynthesis | Plate, 0.5 - 0.99mm thick, titanium | 8-32 holes | 337389 |  | March 2021 | New Listing
07 - Plastic and Reconstructive | 07.01 - CRANIOMAXILLOFACIAL RECONSTRUCTION & FIXATION | 07.01.05 - Fracture or Reconstruction Plates | 07.01.05.08 - 0.5-0.99mm thick, >32 holes |  | IJ010 | 293 | INNOVATIVE MEDCARE TECHNOLOGY PTY LTD | Rebstock Cranio-Maxillofacial Osteosynthesis | Plate, 0.5-0.99mm thick, titanium | more than 32 holes | 337389 |  | March 2021 | New Listing
07 - Plastic and Reconstructive | 07.01 - CRANIOMAXILLOFACIAL RECONSTRUCTION & FIXATION | 07.01.05 - Fracture or Reconstruction Plates | 07.01.05.09 - 1.0-1.99mm thick, <4 holes |  | IJ011 | 112 | INNOVATIVE MEDCARE TECHNOLOGY PTY LTD | Rebstock Cranio-Maxillofacial Osteosynthesis | Plate, 1-1.99mm thick, titanium | less than 4 holes | 337389 |  | March 2021 | New Listing
07 - Plastic and Reconstructive | 07.01 - CRANIOMAXILLOFACIAL RECONSTRUCTION & FIXATION | 07.01.05 - Fracture or Reconstruction Plates | 07.01.05.10 - 1.0-1.99mm thick, 4-7 holes |  | IJ007 | 161 | INNOVATIVE MEDCARE TECHNOLOGY PTY LTD | Rebstock Cranio-Maxillofacial Osteosynthesis | Plate, 1-1.99mm thick, titanium | 4-7 holes | 337389 |  | March 2021 | New Listing
07 - Plastic and Reconstructive | 07.01 - CRANIOMAXILLOFACIAL RECONSTRUCTION & FIXATION | 07.01.05 - Fracture or Reconstruction Plates | 07.01.05.11 - 1.0-1.99mm thick, 8-15 holes |  | IJ008 | 409 | INNOVATIVE MEDCARE TECHNOLOGY PTY LTD | Rebstock Cranio-Maxillofacial Osteosynthesis | Plate, 1-1.99mm thick, titanium | 8-15 holes | 337389 |  | March 2021 | New Listing
07 - Plastic and Reconstructive | 07.01 - CRANIOMAXILLOFACIAL RECONSTRUCTION & FIXATION | 07.01.05 - Fracture or Reconstruction Plates | 07.01.05.12 - 1.0-1.99mm thick, 16-32 holes |  | IJ009 | 199 | INNOVATIVE MEDCARE TECHNOLOGY PTY LTD | Rebstock Cranio-Maxillofacial Osteosynthesis | Plate 1-1.99mm thick, titanium | more than 16 holes | 337389 |  | March 2021 | New Listing
07 - Plastic and Reconstructive | 07.01 - CRANIOMAXILLOFACIAL RECONSTRUCTION & FIXATION | 07.01.06 - Screws | 07.01.06.01 - Diameter ≤1.24mm |  | IJ004 | 68 | INNOVATIVE MEDCARE TECHNOLOGY PTY LTD | Rebstock Cranio-Maxillofacial Osteosynthesis | Screw, titanium | diameter less than 1.25mm | 337389 |  | March 2021 | New Listing
07 - Plastic and Reconstructive | 07.01 - CRANIOMAXILLOFACIAL RECONSTRUCTION & FIXATION | 07.01.06 - Screws | 07.01.06.02 - Diameter 1.25-3.24mm |  | IJ005 | 42 | INNOVATIVE MEDCARE TECHNOLOGY PTY LTD | Rebstock Cranio-Maxillofacial Osteosynthesis | Screw, titanium | Diam 1.25-3.24mm | 337389 |  | March 2021 | New Listing
07 - Plastic and Reconstructive | 07.01 - CRANIOMAXILLOFACIAL RECONSTRUCTION & FIXATION | 07.01.06 - Screws | 07.01.06.02 - Diameter 1.25-3.24mm |  | UT025 | 42 | SOUTHERN CROSS SURGICAL PTY LTD | SCS Interlink Screw | Titanum screw, self-drilling | Diameter 1.5mm, 2.0mm | 339424 |  | March 2021 | New Listing
07 - Plastic and Reconstructive | 07.02 - CRANIOMAXILLOFACIAL IMPLANTS | 07.02.02 - Cranium | 07.02.02.01 - Complex | Biomodelled | UT033 | 9682 | SOUTHERN CROSS SURGICAL PTY LTD | SCS Biomodelled Mesh, 1-piece | Titanium mesh, 1-piece: 2D, 3D | Custom | 339425 |  | March 2021 | New Listing
07 - Plastic and Reconstructive | 07.02 - CRANIOMAXILLOFACIAL IMPLANTS | 07.02.02 - Cranium | 07.02.02.01 - Complex | Biomodelled Three Piece | UT035 | 10657 | SOUTHERN CROSS SURGICAL PTY LTD | SCS Biomodelled Mesh, 3-piece | Titanium mesh, 3-piece: 2D, 3D | Custom | 339425 |  | March 2021 | New Listing
07 - Plastic and Reconstructive | 07.02 - CRANIOMAXILLOFACIAL IMPLANTS | 07.02.02 - Cranium | 07.02.02.01 - Complex | Biomodelled Two Piece | UT034 | 10169 | SOUTHERN CROSS SURGICAL PTY LTD | SCS Biomodelled Mesh, 2-piece | Titanium mesh, 2-piece: 2D, 3D | Custom | 339425 |  | March 2021 | New Listing
07 - Plastic and Reconstructive | 07.02 - CRANIOMAXILLOFACIAL IMPLANTS | 07.02.02 - Cranium | 07.02.02.02 - Polymer |  | VL012 | 1267 | SU-POR AUSTRALIA PTY LTD | Su-Por Pterional, Mastoid, Temporal | Mastoid, Pterional, Contourable Porous Polyethylene. | Various sizes, left, right | 335454 |  | March 2021 | New Listing
07 - Plastic and Reconstructive | 07.02 - CRANIOMAXILLOFACIAL IMPLANTS | 07.02.05 - Mandible, Maxilla and Temperomandibular Joint (TMJ) | 07.02.05.07 - Surgical Guide | Biomodelled | VT002 | 2584 | The Trustee for Bright Smiles Laboratories Trust | DSD Custom Surgical Guide | A fully customised single-use aid, intended to be used in dental and craniomaxillofacial surgical procedures. | Patient specific | 350353 |  | March 2021 | Duplicated from UI003
07 - Plastic and Reconstructive | 07.02 - CRANIOMAXILLOFACIAL IMPLANTS | 07.02.07 - Orbit | 07.02.07.01 - Complete Orbital Shape |  | VL011 | 1892 | SU-POR AUSTRALIA PTY LTD | Su-Por Inferior 2/3 Orbit, Complete Orbit, 3D Orbital Floor | An implantable device intended to support, contour, and provide structure for the face including the cheeks and eye socket. Made of high-density polyethylene material with an interconnecting pore structure that supports tissue ingrowth. Includes Inferior 2/3 Orbit (left, right); left complete orbit (left, right) | various sizes, left, right | 335454 |  | March 2021 | New Listing
07 - Plastic and Reconstructive | 07.02 - CRANIOMAXILLOFACIAL IMPLANTS | 07.02.07 - Orbit | 07.02.07.04 - Wedge for Orbit |  | VL013 | 448 | SU-POR AUSTRALIA PTY LTD | Su-Por Enophthalmos Wedge | The Su-Por Enophthalmos Wedge is contoured in the shape of the orbital floor and provides volume to restore the orbit to its normal shape and size. | 24mm x 33.5mm x 7mm (left,right) 28mm x 40mm x 7.5mm (left, right) | 335454 |  | March 2021 | New Listing
07 - Plastic and Reconstructive | 07.02 - CRANIOMAXILLOFACIAL IMPLANTS | 07.02.09 - Anatomical Biomodel |  |  | VT001 | 1950 | The Trustee for Bright Smiles Laboratories Trust | Anatomics Biomodel | A patient-specific, 3D printed biomodel intended to assist the surgeon during pre- and intraoperative procedural planning. | The device is custom made so the size will vary. | 350352 |  | March 2021 | Duplicated from AT076
07 - Plastic and Reconstructive | 07.02 - CRANIOMAXILLOFACIAL IMPLANTS | 07.02.09 - Anatomical Biomodel |  |  | VT003 | 1950 | The Trustee for Bright Smiles Laboratories Trust | DSD Training Biomodel | A fully cutomised, 3D printed biomodel intended to assist the surgeon during pre- and intraoperative procedural planning. | The device is custom made so the size will vary. | 350352 |  | March 2021 | Duplicated from AT076
07 - Plastic and Reconstructive | 07.03 - DENTAL IMPLANTS | 07.03.01 - Abutment | 07.03.01.01 - Permanent |  | HD026 | 171 | Henry Schein-Halas Pty Ltd | BioHorizons Multi-unit Abutments | Titanium abutments used for multiple-unit restorations. Includes straight, 17 and 30 degree abutments. Laser-lok technology optional. Comes with a cover cap. | Collar height: 1.0 - 5.0mm Platforms: 3.0, 3.5, 4.5, 5.7mm Angles: Straight, 17 and 30 degrees | 133898 |  | March 2021 | New Listing
07 - Plastic and Reconstructive | 07.03 - DENTAL IMPLANTS | 07.03.01 - Abutment | 07.03.01.02 - Temporary |  | HD025 | 68 | Henry Schein-Halas Pty Ltd | BioHorizons Healing Abutment | Titanium healing abutment with or without laser-lok technology | Emergence profiles: Narrow - Wide Diameter - 4.0-8.0mm Height: 1.0 - 5.0mm | 133898 |  | March 2021 | New Listing
07 - Plastic and Reconstructive | 07.03 - DENTAL IMPLANTS | 07.03.03 - Endosseous Implant | 07.03.03.03 - Implants and Fixtures |  | HD024 | 351 | Henry Schein-Halas Pty Ltd | BioHorizons Tapered Pro | Bone level tapered implant with Laser-Lok collar for immediate placement. Colour-coded internal hex conical connection. Cover screw included. | Body diameter: 3.8-5.2mm Platform diameter: 3-4.5mm Body length: 9-18mm | 126233 |  | March 2021 | New Listing
07 - Plastic and Reconstructive | 07.03 - DENTAL IMPLANTS | 07.03.03 - Endosseous Implant | 07.03.03.05 - Graft Material 0.5ml-<1.0ml |  | HD023 | 293 | Henry Schein-Halas Pty Ltd | BioHorizons MinerOss XP | MinerOss XP is a highly porous anorganic porcine bone mineral matrix designed for hard tissue grafting applications. Xenograft for filling of bone defects in maxillofacial surgery, implantology, and periodontology. | Particle size ranges from 250-1000μm Volume: 0.5cc, Jar or Syringe applicator | 299220 |  | March 2021 | New Listing
07 - Plastic and Reconstructive | 07.03 - DENTAL IMPLANTS | 07.03.03 - Endosseous Implant | 07.03.03.06 - Graft Material ≥1.0ml |  | HD028 | 293 | Henry Schein-Halas Pty Ltd | BioHorizons MinerOss XP | MinerOss XP is a highly porous anorganic porcine bone mineral matrix designed for hard tissue grafting applications. Xenograft for filling of bone defects in maxillofacial surgery,implantology, and periodontology. | Particle size ranges from 250-1000μm or 1000-2000μm Volume: 1.0cc, 2.0cc, and 4.0cc Jar or Syringe applicator | 299220 |  | March 2021 | New Listing
07 - Plastic and Reconstructive | 07.05 - SOFT TISSUE & TISSUE EXPANDERS | 07.05.02 - Tissue Expanders | 07.05.02.01 - Skin or Mammary |  | UQ048 | 653 | The Trustee for BE & MLP Unit Trust | PMT Tissue Expander (Integra/Accuspan) | Smooth tissue expander with remote or internal port | Volume 5cc to 1600cc | 337350 |  | March 2021 | New Listing
08 - Cardiac | 08.01 - Single Chamber ICDs | 08.01.02 - Features of 8.1.1 plus auto test sensing parameters, auto capture threshold test, lead impedance test, wireless remote analysis |  | a,d Remote Monitoring Service | MI410 | 30700 | Medtronic Australasia Pty Ltd | Cobalt™ XT VR ICD MRI SureScan™ with BlueSync mobile remote monitoring | Single Chamber Implantable Cardioverter Defibrillator with PhysionCurve Design, MRI compatible, Optimised Battery Chemistry, SmartShock 2.0+ Technology, Optivol 2.0 Fluid Status Monitoring, Complete Capture Management, BlueSync technology, DF1 with BlueSync mobile remote monitoring | 33.2 cm3, 79 g | 339484 | The benefit includes a component for remote monitoring services provided via a remote monitoring system or a smart device application. A separate benefit cannot be claimed in respect of a remote monitoring system listed on Part C of the Schedule. | March 2021 | New Listing
08 - Cardiac | 08.01 - Single Chamber ICDs | 08.01.02 - Features of 8.1.1 plus auto test sensing parameters, auto capture threshold test, lead impedance test, wireless remote analysis |  | a,d Remote Monitoring Service | MI411 | 30700 | Medtronic Australasia Pty Ltd | Cobalt™ VR ICD MRI SureScan™ with BlueSync mobile remote monitoring | Single Chamber Implantable Cardioverter Defibrillator with PhysionCurve Design, MRI compatible, Optimised Battery Chemistry, SmartShock 2.0 Technology, Complete Capture Management, BlueSync technology, DF1 with BlueSync mobile remote monitoring | 33.2 cm3, 79 g | 339485 | The benefit includes a component for remote monitoring services provided via a remote monitoring system or a smart device application. A separate benefit cannot be claimed in respect of a remote monitoring system listed on Part C of the Schedule. | March 2021 | New Listing
08 - Cardiac | 08.01 - Single Chamber ICDs | 08.01.02 - Features of 8.1.1 plus auto test sensing parameters, auto capture threshold test, lead impedance test, wireless remote analysis |  | a,d Remote Monitoring Service | MI412 | 30700 | Medtronic Australasia Pty Ltd | Crome™ VR ICD MRI SureScan™ with BlueSync mobile remote monitoring | Single Chamber Implantable Cardioverter Defibrillator with PhysionCurve Design, MRI compatible, Optimised Battery Chemistry, SmartShock 2.0 Technology, Complete Capture Management, BlueSync technology, DF1 with BlueSync mobile remote monitoring | 33.2 cm3, 79 g | 339486 | The benefit includes a component for remote monitoring services provided via a remote monitoring system or a smart device application. A separate benefit cannot be claimed in respect of a remote monitoring system listed on Part C of the Schedule. | March 2021 | New Listing
08 - Cardiac | 08.01 - Single Chamber ICDs | 08.01.02 - Features of 8.1.1 plus auto test sensing parameters, auto capture threshold test, lead impedance test, wireless remote analysis |  | a,d,e Remote Monitoring Service | MI407 | 31200 | Medtronic Australasia Pty Ltd | Cobalt™ XT VR ICD MRI SureScan™ with BlueSync mobile remote monitoring | Single Chamber Implantable Cardioverter Defibrillator with PhysionCurve Design, MRI compatible, Optimised Battery Chemistry, SmartShock 2.0+ Technology, Optivol 2.0 Fluid Status Monitoring, Complete Capture Management, BlueSync technology, DF4 | 32.8 cm3, 79 g | 339491 | The benefit includes a component for remote monitoring services provided via a remote monitoring system or a smart device application. A separate benefit cannot be claimed in respect of a remote monitoring system listed on Part C of the Schedule. | March 2021 | New Listing
08 - Cardiac | 08.01 - Single Chamber ICDs | 08.01.02 - Features of 8.1.1 plus auto test sensing parameters, auto capture threshold test, lead impedance test, wireless remote analysis |  | a,d,e Remote Monitoring Service | MI408 | 31200 | Medtronic Australasia Pty Ltd | Cobalt™ VR ICD MRI SureScan™ with BlueSync mobile remote monitoring | Single Chamber Implantable Cardioverter Defibrillator with PhysionCurve Design, MRI compatible, Optimised Battery Chemistry, SmartShock 2.0 Technology, Complete Capture Management, BlueSync technology, DF4 with BlueSync mobile remote monitoring | 32.8 cm3, 79 g | 339488 | The benefit includes a component for remote monitoring services provided via a remote monitoring system or a smart device application. A separate benefit cannot be claimed in respect of a remote monitoring system listed on Part C of the Schedule. | March 2021 | New Listing
08 - Cardiac | 08.01 - Single Chamber ICDs | 08.01.02 - Features of 8.1.1 plus auto test sensing parameters, auto capture threshold test, lead impedance test, wireless remote analysis |  | a,d,e Remote Monitoring Service | MI409 | 31200 | Medtronic Australasia Pty Ltd | Crome™ VR ICD MRI SureScan™ with BlueSync mobile remote monitoring | Single Chamber Implantable Cardioverter Defibrillator with PhysionCurve Design, MRI compatible, Optimised Battery Chemistry, SmartShock 2.0 Technology, Complete Capture Management, BlueSync technology, DF4 with BlueSync mobile remote monitoring | 32.8 cm3, 79 g | 339492 | The benefit includes a component for remote monitoring services provided via a remote monitoring system or a smart device application. A separate benefit cannot be claimed in respect of a remote monitoring system listed on Part C of the Schedule. | March 2021 | New Listing
08 - Cardiac | 08.02 - Dual Chamber ICDs | 08.02.02 - Features of 8.2.1 plus auto test sensing parameters, auto capture threshold test, lead impedance test, wireless remote analysis |  | a,c,d Remote Monitoring Service | MI405 | 32839 | Medtronic Australasia Pty Ltd | Cobalt™ XT DR ICD MRI SureScan™ with BlueSync mobile remote monitoring | Dual Chamber Implantable Cardioverter Defibrillator with PhysioCurve Design, MRI compatible, Optimised Battery Chemistry, SmartShock 2.0+ Technology, Optivol 2.0 Fluid Status Monitoring, Complete Capture Management, BlueSync technology, DF1 with BlueSync mobile remote monitoring | 33.1 cm3, 79 g | 339481 | The benefit includes a component for remote monitoring services provided via a remote monitoring system or a smart device application. A separate benefit cannot be claimed in respect of a remote monitoring system listed on Part C of the Schedule. | March 2021 | New Listing
08 - Cardiac | 08.02 - Dual Chamber ICDs | 08.02.02 - Features of 8.2.1 plus auto test sensing parameters, auto capture threshold test, lead impedance test, wireless remote analysis |  | a,c,d Remote Monitoring Service | MI406 | 32839 | Medtronic Australasia Pty Ltd | Cobalt™ DR ICD MRI SureScan™ with BlueSync mobile remote monitoring | Dual Chamber Implantable Cardioverter Defibrillator with PhysioCurve Design, MRI compatible, Optimised Battery Chemistry, SmartShock 2.0 Technology, Complete Capture Management, BlueSync technology, DF1 with BlueSync mobile remote monitoring | 33.1 cm3, 79 g | 339482 | The benefit includes a component for remote monitoring services provided via a remote monitoring system or a smart device application. A separate benefit cannot be claimed in respect of a remote monitoring system listed on Part C of the Schedule. | March 2021 | New Listing
08 - Cardiac | 08.02 - Dual Chamber ICDs | 08.02.02 - Features of 8.2.1 plus auto test sensing parameters, auto capture threshold test, lead impedance test, wireless remote analysis |  | a,c,d Remote Monitoring Service | MI413 | 32839 | Medtronic Australasia Pty Ltd | Crome™ DR ICD MRI SureScan™ with BlueSync mobile remote monitoring | Dual Chamber Implantable Cardioverter Defibrillator with PhysioCurve Design, MRI compatible, Optimised Battery Chemistry, SmartShock 2.0 Technology, Complete Capture Management, BlueSync technology, DF1 with BlueSync mobile remote monitoring | 33.1 cm3, 79 g | 339483 | The benefit includes a component for remote monitoring services provided via a remote monitoring system or a smart device application. A separate benefit cannot be claimed in respect of a remote monitoring system listed on Part C of the Schedule. | March 2021 | New Listing
08 - Cardiac | 08.02 - Dual Chamber ICDs | 08.02.02 - Features of 8.2.1 plus auto test sensing parameters, auto capture threshold test, lead impedance test, wireless remote analysis |  | a,c,d,e Remote Monitoring Service | MI402 | 33338 | Medtronic Australasia Pty Ltd | Cobalt™ XT DR ICD MRI SureScan™ with BlueSync mobile remote monitoring | Dual Chamber Implantable Cardioverter Defibrillator with PhysioCurve Design, MRI compatible, Optimised Battery Chemistry, SmartShock 2.0+ Technology, Optivol 2.0 Fluid Status Monitoring, Complete Capture Management, BlueSync technology, DF4 with BlueSync mobile remote monitoring | 33.7 cm3, 80 g | 339487 | The benefit includes a component for remote monitoring services provided via a remote monitoring system or a smart device application. A separate benefit cannot be claimed in respect of a remote monitoring system listed on Part C of the Schedule. | March 2021 | New Listing
08 - Cardiac | 08.02 - Dual Chamber ICDs | 08.02.02 - Features of 8.2.1 plus auto test sensing parameters, auto capture threshold test, lead impedance test, wireless remote analysis |  | a,c,d,e Remote Monitoring Service | MI403 | 33338 | Medtronic Australasia Pty Ltd | Cobalt™ DR ICD MRI SureScan™ with BlueSync mobile remote monitoring | Dual Chamber Implantable Cardioverter Defibrillator with PhysioCurve Design, MRI compatible, Optimised Battery Chemistry, SmartShock 2.0 Technology, Complete Capture Management, BlueSync technology, DF4 with BlueSync mobile remote monitoring | 33.7 cm3, 80 g | 339489 | The benefit includes a component for remote monitoring services provided via a remote monitoring system or a smart device application. A separate benefit cannot be claimed in respect of a remote monitoring system listed on Part C of the Schedule. | March 2021 | New Listing
08 - Cardiac | 08.02 - Dual Chamber ICDs | 08.02.02 - Features of 8.2.1 plus auto test sensing parameters, auto capture threshold test, lead impedance test, wireless remote analysis |  | a,c,d,e Remote Monitoring Service | MI404 | 33338 | Medtronic Australasia Pty Ltd | Crome™ DR ICD MRI SureScan™ with BlueSync mobile remote monitoring | Dual Chamber Implantable Cardioverter Defibrillator with PhysioCurve Design, MRI compatible, Optimised Battery Chemistry, SmartShock 2.0 Technology, Complete Capture Management, BlueSync technology, DF4 with BlueSync mobile remote monitoring | 33.7 cm3, 80 g | 339490 | The benefit includes a component for remote monitoring services provided via a remote monitoring system or a smart device application. A separate benefit cannot be claimed in respect of a remote monitoring system listed on Part C of the Schedule. | March 2021 | New Listing
08 - Cardiac | 08.03 - ICDs with CRT | 08.03.02 - Features of 8.3.1 plus auto test sensing parameters, auto capture threshold test, lead impedance test, wireless remote analysis |  | a,c,d Remote Monitoring Service | MI416 | 36082 | Medtronic Australasia Pty Ltd | Cobalt™ HF Quad CRT-D MRI SureScan™ with BlueSync mobile remote monitoring | Implantable Cardioverter Defibrillator with Cardiac Resynchronisation therapy, MRI compatible, SmartShock 2.0 Technology, OptiVol 2.0 Fluid Status Monitoring, CardioSync Optimisation Test, VectorExpress LV Automated Test, Complete Capture Management, BlueSync technology, DF1 with BlueSync mobile remote monitoring | 36.3 cm3, 83 g | 341554 | The benefit includes a component for remote monitoring services provided via a remote monitoring system or a smart device application. A separate benefit cannot be claimed in respect of a remote monitoring system listed on Part C of the Schedule. | March 2021 | New Listing
08 - Cardiac | 08.03 - ICDs with CRT | 08.03.02 - Features of 8.3.1 plus auto test sensing parameters, auto capture threshold test, lead impedance test, wireless remote analysis |  | a,c,d Remote Monitoring Service | MI417 | 36082 | Medtronic Australasia Pty Ltd | Cobalt™ HF CRT-D MRI SureScan™ with BlueSync mobile remote monitoring | Implantable Cardioverter Defibrillator with Cardiac Resynchronisation therapy, MRI compatible, SmartShock 2.0 Technology, OptiVol 2.0 Fluid Status Monitoring, CardioSync Optimisation Test, Complete Capture Management, BlueSync technology, DF1 with BlueSync mobile remote monitoring | 35 cm3, 83 g | 341551 | The benefit includes a component for remote monitoring services provided via a remote monitoring system or a smart device application. A separate benefit cannot be claimed in respect of a remote monitoring system listed on Part C of the Schedule. | March 2021 | New Listing
08 - Cardiac | 08.03 - ICDs with CRT | 08.03.02 - Features of 8.3.1 plus auto test sensing parameters, auto capture threshold test, lead impedance test, wireless remote analysis |  | a,c,d Remote Monitoring Service | MI418 | 36082 | Medtronic Australasia Pty Ltd | Crome™ HF Quad CRT-D MRI SureScan™ with BlueSync mobile remote monitoring | Implantable Cardioverter Defibrillator with Cardiac Resynchronisation therapy, MRI compatible, SmartShock 2.0 Technology, OptiVol 2.0 Fluid Status Monitoring, CardioSync Optimisation Test, VectorExpress LV Automated Test, Complete Capture Management, BlueSync technology, DF1 with BlueSync mobile remote monitoring | 36.3 cm3, 83 g | 341555 | The benefit includes a component for remote monitoring services provided via a remote monitoring system or a smart device application. A separate benefit cannot be claimed in respect of a remote monitoring system listed on Part C of the Schedule. | March 2021 | New Listing
08 - Cardiac | 08.03 - ICDs with CRT | 08.03.02 - Features of 8.3.1 plus auto test sensing parameters, auto capture threshold test, lead impedance test, wireless remote analysis |  | a,c,d Remote Monitoring Service | MI419 | 36082 | Medtronic Australasia Pty Ltd | Crome™ HF CRT-D MRI SureScan™ with BlueSync mobile remote monitoring | Implantable Cardioverter Defibrillator with Cardiac Resynchronisation therapy, MRI compatible, SmartShock 2.0 Technology, OptiVol 2.0 Fluid Status Monitoring, CardioSync Optimisation Test, Complete Capture Management, BlueSync technology, DF1 with BlueSync mobile remote monitoring | 35 cm3, 83 g | 341552 | The benefit includes a component for remote monitoring services provided via a remote monitoring system or a smart device application. A separate benefit cannot be claimed in respect of a remote monitoring system listed on Part C of the Schedule. | March 2021 | New Listing
08 - Cardiac | 08.03 - ICDs with CRT | 08.03.02 - Features of 8.3.1 plus auto test sensing parameters, auto capture threshold test, lead impedance test, wireless remote analysis |  | a,c,d Remote Monitoring Service | MI420 | 36082 | Medtronic Australasia Pty Ltd | Cobalt™ XT HF Quad CRT-D MRI SureScan™ with BlueSync mobile remote monitoring | Implantable Cardioverter Defibrillator with Cardiac Resynchronisation therapy with PhysioCurve Design, MRI compatible, SmartShock 2.0+ Technology, OptiVol 2.0 Fluid Status Monitoring, CardioSync Optimisation Test, VectorExpress LV Automated Test, Complete Capture Management, BlueSync technology, Quad DF4 with BlueSync mobile remote monitoring | 35.5 cm3, 83 g | 341549 | The benefit includes a component for remote monitoring services provided via a remote monitoring system or a smart device application. A separate benefit cannot be claimed in respect of a remote monitoring system listed on Part C of the Schedule. | March 2021 | New Listing
08 - Cardiac | 08.03 - ICDs with CRT | 08.03.02 - Features of 8.3.1 plus auto test sensing parameters, auto capture threshold test, lead impedance test, wireless remote analysis |  | a,c,d Remote Monitoring Service | MI424 | 36082 | Medtronic Australasia Pty Ltd | Cobalt™ XT HF Quad CRT-D MRI SureScan™ with BlueSync mobile remote monitoring | Implantable Cardioverter Defibrillator with Cardiac Resynchronisation therapy, MRI compatible, SmartShock 2.0+ Technology, OptiVol 2.0 Fluid Status Monitoring, CardioSync Optimisation Test, VectorExpress LV Automated Test, Complete Capture Management, BlueSync technology, DF1 with BlueSync mobile remote monitoring | 36.3 cm3, 83 g | 341553 | The benefit includes a component for remote monitoring services provided via a remote monitoring system or a smart device application. A separate benefit cannot be claimed in respect of a remote monitoring system listed on Part C of the Schedule. | March 2021 | New Listing
08 - Cardiac | 08.03 - ICDs with CRT | 08.03.02 - Features of 8.3.1 plus auto test sensing parameters, auto capture threshold test, lead impedance test, wireless remote analysis |  | a,c,d Remote Monitoring Service | MI425 | 36082 | Medtronic Australasia Pty Ltd | Cobalt™ XT HF CRT-D MRI SureScan™ with BlueSync mobile remote monitoring | Implantable Cardioverter Defibrillator with Cardiac Resynchronisation therapy, MRI compatible, SmartShock 2.0+ Technology, OptiVol 2.0 Fluid Status Monitoring, CardioSync Optimisation Test, Complete Capture Management, BlueSync technology, DF1 with BlueSync mobile remote monitoring | 35 cm3, 83 g | 341548 | The benefit includes a component for remote monitoring services provided via a remote monitoring system or a smart device application. A separate benefit cannot be claimed in respect of a remote monitoring system listed on Part C of the Schedule. | March 2021 | New Listing
08 - Cardiac | 08.03 - ICDs with CRT | 08.03.02 - Features of 8.3.1 plus auto test sensing parameters, auto capture threshold test, lead impedance test, wireless remote analysis |  | a,c,d,e Remote Monitoring Service | MI421 | 36582 | Medtronic Australasia Pty Ltd | Cobalt™ XT HF CRT-D MRI SureScan™ with BlueSync mobile remote monitoring | Implantable Cardioverter Defibrillator with Cardiac Resynchronisation therapy with PhysioCurve Design, MRI compatible, SmartShock 2.0+ Technology, OptiVol 2.0 Fluid Status Monitoring, CardioSync Optimisation Test, Complete Capture Management, BlueSync technology, DF4 with BlueSync mobile remote monitoring | 35 cm3, 83 g | 341556 | The benefit includes a component for remote monitoring services provided via a remote monitoring system or a smart device application. A separate benefit cannot be claimed in respect of a remote monitoring system listed on Part C of the Schedule. | March 2021 | New Listing
08 - Cardiac | 08.03 - ICDs with CRT | 08.03.02 - Features of 8.3.1 plus auto test sensing parameters, auto capture threshold test, lead impedance test, wireless remote analysis |  | a,c,d,e Remote Monitoring Service | MI422 | 36582 | Medtronic Australasia Pty Ltd | Crome™ HF Quad CRT-D MRI SureScan™ with BlueSync mobile remote monitoring | Implantable Cardioverter Defibrillator with Cardiac Resynchronisation therapy with PhysioCurve Design, MRI compatible, SmartShock 2.0 Technology, OptiVol 2.0 Fluid Status Monitoring, CardioSync Optimisation Test, VectorExpress LV Automated Test, Complete Capture Management, BlueSync technology, Quad DF4 with BlueSync mobile remote monitoring | 35.5 cm3, 83 g | 341547 | The benefit includes a component for remote monitoring services provided via a remote monitoring system or a smart device application. A separate benefit cannot be claimed in respect of a remote monitoring system listed on Part C of the Schedule. | March 2021 | New Listing
08 - Cardiac | 08.03 - ICDs with CRT | 08.03.02 - Features of 8.3.1 plus auto test sensing parameters, auto capture threshold test, lead impedance test, wireless remote analysis |  | a,c,d,e Remote Monitoring Service | MI423 | 36582 | Medtronic Australasia Pty Ltd | Crome™ HF CRT-D MRI SureScan™ with BlueSync mobile remote monitoring | Implantable Cardioverter Defibrillator with Cardiac Resynchronisation therapy with PhysioCurve Design, MRI compatible, SmartShock 2.0 Technology, OptiVol 2.0 Fluid Status Monitoring, CardioSync Optimisation Test, Complete Capture Management, BlueSync technology, DF4 with BlueSync mobile remote monitoring | 35 cm3, 83 g | 341558 | The benefit includes a component for remote monitoring services provided via a remote monitoring system or a smart device application. A separate benefit cannot be claimed in respect of a remote monitoring system listed on Part C of the Schedule. | March 2021 | New Listing
08 - Cardiac | 08.03 - ICDs with CRT | 08.03.02 - Features of 8.3.1 plus auto test sensing parameters, auto capture threshold test, lead impedance test, wireless remote analysis |  | a,c,d,e Remote Monitoring Service | MI426 | 36582 | Medtronic Australasia Pty Ltd | Cobalt™ HF Quad CRT-D MRI SureScan™ with BlueSync mobile remote monitoring | Implantable Cardioverter Defibrillator with Cardiac Resynchronisation therapy with PhysioCurve Design, MRI compatible, SmartShock 2.0 Technology, OptiVol 2.0 Fluid Status Monitoring, CardioSync Optimisation Test, VectorExpress LV Automated Test, Complete Capture Management, BlueSync technology, Quad DF4 with BlueSync mobile remote monitoring | 35.5 cm3, 83 g | 341550 | The benefit includes a component for remote monitoring services provided via a remote monitoring system or a smart device application. A separate benefit cannot be claimed in respect of a remote monitoring system listed on Part C of the Schedule. | March 2021 | New Listing
08 - Cardiac | 08.03 - ICDs with CRT | 08.03.02 - Features of 8.3.1 plus auto test sensing parameters, auto capture threshold test, lead impedance test, wireless remote analysis |  | a,c,d,e Remote Monitoring Service | MI427 | 36582 | Medtronic Australasia Pty Ltd | Cobalt™ HF CRT-D MRI SureScan™ with BlueSync mobile remote monitoring | Implantable Cardioverter Defibrillator with Cardiac Resynchronisation therapy with PhysioCurve Design, MRI compatible, SmartShock 2.0 Technology, OptiVol 2.0 Fluid Status Monitoring, CardioSync Optimisation Test, Complete Capture Management, BlueSync technology, DF4 with BlueSync mobile remote monitoring | 35 cm3, 83 g | 341557 | The benefit includes a component for remote monitoring services provided via a remote monitoring system or a smart device application. A separate benefit cannot be claimed in respect of a remote monitoring system listed on Part C of the Schedule. | March 2021 | New Listing
08 - Cardiac | 08.12 - Coronary Stents | 08.12.01 - Drug Eluting | 08.12.01.01 - General Purpose |  | SJ434 | 2298 | ABBOTT MEDICAL AUSTRALIA PTY LTD. | Xience PRIME LL Everolimus Eluting Coronary Stent; Xience PRIME Everolimus Eluting Coronary Stent; Xience PRIME SV Everolimus Eluting Coronary Stent | Coronary Artery Stent, Drug Eluting | XIENCE PRIME LL 2.50; 2.75; 3.00; 3.50; 4.0 x 33MM; XIENCE PRIME LL 2.50; 2.75; 3.00; 3.50; 4.0 x 38MM; XIENCE PRIME SV 2.25 x 08; 12; 15; 18; 23; 28MM; XIENCE PRIME 2.50 x 08; 12; 15; 18; 23; 28MM; XIENCE PRIME 2.75 x 08; 12; 15; 18; 23; 28MM; XIENCE PRIME 3.00 x 08; 12; 15; 18; 23; 28MM; XIENCE PRIME 3.50 x 08; 12; 15; 18; 23; 28MM; XIENCE PRIME 4.00 x 08; 12; 15; 18; 23; 28MM | 167859 167879 167878 |  | March 2021 | Transferred from AY037
08 - Cardiac | 08.12 - Coronary Stents | 08.12.01 - Drug Eluting | 08.12.01.01 - General Purpose |  | SJ435 | 2298 | ABBOTT MEDICAL AUSTRALIA PTY LTD. | XIENCE Xpedition Everolimus Eluting Coronary Stent System | Coronary Artery Stent, Drug Eluting | Xience Xpedition DES - 2.25 x (8,12,15,18,23,28) RX CE, 2.50 x (8,12,15,18,23,28,33,38,48) RX CE; 2.75 x (8,12,15,18,23,28,33,38,48) RX CE; 3.00 x (8,12,15,18,23,28,33,38,48) RX CE; 3.25 x (8,12,15,18,23,28,33,38) RX CE; 3.50 x (8,12,15,18,23,28,33,38,48) RX CE; 4.00 x (8,12,15,18,23,28,33,38) RX CE; | 215603 215602 215604 264373 |  | March 2021 | Transferred from AY040
08 - Cardiac | 08.12 - Coronary Stents | 08.12.01 - Drug Eluting | 08.12.01.01 - General Purpose |  | SJ436 | 2298 | ABBOTT MEDICAL AUSTRALIA PTY LTD. | XIENCE Alpine Everolimus Eluting Coronary Stent System | Drug eluting coronary artery stent | 2.00 mm x (08, 12, 15, 18, 23, 28) mm 2.25 mm x (08, 12, 15, 18, 23, 28) mm 2.50 mm x (08, 12, 15, 18, 23, 28, 33, 38) mm 2.75 mm x (08, 12, 15, 18, 23, 28, 33, 38) mm 3.00 mm x (08, 12, 15, 18, 23, 28, 33, 38) mm 3.25 mm x (08, 12, 15, 18, 23, 28, 33, 38) mm 3.50 mm x (08, 12, 15, 18, 23, 28, 33, 38) mm 4.00 mm x (08, 12, 15, 18, 23, 28, 33, 38) mm | 266175 |  | March 2021 | Transferred from AY044
08 - Cardiac | 08.12 - Coronary Stents | 08.12.01 - Drug Eluting | 08.12.01.01 - General Purpose |  | SJ437 | 2298 | ABBOTT MEDICAL AUSTRALIA PTY LTD. | XIENCE Sierra Everolimus Eluting Coronary Stent System | Drug eluting coronary artery stent | Diameter: 2.00mm to 4.0mm. Length: 8mm to 38mm | 313811 |  | March 2021 | Transferred from AY047
08 - Cardiac | 08.12 - Coronary Stents | 08.12.02 - Bare Metal | 08.12.02.01 - General Purpose |  | SJ438 | 831 | ABBOTT MEDICAL AUSTRALIA PTY LTD. | Multilink Coronary Stent System - Vision | Cobalt chrome stent | 2.25mm to 4.0mm widths, 8mm to 38mm lengths | 126481 126482 |  | March 2021 | Transferred from AY028
08 - Cardiac | 08.12 - Coronary Stents | 08.12.02 - Bare Metal | 08.12.02.01 - General Purpose |  | SJ439 | 831 | ABBOTT MEDICAL AUSTRALIA PTY LTD. | MULTI-LINK 8 Coronary Stent System, MULTI-LINK 8 SV Coronary Stent System and MULTI-LINK 8 LL Coronary Stent System | The MULTI-LINK 8, MULTI-LINK 8 SV, MULTI-LINK 8 LL Coronary Stent System (CSS) is comprised of two main components: the cobalt chromium (CoCr) stent and the balloon expandable delivery system. | MULTI-LINK 8: Diam: 2.5, 2.75, 3.0, 3.5, 4.0mm, Stent Length: 8, 12, 15, 18, 23, 28mm; MULTI-LINK 8 SV CSS: Diam: 2.25mm, Stent Length: 8, 12, 15, 18, 23, 28mm; MULTI-LINK 8 LL CSS: Diam: 2.5, 2.75, 3.0, 3.5, 4.0mm, Stent Length: 33 and 38mm | 174511 176896 174519 |  | March 2021 | Transferred from AY039
08 - Cardiac | 08.12 - Coronary Stents | 08.12.02 - Bare Metal | 08.12.02.02 - Special Purpose for specific indications | l, m | SJ440 | 2146 | ABBOTT MEDICAL AUSTRALIA PTY LTD. | GRAFTMASTER RX Coronary Stent Graft | Stainless Steel/PTFE | 16-26 mm x 2.8 - 4.8 mm | 214226 |  | March 2021 | Transferred from AY012
08 - Cardiac | 08.13 - Special Purpose Percutaneous Cardiovascular Devices | 08.13.01 - Cardiac Defect Occluders |  |  | SJ429 | 7436 | ABBOTT MEDICAL AUSTRALIA PTY LTD. | Amplatzer Piccolo Occluder | Single use implantable transcatheter device for minimally invasive closure of Patent Ductus Arteriosus | 0.2cm-0.6cm | 332782 |  | March 2021 | New Listing
08 - Cardiac | 08.16 - Remote Monitoring System | 08.16.01 - Remote Monitoring System |  |  | RF033 | 1450 | MICROPORT CRM PTY LIMITED | Smart Monitor | Monitoring Device for Smartview Remote Monitoring System | One size only | 350770 |  | March 2021 | New Listing
09 - Cardiothoracic | 09.08 - Cardiac Assisted Fixation Devices | 09.08.02 - Surgical closure devices (atrial appendage) |  |  | ZZ066 | 1097 | AA-Med Pty Ltd | AtriClip Left Atrial Appendage Exclusion System | Gillinov-Cosgrove LAA Clip for open occlusion of the left atrial appendage mounted on a disposable applier | 35mm, 40mm, 45mm, 50mm, | 308862 |  | March 2021 | New Listing
09 - Cardiothoracic | 09.09 - Aorta and Side Branch Grafts | 09.09.01 - Modified Tube (end modified eg valsalva) |  |  | GX028 | 3154 | GETINGE AUSTRALIA PTY. LTD. | Cardioroot | Woven polyester vascular prosthesis, gelatin sealed | Diameter 24mm - 34mm Length 15cm | 343016 |  | March 2021 | Transferred from MQ041
10 - Vascular | 10.01 - Vascular Stents | 10.01.01 - Bare Metal Stents | 10.01.01.01 - Balloon Expandable |  | SJ441 | 1625 | ABBOTT MEDICAL AUSTRALIA PTY LTD. | Omnilink Stainless Steel Balloon Deployable Peripheral Stent | Stainless Steel Balloon Expandable Peripheral Stent on 018/035 system | 018 & 035 system: 5-10mm diameter by 12, 16, 18, 28, 38, 58mm length | 146848 |  | March 2021 | Transferred from AY024
10 - Vascular | 10.01 - Vascular Stents | 10.01.01 - Bare Metal Stents | 10.01.01.01 - Balloon Expandable |  | SJ442 | 1625 | ABBOTT MEDICAL AUSTRALIA PTY LTD. | Omnilink Elite Vascular Balloon-Expandable Stent System | Omnilink Elite Vascular Balloon-Expandable Stent System is a balloon- expandable stent system indicated for the treatment of atherosclerotic iliac artery lesions with reference vessel diameters of ≥ 5.0 mm and ≤ 11.0 mm, and lesion lengths up to 50 mm. | 6.0mm x (12,16,19,29,39,59)mm x 80cm 7.0mm x (12,16,19,29,39,59)mm x 80cm 8.0mm x (19,29,39,59)mm x 80cm 9.0mm x (19,29,39,59)mm x 80cm 10.0mm x (19,29,39,59)mm x 80cm 6.0mm x (12, 16,19,29,39,59)mm x 135cm 7.0mm x (12, 16,19,29,39,59)mm x 135cm 8.0mm x (19,29,39,59)mm x 135cm 9.0mm x (19,29,39,59)mm x 135cm 10.0mm x (19,29,39,59)mm x 135cm | 269609 |  | March 2021 | Transferred from AY046
10 - Vascular | 10.01 - Vascular Stents | 10.01.01 - Bare Metal Stents | 10.01.01.02 - Self Expandable, <150mm |  | MI414 | 1625 | Medtronic Australasia Pty Ltd | Abre venous stent system | The Abre stent system consists of a stent and stent delivery system designed specifically for implantation in the peripheral venous system. The system consists of a flexible self expanding stent made of a nickel-titanium alloy (nitinol) provided in multiple lengths and diameters and an over-the wire stent delivery system. | Length: 40mm-120mm. Diameter: 10mm-20mm | 315001 |  | March 2021 | New Listing
10 - Vascular | 10.01 - Vascular Stents | 10.01.01 - Bare Metal Stents | 10.01.01.02 - Self Expandable, <150mm |  | SJ443 | 1625 | ABBOTT MEDICAL AUSTRALIA PTY LTD. | Xpert | Xpert is a laser cut nitinol self expanding stent, used to treat peripheral vessel disease, Xpert is a low profile system designed for small vessels and is 4 french. | 3 - 8mm in diameter, 20 - 80mm in length | 146848 |  | March 2021 | Transferred from AY031
10 - Vascular | 10.01 - Vascular Stents | 10.01.01 - Bare Metal Stents | 10.01.01.02 - Self Expandable, <150mm |  | SJ444 | 1625 | ABBOTT MEDICAL AUSTRALIA PTY LTD. | ACCULINK Peripheral Stent System | Nickel-Titanium Intra-vascular stent | 4-10mm diameter, 13-56mm length | 150102 |  | March 2021 | Transferred from AY032
10 - Vascular | 10.01 - Vascular Stents | 10.01.01 - Bare Metal Stents | 10.01.01.02 - Self Expandable, <150mm |  | SJ445 | 1625 | ABBOTT MEDICAL AUSTRALIA PTY LTD. | Absolute Self Expanding Peripheral stent | Laser cut nitinol self expanding stent, 20mm - 120mm lengths | Size ranges from: 5.0X20MM, 80CM - 8.0x120MM, 135CM | 146848 |  | March 2021 | Transferred from AY041
10 - Vascular | 10.01 - Vascular Stents | 10.01.01 - Bare Metal Stents | 10.01.01.02 - Self Expandable, <150mm |  | SJ446 | 1625 | ABBOTT MEDICAL AUSTRALIA PTY LTD. | Supera Peripheral Stent System | Interwoven Self-Expanding Nitnol Stent | Stent inner diameter: 4.0 mm - 8.0 mm Stent outer diameter: 4.5 mm - 7.5 mm Stent length: 20 mm - 120 mm | 227976 |  | March 2021 | Transferred from AY043
10 - Vascular | 10.01 - Vascular Stents | 10.01.01 - Bare Metal Stents | 10.01.01.03 - Self Expandable, ≥150mm |  | MI415 | 2681 | Medtronic Australasia Pty Ltd | Abre venous stent system | The Abre stent system consists of a stent and stent delivery system designed specifically for implantation in the peripheral venous system. The system consists of a flexible self expanding stent made of a nickel-titanium alloy (nitinol) provided in multiple lengths and diameters and an over-the wire stent delivery system. | Length: 150mm. Diameter: 10mm-20mm | 315001 |  | March 2021 | New Listing
10 - Vascular | 10.01 - Vascular Stents | 10.01.01 - Bare Metal Stents | 10.01.01.03 - Self Expandable, ≥150mm |  | SJ447 | 2681 | ABBOTT MEDICAL AUSTRALIA PTY LTD. | Absolute Pro (Long Length) | Laser cut nitinol self expanding stent ≥150 | Diameter 5mm to 10mm; length 150mm, 170mm, 200mm | 146848 |  | March 2021 | Transferred from AY036
10 - Vascular | 10.01 - Vascular Stents | 10.01.01 - Bare Metal Stents | 10.01.01.03 - Self Expandable, ≥150mm |  | SJ448 | 2681 | ABBOTT MEDICAL AUSTRALIA PTY LTD. | Supera Peripheral Stent System | Interwooven Self-Expanding Nitinol Stent | Stent inner diameter: 4.0 mm - 6.0 mm Stent outer diameter: 4.5 mm - 6.5 mm Stent length: 150 mm - 200mm | 227976 |  | March 2021 | Transferred from AY042
10 - Vascular | 10.06 - Embolic Protection Devices | 10.06.02 - Arterial |  |  | SJ449 | 1895 | ABBOTT MEDICAL AUSTRALIA PTY LTD. | Emboshield | Embolic Protection Device, including delivery system, device specific procedural wire, filter for capturing embolic matter and retrieval system | Large and small. Two wire lengths: 190cm for Monorail system and 315cm for Over the wire | 168012 142453 |  | March 2021 | Transferred from AY018
10 - Vascular | 10.06 - Embolic Protection Devices | 10.06.02 - Arterial |  |  | SJ450 | 1895 | ABBOTT MEDICAL AUSTRALIA PTY LTD. | Accunet | Embolic Protection Device, including delivery system, device specific procedural wire, filter for capturing embolic matter and retrieval system. | 4.5 - 7.5; 190cm, 300cm length catheter | 141869 |  | March 2021 | Transferred from AY030
10 - Vascular | 10.07 - Arterial Closure Devices | 10.07.01 - Arterial Closure Devices |  | L (Large) | SJ451 | 608 | ABBOTT MEDICAL AUSTRALIA PTY LTD. | Prostar | Suture Mediated Closure Device - Closure of Large holes | Up to 24 French | 300736 |  | March 2021 | Transferred from AY034
10 - Vascular | 10.07 - Arterial Closure Devices | 10.07.01 - Arterial Closure Devices |  |  | DO025 | 332 | CARDINAL HEALTH AUSTRALIA 503 PTY LTD. | MYNX Control Vascular Closure Device | The MYNX CONTROL Vascular Closure Device is designed to achieve femoral artery hemostasis via delivery of an extravascular, water-soluble synthetic hydrogel sealant, using a balloon catheter in conjunction with a standard procedural sheath. The sealant is made of a polyethylene glycol (PEG) material which expands upon contact with subcutaneous fluids to seal the arteriotomy. The sealant is resorbed by the body within 30 days. A 10 ml locking syringe is used for balloon inflation and deflation. | 5F, 6/7F | 333853 |  | March 2021 | New Listing
10 - Vascular | 10.07 - Arterial Closure Devices | 10.07.01 - Arterial Closure Devices |  |  | SJ452 | 332 | ABBOTT MEDICAL AUSTRALIA PTY LTD. | Proglide | Suture Mediated Closure Device | 5 - 8 French | 300736 |  | March 2021 | Transferred from AY033
10 - Vascular | 10.08 - Occlusion Devices | 10.08.03 - Polymer | 10.08.03.03 - 2ml |  | VN003 | 510 | Varian Medical Systems Australia | Embozene Microspheres | Uniquely colour-coded microspheres used in the embolization of hypervascular tumours and arteriovenous malformations | In between the range of 40 - 1130 micron - 2ml | 289243 |  | March 2021 | Transferred from BS314
11 - Hip | 11.01 - FEMORAL COMPONENTS - PRIMARY AND REVISION | 11.01.04 - Uncemented, HA Coated | 11.01.04.01 - Grit Blast |  | HT001 | 3609 | ADLER ORTHO AUSTRALIA PTY LTD | Hydra Hip Stem | Tapered, Titanium, HA Coated, Modular Uncemented Femoral Stem | Sizes 9 - 18 | 315264 |  | March 2021 | Transferred from TZ016
11 - Hip | 11.01 - FEMORAL COMPONENTS - PRIMARY AND REVISION | 11.01.04 - Uncemented, HA Coated | 11.01.04.02 - Beaded |  | MN275 | 4070 | Johnson & Johnson Medical Pty Ltd | ACTIS Femoral Stem | Collared, proximal beaded with HA | Size 0-12 | 346130 |  | March 2021 | New Listing
11 - Hip | 11.01 - FEMORAL COMPONENTS - PRIMARY AND REVISION | 11.01.04 - Uncemented, HA Coated | 11.01.04.04 - Plasma |  | HT002 | 4196 | ADLER ORTHO AUSTRALIA PTY LTD | Corae | Uncemented Femoral Hip Stem with HA Coating | 9 to 18 with Standard and Offset stems | 216269 |  | March 2021 | Transferred from TZ015
11 - Hip | 11.01 - FEMORAL COMPONENTS - PRIMARY AND REVISION | 11.01.04 - Uncemented, HA Coated | 11.01.04.04 - Plasma |  | TZ032 | 4196 | The Trustee for Adler Ortho Unit Trust | Hydra-Fix | Forged titanium alloy stems with HA coating 12/14 taper | 8 - 18, standard, offset | 325181 |  | March 2021 | New Listing
11 - Hip | 11.01 - FEMORAL COMPONENTS - PRIMARY AND REVISION | 11.01.07 - Uncemented, Modular | 11.01.07.05 - Unpolished and Polished | Spacer, Tumour | TZ027 | 3591 | The Trustee for Adler Ortho Unit Trust | Pantheon Bridging Collar | Ti6Al4V additive manufactured porous collar | Collar Diameters 26 - 36mm, for Stem diameters 10 to 24 mm, without or with plate attachment or cylindrical. | 340803 342977 |  | March 2021 | New Listing
11 - Hip | 11.01 - FEMORAL COMPONENTS - PRIMARY AND REVISION | 11.01.09 - Uncemented, Modular, Long Lengths (Stem ≥200mm; Body ≥75mm; Cone ≥70mm; Spacer/Sleeve ≥50mm) | 11.01.09.05 - Unpolished and Polished | Spacer, Tumour | TZ029 | 3054 | The Trustee for Adler Ortho Unit Trust | Pantheon Shaft | Ti6Al4V Smooth Shaft Extension Pieces | 35 - 140mm | 340801 |  | March 2021 | New Listing
11 - Hip | 11.01 - FEMORAL COMPONENTS - PRIMARY AND REVISION | 11.01.14 - Femoral Neck |  |  | HT003 | 1029 | ADLER ORTHO AUSTRALIA PTY LTD | S.F Modula Neck | S.F Modula Neck. Titanium for use with Adler Modular Hip Stems | OX, OY, OZ, OA, OB, OC, 9X, 9Y, 9Z, 9A, 9B, 9C, 9AA, 9BB, 9CC | 289075 |  | March 2021 | Transferred from TZ014
11 - Hip | 11.02 - FEMORAL HEADS | 11.02.01 - Conventional Femoral Heads, ≤32mm | 11.02.01.02 - Cobalt Chrome |  | FD001 | 671 | EVOLUTIS MA AUSTRALIA PTY LTD | Evolutis CoCr Femoral Head | CoCr Femoral Head | 22mm, 28mm and 32mm diameter | 268273 |  | March 2021 | New Listing
11 - Hip | 11.02 - FEMORAL HEADS | 11.02.01 - Conventional Femoral Heads, ≤32mm | 11.02.01.05 - Ceramic Mix |  | FD003 | 1762 | EVOLUTIS MA AUSTRALIA PTY LTD | Delta Ceramic Femoral Head | Delta Ceramic Head | 28mm to 32mm diameter | 273049 |  | March 2021 | New Listing
11 - Hip | 11.02 - FEMORAL HEADS | 11.02.02 - Conventional Femoral Heads, >32mm | 11.02.02.02 - Cobalt Chrome |  | FD002 | 797 | EVOLUTIS MA AUSTRALIA PTY LTD | Evolutis CoCr Femoral Head | CoCr Femoral Heads | 36mm diamater | 268273 |  | March 2021 | New Listing
11 - Hip | 11.02 - FEMORAL HEADS | 11.02.02 - Conventional Femoral Heads, >32mm | 11.02.02.05 - Ceramic Mix |  | FD004 | 1931 | EVOLUTIS MA AUSTRALIA PTY LTD | Delta Ceramic Femoral Head | Delta Femoral Head | 36mm to 40mm | 273049 |  | March 2021 | New Listing
11 - Hip | 11.03 - ACETABULAR COMPONENTS | 11.03.02 - Shells, Uncemented | 11.03.02.05 - Porous Metal |  | HT004 | 2812 | ADLER ORTHO AUSTRALIA PTY LTD | Fixa Ti-Por Cup | Porous Matrix Titanium, Screw Holes with Plugs, Hemispherical Acetabular Cup | 44-66mm | 207934 |  | March 2021 | Transferred from TZ005
11 - Hip | 11.03 - ACETABULAR COMPONENTS | 11.03.04 - Insert/Liner | 11.03.04.02 - Modified polyethylene |  | HT005 | 973 | ADLER ORTHO AUSTRALIA PTY LTD | Adler PE Acetabular Liners | XLPE Liners - for Fixa Cups | Neutral, 15 degree, in 22,28,32,36mm ID, | 208840 |  | March 2021 | Transferred from TZ007
11 - Hip | 11.03 - ACETABULAR COMPONENTS | 11.03.04 - Insert/Liner | 11.03.04.03 - Ceramic |  | HT006 | 2149 | ADLER ORTHO AUSTRALIA PTY LTD | Adler Ceramic Acetabular Liners | Ceramic Liners - for Fixa Cups | Delta, 28,32,36 & 40 mm ID | 206130 |  | March 2021 | Transferred from TZ008
11 - Hip | 11.03 - ACETABULAR COMPONENTS | 11.03.05 - Bonded Shell/Liner | 11.03.05.05 - Ceramic Mix |  | HT007 | 4381 | ADLER ORTHO AUSTRALIA PTY LTD | Agilis Tipor | AGILIS Ti-POR is an uncemented monoblock hemispherical acetabulum cup designed to articulate with ceramic heads of large diameter. | 42 – 66 mm diameter | 292345 |  | March 2021 | Transferred from TZ018
11 - Hip | 11.04 - ACCESSORIES | 11.04.03 - Bone Screw |  |  | HT009 | 116 | ADLER ORTHO AUSTRALIA PTY LTD | Adler Bone Screw | Bone Screw for Acetabular Cup | 6.5 and 8.5mm Diameter. 15-65mm Length. | 237073 |  | March 2021 | Transferred from TZ006
11 - Hip | 11.04 - ACCESSORIES | 11.04.03 - Bone Screw |  |  | TZ030 | 116 | The Trustee for Adler Ortho Unit Trust | Pantheon Flat Plate Compression Screw | Ti6Al4V Screw | Short, Medium, Long | 237073 |  | March 2021 | New Listing
11 - Hip | 11.04 - ACCESSORIES | 11.04.10 - Head Taper Insert |  |  | HT008 | 436 | ADLER ORTHO AUSTRALIA PTY LTD | Adler Revision Sleeve | Adler revision femoral head titanium sleeve | Short, Medium, Long, X-Long | 296609 |  | March 2021 | Transferred from TZ017
11 - Hip | 11.04 - ACCESSORIES | 11.04.22 - Trochanter Plate |  |  | TZ028 | 387 | The Trustee for Adler Ortho Unit Trust | Pantheon Flat Plate with Spikes | Ti6Ai4V Plate with spikes on inner surface, screw and cable compatibility for Trochanter | L50, L70 | 340794 |  | March 2021 | New Listing
11 - Hip | 11.04 - ACCESSORIES | 11.04.22 - Trochanter Plate |  |  | TZ031 | 387 | The Trustee for Adler Ortho Unit Trust | Cortical Plate | Titanium plate either rough with HA or porous Ti-Por used as a flange for femoral or tibial prosthesis | 30 to 70mm | 340794 |  | March 2021 | New Listing
12 - Knee | 12.01 - FEMORAL COMPONENT: TOTAL KNEE ARTHROPLASTY | 12.01.01 - Cemented, Alloy | 12.01.01.01 - Minimally Stabilised |  | HT010 | 2877 | ADLER ORTHO AUSTRALIA PTY LTD | Genus Knee System - Genus Cemented Femoral Component | Femoral Component for Total Knee Arthroplasty | 1-7 right, 1-7 left, Minus | 232056 |  | March 2021 | Transferred from TZ009
12 - Knee | 12.01 - FEMORAL COMPONENT: TOTAL KNEE ARTHROPLASTY | 12.01.05 - Uncemented, Alloy, HA Coating | 12.01.05.01 - Minimally Stabilised |  | HT011 | 3575 | ADLER ORTHO AUSTRALIA PTY LTD | Genus Knee System - Genus Cementless Femoral Component + HA | Cementless Femoral Component with HA coating | 1-7 right, 1-7 left, Minus | 232071 |  | March 2021 | Transferred from TZ012
12 - Knee | 12.02 - FEMORAL COMPONENT: UNI-COMPARTMENTAL KNEE ARTHROPLASTY | 12.02.01 - Cemented, Alloy |  |  | HT012 | 2007 | ADLER ORTHO AUSTRALIA PTY LTD | Genus Uni Cemented Femoral Component | Genus Uni - unicompartmental Knee Femoral Component - Cemented | RM/LL and LM/RL Sizes 1-6 | 287896 |  | March 2021 | Transferred from TZ023
12 - Knee | 12.02 - FEMORAL COMPONENT: UNI-COMPARTMENTAL KNEE ARTHROPLASTY | 12.02.03 - Uncemented, Alloy | 12.02.03.01 - HA Coating |  | HT013 | 2180 | ADLER ORTHO AUSTRALIA PTY LTD | Genus Uni Cementless Co-Por Femoral Component | Genus Uni Cementless Femoral Component manufactured using CoPor - (CoCr powder manaufacturing) to provide a monolithic structure with three dimensional porous matrix at the bone interface which is then HA coated. | Sizes 1-6 RM/LL and LM/RL | 287897 |  | March 2021 | Transferred from TZ025
12 - Knee | 12.03 - TIBIAL TRAY COMPONENT - TOTAL KNEE ARTHROPLASTY | 12.03.04 - Cemented, Alloy, for Mobile Insert |  |  | HT014 | 2093 | ADLER ORTHO AUSTRALIA PTY LTD | Genus Knee System - Genus Cemented Tibial Tray | Cemented Mobile Bearing Tibial Tray | 1-7 | 232058 |  | March 2021 | Transferred from TZ011
12 - Knee | 12.03 - TIBIAL TRAY COMPONENT - TOTAL KNEE ARTHROPLASTY | 12.03.07 - Uncemented, Alloy, for Mobile Insert | 12.03.07.01 - HA Coating |  | HT015 | 2922 | ADLER ORTHO AUSTRALIA PTY LTD | Genus Knee System - Genus Cementless Tibial Tray + HA | Mobile Bearing Cementless Tibial Tray with HA coating | 1-7 | 232061 |  | March 2021 | Transferred from TZ010
12 - Knee | 12.04 - TIBIAL TRAY COMPONENT: UNI-COMPARTMENTAL KNEE ARTHROPLASTY | 12.04.01 - Cemented, Alloy Polyethylene |  |  | HT016 | 1090 | ADLER ORTHO AUSTRALIA PTY LTD | Genus Uni All Poly tibial Component | Genus Uni All Poly cemented Tibial Component | Sizes 1-6, RM/LL and LM/RL Heights 9-14mm | 287901 |  | March 2021 | Transferred from TZ021
12 - Knee | 12.04 - TIBIAL TRAY COMPONENT: UNI-COMPARTMENTAL KNEE ARTHROPLASTY | 12.04.02 - Cemented, Alloy |  |  | HT017 | 1352 | ADLER ORTHO AUSTRALIA PTY LTD | Genus Uni Tibial Tray Cemented | Genus Uni Tibial Component Cemented is part of the Genus Uni Unicompartmental system. | Sizes 1-6 RM/LL and LM/RL | 287898 |  | March 2021 | Transferred from TZ024
12 - Knee | 12.04 - TIBIAL TRAY COMPONENT: UNI-COMPARTMENTAL KNEE ARTHROPLASTY | 12.04.05 - Uncemented, Alloy | 12.04.05.01 - HA Coating |  | HT018 | 1570 | ADLER ORTHO AUSTRALIA PTY LTD | Genus Uni Tibial Tray Cementless | Genus Uni Tibial Tray for cementless fixation using Ti-Por powder printed monolithic construct with HA Coating. | Sizes 1-6 RM/LL and LM/RL | 287899 |  | March 2021 | Transferred from TZ026
12 - Knee | 12.06 - TIBIAL INSERT: UNI-COMPARTMENTAL ARTHROPLASTY | 12.06.01 - Tibial Insert: Uni-Compartmental Arthroplasty |  |  | HT019 | 689 | ADLER ORTHO AUSTRALIA PTY LTD | Genus Uni Tibial Insert | Genus Uni Tibial Insert for use with Genus Uni Tibial Tray | Heights 9-14, Size 1-6, RM/LL, LM/RL | 287900 |  | March 2021 | Transferred from TZ020
12 - Knee | 12.08 - PATELLAR COMPONENT | 12.08.01 - Cemented, All Polyethylene |  |  | HT020 | 524 | ADLER ORTHO AUSTRALIA PTY LTD | Genus Knee System - Genus PE Patella | Polyethylene Patella | 20, 23, 26, 27, 30, 33, 36mm | 232065 232066 |  | March 2021 | Transferred from TZ013
12 - Knee | 12.11 - KNEE ACCESSORIES | 12.11.01 - Augments |  |  | LI120 | 1119 | Amplitude Australia | Anatomic Knee Tibial Half Blocks | Tibial Half Blocks Cemented | Sizes 0/1/2, 3/4/5, 6/7/8 Thickness 5mm to 15mm | 241999 |  | March 2021 | New Listing
12 - Knee | 12.11 - KNEE ACCESSORIES | 12.11.09 - Screws |  |  | HT021 | 123 | ADLER ORTHO AUSTRALIA PTY LTD | Genus Uni Tibial Screw | Bone Screws for use with the Genus Uni Tibia | 6.5mm 20-50mm | 237073 |  | March 2021 | Transferred from TZ022
13 - Spinal | 13.01 - Bone Screws | 13.01.01 - Pedicle, Monoaxial |  | Cannulated | RI039 | 889 | RTI Surgical Australia Pty Ltd | HPS™ Monoaxial Pedicle Screw | Monaxial pedicle screw | Diameter: 5-8mm Length: 30-60mm | 345870 |  | March 2021 | New Listing
13 - Spinal | 13.01 - Bone Screws | 13.01.01 - Pedicle, Monoaxial |  |  | IY003 | 861 | EVOLUTION SURGICAL PTY LTD | Katana Monoaxial Screw | Monoaxial Pedicle Screw | 4.5 - 7.5mm diameter 25 - 55mm length | 236041 |  | March 2021 | Transferred from EV004
13 - Spinal | 13.01 - Bone Screws | 13.01.02 - Pedicle, Polyaxial |  | Cannulated | IY004 | 1288 | EVOLUTION SURGICAL PTY LTD | Katana Polyaxial Screw | Polyaxial Pedicle Screw | 4.5 – 9.5mm diameter 25 - 100mm length | 236041 |  | March 2021 | Transferred from EV006
13 - Spinal | 13.01 - Bone Screws | 13.01.02 - Pedicle, Polyaxial |  | Cannulated | RI034 | 1288 | RTI Surgical Australia Pty Ltd | HPS™ Polyaxial Screws | Polyaxial cannulated pedicle screws. | Diameter: 5-9mm Length: 30-60mm | 345870 |  | March 2021 | New Listing
13 - Spinal | 13.01 - Bone Screws | 13.01.02 - Pedicle, Polyaxial |  | Cannulated | RI043 | 1288 | RTI Surgical Australia Pty Ltd | HPS™ 2.0 Polyaxial Pedicle Screw | Cannulated polyaxial screws with MIS option | Diameter: 4.5- 9.5mm Length: 20mm-60mm | 345870 |  | March 2021 | New Listing
13 - Spinal | 13.01 - Bone Screws | 13.01.02 - Pedicle, Polyaxial |  | Cannulated | RI045 | 1288 | RTI Surgical Australia Pty Ltd | Streamline Polyaxial Screws | Polyaxial cannulated pedicle screws including MIS, reduction and fenestrated screws | Diameter: 4.5 - 9.5mm Length: 20-60mm | 345870 |  | March 2021 | New Listing
13 - Spinal | 13.01 - Bone Screws | 13.01.02 - Pedicle, Polyaxial |  |  | DE769 | 1232 | Device Technologies Australia Pty Ltd | NorthStar OCT | NorthStar OCT Polyaxial Screw | 3.5, 4.0, 4.5, 5.5mm Diameter 8-40mm Lengths | 275794 |  | March 2021 | New Listing
13 - Spinal | 13.01 - Bone Screws | 13.01.02 - Pedicle, Polyaxial |  |  | IY005 | 1232 | EVOLUTION SURGICAL PTY LTD | BA Posterior Screw | Polyaxial Screw | Ø3.5, Ø4.0, Ø4.5 8mm to 50mm in length. | 329318 |  | March 2021 | Transferred from EV042
13 - Spinal | 13.01 - Bone Screws | 13.01.03 - Standard |  | Dual Thread | IY006 | 445 | EVOLUTION SURGICAL PTY LTD | Evolution Altus Dual Thread Screw | Thoraco Lumbar Cage Dual Thread Bone Screw | diameter: 5.5 - 6mm Length: 20 - 35mm | 236041 |  | March 2021 | Transferred from EV031
13 - Spinal | 13.01 - Bone Screws | 13.01.03 - Standard |  | Dual Thread | IY012 | 445 | EVOLUTION SURGICAL PTY LTD | Revolution Standalone ACDF bone screw | Anterior cervical fusion cage system Standalone screw | Diameter 4 - 4.5mm Length 12 -17mm | 236041 |  | March 2021 | Transferred from EV027
13 - Spinal | 13.01 - Bone Screws | 13.01.03 - Standard |  | Dual Thread | LH716 | 445 | Lifehealthcare Pty Ltd | Integrated Anterior Lumbar Spine Truss System Screw | Fixed Angle Locking | 23-31mm long | 252733 |  | March 2021 | New Listing
13 - Spinal | 13.01 - Bone Screws | 13.01.03 - Standard |  |  | DE770 | 186 | Device Technologies Australia Pty Ltd | NorthStar OCT | NorthStar OCT Occipital Screw | 4.0, 4.5mm Diameter 7-13mm Lengths | 275794 |  | March 2021 | New Listing
13 - Spinal | 13.01 - Bone Screws | 13.01.03 - Standard |  |  | DR039 | 186 | MEDIVANCE PTY LTD | Tesera Screws | Tesera Fusion Cage Screws | Dia. (3.5 - 5.0mm) x (12-35mm) Length | 354092 |  | March 2021 | New Listing
13 - Spinal | 13.01 - Bone Screws | 13.01.03 - Standard |  |  | DR041 | 186 | MEDIVANCE PTY LTD | Bone Screw | Bone screw, Dual Thread | Diameter (4.0mm); Length (20-35mm) | 330365 |  | March 2021 | Duplicated from DR026
13 - Spinal | 13.01 - Bone Screws | 13.01.03 - Standard |  |  | DR042 | 186 | MEDIVANCE PTY LTD | Bone Screws | Bone Screws | 3-4mm, 12-14mm | 330365 |  | March 2021 | Duplicated from DR030
13 - Spinal | 13.01 - Bone Screws | 13.01.03 - Standard |  |  | IY007 | 186 | EVOLUTION SURGICAL PTY LTD | Evolution ACDF Plate Bone Screw | Bone screw | 4.0mm diameter 10-20mm, 4.5mm diameter 10-20mm | 248233 |  | March 2021 | Transferred from EV008
13 - Spinal | 13.01 - Bone Screws | 13.01.03 - Standard |  |  | IY008 | 186 | EVOLUTION SURGICAL PTY LTD | Evolution ACDF Cage Bone Screw | Bone screw for fusion cages | 4.0 diameter, 12-16mm; 4.5 diameter, 12-16mm | 248233 |  | March 2021 | Transferred from EV011
13 - Spinal | 13.01 - Bone Screws | 13.01.03 - Standard |  |  | IY009 | 186 | EVOLUTION SURGICAL PTY LTD | Evolution ALIF Cage Screw | ThoracoLumbar Cage Bone Screw | 5.5mm Diameter, 20-35mm; 6.5mm Diameter, 20-35mm | 248233 |  | March 2021 | Transferred from EV015
13 - Spinal | 13.01 - Bone Screws | 13.01.03 - Standard |  |  | IY013 | 186 | EVOLUTION SURGICAL PTY LTD | Revolution ACDF Plate Screw | Anterior Cervical Bone Screws | Fixed and Variable Angle. Diameter 4 - 4.5mm. Length 10 - 20mm | 236041 |  | March 2021 | Transferred from EV022
13 - Spinal | 13.01 - Bone Screws | 13.01.03 - Standard |  |  | KH083 | 186 | KH NXGEN (AUS) Pty Limited | Katia Bone Screw | Cancellous Screw Fixed or Variable Angle | 4.0 mm & 4.5 mm 10 mm - 17 mm | 312520 |  | March 2021 | New Listing
13 - Spinal | 13.01 - Bone Screws | 13.01.03 - Standard |  |  | LH717 | 186 | Lifehealthcare Pty Ltd | Integrated Anterior Lumbar Spine Truss System Variable Screw | Fixation Screw | 23-31mm lengths | 252733 |  | March 2021 | New Listing
13 - Spinal | 13.01 - Bone Screws | 13.01.03 - Standard |  |  | NV169 | 186 | Nuvasive Australia and NZ Pty Ltd | Modulus ALIF Bolt | Fixation bolt | Diameter: 5-6mm Length: 15-30mm | 132498 |  | March 2021 | New Listing
13 - Spinal | 13.01 - Bone Screws | 13.01.03 - Standard |  |  | PC018 | 186 | Precision Surgical Pty Ltd | Centinel Spine | Stalif Bone Screws | D: 4.5 - 6.0mm L: 25 - 40mm | 196068 |  | March 2021 | Duplicated from JA025
13 - Spinal | 13.01 - Bone Screws | 13.01.03 - Standard |  |  | PC019 | 186 | Precision Surgical Pty Ltd | Stalif C | Stalif Screws | D: 4.0mm L: 13 - 17mm | 196068 |  | March 2021 | Duplicated from JA026
13 - Spinal | 13.01 - Bone Screws | 13.01.03 - Standard |  |  | RI032 | 186 | RTI Surgical Australia Pty Ltd | Fortilink®-SA Screw | Self-drilling and self-tapping bone screws | Diameter 4.5mm-5.5mm Length 20-35mm | 346071 |  | March 2021 | New Listing
13 - Spinal | 13.01 - Bone Screws | 13.01.03 - Standard |  |  | RI038 | 186 | RTI Surgical Australia Pty Ltd | Shark CP Locking Plate Screws | Self drilling screws, variable or fixed angle, titanium alloy. | 4 - 4.5mm diameter, 12-22mm length | 345367 |  | March 2021 | New Listing
13 - Spinal | 13.01 - Bone Screws | 13.01.03 - Standard |  |  | RI041 | 186 | RTI Surgical Australia Pty Ltd | Fortilink®-SC Screws | Self drilling and self tapping bone screws | Diameter: 3.4-3.9mm Length: 12-16mm | 346071 |  | March 2021 | New Listing
13 - Spinal | 13.02 - Accessories for bone screws and connector components | 13.02.01 - Nut/Set Screw/Locking Screw |  |  | DE762 | 158 | Device Technologies Australia Pty Ltd | NorthStar OCT | NorthStar OCT Set Screw | One Size | 275794 |  | March 2021 | New Listing
13 - Spinal | 13.02 - Accessories for bone screws and connector components | 13.02.01 - Nut/Set Screw/Locking Screw |  |  | IY010 | 158 | EVOLUTION SURGICAL PTY LTD | Katana Setscrew | The Katana Pedicle Screw System is intended to provide immobilization and stabilisation of spinal segments in skeletally mature patients, as an adjunct to fusion in the thoracic, lumbar and sacral spine. | standard | 236041 |  | March 2021 | Transferred from EV005
13 - Spinal | 13.02 - Accessories for bone screws and connector components | 13.02.01 - Nut/Set Screw/Locking Screw |  |  | IY011 | 158 | EVOLUTION SURGICAL PTY LTD | BA Posterior Set Screw | BA Posterior Set Screw | Various | 329318 |  | March 2021 | Transferred from EV040
13 - Spinal | 13.02 - Accessories for bone screws and connector components | 13.02.01 - Nut/Set Screw/Locking Screw |  |  | RI035 | 158 | RTI Surgical Australia Pty Ltd | HPS™ Set Screw | Set Screw | One size only | 345870 |  | March 2021 | New Listing
13 - Spinal | 13.02 - Accessories for bone screws and connector components | 13.02.01 - Nut/Set Screw/Locking Screw |  |  | RI044 | 158 | RTI Surgical Australia Pty Ltd | HPS™ 2.0 Set Screw | Set Screw | One size only | 345870 |  | March 2021 | New Listing
13 - Spinal | 13.02 - Accessories for bone screws and connector components | 13.02.03 - Cap/Cover Plate |  |  | DR038 | 393 | MEDIVANCE PTY LTD | Tesera Locking Plate | Locking Plate for Tesera Cage Systems | N/A | 354092 |  | March 2021 | New Listing
13 - Spinal | 13.02 - Accessories for bone screws and connector components | 13.02.03 - Cap/Cover Plate |  |  | LH718 | 393 | Lifehealthcare Pty Ltd | Integrated Anterior Locking Spine Truss System Anti-backout plate | locking plate | 8-20mm cage | 252733 |  | March 2021 | New Listing
13 - Spinal | 13.02 - Accessories for bone screws and connector components | 13.02.04 - Cap/Cover Plate, Complex |  |  | MN276 | 560 | Johnson & Johnson Medical Pty Ltd | SYMPHONY OCT System | Multipoint System - Adapter Connector Plate and Screws | Standard, Angled, Left, Right, Long; 6-16mm | 178040 |  | March 2021 | New Listing
13 - Spinal | 13.02 - Accessories for bone screws and connector components | 13.02.08 - Sublaminar Cable |  |  | IY014 | 759 | EVOLUTION SURGICAL PTY LTD | NAJA ligament correction system | Braid and Connector | 5.5 and 6mm diameter, left side and right side. | 273278 |  | March 2021 | Transferred from EV024
13 - Spinal | 13.03 - Connector | 13.03.01 - In-Line |  |  | IY015 | 705 | EVOLUTION SURGICAL PTY LTD | Katana Connectors | In-Line Connectors | 5.5mm to 6.35mm 5.5mm to 5.5mm | 236041 |  | March 2021 | Transferred from EV032
13 - Spinal | 13.03 - Connector | 13.03.01 - In-Line |  |  | IY016 | 705 | EVOLUTION SURGICAL PTY LTD | BA Posterior Screw Domino Connector | BA Posterior Screw Domino Connector | Various Sizes | 329318 |  | March 2021 | Transferred from EV045
13 - Spinal | 13.03 - Connector | 13.03.02 - Offset |  |  | DE761 | 705 | Device Technologies Australia Pty Ltd | NorthStar OCT | NorthStar OCT Offset Connector | Parallel, Top Loading; Dual, Parallel, Top Loading; Parallel, Side Loading/Variable; Open Lateral Offset | 275794 |  | March 2021 | New Listing
13 - Spinal | 13.03 - Connector | 13.03.02 - Offset |  |  | IY017 | 705 | EVOLUTION SURGICAL PTY LTD | BA Posterior Screw Lateral Offset Connector | BA Posterior Screw Lateral Offset Connector | 10-25mm | 329318 |  | March 2021 | Transferred from EV041
13 - Spinal | 13.03 - Connector | 13.03.03 - Transverse (Rod-to-Rod) | 13.03.03.02 - Adjustable |  | DE768 | 1250 | Device Technologies Australia Pty Ltd | NorthStar OCT | NorthStar OCT Crossbar | 3.5 & 4mm SM: 21-26mm MD: 24-32mm LG: 34-44mm | 275794 |  | March 2021 | New Listing
13 - Spinal | 13.03 - Connector | 13.03.03 - Transverse (Rod-to-Rod) | 13.03.03.02 - Adjustable |  | IY018 | 1250 | EVOLUTION SURGICAL PTY LTD | Katana Connector | Adjustable | XXSmalll to Large | 236041 |  | March 2021 | Transferred from EV003
13 - Spinal | 13.03 - Connector | 13.03.03 - Transverse (Rod-to-Rod) | 13.03.03.02 - Adjustable |  | IY019 | 1250 | EVOLUTION SURGICAL PTY LTD | BA Posterior Screw Rod to Rod Connector | Rod to Rod Connector | 25-66mm | 329318 |  | March 2021 | Transferred from EV043
13 - Spinal | 13.03 - Connector | 13.03.03 - Transverse (Rod-to-Rod) | 13.03.03.02 - Adjustable |  | IY020 | 1250 | EVOLUTION SURGICAL PTY LTD | BA Posterior Screw Head to Head Connector | BA Posterior Screw Head to Head Connector | 25-66mm | 329318 |  | March 2021 | Transferred from EV044
13 - Spinal | 13.04 - Hook | 13.04.01 - Hook |  |  | DE767 | 759 | Device Technologies Australia Pty Ltd | NorthStar OCT | NorthStar OCT Hook | 4.5 & 6.0mm | 275794 |  | March 2021 | New Listing
13 - Spinal | 13.04 - Hook | 13.04.01 - Hook |  |  | IY021 | 759 | EVOLUTION SURGICAL PTY LTD | Katana Hook | The Katana Pedicle Screw System is intended to provide immobilization and stabilisation of spinal segments in skeletally mature patients, as an adjunct to fusion in the thoracic, lumbar and sacral spine. | Pedicle, wide blade, narrow blade, thoracic supralaminar, thoracic angled, lumbar infralaminar, extended body, offset. | 236041 |  | March 2021 | Transferred from EV018
13 - Spinal | 13.04 - Hook | 13.04.01 - Hook |  |  | MN280 | 759 | Johnson & Johnson Medical Pty Ltd | SYMPHONY OCT System | Hook Left, Right, Centre | Short - Long | 178040 |  | March 2021 | New Listing
13 - Spinal | 13.05 - Plate | 13.05.01 - Integral Fixation | 13.05.01.01 - Cervical |  | IY022 | 1297 | EVOLUTION SURGICAL PTY LTD | Evolution ACDF Plate | Anterior Cervical Plate | 1 level Plate (20mm-32mm), 2 level plate (34mm – 50mm) | 247573 |  | March 2021 | Transferred from EV009
13 - Spinal | 13.05 - Plate | 13.05.01 - Integral Fixation | 13.05.01.01 - Cervical |  | IY023 | 1297 | EVOLUTION SURGICAL PTY LTD | Revolution ACDF Plate | Anterior Cervical Plate | Double and Mini Plates, 18 - 50mm | 273279 |  | March 2021 | Transferred from EV021
13 - Spinal | 13.05 - Plate | 13.05.02 - No Integral Fixation | 13.05.02.01 - Cervical | >55mm | DZ084 | 1575 | AUSTRALIAN ORTHOPAEDIC FIXATIONS PTY LTD | CanAce Anterior Cervical Plating System | Spinal Fixation System | >55mm | 346438 346439 346450 |  | March 2021 | New Listing
13 - Spinal | 13.05 - Plate | 13.05.02 - No Integral Fixation | 13.05.02.01 - Cervical | >55mm | KH082 | 1575 | KH NXGEN (AUS) Pty Limited | Katia Anterior Cervical Plate - Long | Anterior Cervical Plate > 55 mm | 56 mm - 110 mm | 312520 |  | March 2021 | New Listing
13 - Spinal | 13.05 - Plate | 13.05.02 - No Integral Fixation | 13.05.02.01 - Cervical | >55mm | RI037 | 1575 | RTI Surgical Australia Pty Ltd | Shark CP Locking Plate | Plate, titanium alloy. | greater than 55mm length | 345367 |  | March 2021 | New Listing
13 - Spinal | 13.05 - Plate | 13.05.02 - No Integral Fixation | 13.05.02.01 - Cervical |  | KH084 | 1204 | KH NXGEN (AUS) Pty Limited | Katia Anterior Cervical Plate | Anterior Cervical Plate - Single or Multi level | 20 mm - 53.5 mm | 312520 |  | March 2021 | New Listing
13 - Spinal | 13.05 - Plate | 13.05.02 - No Integral Fixation | 13.05.02.01 - Cervical |  | RI036 | 1204 | RTI Surgical Australia Pty Ltd | Shark CP Locking Plate | Plate, titanium alloy | 55mm length or less | 345367 |  | March 2021 | New Listing
13 - Spinal | 13.05 - Plate | 13.05.02 - No Integral Fixation | 13.05.02.03 - Occipital |  | DE771 | 2085 | Device Technologies Australia Pty Ltd | NorthStar OCT | NorthStar OCT Occipital Plate | Small - Large | 275794 |  | March 2021 | New Listing
13 - Spinal | 13.06 - Rod | 13.06.01 - Standard |  |  | DE772 | 410 | Device Technologies Australia Pty Ltd | NorthStar OCT | NorthStar OCT Rod | 3.5, 4.0mm Diameter 30mm-500mm Lengths | 275794 |  | March 2021 | New Listing
13 - Spinal | 13.06 - Rod | 13.06.01 - Standard |  |  | IY024 | 410 | EVOLUTION SURGICAL PTY LTD | Katana Rods | Pre-Lordosed and Straight Rods - Ti and CoCr | Curved and Straight Rods Length: 25mm – 160mm | 236041 |  | March 2021 | Transferred from EV007
13 - Spinal | 13.06 - Rod | 13.06.01 - Standard |  |  | IY025 | 410 | EVOLUTION SURGICAL PTY LTD | BA Posterior Screw Rod | BA Posterior Screw Rod Straight/PreBent CrCo/Titanium | Ø3.5 to 5.5 20-500mm | 329318 |  | March 2021 | Transferred from EV039
13 - Spinal | 13.06 - Rod | 13.06.01 - Standard |  |  | RI048 | 410 | RTI Surgical Australia Pty Ltd | HPS™ Rod | straight and pre-bent Rods | 20-300mm | 345870 |  | March 2021 | New Listing
13 - Spinal | 13.06 - Rod | 13.06.03 - Dual Unit | 13.06.03.01 - Thoracolumbar |  | IY026 | 1352 | EVOLUTION SURGICAL PTY LTD | Katana Unit Rods | Katana Unit Rods | 200 - 500mm | 236041 |  | March 2021 | Transferred from EV029
13 - Spinal | 13.08 - Washer/Staple | 13.08.02 - Staple |  |  | IY027 | 380 | EVOLUTION SURGICAL PTY LTD | Katana Staple | The Katana Pedicle Screw System is intended to provide immobilization and stabilisation of spinal segments in skeletally mature patients, as an adjunct to fusion in the thoracic, lumbar and sacral spine. | 13-25mm, Caudal, Rostral, Single | 236041 |  | March 2021 | Transferred from EV019
13 - Spinal | 13.10 - Fusion Cage | 13.10.01 - Interbody, Integral Fixation | 13.10.01.01 - Cervical |  | DR040 | 4215 | MEDIVANCE PTY LTD | Tesera SC | Integrated Fusion Cage | Foot Print (16-19mm) Wide x (13.5 - 16mm) Deep x (5-12mm) Height, 2-12 Degrees Lordosis | 354092 |  | March 2021 | New Listing
13 - Spinal | 13.10 - Fusion Cage | 13.10.01 - Interbody, Integral Fixation | 13.10.01.01 - Cervical |  | IY028 | 4215 | EVOLUTION SURGICAL PTY LTD | Revolution Standalone ACDF cage | Interbody Fusion Cages are used to restore disc height and support loading during intervertebral body fusion. | Standard – 6 and 9 degrees, height 4-10mm | 236042 |  | March 2021 | Transferred from EV026
13 - Spinal | 13.10 - Fusion Cage | 13.10.01 - Interbody, Integral Fixation | 13.10.01.01 - Cervical |  | IY029 | 4215 | EVOLUTION SURGICAL PTY LTD | HRCc Cervical Locking Cage | Cervical Locking Cage | Size 4 to 9 Standard and Large | 322672 |  | March 2021 | Transferred from EV033
13 - Spinal | 13.10 - Fusion Cage | 13.10.01 - Interbody, Integral Fixation | 13.10.01.01 - Cervical |  | PC020 | 4215 | Precision Surgical Pty Ltd | Stalif C | Interbody Fusion Cage - Domed | 5.5 - 9.5 | 196068 |  | March 2021 | Duplicated from JA027
13 - Spinal | 13.10 - Fusion Cage | 13.10.01 - Interbody, Integral Fixation | 13.10.01.01 - Cervical |  | PC021 | 4215 | Precision Surgical Pty Ltd | Stalif C | Interbody Fusion Cage - Tapered | 5.5 – 9.5 | 196068 |  | March 2021 | Duplicated from JA030
13 - Spinal | 13.10 - Fusion Cage | 13.10.01 - Interbody, Integral Fixation | 13.10.01.01 - Cervical |  | PC022 | 4215 | Precision Surgical Pty Ltd | Stalif | Cervical Interbody Fusion Cage - Lordotic(Tapered)/Anatomic(Domed) | Depth 12 - 16mm, Height 5.5 - 11.5mm | 196068 |  | March 2021 | Duplicated from JA031
13 - Spinal | 13.10 - Fusion Cage | 13.10.01 - Interbody, Integral Fixation | 13.10.01.02 - ThoracoLumbar / Lumbar |  | DR037 | 6021 | MEDIVANCE PTY LTD | Tesera SA | Integrated Fusion Cage | Foot Print (30-42mm)x(26-32mm); Height 11-21mm, Lordosis 7-28 Degrees | 354092 |  | March 2021 | New Listing
13 - Spinal | 13.10 - Fusion Cage | 13.10.01 - Interbody, Integral Fixation | 13.10.01.02 - ThoracoLumbar / Lumbar |  | IY030 | 6021 | EVOLUTION SURGICAL PTY LTD | Evolution ALIF Cage | ThoracoLumbar ALIF Cage | Small (34x25mm) 8 - 18 degrees, 10 - 18mm Medium (38x29mm) 8 - 18 degrees, 10 - 18mm Medium Long (38x34mm) 8 - 18 degrees, 10 - 18mm Large (42x30mm) 8 - 18 degrees, 10 - 18mm X Large (42x34mm) 8 - 18 degrees, 10 - 22mm XX Large (42x38mm) 13 degrees, 12 - 18mm | 248234 |  | March 2021 | Transferred from EV014
13 - Spinal | 13.10 - Fusion Cage | 13.10.01 - Interbody, Integral Fixation | 13.10.01.02 - ThoracoLumbar / Lumbar |  | IY031 | 6021 | EVOLUTION SURGICAL PTY LTD | Evolution TM2 Cage | Thoraco Lumbar ALIF cage | standard | 248234 |  | March 2021 | Transferred from EV016
13 - Spinal | 13.10 - Fusion Cage | 13.10.01 - Interbody, Integral Fixation | 13.10.01.02 - ThoracoLumbar / Lumbar |  | IY032 | 6021 | EVOLUTION SURGICAL PTY LTD | Evolution Altus ALIF Cage | ThoracoLumbar ALIF Cage | Small (34x25mm) 8 - 18 degrees, 10 - 18mm Medium (38x30mm) 8 - 18 degrees, 10 - 18mm Medium Long (38x34mm) 8 - 18 degrees, 10 - 18mm Large (42x30mm) 8 - 18 degrees, 10 - 18mm X Large (42x34mm) 8 - 18 degrees, 10 - 22mm XX Large (42x38mm) 13 degrees, 12 - 18mm | 236042 |  | March 2021 | Transferred from EV030
13 - Spinal | 13.10 - Fusion Cage | 13.10.01 - Interbody, Integral Fixation | 13.10.01.02 - ThoracoLumbar / Lumbar |  | LH715 | 6021 | Lifehealthcare Pty Ltd | Integrated Anterior Lumbar Spine Truss Cage | Cage with integral fixation | 8-20mm heights | 252733 |  | March 2021 | New Listing
13 - Spinal | 13.10 - Fusion Cage | 13.10.01 - Interbody, Integral Fixation | 13.10.01.02 - ThoracoLumbar / Lumbar |  | PC023 | 6021 | Precision Surgical Pty Ltd | Stalif | Lumbar/Thoracolumbar Interbody Fusion Cage | W: 30-42mm H: 11-21mm Lordosis: 8-20° | 196068 |  | March 2021 | Duplicated from JA028
13 - Spinal | 13.10 - Fusion Cage | 13.10.01 - Interbody, Integral Fixation | 13.10.01.02 - ThoracoLumbar / Lumbar |  | PC024 | 6021 | Precision Surgical Pty Ltd | Stalif Midline II Ti | Interbody Fusion Cage | 30-42 | 196068 |  | March 2021 | Duplicated from JA029
13 - Spinal | 13.10 - Fusion Cage | 13.10.02 - Interbody, No Integral Fixation | 13.10.02.01 - Cervical |  | IY033 | 2319 | EVOLUTION SURGICAL PTY LTD | Evolution ACDF Cage | Interbody Fusion Cage | 5-10mm small, medium, large, extra large | 248234 |  | March 2021 | Transferred from EV010
13 - Spinal | 13.10 - Fusion Cage | 13.10.02 - Interbody, No Integral Fixation | 13.10.02.01 - Cervical |  | IY034 | 2319 | EVOLUTION SURGICAL PTY LTD | Evolution ACDF Contoured Cage | Interbody Fusion Cages are used to restore disc height and support loading during intervertebral body fusion. Interbody Fusion Cages are used to restore disc height and support loading during intervertebral body fusion. | small, large - contoured | 248234 |  | March 2021 | Transferred from EV012
13 - Spinal | 13.10 - Fusion Cage | 13.10.02 - Interbody, No Integral Fixation | 13.10.02.01 - Cervical |  | IY035 | 2319 | EVOLUTION SURGICAL PTY LTD | Fukiya ACDF Cage | Fukiya Fusion Cages are used to restore disc height and support loading during intervertebral body fusion. Interbody Fusion Cages are used to restore disc height and support loading during intervertebral body fusion. | 6-9 degrees, 5-10mm. Small, Medium, Large, Extra large | 236042 |  | March 2021 | Transferred from EV020
13 - Spinal | 13.10 - Fusion Cage | 13.10.02 - Interbody, No Integral Fixation | 13.10.02.01 - Cervical |  | KH085 | 2319 | KH NXGEN (AUS) Pty Limited | Caro Cervical Cage | Cervical interbody cage, PEEK | 4x14x12 4x14x14 5x14x12 5x14x14 6x14x12 6x14x14 7x14x12 7x14x14 8x14x12 8x14x14 | 312519 |  | March 2021 | New Listing
13 - Spinal | 13.10 - Fusion Cage | 13.10.02 - Interbody, No Integral Fixation | 13.10.02.01 - Cervical |  | RI031 | 2319 | RTI Surgical Australia Pty Ltd | Fortilink®-C | Cervical interbody fusion device | Width 12mm-20mm Length 10mm-16mm Height 5mm-12mm | 346071 |  | March 2021 | New Listing
13 - Spinal | 13.10 - Fusion Cage | 13.10.02 - Interbody, No Integral Fixation | 13.10.02.01 - Cervical |  | RI042 | 2319 | RTI Surgical Australia Pty Ltd | Fortilink®-SC | Cervical standalone fusion cage | Width: 16-20mm Length: 12-16mm Height: 6-12mm | 346071 |  | March 2021 | New Listing
13 - Spinal | 13.10 - Fusion Cage | 13.10.02 - Interbody, No Integral Fixation | 13.10.02.02 - ThoracoLumbar / Lumbar | Paired | RI029 | 2780 | RTI Surgical Australia Pty Ltd | Fortilink®-TS | Posterior lumbar interbody fusion device | Width: 10mm, Length: 22mm Height 8mm-17mm | 346071 |  | March 2021 | New Listing
13 - Spinal | 13.10 - Fusion Cage | 13.10.02 - Interbody, No Integral Fixation | 13.10.02.02 - ThoracoLumbar / Lumbar |  | IY036 | 3335 | EVOLUTION SURGICAL PTY LTD | Shuriken Cage | Interbody Fusion Cages are used to restore disc height and support loading during intervertebral body fusion. | 7-13mm height; 30-35mm length; 6-18 degrees lordosis | 236041 |  | March 2021 | Transferred from EV017
13 - Spinal | 13.10 - Fusion Cage | 13.10.02 - Interbody, No Integral Fixation | 13.10.02.02 - ThoracoLumbar / Lumbar |  | IY037 | 3335 | EVOLUTION SURGICAL PTY LTD | Shinto PLIF Cage | Interbody Fusion Cages are used to restore disc height and support loading during intervertebral body fusion. | Angle 8 - 22 degrees Length 21 - 26mm Height 5 - 13mm | 236042 |  | March 2021 | Transferred from EV023
13 - Spinal | 13.10 - Fusion Cage | 13.10.02 - Interbody, No Integral Fixation | 13.10.02.02 - ThoracoLumbar / Lumbar |  | NV168 | 3335 | Nuvasive Australia and NZ Pty Ltd | Modulus ALIF | Integrated fixation lumbar fusion cage | 6-12mm X 34-42mm X 24-32mm | 132498 |  | March 2021 | New Listing
13 - Spinal | 13.10 - Fusion Cage | 13.10.02 - Interbody, No Integral Fixation | 13.10.02.02 - ThoracoLumbar / Lumbar |  | RI030 | 3335 | RTI Surgical Australia Pty Ltd | Fortilink® -TS | Posterior lumbar interbody fusion device | Width: 10mm Length: 26mm-32mm Height: 8-17mm | 346071 |  | March 2021 | New Listing
13 - Spinal | 13.10 - Fusion Cage | 13.10.02 - Interbody, No Integral Fixation | 13.10.02.02 - ThoracoLumbar / Lumbar |  | RI033 | 3335 | RTI Surgical Australia Pty Ltd | Fortilink®-SA | Interbody fusion device with integrated locking mechanism | Width 32mm-40mm Length 25mm-29mm Height 10mm -22mm | 346071 |  | March 2021 | New Listing
13 - Spinal | 13.10 - Fusion Cage | 13.10.02 - Interbody, No Integral Fixation | 13.10.02.02 - ThoracoLumbar / Lumbar |  | RI040 | 3335 | RTI Surgical Australia Pty Ltd | Fortilink® -TC | Transforaminal interbody fusion device | Width: 10mm Length: 26-36mm Height: 7-15mm | 346071 |  | March 2021 | New Listing
13 - Spinal | 13.10 - Fusion Cage | 13.10.02 - Interbody, No Integral Fixation | 13.10.02.02 - ThoracoLumbar / Lumbar |  | RI046 | 3335 | RTI Surgical Australia Pty Ltd | Fortilink®-A | Interbody fusion cage | Width: 32-40mm Length: 25-29mm Height: 8-22mm | 346071 |  | March 2021 | New Listing
13 - Spinal | 13.10 - Fusion Cage | 13.10.02 - Interbody, No Integral Fixation | 13.10.02.02 - ThoracoLumbar / Lumbar |  | RI047 | 3335 | RTI Surgical Australia Pty Ltd | Fortilink®-L | Lateral interbody fusion device | Width: 14-26mm Length: 40-60mm Height: 8-15mm | 346071 |  | March 2021 | New Listing
13 - Spinal | 13.11 - Disc Replacement | 13.11.01 - System | 13.11.01.01 - Cervical |  | PC025 | 6021 | Precision Surgical Pty Ltd | Pro-Disc C (Vivo) | Prosthesis used to replace a cervical inter-vertebral disc and to restore disc height and segmental motion. | 5-7mm Hright 15-19 mm Width 12-18mm Depth | 323813 |  | March 2021 | Duplicated from JA024
13 - Spinal | 13.11 - Disc Replacement | 13.11.01 - System | 13.11.01.01 - Cervical |  | PC026 | 6021 | Precision Surgical Pty Ltd | Prodisc-C | Cervical Intervertebral Disc | 5-7mm Height; 15-19mm Width; 12-18mm Depth | 196068 |  | March 2021 | Duplicated from JA032
13 - Spinal | 13.11 - Disc Replacement | 13.11.02 - End Plate |  |  | PC027 | 3891 | Precision Surgical Pty Ltd | Pro-Disc L Superior Plate Component | Pro-Disc L Superior Plate Component | 3 Degree, 6 Degree, 11 Degree, Medium, Large | 323814 |  | March 2021 | Duplicated from JA021
13 - Spinal | 13.11 - Disc Replacement | 13.11.02 - End Plate |  |  | PC028 | 3891 | Precision Surgical Pty Ltd | Pro-Disc L Inferior Plate Component | Pro-Disc L Inferior Plate Component | 0 Degree, 6 Degree, 8 Degree, Medium, Large | 323814 |  | March 2021 | Duplicated from JA022
13 - Spinal | 13.11 - Disc Replacement | 13.11.02 - End Plate |  |  | PC029 | 3891 | Precision Surgical Pty Ltd | Spine Solutions Prodisc | Artificial mechanical disc, superior plate component | 3 Degree, 6 Degree, 11 Degree, Medium, Large | 299018 |  | March 2021 | Duplicated from JA033
13 - Spinal | 13.11 - Disc Replacement | 13.11.02 - End Plate |  |  | PC030 | 3891 | Precision Surgical Pty Ltd | Spine Solutions Prodisc | Artificial mechanical disc, inferior plate component | 0 Degree, 3 Degree, 8 Degree,Medium, Large | 299018 |  | March 2021 | Duplicated from JA034
13 - Spinal | 13.11 - Disc Replacement | 13.11.03 - Core |  |  | PC031 | 1065 | Precision Surgical Pty Ltd | Pro-Disc L - Core Component - Polyethylene Inlay | Pro-Disc L - Core Component - Polyethylene Inlay | 10, 12, 14mm, Medium, Large | 323814 |  | March 2021 | Duplicated from JA023
13 - Spinal | 13.11 - Disc Replacement | 13.11.03 - Core |  |  | PC032 | 1065 | Precision Surgical Pty Ltd | Spine Solutions Prodisc | Artificial mechanical disc, polyethylene inlay | 10,12,14mm, Medium, Large | 299018 |  | March 2021 | Duplicated from JA035
13 - Spinal | 13.12 - Vertebral Body Replacement | 13.12.01 - Telescoping Cage | 13.12.01.02 - No Integral Fixation | ThoracoLumbar | DE756 | 3984 | Device Technologies Australia Pty Ltd | KONG-TL | KONG-TL VBR Extension with Screw | 19mm Diameter, 20 & 35mm Heights | 345871 |  | March 2021 | New Listing
13 - Spinal | 13.12 - Vertebral Body Replacement | 13.12.01 - Telescoping Cage | 13.12.01.02 - No Integral Fixation | ThoracoLumbar | DE773 | 3984 | Device Technologies Australia Pty Ltd | KONG-TL | KONG-TL VBR Bodies | 19mm Diameter 19-23mm & 22-29mm Heights | 345871 |  | March 2021 | New Listing
13 - Spinal | 13.12 - Vertebral Body Replacement | 13.12.01 - Telescoping Cage | 13.12.01.02 - No Integral Fixation | ThoracoLumbar | DU063 | 3984 | SPINEART AUSTRALIA PTY. LTD. | GIZA vertebral Body Replacement System | A Titanium expandable Vertebral Body Replacement System with integral variable angled endplates | 14mm diameter, 18mm -54mm length, 2 deg to 10deg angulation. | 286771 |  | March 2021 | Transferred from NK051
13 - Spinal | 13.12 - Vertebral Body Replacement | 13.12.01 - Telescoping Cage | 13.12.01.03 - End Plate |  | DE757 | 1112 | Device Technologies Australia Pty Ltd | KONG-TL | KONG-TL VBR Endplates with Screw | 26-52mm Lengths 20-29mm Widths 0,4 & 8 Degree Angles | 345871 |  | March 2021 | New Listing
13 - Spinal | 13.12 - Vertebral Body Replacement | 13.12.05 - Non Stackable Cage, other |  |  | DE758 | 3340 | Device Technologies Australia Pty Ltd | KONG-C | KONG-C VBR Body | 13mm Diameter 16-66mm, Height | 345871 |  | March 2021 | New Listing
13 - Spinal | 13.12 - Vertebral Body Replacement | 13.12.05 - Non Stackable Cage, other |  |  | DE759 | 3340 | Device Technologies Australia Pty Ltd | KONG-C | KONG-C VBR Endplates | 14x13mm, 16x13mm, 18x14mm 5.5mm Height 0,3 & 6 Degree Angles | 345871 |  | March 2021 | New Listing