## Prostheses List
Product Category | Sub Category | Product Group | Product Sub Group | Suffix | Billing Code | Benefit | Sponsor | Product Name | Description | Size | ARTG | Condition | Last Updated | Change
01 - Ophthalmic | 01.02 - POSTERIOR CHAMBER INTRAOCULAR LENSES | 01.02.02 - Foldable | 01.02.02.03 - Edge modification | at, pl | AO048 | 282 | AMO Australia Pty Ltd | TECNIS® Eyhance Pre-Loaded IOL | 1-piece enhanced monofocal pre-loaded IOL | +5.0 to 34.0 diopter powers in 0.5 diopter increments. Overall diameter 13mm, optic size 6mm | 377170 |  | March 2022 | New Listing
01 - Ophthalmic | 01.02 - POSTERIOR CHAMBER INTRAOCULAR LENSES | 01.02.02 - Foldable | 01.02.02.03 - Edge modification | at, pl, t1 | BL045 | 573 | Bausch & Lomb (Australia) PTY LTD | LuxGood Toric Preloaded Crystal | The LuxGood Toric intraocular lens (IOL) is a single-piece ultraviolet (UV) absorbing, posterior chamber, hydrophobic acrylic IOL and has aspheric and toric optics. The lens is provided sterile and is designed to be folded prior to insertion into the eye. The preloaded intraocular LuxGood Toric lens is supplied with an Accuject Pro Delivery System to provide a touch-free method of delivery of the lens into the capsular bag. | Body Diameter: 6.0 mm; Overall Diameter: 11 mm Haptic Angle: 0° Powers: +6.00 to +34.00 Diopters Cylindrical Powers: +0.75 to +6.00 Diopters | 342175 |  | March 2022 | New Listing
01 - Ophthalmic | 01.02 - POSTERIOR CHAMBER INTRAOCULAR LENSES | 01.02.02 - Foldable | 01.02.02.03 - Edge modification | at, pl, t1, vblf | BL044 | 603 | Bausch & Lomb (Australia) PTY LTD | LuxGood Toric Preloaded | The LuxGood Toric intraocular lens (IOL) is a single-piece ultraviolet (UV) absorbing, posterior chamber, hydrophobic acrylic IOL, with blue light filtering and has aspheric and toric optics. The lens is provided sterile and is designed to be folded prior to insertion into the eye. The preloaded intraocular LuxGood Toric lens is supplied with an Accuject Pro Delivery System to provide a touch-free method of delivery of the lens into the capsular bag. | Body Diameter: 6.0 mm; Overall Diameter: 11 mm Haptic Angle: 0° Powers: +6.00 to +34.00 Diopters Cylindrical Powers: +0.75 to +6.00 Diopters | 342175 |  | March 2022 | New Listing
01 - Ophthalmic | 01.02 - POSTERIOR CHAMBER INTRAOCULAR LENSES | 01.02.02 - Foldable | 01.02.02.04 - Presbyopia correcting | at | DE785 | 619 | Device Technologies Australia Pty Ltd | FEMTIS Mplus FB-313MF30 | Foldable one-piece multifocal acrylic plate haptic IOL for fixation in the capsulorhexis | Optic Size 5.7mm, Overall length 10.5mm. Available Dioptres: +15.0D to 30.0D (0.5Dsteps) | 328681 |  | March 2022 | New Listing
01 - Ophthalmic | 01.02 - POSTERIOR CHAMBER INTRAOCULAR LENSES | 01.02.02 - Foldable | 01.02.02.04 - Presbyopia correcting | at, pl | BL047 | 635 | Bausch & Lomb (Australia) PTY LTD | LuxSmart Preloaded Crystal | The LuxSmart intraocular lens (IOL) is a single-piece ultraviolet (UV) absorbing, posterior chamber, hydrophobic acrylic IOL and has aspheric optics. The lens is provided sterile and is designed to be folded prior to insertion into the eye. The preloaded intraocular LuxSmart lens is supplied with an Accuject Pro Delivery System to provide a touch-free method of delivery of the lens into the capsular bag. | Body Diameter: +00.00 D to +34.00 D: 6.0 mm +/- 0.1 mm Overall Diameter: +00.00 D to +34.00 D: 11.00 mm +/- 0.2 mm Power Range: +0.00 D to +34.00 D Label Increments: 0.1D | 342175 |  | March 2022 | New Listing
01 - Ophthalmic | 01.02 - POSTERIOR CHAMBER INTRAOCULAR LENSES | 01.02.02 - Foldable | 01.02.02.04 - Presbyopia correcting | at, pl, t1 | BL050 | 918 | Bausch & Lomb (Australia) PTY LTD | LuxSmart Toric Preloaded Crystal | The LuxSmart Toric intraocular lens (IOL) is a single-piece ultraviolet (UV) absorbing, posterior chamber, hydrophobic acrylic IOL, and has aspheric and toric optics. The lens is provided sterile and is designed to be folded prior to insertion into the eye. The preloaded intraocular LuxSmart lens is supplied with an Accuject Pro Delivery System to provide a touch-free method of delivery of the lens into the capsular bag. | Body Diameter: 6.0 mm; Overall Diameter: 11 mm; Haptic Angle: 0° ; Powers: +6.00 to +34.00 Diopters; Cylindrical Powers: +0.75 to +6.00 Diopters | 342175 |  | March 2022 | New Listing
01 - Ophthalmic | 01.02 - POSTERIOR CHAMBER INTRAOCULAR LENSES | 01.02.02 - Foldable | 01.02.02.04 - Presbyopia correcting | at, pl, t1, vlbf | BL049 | 950 | Bausch & Lomb (Australia) PTY LTD | LuxSmart Toric Preloaded | The LuxSmart Toric intraocular lens (IOL) is a single-piece ultraviolet (UV) absorbing, posterior chamber, hydrophobic acrylic IOL, with blue light filtering and has aspheric and toric optics. The lens is provided sterile and is designed to be folded prior to insertion into the eye. The preloaded intraocular LuxSmart lens is supplied with an Accuject Pro Delivery System to provide a touch-free method of delivery of the lens into the capsular bag. | Body Diameter: 6.0 mm; Overall Diameter: 11 mm; Haptic Angle: 0° ; Powers: +6.00 to +34.00 Diopters; Cylindrical Powers: +0.75 to +6.00 Diopters | 342175 |  | March 2022 | New Listing
01 - Ophthalmic | 01.02 - POSTERIOR CHAMBER INTRAOCULAR LENSES | 01.02.02 - Foldable | 01.02.02.04 - Presbyopia correcting | at, pl, vblf | BL048 | 666 | Bausch & Lomb (Australia) PTY LTD | LuxSmart Preloaded | The LuxSmart intraocular lens (IOL) is a single-piece ultraviolet (UV) absorbing, posterior chamber, hydrophobic acrylic IOL, blue light filtering and has aspheric optics. The lens is provided sterile and is designed to be folded prior to insertion into the eye. The preloaded intraocular LuxSmart lens is supplied with an Accuject Pro Delivery System to provide a touch-free method of delivery of the lens into the capsular bag. | Body Diameter: +00.00 D to +34.00 D: 6.0 mm +/- 0.1 mm Overall Diameter: +00.00 D to +34.00 D: 11.00 mm +/- 0.2 mm Power Range: +0.00 D to +34.00 D Label Increments: 0.1D | 342175 |  | March 2022 | New Listing
01 - Ophthalmic | 01.02 - POSTERIOR CHAMBER INTRAOCULAR LENSES | 01.02.02 - Foldable | 01.02.02.04 - Presbyopia correcting | at, t1 | DE786 | 902 | Device Technologies Australia Pty Ltd | FEMTIS Mplus Toric FB313MF30T0-T3 | Foldable one-piece toric multifocal acrylic plate haptic IOL for fixation in the capsulorhexis | Optic Size 5.7mm, Overall length 10.5mm. Available Dioptres: SE +15.0D to +30.0D (0.5Dsteps), cyl T0 +0.75D ¦ T1 +1.5D ¦ T2 +2.25D ¦ T3 +3.0D | 328681 |  | March 2022 | New Listing
01 - Ophthalmic | 01.02 - POSTERIOR CHAMBER INTRAOCULAR LENSES | 01.02.02 - Foldable | 01.02.02.04 - Presbyopia correcting | at, t1, vblf | AL058 | 934 | Alcon Laboratories (Aust.) Pty Ltd | Clareon PanOptix Toric Trifocal Hydrophobic Intraocular Lens (Models CNWTT2 – CNWTT6) | Clareon PanOptix Toric Trifocal Hydrophobic IOL is a toric, presbyopia correcting, hydrophobic, UV-absorbing, blue light filtering, foldable, single-piece, posterior chamber, multifocal IOL | +6.0 to +30.0 diopters (in 0.5 diopter increments); +31.0 to +34.0 diopter in 1.0 diopter increments with a +2.17 diopter intermediate and a +3.25 diopter near add power; Cylinder 1.00 to 3.75 diopters. | 92318 |  | March 2022 | New Listing
01 - Ophthalmic | 01.02 - POSTERIOR CHAMBER INTRAOCULAR LENSES | 01.02.02 - Foldable | 01.02.02.04 - Presbyopia correcting | at, t1, vblf | BL046 | 934 | Bausch & Lomb (Australia) PTY LTD | FINEVISION HP TORIC (POD FT 49P) | The POD FT 49P (FINEVISION HP TORIC) posterior chamber intraocular lens is indicated for the replacement of the human lens to achieve the visual correction of aphakia and pre-existing corneal astigmatism in astigmatic adult patients in whom a cataractous lens has been removed by phacoemulsification who desire improved uncorrected vision, reduction of residual refractive cylinder, useful near and intermediate visual functions, and reduced spectacle dependence. The intraocular lens is intended to maintain rotational stability after placement in the capsular bag and is intended to be placed in the capsular bag. The GF-Glistening Free, material is an acrylic copolymer of medical quality which includes a UV absorbing filter. For the yellow intraocular lenses, a blue light-filtering chromophore is covalently bounded to the UV-absorbing material and the spectral transmittance through a central diopter IOL. They have biconvex optics with an aspheric anterior diffractive trifocal structure that partitions the light to give pseudo-accommodative vision and a posterior toric optic which compensates for corneal astigmatism. The add-power for near vision is + 3.5 diopters and for the intermediate vision + 1.75 diopters at IOL plane allowing the patient to benefit from near vision without a reading aid, and from increased spectacle independence for near and intermediate visions. | Optic diameter: 6.00mm; Total diameter: 11.40mm; From 6 to +35 Diopters, with 0.5 Diopter increments; Cylinders (IOL Plane) 1.00D, 1.50D, 2.25D, 3.00D, 3.75D, 4.50D, 5.25D, 6.00D. | 211587 |  | March 2022 | New Listing
01 - Ophthalmic | 01.03 - INTRAOCULAR FLUIDS | 01.03.01 - Viscoelastic |  |  | DV273 | 65 | Designs for Vision Pty Ltd | Oasis Visco Shield HPMC Viscoelastic | A sterile, high molecular weight HPMC solution for use as a surgical aid in maintaining a deep anterior chamber during ophthalmic surgical procedures | 2 ml syringe | 373573 |  | March 2022 | New Listing
01 - Ophthalmic | 01.04 - CAPSULAR TENSION RINGS | 01.04.01 - Simple |  | pl | IS055 | 219 | Insight Surgical Pty Ltd | AJL Capsular Tension Ring - preloaded | PMMA Implant preloaded on disposable injector | 9mm, 10mm,11mm, 12mm (closed diameter) 10mm, 11mm, 12mm, 13mm, 14mm (open diameter) | 371530 |  | March 2022 | New Listing
01 - Ophthalmic | 01.04 - CAPSULAR TENSION RINGS | 01.04.01 - Simple |  |  | IS054 | 143 | Insight Surgical Pty Ltd | AJL Capsular Tension Ring | PMMA Implant | 9mm, 10mm,11mm, 12mm (closed diameter) 10mm, 11mm, 12mm, 13mm, 14mm (open diameter) | 371530 |  | March 2022 | New Listing
01 - Ophthalmic | 01.05 - GLAUCOMA DRAINAGE | 01.05.03 - Ab Interno Glaucoma Drainage Device | 01.05.03.02 - external to Schlemm's canal |  | RQ085 | 1264 | RQSolutions Medical Devices Distribution Support | PRESERFLO™ MicroShunt & 3mm Scleral Marker | The MicroShunt is made of a flexible SIBS [poly (Styrene-block-IsoButylene-block-Styrene)] polymer with triangular fins that prevent migration of the tube into the AC. It is designed to be implanted under the subconjunctival/Tenon space and intended for reduction of intraocular pressure in eyes of patients with primary open angle glaucoma where IOP remains uncontrollable while on maximum tolerated medical therapy and/or where glaucoma progression warrants surgery | 1 size ( 8.5 mm length; 70 µm internal lumen; 350 μm outer diameter; 1.1 mm wingspan) | 367151 |  | March 2022 | New Listing
02 - Ear, Nose & Throat | 02.01 - EAR | 02.01.04 - Implantable Bone Conduction Hearing System | 02.01.04.01 - Sound Processor | Programmable, Wireless-enabled | OI039 | 6484 | Audmet Australia Pty Ltd trading as Oticon Medical | Ponto 5 Mini | A wireless enabled - fully programmable head worn sound processor for bone conduction hearing systems with directionality paradigm offering analysis, balancing & noise removal, IFTTT; together with programmable & direct to smart phone capacity and remote care possibilities. Has the ability to detect, and prevent feedback from occurring. Ponto 5 Mini has the ability to be programmed using DSL (Desired Sensation Level) which is particularly beneficial to the paediatric population. | 26 x 19 x 11 mm | 198860 |  | March 2022 | New Listing
02 - Ear, Nose & Throat | 02.02 - NOSE | 02.02.01 - Septal Button |  |  | RC013 | 135 | CoreMed Pty Ltd | Septal Button, silicone, sterile | For non-surgical closure of septal perforation · Silicone prevents adhesion · Soft material for easy insertion and removal · No scabbing, epistaxis or other septal perforation symptoms · Surface with Lotus leaf effect prevents adhesion of secretions / tissue | 3.2cm - 1mm thick, one-piece 3.2cm - 1mm thick , two-piece | 338464 |  | March 2022 | New Listing
02 - Ear, Nose & Throat | 02.03 - THROAT | 02.03.02 - Vocal Chord Medialisation Implant |  |  | PT004 | 248 | MAIN MEDICAL PTY LTD | Vocal Chord Medialisation Implant | Montgomery Laryngeal Keel | 12, 14, 16 - Clear and Radiopaque | 119029 |  | March 2022 | Transferred from BQ001
02 - Ear, Nose & Throat | 02.03 - THROAT | 02.03.04 - Thyroplasty |  |  | PT007 | 1057 | MAIN MEDICAL PTY LTD | Thyroplasty | Montgomery Thyroplasty Implant System | male - 8,9,10,11,12,13 female - 6,7,8,9,10 | 117683 |  | March 2022 | Transferred from BQ005
02 - Ear, Nose & Throat | 02.03 - THROAT | 02.03.05 - Cannula |  | Extra-tracheal | PT006 | 269 | MAIN MEDICAL PTY LTD | Extra-tracheal Cannula | a) Montgomery Short-Term Cannula b) Montgomery Long-Term Cannula | a) 4, 6, 8, 10 b) 4, 6, 8, 10 for Stoma Sizes 17-25, 25-33, 33-41, 41-49, 49-57, 57-65mm | 119737 |  | March 2022 | Transferred from BQ006
02 - Ear, Nose & Throat | 02.03 - THROAT | 02.03.05 - Cannula |  | Intra-tracheal | PT005 | 425 | MAIN MEDICAL PTY LTD | Intra-tracheal Cannula | Montgomery Safe-T-Tubes Clear and Radiopaque except c) a) Paediatric b) Standard c) Hebeler d) Thoracic e) Extra-Long f) Tapered g) Montgomery Salivary Bypass Tube h) Har-el Pharyngeal Tube i) Montgomery Esophageal Tube j) Trachael Fenestrator k) Moore Trache | a) 6, 7, 8, 9 b) 10, 11, 12, 13, 14. 15, 16 c) 12, 15, 18 d) 10, 11, 12, 13, 14, 15, 16 e) 10, 11, 12, 13, 14, 15, 16 f) 8/10, 10/13 g) 8, 10, 12, 14, 16, 18, 20 h) one size only i) one size only j) size 6, 8 and 10 k) size 6 and 8 | 119737 119736 |  | March 2022 | Transferred from BQ003
03 - General Miscellaneous | 03.05 - HAEMOSTATIC DEVICES | 03.05.02 - Powder |  |  | AB083 | 225 | Advanced Biomedical Pty Ltd | HaemoCer Haemostatic Powder | Absorbable Polysaccharide Haemostat | 5gms | 205062 |  | March 2022 | Transferred from DE604
03 - General Miscellaneous | 03.05 - HAEMOSTATIC DEVICES | 03.05.02 - Powder |  |  | AB084 | 90 | Advanced Biomedical Pty Ltd | HaemoCer Haemostatic Powder | Absorbable Polysaccharide Haemostat | 2gms | 205062 |  | March 2022 | Transferred from DE605
03 - General Miscellaneous | 03.05 - HAEMOSTATIC DEVICES | 03.05.02 - Powder |  |  | BX345 | 136 | Baxter Healthcare Pty Ltd | PerClot Laparascopic | PerClot Polysaccharide Hemostatic System | 3 grams | 164507 |  | March 2022 | Transferred from AB079
03 - General Miscellaneous | 03.05 - HAEMOSTATIC DEVICES | 03.05.02 - Powder |  |  | BX346 | 45 | Baxter Healthcare Pty Ltd | PerClot Standard & XL - 1 gram | PerClot Polysaccharide Hemostatic System | 1 gram | 162991 275318 |  | March 2022 | Transferred from AB080
03 - General Miscellaneous | 03.05 - HAEMOSTATIC DEVICES | 03.05.02 - Powder |  |  | BX347 | 136 | Baxter Healthcare Pty Ltd | PerClot Standard & XL - 3 grams | PerClot Polysaccharide Hemostatic System | 3 grams | 162991 275318 |  | March 2022 | Transferred from AB081
03 - General Miscellaneous | 03.05 - HAEMOSTATIC DEVICES | 03.05.02 - Powder |  |  | BX348 | 225 | Baxter Healthcare Pty Ltd | PerClot Standard | PerClot Polysaccharide Hemostatic System | 5 gram | 162991 |  | March 2022 | Transferred from AB082
03 - General Miscellaneous | 03.08 - CLOSURE DEVICES | 03.08.02 - Internal Adhesives | 03.08.02.07 - Sponge ≤10cm² |  | KF001 | 68 | KSJ GROUP PTY LTD | TachoSil | TachoSil is a broad use haemostat for intra-operative tissue management. The TachoSil sponge is off-white, with yellow colouring on the active side (coated with fibrinogen and thrombin), and is ready to use (store at room temperature). | One small patch: 3.0cm x 2.5cm | 176631 |  | March 2022 | Transferred from YN003
03 - General Miscellaneous | 03.08 - CLOSURE DEVICES | 03.08.02 - Internal Adhesives | 03.08.02.08 - Sponge 10-40cm² |  | KF003 | 208 | KSJ GROUP PTY LTD | TachoSil | TachoSil is a broad use haemostat for intra-operative tissue management. The TachoSil sponge is off-white, with yellow colouring on the active side (coated with fibrinogen and thrombin), and is ready to use (store at room temperature). | One medium patch: 4.8cm x 4.8cm | 176631 |  | March 2022 | Transferred from YN002
03 - General Miscellaneous | 03.08 - CLOSURE DEVICES | 03.08.02 - Internal Adhesives | 03.08.02.09 - Sponge >40cm² |  | KF002 | 412 | KSJ GROUP PTY LTD | TachoSil | TachoSil is a broad use haemostat for intra-operative tissue management. The TachoSil sponge is off-white, with yellow colouring on the active side (coated with fibrinogen and thrombin), and is ready to use (store at room temperature). | One large patch: 9.5cm x 4.8cm | 176631 |  | March 2022 | Transferred from YN001
03 - General Miscellaneous | 03.08 - CLOSURE DEVICES | 03.08.03 - Ligating Devices | 03.08.03.04 - Clip Reload Cartridge |  | GQ006 | 56 | BIG GREEN SURGICAL COMPANY PTY LIMITED | Microline Surgical Disposable 19 Titanium K2 Clip Cartridge | Disposable cartridge containing 19 surgical grade titanium clips delivered using a reusable handpiece applier | 19 Clips per cartridge | 326239 |  | March 2022 | New Listing
03 - General Miscellaneous | 03.08 - CLOSURE DEVICES | 03.08.03 - Ligating Devices | 03.08.03.04 - Clip Reload Cartridge |  | GQ007 | 56 | BIG GREEN SURGICAL COMPANY PTY LIMITED | Microline Surgical Disposable 10 Titanium K2 Clip Cartridge | Disposable cartridge containing 10 surgical grade titanium clips delivered using a reusable handpiece applier | 10 Clips per cartridge | 326239 |  | March 2022 | New Listing
03 - General Miscellaneous | 03.08 - CLOSURE DEVICES | 03.08.04 - Staples & Tackers | 03.08.04.01 - Staples, Non-bone (Reload) | Endoscopic, Articulating/Roticulating | MI485 | 323 | Medtronic Australasia Pty Ltd | Signia™ Small Diameter Reload | Staple reload | 30-45mm | 382171 382172 |  | March 2022 | New Listing
03 - General Miscellaneous | 03.08 - CLOSURE DEVICES | 03.08.06 - Composite Mesh | 03.08.06.02 - 201-400cm² | Coated | AA019 | 721 | Alliance Surgical | 4D VENTRAL COMPOSITE MESH | 4D VENTRAL COMPOSITE MESH | 15 X 15 CM | 354550 |  | March 2022 | New Listing
03 - General Miscellaneous | 03.08 - CLOSURE DEVICES | 03.08.06 - Composite Mesh | 03.08.06.02 - 201-400cm² | Coated, Complex delivery System | BA304 | 911 | Bard Australia Pty Ltd | Ventralight™ ST Mesh with Echo 2™ Positioning System | Ventralight™ ST Mesh is an abdominal hernia surgical mesh of composite-polymer, indicated for use in the reconstruction of soft tissue deficiencies, such as for the repair of hernias. The Echo 2™ Positioning System is intended to facilitate the delivery and positioning of the soft tissue prosthesis during laparoscopic hernia repair. | 11cm 10cm x 15cm 15cm 15cm x 20cm 15cm x 25cm | 365351 |  | March 2022 | New Listing
03 - General Miscellaneous | 03.08 - CLOSURE DEVICES | 03.08.06 - Composite Mesh | 03.08.06.03 - 401-600cm² | Coated | AA020 | 966 | Alliance Surgical | 4D VENTRAL COMPOSITE MESH | 4D VENTRAL COMPOSITE MESH | 15 X 30 CM, 20 X 25 CM. | 354550 |  | March 2022 | New Listing
03 - General Miscellaneous | 03.08 - CLOSURE DEVICES | 03.08.06 - Composite Mesh | 03.08.06.03 - 401-600cm² | Coated, Integrated Delivery System | BA306 | 1074 | Bard Australia Pty Ltd | Ventralight™ ST Mesh with Echo 2™ Positioning System | Ventralight™ ST Mesh is an abdominal hernia surgical mesh of composite-polymer, indicated for use in the reconstruction of soft tissue deficiencies, such as for the repair of hernias. The Echo 2™ Positioning System is intended to facilitate the delivery and positioning of the soft tissue prosthesis during laparoscopic hernia repair. | 18cm x 23cm 20cm 20cm x 25cm | 365351 |  | March 2022 | New Listing
03 - General Miscellaneous | 03.08 - CLOSURE DEVICES | 03.08.06 - Composite Mesh | 03.08.06.04 - 601cm²-1000cm² | Coated | AA021 | 1013 | Alliance Surgical | 4D VENTRAL COMPOSITE MESH | 4D VENTRAL COMPOSITE MESH | 30 X 30 | 354550 |  | March 2022 | New Listing
03 - General Miscellaneous | 03.08 - CLOSURE DEVICES | 03.08.06 - Composite Mesh | 03.08.06.04 - 601cm²-1000cm² | Coated, Integrated Delivery System | BA307 | 1121 | Bard Australia Pty Ltd | Ventralight™ ST Mesh with Echo 2™ Positioning System | Ventralight™ ST Mesh is an abdominal hernia surgical mesh of composite-polymer, indicated for use in the reconstruction of soft tissue deficiencies, such as for the repair of hernias. The Echo 2™ Positioning System is intended to facilitate the delivery and positioning of the soft tissue prosthesis during laparoscopic hernia repair. | 25cm x 33cm | 365351 |  | March 2022 | New Listing
03 - General Miscellaneous | 03.08 - CLOSURE DEVICES | 03.08.06 - Composite Mesh | 03.08.06.05 - >1000cm² | Coated | AA022 | 2888 | Alliance Surgical | 4D VENTRAL COMPOSITE MESH | 4D VENTRAL COMPOSITE MESH | 30 X 50 CM | 354550 |  | March 2022 | New Listing
03 - General Miscellaneous | 03.08 - CLOSURE DEVICES | 03.08.06 - Composite Mesh | 03.08.06.05 - >1000cm² | Coated, Integrated Delivery System | BA305 | 2996 | Bard Australia Pty Ltd | Ventralight™ ST Mesh with Echo 2™ Positioning System | Ventralight™ ST Mesh is an abdominal hernia surgical mesh of composite-polymer, indicated for use in the reconstruction of soft tissue deficiencies, such as for the repair of hernias. The Echo 2™ Positioning System is intended to facilitate the delivery and positioning of the soft tissue prosthesis during laparoscopic hernia repair | 30cm x 35cm | 365351 |  | March 2022 | New Listing
04 - Neurosurgical | 04.02 - DURA DEFECT REPAIR | 04.02.08 - Repair, Self-Adhesive Membrane Sealant, Medium (>10 to 50cm²) |  |  | LH719 | 505 | Lifehealthcare Pty Ltd | TissuePatchDural 50* 25 | Self adhesive dural sealant | 50*25mm | 377573 | The PL benefit is limited to use of the device for procedures related to dura defect repair in spinal and neurosurgical procedures only. | March 2022 | New Listing
04 - Neurosurgical | 04.02 - DURA DEFECT REPAIR | 04.02.08 - Repair, Self-Adhesive Membrane Sealant, Medium (>10 to 50cm²) |  |  | LH720 | 505 | Lifehealthcare Pty Ltd | TissuePatchDural 50 * 50 | Self adhesive dural sealant | 50*50mm | 377573 | The PL benefit is limited to use of the device for procedures related to dura defect repair in spinal and neurosurgical procedures only. | March 2022 | New Listing
04 - Neurosurgical | 04.02 - DURA DEFECT REPAIR | 04.02.08 - Repair, Self-Adhesive Membrane Sealant, Medium (>10 to 50cm²) |  |  | LH721 | 505 | Lifehealthcare Pty Ltd | TissuePatchDural 50*100 | Self adhesive dural sealant | 50*100mm | 377573 | The PL benefit is limited to use of the device for procedures related to dura defect repair in spinal and neurosurgical procedures only. | March 2022 | New Listing
04 - Neurosurgical | 04.02 - DURA DEFECT REPAIR | 04.02.08 - Repair, Self-Adhesive Membrane Sealant, Medium (>10 to 50cm²) |  |  | LH723 | 505 | Lifehealthcare Pty Ltd | TissuePatchDural 100*25 | Self adhesive dural sealant | 100*25mm | 377573 | The PL benefit is limited to use of the device for procedures related to dura defect repair in spinal and neurosurgical procedures only. | March 2022 | New Listing
04 - Neurosurgical | 04.02 - DURA DEFECT REPAIR | 04.02.09 - Repair, Self-Adhesive Membrane Sealant, Large (>50 to 100cm²) |  |  | LH722 | 921 | Lifehealthcare Pty Ltd | TissuePatchDural 100*100 | Self adhesive dural sealant | 100*100mm | 377573 | The PL benefit is limited to use of the device for procedures related to dura defect repair in spinal and neurosurgical procedures only. | March 2022 | New Listing
04 - Neurosurgical | 04.07 - NEUROSTIMULATION THERAPIES FOR SEIZURE CONTROL | 04.07.01 - Vagal nerve stimulators | 04.07.01.01 - Implantable pulse generator |  | SA190 | 11435 | Livanova Australia Pty Limited | LivaNova Demipulse Duo Model 104 Generator for Vagus Nerve Stimulation | The LivaNova Demipulse Duo Model 104 is an implantable, dual pin lead compatible and multiprogrammable pulse generator that delivers electrical signals to the vagus nerve. | one size only | 169837 |  | March 2022 | New Listing
04 - Neurosurgical | 04.07 - NEUROSTIMULATION THERAPIES FOR SEIZURE CONTROL | 04.07.01 - Vagal nerve stimulators | 04.07.01.02 - Lead |  | SA191 | 3069 | Livanova Australia Pty Limited | LivaNova PerenniaDURA Lead Model 303 for Vagus Nerve Stimulation | The PerenniaDURA Lead Model 303 is a silicone insulated implantable patient lead, delivering the electrical signal from the VNS Generators to the left vagus nerve. | Available in two sizes: Model 303.20 (2.0 millimeter inner diameter of helical coil) and Model 303.30 (3.0 millimeter inner diameter of helical coil). | 192080 |  | March 2022 | New Listing
05 - Urogenital | 05.06 - Testicular Prostheses | 05.06.01 - Testicular prostheses |  |  | JK001 | 620 | ALLIED SCIENTIFIC PRODUCTS PTY LTD | Testicular Implant | Silicone Elastomer | Small / Medium / Large | 137352 |  | March 2022 | Transferred from UQ001
06 - Specialist Orthopaedic | 06.01 - ANKLE AND FOOT | 06.01.01 - Ankle joint component | 06.01.01.01 - Liner - fixed bearing |  | HW995 | 627 | Stryker Australia Pty Ltd | INFINITY Total Ankle System: Poly Insert | UHMWPE poly insert, Standard or Plus | Sizes 1-5; 6-13mm thick | 168052 |  | March 2022 | Transferred from WR322
06 - Specialist Orthopaedic | 06.01 - ANKLE AND FOOT | 06.01.01 - Ankle joint component | 06.01.01.01 - Liner - fixed bearing |  | HW996 | 627 | Stryker Australia Pty Ltd | INBONE® Total Ankle System: Poly Insert | Poly Insert, Standard or Plus | Sizes 1-6, 6-20mm thick | 168052 |  | March 2022 | Transferred from WR272
06 - Specialist Orthopaedic | 06.01 - ANKLE AND FOOT | 06.01.02 - Sinus Tarsi Implant | 06.01.02.01 - Metal |  | SL189 | 1321 | Smith & Nephew Pty Ltd | MBA Titanium Subtalar Implant | Implant for subtalar joint arthroereisis | 6, 8, 9, 10, 12mm and guide pin 2mm | 177631 |  | March 2022 | Transferred from IG053
06 - Specialist Orthopaedic | 06.02 - UPPER LIMB | 06.02.01 - Wrist | 06.02.01.01 - Carpal component |  | SL211 | 1710 | Smith & Nephew Pty Ltd | Universal2 Carpal Component | Carpal plate (titanium) with fixed central peg and porous coating | xs, small, med, large | 177632 |  | March 2022 | Transferred from IG110
06 - Specialist Orthopaedic | 06.02 - UPPER LIMB | 06.02.01 - Wrist | 06.02.01.02 - Radial component |  | SL213 | 3111 | Smith & Nephew Pty Ltd | Universal2 Radial Component | Radial Implant (cobalt chrome) with integral stem and porous coating | x-small - left & right, small - left & right, medium - left & right, large - left & right | 177632 |  | March 2022 | Transferred from IG112
06 - Specialist Orthopaedic | 06.02 - UPPER LIMB | 06.02.01 - Wrist | 06.02.01.03 - Carpal spacer |  | SL212 | 2043 | Smith & Nephew Pty Ltd | Universal2 Carpal Poly Component | Polyethylene carpal component to restore proper carpal height in Universal2 total wrist implant | xs-standard, xs +1, xs+2, small - standard, small +1, small +2, Med-standard, med+1, med+2; large-standard, large+1, large+2 | 177632 |  | March 2022 | Transferred from IG111
06 - Specialist Orthopaedic | 06.02 - UPPER LIMB | 06.02.04 - Shoulder - Humeral | 06.02.04.14 - Humeral cup | Reverse | ZA110 | 2358 | Zimmer Biomet Pty Ltd | Comprehensive Reverse Humeral Cup | Humeral Cup | Standard or Retentive | 324463 |  | March 2022 | New Listing
06 - Specialist Orthopaedic | 06.02 - UPPER LIMB | 06.02.05 - Shoulder - Glenoid | 06.02.05.01 - Glenoid component, All poly |  | MN332 | 1895 | Johnson & Johnson Medical Pty Ltd | StepTech Anchor Peg Glenoid | Glenoid component | 40 to 56 mm | 381043 |  | March 2022 | New Listing
06 - Specialist Orthopaedic | 06.02 - UPPER LIMB | 06.02.05 - Shoulder - Glenoid | 06.02.05.05 - Reverse glenoid component, Base plate, uncemented |  | HW990 | 1991 | Stryker Australia Pty Ltd | Aequalis Reversed II Threaded Post Baseplate | Glenoid Base Plate | Length (mm) Post: 20 - 50 Diameter (mm): 25 - 29 | 230918 |  | March 2022 | New Listing
06 - Specialist Orthopaedic | 06.02 - UPPER LIMB | 06.02.05 - Shoulder - Glenoid | 06.02.05.06 - Glenosphere |  | MA551 | 2176 | Mathys Orthopaedics Pty Ltd | Affinis Inverse Glenosphere | Glenosphere vitamys | 36mm, 39mm, 42mm | 238290 |  | March 2022 | New Listing
06 - Specialist Orthopaedic | 06.02 - UPPER LIMB | 06.02.06 - Shoulder - Accessories | 06.02.06.07 - Reverse humeral tray |  | ZA109 | 829 | Zimmer Biomet Pty Ltd | Comprehensive Reverse Humeral Tray | Epiphysis | Std, +5, +10 | 324465 |  | March 2022 | New Listing
06 - Specialist Orthopaedic | 06.03 - SKELETAL RECONSTRUCTION | 06.03.01 - Intramedullary Nails | 06.03.01.07 - Arthrodesis ankle |  | PB074 | 4493 | Australian Pacific Medical Pty Ltd | Ankle Arthrodesis Nail | Ankle Arthrodesis Nail | 10mm - 12mm diameter | 229660 |  | March 2022 | New Listing
06 - Specialist Orthopaedic | 06.03 - SKELETAL RECONSTRUCTION | 06.03.01 - Intramedullary Nails | 06.03.01.07 - Arthrodesis ankle |  | SL205 | 4493 | Smith & Nephew Pty Ltd | Panta Arthrodesis Nail | Ankle Nail, Titanium | Diameter 10 -13 mm Length - 150-240 mm | 173962 |  | March 2022 | Transferred from IG100
06 - Specialist Orthopaedic | 06.03 - SKELETAL RECONSTRUCTION | 06.03.02 - Intramedullary Nail Accessories | 06.03.02.01 - Intramedullary nail lag screw |  | SL228 | 199 | Smith & Nephew Pty Ltd | Panta Arthrodesis Nail | Partially threaded lag Screw, Titanium | Diameter 5 mm Length - 20 - 110 mm | 173963 |  | March 2022 | Transferred from IG137
06 - Specialist Orthopaedic | 06.03 - SKELETAL RECONSTRUCTION | 06.03.02 - Intramedullary Nail Accessories | 06.03.02.02 - Reconstruction screw |  | SL229 | 222 | Smith & Nephew Pty Ltd | Panta Arthrodesis Nail | Fully threaded lag Screw, Titanium | Diameter 5 mm Length - 20 - 110 mm | 173963 |  | March 2022 | Transferred from IG138
06 - Specialist Orthopaedic | 06.03 - SKELETAL RECONSTRUCTION | 06.03.02 - Intramedullary Nail Accessories | 06.03.02.03 - Set screw/Locking bolt |  | PB075 | 143 | Australian Pacific Medical Pty Ltd | Intramedullary Nailing System Locking Screw | Intramedullary Nailing System Locking Screw | 5.0mm - 6.0mm | 223188 |  | March 2022 | New Listing
06 - Specialist Orthopaedic | 06.03 - SKELETAL RECONSTRUCTION | 06.03.02 - Intramedullary Nail Accessories | 06.03.02.04 - End caps and extension caps |  | SL206 | 96 | Smith & Nephew Pty Ltd | Panta Arthrodesis Nail | End Cap, Titanium | One Size | 173962 |  | March 2022 | Transferred from IG102
06 - Specialist Orthopaedic | 06.03 - SKELETAL RECONSTRUCTION | 06.03.03 - Plates | 06.03.03.01 - Standard (screw size ≥4.5mm)(including blade) ≤ 6 holes | Com | SL200 | 922 | Smith & Nephew Pty Ltd | Newdeal Distal Femoral Varus Osteotomy Plate | Stainless steel periarticular anatomically shaped plate fixed with 3 locking screws into femoral condyle | 1 Size | 173932 |  | March 2022 | Transferred from IG088
06 - Specialist Orthopaedic | 06.03 - SKELETAL RECONSTRUCTION | 06.03.03 - Plates | 06.03.03.01 - Standard (screw size ≥4.5mm)(including blade) ≤ 6 holes | Com | SL201 | 922 | Smith & Nephew Pty Ltd | Newdeal Femoral Varus and De-rotation Osteotomy Plates | Stainless steel periarticular anatomic plate fixed with locking screws into proximal femur | Newdeal Femoral Varus and De-rotation Osteotomy Plates - 3 holes, Newdeal Femoral Varus and De-rotation Osteotomy Plates - 4 holes, Newdeal Reinforced Femoral Newdeal and De-rotation Osteotomy Plates - left and right | 173932 |  | March 2022 | Transferred from IG089
06 - Specialist Orthopaedic | 06.03 - SKELETAL RECONSTRUCTION | 06.03.03 - Plates | 06.03.03.01 - Standard (screw size ≥4.5mm)(including blade) ≤ 6 holes | Com, LK | SL202 | 1178 | Smith & Nephew Pty Ltd | Newdeal HTO Plates | Stainless steel anatomically shaped plates for high tibial osteotomy;4 or 5 holes | Opening wedge HTO plates, left and right. Closing wedge HTO plates, left and right. Reinforced closing wedge HTO plates, left and right | 173932 |  | March 2022 | Transferred from IG091
06 - Specialist Orthopaedic | 06.03 - SKELETAL RECONSTRUCTION | 06.03.03 - Plates | 06.03.03.01 - Standard (screw size ≥4.5mm)(including blade) ≤ 6 holes | LK | SL198 | 798 | Smith & Nephew Pty Ltd | Newdeal Reinforced Bendable Osteosynthesis Plates | Stainless Steel 2 - 4 Holes | 2 holes, 4 holes/77mm, 4 holes/112mm | 173932 |  | March 2022 | Transferred from IG083
06 - Specialist Orthopaedic | 06.03 - SKELETAL RECONSTRUCTION | 06.03.03 - Plates | 06.03.03.01 - Standard (screw size ≥4.5mm)(including blade) ≤ 6 holes | LK | SL199 | 798 | Smith & Nephew Pty Ltd | Newdeal Bendable Osteosynthesis Plates | Composition - 316L Stainless Steel. To be used only with Newdeal screws/lock screws. | 3-6 holes | 173932 |  | March 2022 | Transferred from IG084
06 - Specialist Orthopaedic | 06.03 - SKELETAL RECONSTRUCTION | 06.03.03 - Plates | 06.03.03.02 - Standard (screw size ≥4.5mm)(including blade) ≥ 7 to ≤ 15 holes | Com, LK | HU305 | 1311 | ARTHREX AUSTRALIA PTY LTD | Anterolateral Pilon Fusion Plate | Plate for Arthrodesis | 7-15 Holes | 351000 |  | March 2022 | New Listing
06 - Specialist Orthopaedic | 06.03 - SKELETAL RECONSTRUCTION | 06.03.03 - Plates | 06.03.03.02 - Standard (screw size ≥4.5mm)(including blade) ≥ 7 to ≤ 15 holes | LK | HU303 | 931 | ARTHREX AUSTRALIA PTY LTD | Posterior Pilon Fusion Plate | Plate for Arthrodesis | 13-15 Holes | 351000 |  | March 2022 | New Listing
06 - Specialist Orthopaedic | 06.03 - SKELETAL RECONSTRUCTION | 06.03.03 - Plates | 06.03.03.02 - Standard (screw size ≥4.5mm)(including blade) ≥ 7 to ≤ 15 holes | VAL | LM524 | 1244 | LMT Surgical Pty Ltd | Ankle Fusion Plate | Ankle Fusion Plate | ≥ 7 to ≤ 15 holes | 306780 |  | March 2022 | New Listing
06 - Specialist Orthopaedic | 06.03 - SKELETAL RECONSTRUCTION | 06.03.03 - Plates | 06.03.03.03 - Standard (screw size ≥4.5mm)(including blade) ≥ 16 holes | Com, LK | HU306 | 1378 | ARTHREX AUSTRALIA PTY LTD | Anterolateral Pilon Fusion Plate | Plate for Arthrodesis | >16 Holes | 351000 350871 |  | March 2022 | New Listing
06 - Specialist Orthopaedic | 06.03 - SKELETAL RECONSTRUCTION | 06.03.03 - Plates | 06.03.03.03 - Standard (screw size ≥4.5mm)(including blade) ≥ 16 holes | LK | HU304 | 998 | ARTHREX AUSTRALIA PTY LTD | Posterior Pilon Fusion Plate | Plate for Arthrodesis | ≥ 16 Holes | 351000 350871 |  | March 2022 | New Listing
06 - Specialist Orthopaedic | 06.03 - SKELETAL RECONSTRUCTION | 06.03.03 - Plates | 06.03.03.04 - Small (screw size 2.71mm – 4.49mm)(including blade) ≤ 6 holes | Com, LK | SL217 | 850 | Smith & Nephew Pty Ltd | UNI-CP Compression plating system | 2 or 4 hole stainless steel compression plate, with 3 plate configurations (2 or 4 hole 'straight' design, 4 hole T-design) | 2 or 4 hole, 4 interaxis sizes: 17, 20, 25 and 30mm | 173932 |  | March 2022 | Transferred from IG117
06 - Specialist Orthopaedic | 06.03 - SKELETAL RECONSTRUCTION | 06.03.03 - Plates | 06.03.03.04 - Small (screw size 2.71mm – 4.49mm)(including blade) ≤ 6 holes | Com, LK | SL227 | 850 | Smith & Nephew Pty Ltd | Uni-CP Compression plating system | 4 hole U design | 4 hole, 3 interaxis sizes: 17,19,21mm | 173932 |  | March 2022 | Transferred from IG136
06 - Specialist Orthopaedic | 06.03 - SKELETAL RECONSTRUCTION | 06.03.03 - Plates | 06.03.03.04 - Small (screw size 2.71mm – 4.49mm)(including blade) ≤ 6 holes | Com, VAL | LM518 | 1164 | LMT Surgical Pty Ltd | OMNI Plating System | X and Dog Bone Plates | ≤ 6 holes | 306780 |  | March 2022 | New Listing
06 - Specialist Orthopaedic | 06.03 - SKELETAL RECONSTRUCTION | 06.03.03 - Plates | 06.03.03.04 - Small (screw size 2.71mm – 4.49mm)(including blade) ≤ 6 holes | Com, VAL | SL223 | 1164 | Smith & Nephew Pty Ltd | TIBIAXYS Distal Tibia System - Ankle Arthrodesis - Medial anterior plate | Titanium medial anterior plate with 6 holes; left or right | 3mm thick, 77mm long | 173932 |  | March 2022 | Transferred from IG132
06 - Specialist Orthopaedic | 06.03 - SKELETAL RECONSTRUCTION | 06.03.03 - Plates | 06.03.03.04 - Small (screw size 2.71mm – 4.49mm)(including blade) ≤ 6 holes | VAL | HU301 | 784 | ARTHREX AUSTRALIA PTY LTD | Lateral Hook Plate | Plate for fracture fixation | 3-5 Holes | 351000 |  | March 2022 | New Listing
06 - Specialist Orthopaedic | 06.03 - SKELETAL RECONSTRUCTION | 06.03.03 - Plates | 06.03.03.04 - Small (screw size 2.71mm – 4.49mm)(including blade) ≤ 6 holes | VAL | HU302 | 784 | ARTHREX AUSTRALIA PTY LTD | Lateral Hook Plate | Plate for fracture fixation | 7-15 Holes | 351000 |  | March 2022 | New Listing
06 - Specialist Orthopaedic | 06.03 - SKELETAL RECONSTRUCTION | 06.03.03 - Plates | 06.03.03.04 - Small (screw size 2.71mm – 4.49mm)(including blade) ≤ 6 holes | VAL | HW991 | 784 | Stryker Australia Pty Ltd | VariAx 2 Locking Plate System – Distal Ulna | VAL Fixation Plates for Distal Ulna Fractures | 625102 625102S | 357433 340044 |  | March 2022 | New Listing
06 - Specialist Orthopaedic | 06.03 - SKELETAL RECONSTRUCTION | 06.03.03 - Plates | 06.03.03.04 - Small (screw size 2.71mm – 4.49mm)(including blade) ≤ 6 holes | VAL | HW994 | 784 | Stryker Australia Pty Ltd | Ortholoc Fracture System - Plates | Universal | ≤ 6 holes | 326629 |  | March 2022 | Transferred from WR237
06 - Specialist Orthopaedic | 06.03 - SKELETAL RECONSTRUCTION | 06.03.03 - Plates | 06.03.03.04 - Small (screw size 2.71mm – 4.49mm)(including blade) ≤ 6 holes | VAL | LM516 | 784 | LMT Surgical Pty Ltd | OMNI plating system | MTP, Lapidus, Straight, T Plates | ≤ 6 holes | 306780 |  | March 2022 | New Listing
06 - Specialist Orthopaedic | 06.03 - SKELETAL RECONSTRUCTION | 06.03.03 - Plates | 06.03.03.05 - Small (screw size 2.71mm – 4.49mm)(including blade) ≥ 7 to ≤ 15 holes | Com, VAL | LM519 | 1229 | LMT Surgical Pty Ltd | OMNI Plating System | Lisfranc Plates | ≥ 7 to ≤ 15 holes | 306780 |  | March 2022 | New Listing
06 - Specialist Orthopaedic | 06.03 - SKELETAL RECONSTRUCTION | 06.03.03 - Plates | 06.03.03.05 - Small (screw size 2.71mm – 4.49mm)(including blade) ≥ 7 to ≤ 15 holes | Com, VAL | SL215 | 1229 | Smith & Nephew Pty Ltd | TIBIAXYS Distal Tibial Osteotomy System: Medial right/lateral left osteotomy plate: lateral right/medial left osteotomy plate | Titanium contoured right and left design plates for wedge osteotomy of distal tibia | 8 hole; Lateral plates 75.2mm length | 173932 |  | March 2022 | Transferred from IG114
06 - Specialist Orthopaedic | 06.03 - SKELETAL RECONSTRUCTION | 06.03.03 - Plates | 06.03.03.05 - Small (screw size 2.71mm – 4.49mm)(including blade) ≥ 7 to ≤ 15 holes | Com, VAL | SL219 | 1229 | Smith & Nephew Pty Ltd | HALLU-Lock MTP Arthrodesis System - HALLU-Lock S Plate | Titanium contoured Hallu-Lock S plate for revision of Keller osteotomy, failed arthroplasty, failed fusion | 7 holes, sizes 0 to 3, length 40 to 55mm | 173932 |  | March 2022 | Transferred from IG119
06 - Specialist Orthopaedic | 06.03 - SKELETAL RECONSTRUCTION | 06.03.03 - Plates | 06.03.03.05 - Small (screw size 2.71mm – 4.49mm)(including blade) ≥ 7 to ≤ 15 holes | Com, VAL | SL222 | 1229 | Smith & Nephew Pty Ltd | TIBIAXYS Distal Tibia System - Ankle Arthrodesis - Lateral anterior plate | Titanium lateral anterior plate with 8 holes; left or right | 3mm thick, 92mm long | 173932 |  | March 2022 | Transferred from IG131
06 - Specialist Orthopaedic | 06.03 - SKELETAL RECONSTRUCTION | 06.03.03 - Plates | 06.03.03.05 - Small (screw size 2.71mm – 4.49mm)(including blade) ≥ 7 to ≤ 15 holes | LK | MN335 | 536 | Johnson & Johnson Medical Pty Ltd | AO/ASIF Plates | Locking Specialty Plates, LCP Clavicle, MatrixRIB, Titanium | 7-15 Holes | 157069 |  | March 2022 | New Listing
06 - Specialist Orthopaedic | 06.03 - SKELETAL RECONSTRUCTION | 06.03.03 - Plates | 06.03.03.05 - Small (screw size 2.71mm – 4.49mm)(including blade) ≥ 7 to ≤ 15 holes | VAL | HU299 | 849 | ARTHREX AUSTRALIA PTY LTD | Locking Distal Fibula Plate | Plate for Fracture Fixation | 7-15 Holes | 351000 |  | March 2022 | New Listing
06 - Specialist Orthopaedic | 06.03 - SKELETAL RECONSTRUCTION | 06.03.03 - Plates | 06.03.03.05 - Small (screw size 2.71mm – 4.49mm)(including blade) ≥ 7 to ≤ 15 holes | VAL | HU308 | 849 | ARTHREX AUSTRALIA PTY LTD | Posterolateral Fibula Plate | Plate for Fracture fixation | ≥ 7 to ≤ 15 holes | 351000 |  | March 2022 | New Listing
06 - Specialist Orthopaedic | 06.03 - SKELETAL RECONSTRUCTION | 06.03.03 - Plates | 06.03.03.05 - Small (screw size 2.71mm – 4.49mm)(including blade) ≥ 7 to ≤ 15 holes | VAL | HU309 | 849 | ARTHREX AUSTRALIA PTY LTD | Posterolateral Fibula Plate | Plate for fracture fixation | 8 Holes | 351000 |  | March 2022 | New Listing
06 - Specialist Orthopaedic | 06.03 - SKELETAL RECONSTRUCTION | 06.03.03 - Plates | 06.03.03.05 - Small (screw size 2.71mm – 4.49mm)(including blade) ≥ 7 to ≤ 15 holes | VAL | HU310 | 849 | ARTHREX AUSTRALIA PTY LTD | Anatomic Posterolateral Distal Fibula Plate | Plate for fracture fixation | 4-6 Holes | 351000 |  | March 2022 | New Listing
06 - Specialist Orthopaedic | 06.03 - SKELETAL RECONSTRUCTION | 06.03.03 - Plates | 06.03.03.05 - Small (screw size 2.71mm – 4.49mm)(including blade) ≥ 7 to ≤ 15 holes | VAL | HU311 | 849 | ARTHREX AUSTRALIA PTY LTD | Anatomic Posterolateral Distal Fibula Plate | Plate for fracture fixation | 7-15 Holes | 351000 |  | March 2022 | New Listing
06 - Specialist Orthopaedic | 06.03 - SKELETAL RECONSTRUCTION | 06.03.03 - Plates | 06.03.03.05 - Small (screw size 2.71mm – 4.49mm)(including blade) ≥ 7 to ≤ 15 holes | VAL | HU312 | 849 | ARTHREX AUSTRALIA PTY LTD | Locking Medial Hook Plate | Plate for fracture fixation | 7-15 Holes | 351000 |  | March 2022 | New Listing
06 - Specialist Orthopaedic | 06.03 - SKELETAL RECONSTRUCTION | 06.03.03 - Plates | 06.03.03.05 - Small (screw size 2.71mm – 4.49mm)(including blade) ≥ 7 to ≤ 15 holes | VAL | HU314 | 849 | ARTHREX AUSTRALIA PTY LTD | Locking Medial Hook Plate | Plate for fracture fixation | &lt;6 Holes | 351000 |  | March 2022 | New Listing
06 - Specialist Orthopaedic | 06.03 - SKELETAL RECONSTRUCTION | 06.03.03 - Plates | 06.03.03.05 - Small (screw size 2.71mm – 4.49mm)(including blade) ≥ 7 to ≤ 15 holes | VAL | HW992 | 849 | Stryker Australia Pty Ltd | VariAx 2 Locking Plate System – Distal Ulna | VAL Fixation Plates for Distal Ulna Fractures | ≥ 7 to ≤ 15 holes | 357433 340044 |  | March 2022 | New Listing
06 - Specialist Orthopaedic | 06.03 - SKELETAL RECONSTRUCTION | 06.03.03 - Plates | 06.03.03.05 - Small (screw size 2.71mm – 4.49mm)(including blade) ≥ 7 to ≤ 15 holes | VAL | LM517 | 849 | LMT Surgical Pty Ltd | OMNI Plating System | Straight Plates | ≥ 7 to ≤ 15 holes | 306780 |  | March 2022 | New Listing
06 - Specialist Orthopaedic | 06.03 - SKELETAL RECONSTRUCTION | 06.03.03 - Plates | 06.03.03.05 - Small (screw size 2.71mm – 4.49mm)(including blade) ≥ 7 to ≤ 15 holes | VAL | PB076 | 849 | Australian Pacific Medical Pty Ltd | Marathon variable angle Fibula Plate | Marathon variable angle Fibula Plate | 1 - 6 holes | 261562 |  | March 2022 | New Listing
06 - Specialist Orthopaedic | 06.03 - SKELETAL RECONSTRUCTION | 06.03.03 - Plates | 06.03.03.05 - Small (screw size 2.71mm – 4.49mm)(including blade) ≥ 7 to ≤ 15 holes | VAL | PB077 | 849 | Australian Pacific Medical Pty Ltd | Marathon variable angle Fibula plates | Marathon variable angle Fibula plates | 7 - 15 holes | 261562 |  | March 2022 | New Listing
06 - Specialist Orthopaedic | 06.03 - SKELETAL RECONSTRUCTION | 06.03.03 - Plates | 06.03.03.05 - Small (screw size 2.71mm – 4.49mm)(including blade) ≥ 7 to ≤ 15 holes | VAL | SL216 | 849 | Smith & Nephew Pty Ltd | TIBIAXYS Distal Tibial Osteotomy System - Medial osteotomy plate | Inverted T-shape medial osteotomy plate to fit medial malleolus | 8 hole; 70mm | 173932 |  | March 2022 | Transferred from IG115
06 - Specialist Orthopaedic | 06.03 - SKELETAL RECONSTRUCTION | 06.03.03 - Plates | 06.03.03.06 - Small (screw size 2.71mm – 4.49mm)(including blade) ≥ 16 holes | VAL | HU300 | 1331 | ARTHREX AUSTRALIA PTY LTD | Locking Distal Fibula Plate | Plate for Fracture Fixation | >16 Holes | 351000 |  | March 2022 | New Listing
06 - Specialist Orthopaedic | 06.03 - SKELETAL RECONSTRUCTION | 06.03.03 - Plates | 06.03.03.07 - Mini (screw size ≤2.7mm)(including blade) ≤ 6 holes | VAL | SL218 | 1197 | Smith & Nephew Pty Ltd | HALLU-Lock MTP Arthrodesis System - HALLU-Lock C Plate | Titanium contoured plate for 1st MTP arthrodesis, fixation of fractures and osteotomies | 4, 5 or 6 holes; sizes 0 to 3, length 35 to 50mm | 173932 |  | March 2022 | Transferred from IG118
06 - Specialist Orthopaedic | 06.03 - SKELETAL RECONSTRUCTION | 06.03.03 - Plates | 06.03.03.08 - Mini (screw size ≤2.7mm)(including blade) ≥ 7 to ≤ 15 holes | VAL | MN336 | 952 | Johnson & Johnson Medical Pty Ltd | AO/ASIF Plate | VA Locking Patella Plate Titanium | 13 holes | 157069 |  | March 2022 | New Listing
06 - Specialist Orthopaedic | 06.03 - SKELETAL RECONSTRUCTION | 06.03.03 - Plates | 06.03.03.09 - Mini (screw size ≤2.7mm)(including blade) ≥ 16 holes | VAL | MN339 | 1207 | Johnson & Johnson Medical Pty Ltd | AO/ASIF Plates | VA Locking Patella Plating System Titanium | ≥ 16 holes | 157069 |  | March 2022 | New Listing
06 - Specialist Orthopaedic | 06.03 - SKELETAL RECONSTRUCTION | 06.03.03 - Plates | 06.03.03.26 - Periarticular anatomic - Ulna ≥ 7 to ≤ 15 holes | VAL | LM525 | 1439 | LMT Surgical Pty Ltd | Proximal Ulna Plate | Proximal Ulna Plate | 73 to 151 mm | 278692 |  | March 2022 | New Listing
06 - Specialist Orthopaedic | 06.03 - SKELETAL RECONSTRUCTION | 06.03.03 - Plates | 06.03.03.33 - Periarticular anatomic - Femur ≥ 7 to ≤ 15 holes | VAL | MN337 | 1710 | Johnson & Johnson Medical Pty Ltd | AO/ASIF Plates | Anatomic Locking Femur Plates Titanium | 7-15 Holes | 157069 |  | March 2022 | New Listing
06 - Specialist Orthopaedic | 06.03 - SKELETAL RECONSTRUCTION | 06.03.03 - Plates | 06.03.03.34 - Periarticular anatomic - Femur ≥ 16 holes | VAL | MN338 | 2331 | Johnson & Johnson Medical Pty Ltd | AO/ASIF Plates | Anatomic Locking Femur Plates Titanium | ≥16 Holes | 157069 |  | March 2022 | New Listing
06 - Specialist Orthopaedic | 06.03 - SKELETAL RECONSTRUCTION | 06.03.03 - Plates | 06.03.03.44 - Periarticular anatomic - Foot |  | SL197 | 428 | Smith & Nephew Pty Ltd | Hallu-Fix Plates | Hallu-C and Hallu-S titanium plates for first MTP arthrodesis | Length: 40 - 55mm 3 sizes: 1, 2, 3 for left or right | 173932 |  | March 2022 | Transferred from IG081
06 - Specialist Orthopaedic | 06.03 - SKELETAL RECONSTRUCTION | 06.03.04 - Screws | 06.03.04.01 - Standard ( ≥4.5mm) | CN | JK002 | 185 | ALLIED SCIENTIFIC PRODUCTS PTY LTD | OsteoMed Plating & Fixation System | Plates - Fracture; Screws - Cannulated Lag | 6 Hole Fracture Plate 47 - 52mm; 2 x 2 Hole Angled Fracture Plate; 3 x 3 Hole Angled Fracture Plate; 6.5mm x (30 -150)mm; 7.3mm x (30 - 150)mm | 130508 130509 |  | March 2022 | Transferred from UQ002
06 - Specialist Orthopaedic | 06.03 - SKELETAL RECONSTRUCTION | 06.03.04 - Screws | 06.03.04.01 - Standard ( ≥4.5mm) |  | MU186 | 63 | Medacta Australia Pty Ltd | PAO Cortical Screw Ø4.5 | Peri-Acetabular Osteotomy Cortical Screw | Ø4.5 L 50-140 mm | 219907 |  | March 2022 | New Listing
06 - Specialist Orthopaedic | 06.03 - SKELETAL RECONSTRUCTION | 06.03.04 - Screws | 06.03.04.01 - Standard ( ≥4.5mm) |  | SL214 | 63 | Smith & Nephew Pty Ltd | Bone Screws | Titanium screws (2) for use with the Universal2 Total Wrist System only | 4.5mm x (15, 20, 25, 30, 35mm) | 177632 |  | March 2022 | Transferred from IG113
06 - Specialist Orthopaedic | 06.03 - SKELETAL RECONSTRUCTION | 06.03.04 - Screws | 06.03.04.02 - Small (2.71mm – 4.49mm) | Breakoff | SL225 | 293 | Smith & Nephew Pty Ltd | Snap-Off screws | Titanium break-off barrel screws for Hallu-Fix | Diameter 3.0mm, Length 10 - 18mm | 173963 |  | March 2022 | Transferred from IG134
06 - Specialist Orthopaedic | 06.03 - SKELETAL RECONSTRUCTION | 06.03.04 - Screws | 06.03.04.02 - Small (2.71mm – 4.49mm) | CN | JK003 | 202 | ALLIED SCIENTIFIC PRODUCTS PTY LTD | OsteoMed Plating & Fixation System | Screws - Cannulated Lag | Diameter 2.71mm – 4.49mm | 130509 |  | March 2022 | Transferred from UQ003
06 - Specialist Orthopaedic | 06.03 - SKELETAL RECONSTRUCTION | 06.03.04 - Screws | 06.03.04.02 - Small (2.71mm – 4.49mm) | CN | LM523 | 202 | LMT Surgical Pty Ltd | OMNI Plating System | Cannulated Screws | 2.71mm – 4.49mm diameter | 306780 |  | March 2022 | New Listing
06 - Specialist Orthopaedic | 06.03 - SKELETAL RECONSTRUCTION | 06.03.04 - Screws | 06.03.04.02 - Small (2.71mm – 4.49mm) | CN,DT | HU296 | 368 | ARTHREX AUSTRALIA PTY LTD | Beveled FT Screw | Screw for osteotomy | 3.5mm and 4.0mm | 350999 |  | March 2022 | New Listing
06 - Specialist Orthopaedic | 06.03 - SKELETAL RECONSTRUCTION | 06.03.04 - Screws | 06.03.04.02 - Small (2.71mm – 4.49mm) | CN,DT | JK004 | 368 | ALLIED SCIENTIFIC PRODUCTS PTY LTD | ExtremiFix Screws | Headless Cannulated Compression Screw | Diameter 3.0mm, 4.0mm. Length 10mm to 52mm; Diameter 2.71mm - 4.49mm. | 130509 |  | March 2022 | Transferred from UQ046
06 - Specialist Orthopaedic | 06.03 - SKELETAL RECONSTRUCTION | 06.03.04 - Screws | 06.03.04.02 - Small (2.71mm – 4.49mm) | CN,DT | SL193 | 368 | Smith & Nephew Pty Ltd | Bold Compression Screw | Cannulated titanium | 3mm diam 10-34mm length | 173963 |  | March 2022 | Transferred from IG069
06 - Specialist Orthopaedic | 06.03 - SKELETAL RECONSTRUCTION | 06.03.04 - Screws | 06.03.04.02 - Small (2.71mm – 4.49mm) | CN,DT | SL194 | 368 | Smith & Nephew Pty Ltd | ICOS Screw: Ideal Compression Screw | Cannulated titanium | 4.0mm diam 26-60mm length, 6.5mm diam 40-150mm length | 173963 |  | March 2022 | Transferred from IG070
06 - Specialist Orthopaedic | 06.03 - SKELETAL RECONSTRUCTION | 06.03.04 - Screws | 06.03.04.02 - Small (2.71mm – 4.49mm) | CN,DT | SL208 | 368 | Smith & Nephew Pty Ltd | Bold Compression Screw | Cannulated Titanium | Diameter 3.0-3.70mm, length 10-34mm | 173963 |  | March 2022 | Transferred from IG107
06 - Specialist Orthopaedic | 06.03 - SKELETAL RECONSTRUCTION | 06.03.04 - Screws | 06.03.04.02 - Small (2.71mm – 4.49mm) | CN,DT | SL210 | 368 | Smith & Nephew Pty Ltd | Qwix Screw | Self drilling, self tapping, cannulated, titanium screws. | Diameter 3.0mm-7.5mm, length 10mm-120mm | 173963 |  | March 2022 | Transferred from IG109
06 - Specialist Orthopaedic | 06.03 - SKELETAL RECONSTRUCTION | 06.03.04 - Screws | 06.03.04.02 - Small (2.71mm – 4.49mm) | CN,LK | SL204 | 263 | Smith & Nephew Pty Ltd | Newdeal Screws/Lock Screws | Screws - Cancellous, Cancellous cannulated, cortical, cortical cannulated plus Lock screws | Cancellous/Cancellous cannulated - Diameter 6.5mm, Length 20mm - 100mm + Lock Screw, Cortical - Diameter 5.0mm, Length 25mm - 45mm + Lock Screw, Cortical - Diameter 4.5mm, Length 14mm - 65mm + Lock Screw, Cortical - Diameter 3.5mm, Length 14mm - 32mm + Lo | 173963 |  | March 2022 | Transferred from IG093
06 - Specialist Orthopaedic | 06.03 - SKELETAL RECONSTRUCTION | 06.03.04 - Screws | 06.03.04.02 - Small (2.71mm – 4.49mm) | CN,LK | SL209 | 263 | Smith & Nephew Pty Ltd | Newdeal Surfix Style Screws | Titanium bone screw +locking screw for the fixation of specific Newdeal bone plates | Diameter 3.5mm, Length 10-50mm; Diameter 4.5mm, length 14-65mm; Diameter 6.5, length 20-100mm | 173963 |  | March 2022 | Transferred from IG108
06 - Specialist Orthopaedic | 06.03 - SKELETAL RECONSTRUCTION | 06.03.04 - Screws | 06.03.04.02 - Small (2.71mm – 4.49mm) | LK | HU297 | 141 | ARTHREX AUSTRALIA PTY LTD | KreuLock Locking Compression Screws, Ti | Locking Compression Screws | 3.0mm-3.5mm | 350999 |  | March 2022 | New Listing
06 - Specialist Orthopaedic | 06.03 - SKELETAL RECONSTRUCTION | 06.03.04 - Screws | 06.03.04.02 - Small (2.71mm – 4.49mm) | LK | HU316 | 141 | ARTHREX AUSTRALIA PTY LTD | KrueLock Locking Compression Screws SS | locking compression screw | 3.5mm | 350999 |  | March 2022 | New Listing
06 - Specialist Orthopaedic | 06.03 - SKELETAL RECONSTRUCTION | 06.03.04 - Screws | 06.03.04.02 - Small (2.71mm – 4.49mm) | LK | LM521 | 141 | LMT Surgical Pty Ltd | OMNI Plating System | Locking Screws | 2.71mm – 4.49mm diameter | 306780 |  | March 2022 | New Listing
06 - Specialist Orthopaedic | 06.03 - SKELETAL RECONSTRUCTION | 06.03.04 - Screws | 06.03.04.02 - Small (2.71mm – 4.49mm) | LK | SL191 | 141 | Smith & Nephew Pty Ltd | Surfix screw plus Surfix Lock-Screw | Locking screws with an independent lock-screw head | 2.7mm: 10-32mm | 173963 |  | March 2022 | Transferred from IG067
06 - Specialist Orthopaedic | 06.03 - SKELETAL RECONSTRUCTION | 06.03.04 - Screws | 06.03.04.02 - Small (2.71mm – 4.49mm) | LK | SL192 | 141 | Smith & Nephew Pty Ltd | Surfix Screw plus Surfix Lock-Screw | Locking screws with an independent lock-screw head that screw into fixation plates. This combination effects dynamic compression. | 3.5mm: 10-28mm | 173963 |  | March 2022 | Transferred from IG068
06 - Specialist Orthopaedic | 06.03 - SKELETAL RECONSTRUCTION | 06.03.04 - Screws | 06.03.04.02 - Small (2.71mm – 4.49mm) | LK | SL203 | 141 | Smith & Nephew Pty Ltd | Newdeal Lock Screws | For use with Newdeal bone screws and plates | Diameter 2.7mm - 6.5mm | 173963 |  | March 2022 | Transferred from IG092
06 - Specialist Orthopaedic | 06.03 - SKELETAL RECONSTRUCTION | 06.03.04 - Screws | 06.03.04.02 - Small (2.71mm – 4.49mm) | LK | SL220 | 141 | Smith & Nephew Pty Ltd | Surfix Locking Screws | Locking screws with an independent lock-screw head | 3mm; 10-24mm length | 173963 |  | March 2022 | Transferred from IG120
06 - Specialist Orthopaedic | 06.03 - SKELETAL RECONSTRUCTION | 06.03.04 - Screws | 06.03.04.02 - Small (2.71mm – 4.49mm) |  | HU313 | 80 | ARTHREX AUSTRALIA PTY LTD | Low Profile Cancellous Screws, SS | Cancellous Screws | 2.71mm-4.49mm | 351000 |  | March 2022 | New Listing
06 - Specialist Orthopaedic | 06.03 - SKELETAL RECONSTRUCTION | 06.03.04 - Screws | 06.03.04.02 - Small (2.71mm – 4.49mm) |  | JK005 | 80 | ALLIED SCIENTIFIC PRODUCTS PTY LTD | OsteoMed Plating & Fixation System | Lag Screws - Maxi, MMF, 3.0mm | 2.4mm x (8 - 42)mm; 2.4 x (12 - 18)mm; 3.0mm x (12 - 36)mm; | 130509 |  | March 2022 | Transferred from UQ004
06 - Specialist Orthopaedic | 06.03 - SKELETAL RECONSTRUCTION | 06.03.04 - Screws | 06.03.04.02 - Small (2.71mm – 4.49mm) |  | LM520 | 80 | LMT Surgical Pty Ltd | OMNI Plating System | Non-Locking Screws | 2.71 - 4.49mm diameter | 306780 |  | March 2022 | New Listing
06 - Specialist Orthopaedic | 06.03 - SKELETAL RECONSTRUCTION | 06.03.04 - Screws | 06.03.04.02 - Small (2.71mm – 4.49mm) |  | MU185 | 80 | Medacta Australia Pty Ltd | PAO Cortical Screw Ø3.5 | Peri-Acetabular Osteotomy Cortical Screw | Ø3.5 L 20-140 mm | 219907 |  | March 2022 | New Listing
06 - Specialist Orthopaedic | 06.03 - SKELETAL RECONSTRUCTION | 06.03.04 - Screws | 06.03.04.02 - Small (2.71mm – 4.49mm) |  | SL190 | 80 | Smith & Nephew Pty Ltd | Tibiaxys Distal tibia system | Titanium screw for use with Tibiaxys distal tibia system | 4mm diameter with 6mm head; 40mm - 100mm length | 173963 |  | March 2022 | Transferred from IG063
06 - Specialist Orthopaedic | 06.03 - SKELETAL RECONSTRUCTION | 06.03.04 - Screws | 06.03.04.03 - Mini (2.01 – 2.7 mm) | Breakoff | SL224 | 295 | Smith & Nephew Pty Ltd | Snap-Off screws | Titanium break-off barrel screws for Hallu-Fix | Diameter 2.7mm; length 10-34mm | 173932 |  | March 2022 | Transferred from IG133
06 - Specialist Orthopaedic | 06.03 - SKELETAL RECONSTRUCTION | 06.03.04 - Screws | 06.03.04.03 - Mini (2.01 – 2.7 mm) | CN | JK006 | 204 | ALLIED SCIENTIFIC PRODUCTS PTY LTD | OsteoMed Plating & Fixation System | Screws - Cannulated Lag | Diameter 2.01 – 2.7 mm | 130509 |  | March 2022 | Transferred from UQ005
06 - Specialist Orthopaedic | 06.03 - SKELETAL RECONSTRUCTION | 06.03.04 - Screws | 06.03.04.03 - Mini (2.01 – 2.7 mm) | CN,DT | JK007 | 370 | ALLIED SCIENTIFIC PRODUCTS PTY LTD | ExtremiFix Screws | Headless Cannulated Compression Screw | Diameter 2.0mm, 2.4mm. Length 10mm to 52mm; Diameter 2.01mm - 2.7mm | 130509 |  | March 2022 | Transferred from UQ006
06 - Specialist Orthopaedic | 06.03 - SKELETAL RECONSTRUCTION | 06.03.04 - Screws | 06.03.04.03 - Mini (2.01 – 2.7 mm) | LK | HU298 | 143 | ARTHREX AUSTRALIA PTY LTD | KreuLock Locking Compression Screws, Ti | Locking Compression Screws | 2.4mm | 350999 |  | March 2022 | New Listing
06 - Specialist Orthopaedic | 06.03 - SKELETAL RECONSTRUCTION | 06.03.04 - Screws | 06.03.04.03 - Mini (2.01 – 2.7 mm) | LK | HU315 | 143 | ARTHREX AUSTRALIA PTY LTD | KreuLock Locking Compression Screws SS | Locking Compression Screw | 2.7mm | 350999 |  | March 2022 | New Listing
06 - Specialist Orthopaedic | 06.03 - SKELETAL RECONSTRUCTION | 06.03.04 - Screws | 06.03.04.03 - Mini (2.01 – 2.7 mm) | LK | SL221 | 143 | Smith & Nephew Pty Ltd | Surfix Locking Screws | Locking screws with an independent lock-screw head | 2.7mm, 10 - 24mm length | 173963 |  | March 2022 | Transferred from IG126
06 - Specialist Orthopaedic | 06.03 - SKELETAL RECONSTRUCTION | 06.03.04 - Screws | 06.03.04.04 - Micro (≤ 2.0mm) | Breakoff | SL226 | 273 | Smith & Nephew Pty Ltd | Spin screw: Snap-off screws | Titanium break-off barrel screws | Diameter 2.0 mm, Length 11 -14mm | 173963 |  | March 2022 | Transferred from IG135
06 - Specialist Orthopaedic | 06.03 - SKELETAL RECONSTRUCTION | 06.03.04 - Screws | 06.03.04.07 - Screw post/peg |  | LM522 | 122 | LMT Surgical Pty Ltd | Omni Plating System | Post | 12 & 16 mm | 306780 |  | March 2022 | New Listing
06 - Specialist Orthopaedic | 06.03 - SKELETAL RECONSTRUCTION | 06.03.05 - Surgical Accessories | 06.03.05.02 - Pins |  | SL195 | 26 | Smith & Nephew Pty Ltd | K-Wire (Kirschner) | Stainless steel | 70mm, 100mm, 200mm length | 173964 |  | March 2022 | Transferred from IG073
06 - Specialist Orthopaedic | 06.03 - SKELETAL RECONSTRUCTION | 06.03.06 - Staples | 06.03.06.01 - Staples |  | SL196 | 127 | Smith & Nephew Pty Ltd | Solustaple Standard Staple | Stainless steel 90 deg & 26 degree | 8 & 10mm length | 173961 |  | March 2022 | Transferred from IG075
06 - Specialist Orthopaedic | 06.03 - SKELETAL RECONSTRUCTION | 06.03.06 - Staples | 06.03.06.01 - Staples |  | SL207 | 127 | Smith & Nephew Pty Ltd | Uni-Clip Compression Staple | Stainless Steel, Notched and Non-Notched | Width 11-30mm, Length 13-32mm | 173961 |  | March 2022 | Transferred from IG103
06 - Specialist Orthopaedic | 06.03 - SKELETAL RECONSTRUCTION | 06.03.07 - Soft Tissue Fixation Devices | 06.03.07.02 - Suture, Small anchors (≤2.3mm) |  | LV150 | 294 | ConMed Linvatec Australia Pty Ltd | Paradigm ClickLok Anchor | The Paradigm ClickLok Anchor (UHMWPE) is a High Strength Flat Braided Suture Anchor with Hi-Fi (UHMWPE) Braided Suture preloaded on Stainless Steel driver. It may be used in either arthroscopic or open surgical procedures. After the suture is anchored to the bone, it may be used to reattach soft tissue, such as ligaments, tendons, or joint capsules to the bone. The suture anchor system thereby stabilizes the damaged soft tissue, in conjunction with appropriate postoperative immobilization throughout the healing period. | 1.8 mm all suture anchor | 136631 |  | March 2022 | New Listing
06 - Specialist Orthopaedic | 06.03 - SKELETAL RECONSTRUCTION | 06.03.07 - Soft Tissue Fixation Devices | 06.03.07.02 - Suture, Small anchors (≤2.3mm) |  | MN330 | 294 | Johnson & Johnson Medical Pty Ltd | VERSALOOP Anchor System | All-Suture Anchor | 1.5 mm, 1.8 mm, 1.5 mm XL | 379270 |  | March 2022 | New Listing
06 - Specialist Orthopaedic | 06.03 - SKELETAL RECONSTRUCTION | 06.03.07 - Soft Tissue Fixation Devices | 06.03.07.02 - Suture, Small anchors (≤2.3mm) |  | ZA107 | 294 | Zimmer Biomet Pty Ltd | JuggerKnot Soft Anchor | Suture Anchor, Ultra-high molecular weight polyethylene (UHMWPE), Polyester | 1.4mm, 1.45mm, 1.5mm | 368790 |  | March 2022 | New Listing
06 - Specialist Orthopaedic | 06.03 - SKELETAL RECONSTRUCTION | 06.03.07 - Soft Tissue Fixation Devices | 06.03.07.03 - Suture, Medium anchors (2.4 – 3.9mm) | AB | PJ054 | 501 | PurePlay Orthopaedics | Parcus AP knotless | AP knotless push in anchors | 2.8, mm Anchors | 375791 |  | March 2022 | New Listing
06 - Specialist Orthopaedic | 06.03 - SKELETAL RECONSTRUCTION | 06.03.07 - Soft Tissue Fixation Devices | 06.03.07.03 - Suture, Medium anchors (2.4 – 3.9mm) |  | HU307 | 442 | ARTHREX AUSTRALIA PTY LTD | Dx FiberTak double loaded with 0.9mm SutureTape | Soft Tissue Fixation Device | One size only | 353482 |  | March 2022 | New Listing
06 - Specialist Orthopaedic | 06.03 - SKELETAL RECONSTRUCTION | 06.03.07 - Soft Tissue Fixation Devices | 06.03.07.03 - Suture, Medium anchors (2.4 – 3.9mm) |  | MN329 | 442 | Johnson & Johnson Medical Pty Ltd | GRYPHON PEEK Suture Anchor | Anchor with suture | 3.0 x 10.7mm | 215753 |  | March 2022 | New Listing
06 - Specialist Orthopaedic | 06.03 - SKELETAL RECONSTRUCTION | 06.03.07 - Soft Tissue Fixation Devices | 06.03.07.03 - Suture, Medium anchors (2.4 – 3.9mm) |  | MN334 | 442 | Johnson & Johnson Medical Pty Ltd | VERSALOOP Anchor System | All-Suture Anchor | 2.5 mm | 379270 |  | March 2022 | New Listing
06 - Specialist Orthopaedic | 06.03 - SKELETAL RECONSTRUCTION | 06.03.07 - Soft Tissue Fixation Devices | 06.03.07.03 - Suture, Medium anchors (2.4 – 3.9mm) |  | PJ053 | 442 | PurePlay Orthopaedics | Parcus Knotless PEEK push in suture anchor | Knotless PEEK push in suture anchors w/suture passer | 2.8mm | 177866 |  | March 2022 | New Listing
06 - Specialist Orthopaedic | 06.03 - SKELETAL RECONSTRUCTION | 06.03.07 - Soft Tissue Fixation Devices | 06.03.07.03 - Suture, Medium anchors (2.4 – 3.9mm) |  | ZA108 | 442 | Zimmer Biomet Pty Ltd | JuggerKnot Soft Anchor | Suture Anchor, Ultra-high molecular weight polyethylene (UHMWPE), Polyester | 2.9mm | 368790 |  | March 2022 | New Listing
06 - Specialist Orthopaedic | 06.03 - SKELETAL RECONSTRUCTION | 06.03.07 - Soft Tissue Fixation Devices | 06.03.07.04 - Suture, Large anchors (≥4mm) | AB | PJ049 | 501 | PurePlay Orthopaedics | Parcus AP large | AP knotless push in Anchors Large | 4.5, 5,5 mm | 375791 |  | March 2022 | New Listing
06 - Specialist Orthopaedic | 06.03 - SKELETAL RECONSTRUCTION | 06.03.07 - Soft Tissue Fixation Devices | 06.03.07.04 - Suture, Large anchors (≥4mm) | AB | PJ050 | 501 | PurePlay Orthopaedics | Parcus AP twist | Twist screw in AP anchor | 4.5-6.5 mm | 375791 |  | March 2022 | New Listing
06 - Specialist Orthopaedic | 06.03 - SKELETAL RECONSTRUCTION | 06.03.07 - Soft Tissue Fixation Devices | 06.03.07.04 - Suture, Large anchors (≥4mm) |  | MN331 | 442 | Johnson & Johnson Medical Pty Ltd | HEALIX ADVANCE™ Anchor with DYNATAPE™ Suture | PEEK anchor with DYNATAPE suture and DYNACORD suture | 4.5-6.5mm | 215753 |  | March 2022 | New Listing
06 - Specialist Orthopaedic | 06.03 - SKELETAL RECONSTRUCTION | 06.03.07 - Soft Tissue Fixation Devices | 06.03.07.05 - Button/thread/tape or Button/thread/button |  | PJ052 | 374 | PurePlay Orthopaedics | Parcus Synd-Ez SS | The Parcus Synd-EZ is intended to be used as an adjunct in fracture repair involving metaphyseal and periarticular small bone fragments where screws are not indicated, and as adjuncts in external and intramedullary fixation systems involving plates and rods, with fracture braces and casting. Includes top hat, suture and button. | 3.2 mm | 375955 |  | March 2022 | New Listing
06 - Specialist Orthopaedic | 06.03 - SKELETAL RECONSTRUCTION | 06.03.07 - Soft Tissue Fixation Devices | 06.03.07.07 - Interference Screw (± sleeve) |  | PJ051 | 181 | PurePlay Orthopaedics | Parcus Interference Ti screws | Interference screws for soft tissue fixation (Titanium) | 7-12 mm (20-35mm in length | 177866 |  | March 2022 | New Listing
06 - Specialist Orthopaedic | 06.03 - SKELETAL RECONSTRUCTION | 06.03.07 - Soft Tissue Fixation Devices | 06.03.07.08 - Screw/Pin/Post |  | WF001 | 451 | The Trustee for IF & FC Clarke Family Trust | Quick Start Screw | Titanium Interference Screw | Diameter 6 to 12mm Length 20 to 40mm | 339465 |  | March 2022 | New Listing
06 - Specialist Orthopaedic | 06.03 - SKELETAL RECONSTRUCTION | 06.03.14 - Bone Cement | 06.03.14.03 - Cement with Complex Delivery System |  | OW014 | 437 | MERIT MEDICAL AUSTRALIA PTY LTD | StabiliT Bone Cement & Saturate Mixing System | A patented cement preparation and controlled delivery of high-viscosity cement. | 7cc and 10cc options available | 291596 |  | March 2022 | New Listing
06 - Specialist Orthopaedic | 06.03 - SKELETAL RECONSTRUCTION | 06.03.15 - Bone Graft Substitute | 06.03.15.01 - Ceramic, 0-5cc |  | HC035 | 722 | Health Care Surgical Pty Ltd | NEOBONE GEL | Synthetic Bone Graft Putty | 0.5 - 5ml | 351642 |  | March 2022 | New Listing
06 - Specialist Orthopaedic | 06.03 - SKELETAL RECONSTRUCTION | 06.03.15 - Bone Graft Substitute | 06.03.15.02 - Ceramic, >5cc - 10cc | CDS | HW993 | 1449 | Stryker Australia Pty Ltd | ProDense / Osteoset XR | Composite Injectable Bone Void Filler | 10cc | 172032 |  | March 2022 | Transferred from WR003
07 - Plastic and Reconstructive | 07.01 - CRANIOMAXILLOFACIAL RECONSTRUCTION & FIXATION | 07.01.01 - Mesh - Metal | 07.01.01.04 - 0.2-0.49mm thick, 11-50cm² |  | JK008 | 683 | ALLIED SCIENTIFIC PRODUCTS PTY LTD | OsteoMed Plating & Fixation System | Micro, Mini, Maxi | 0.2-0.49mm thick, 11-50cm² | 130508 |  | March 2022 | Transferred from UQ009
07 - Plastic and Reconstructive | 07.01 - CRANIOMAXILLOFACIAL RECONSTRUCTION & FIXATION | 07.01.01 - Mesh - Metal | 07.01.01.05 - 0.2-0.49mm thick, 51-200cm² |  | JK009 | 1365 | ALLIED SCIENTIFIC PRODUCTS PTY LTD | OsteoMed Plating & Fixation System | Plates | 0.2-0.49mm thick, 51-200cm² | 130508 |  | March 2022 | Transferred from UQ010
07 - Plastic and Reconstructive | 07.01 - CRANIOMAXILLOFACIAL RECONSTRUCTION & FIXATION | 07.01.01 - Mesh - Metal | 07.01.01.06 - 0.2-0.49mm thick, >200cm² |  | JK010 | 1462 | ALLIED SCIENTIFIC PRODUCTS PTY LTD | OsteoMed Plating & Fixation System | Plates | 111 x 191mm Mesh Plate, Mesh > 200cm2 area. | 130508 |  | March 2022 | Transferred from UQ047
07 - Plastic and Reconstructive | 07.01 - CRANIOMAXILLOFACIAL RECONSTRUCTION & FIXATION | 07.01.01 - Mesh - Metal | 07.01.01.08 - 0.5-0.8mm thick, 11-50cm² |  | JK011 | 497 | ALLIED SCIENTIFIC PRODUCTS PTY LTD | OsteoMed Plating & Fixation System | Plates | 0.5-0.8mm thick, 11-50cm² | 130508 |  | March 2022 | Transferred from UQ013
07 - Plastic and Reconstructive | 07.01 - CRANIOMAXILLOFACIAL RECONSTRUCTION & FIXATION | 07.01.01 - Mesh - Metal | 07.01.01.09 - 0.5-0.8mm thick, 51-200cm² |  | JK012 | 1146 | ALLIED SCIENTIFIC PRODUCTS PTY LTD | OsteoMed Plating & Fixation System | Plates | 90 x 90mm Osteoform Mesh, Mesh 51 to 100cm2 area. | 130508 |  | March 2022 | Transferred from UQ014
07 - Plastic and Reconstructive | 07.01 - CRANIOMAXILLOFACIAL RECONSTRUCTION & FIXATION | 07.01.01 - Mesh - Metal | 07.01.01.10 - 0.5-0.8mm thick, >200cm² |  | JK013 | 2187 | ALLIED SCIENTIFIC PRODUCTS PTY LTD | OsteoMed Plating & Fixation System | Plates | 125 x 180mm Mesh Plate, 150 x 300mm Mesh Plate, Mesh >200cm2 area. | 130508 |  | March 2022 | Transferred from UQ015
07 - Plastic and Reconstructive | 07.01 - CRANIOMAXILLOFACIAL RECONSTRUCTION & FIXATION | 07.01.04 - Non-mesh | 07.01.04.01 - Resorbable |  | MV020 | 336 | More Group Pty Ltd | BVital Form RCM | Resorbable Collagen Dental Membrane | (15-30)mm x (20-40)mm sheet | 376528 |  | March 2022 | New Listing
07 - Plastic and Reconstructive | 07.01 - CRANIOMAXILLOFACIAL RECONSTRUCTION & FIXATION | 07.01.05 - Fracture or Reconstruction Plates | 07.01.05.01 - <0.5mm thick, <4 holes |  | JK014 | 63 | ALLIED SCIENTIFIC PRODUCTS PTY LTD | Plates | Micro, Midface & Mini | Straight Plate - 2 Hole, Plate < 4 holes. | 130508 |  | March 2022 | Transferred from UQ011
07 - Plastic and Reconstructive | 07.01 - CRANIOMAXILLOFACIAL RECONSTRUCTION & FIXATION | 07.01.05 - Fracture or Reconstruction Plates | 07.01.05.05 - 0.5-0.99mm thick, <4 holes |  | JK015 | 93 | ALLIED SCIENTIFIC PRODUCTS PTY LTD | Plates | Micro, Midface & Mini | Straight Plate - 2 Hole, Plate < 4 holes. | 130508 |  | March 2022 | Transferred from UQ016
07 - Plastic and Reconstructive | 07.01 - CRANIOMAXILLOFACIAL RECONSTRUCTION & FIXATION | 07.01.05 - Fracture or Reconstruction Plates | 07.01.05.06 - 0.5-0.99mm thick, 4-7 holes | Burr | JK016 | 166 | ALLIED SCIENTIFIC PRODUCTS PTY LTD | Plates | Micro, Mini, Maxi | Burr Hole Plates, Calvarium Plate - Small & Large - Calvarium Plate, Plates 4 to 7 Holes | 130508 |  | March 2022 | Transferred from UQ018
07 - Plastic and Reconstructive | 07.01 - CRANIOMAXILLOFACIAL RECONSTRUCTION & FIXATION | 07.01.05 - Fracture or Reconstruction Plates | 07.01.05.06 - 0.5-0.99mm thick, 4-7 holes | Complex | JK017 | 240 | ALLIED SCIENTIFIC PRODUCTS PTY LTD | Plates | Micro, Mini, Maxi | Gap Plates, Plates 4 to 7 holes | 130508 |  | March 2022 | Transferred from UQ044
07 - Plastic and Reconstructive | 07.01 - CRANIOMAXILLOFACIAL RECONSTRUCTION & FIXATION | 07.01.05 - Fracture or Reconstruction Plates | 07.01.05.06 - 0.5-0.99mm thick, 4-7 holes | Compression | JK018 | 166 | ALLIED SCIENTIFIC PRODUCTS PTY LTD | OsteoMed Plating & Fixation System | Compression Plates - Micro, Mini & Maxi | Micro: 2 x 3 Hole Compression T Plate, Oblique Left & Right Compression T Plate, 4 Hole Straight Compression Plate; 5 Hole Straight Plate, 13mm Left & Right L Plate, 19mm T Plate, 2 x 3 Hole Quad Plate; Mini: 4 Hole Left & Right L Plate, 4 Hole Left & Rig | 130508 |  | March 2022 | Transferred from UQ019
07 - Plastic and Reconstructive | 07.01 - CRANIOMAXILLOFACIAL RECONSTRUCTION & FIXATION | 07.01.05 - Fracture or Reconstruction Plates | 07.01.05.06 - 0.5-0.99mm thick, 4-7 holes | Compression | WH007 | 166 | MATERIALISE AUSTRALIA PTY LTD | Materialise Standard+ Solutions - Plates | Titanium plate | 0.5-0.99mm thick, 4-7 holes | 377044 |  | March 2022 | New Listing
07 - Plastic and Reconstructive | 07.01 - CRANIOMAXILLOFACIAL RECONSTRUCTION & FIXATION | 07.01.05 - Fracture or Reconstruction Plates | 07.01.05.06 - 0.5-0.99mm thick, 4-7 holes |  | JK019 | 166 | ALLIED SCIENTIFIC PRODUCTS PTY LTD | Plates | Micro, Midface, Mini, Maxi, BSSO, TR BSSO | 0.5-0.99mm thick, 4-7 holes | 130508 |  | March 2022 | Transferred from UQ017
07 - Plastic and Reconstructive | 07.01 - CRANIOMAXILLOFACIAL RECONSTRUCTION & FIXATION | 07.01.05 - Fracture or Reconstruction Plates | 07.01.05.07 - 0.5-0.99mm thick, 8-32 holes | 3D | JK020 | 205 | ALLIED SCIENTIFIC PRODUCTS PTY LTD | Plates | Micro, Mini, Maxi | Quad Plates, Medium 2 x 4 Hole Quad Plate, Plates 8 to 15 holes | 130508 |  | March 2022 | Transferred from UQ021
07 - Plastic and Reconstructive | 07.01 - CRANIOMAXILLOFACIAL RECONSTRUCTION & FIXATION | 07.01.05 - Fracture or Reconstruction Plates | 07.01.05.07 - 0.5-0.99mm thick, 8-32 holes | Complex | WH016 | 273 | MATERIALISE AUSTRALIA PTY LTD | Materialise Standard+ Solutions - Plates | Titanium plate, Complex shape | 0.5-0.99mm thick, 8-32 holes | 377044 |  | March 2022 | New Listing
07 - Plastic and Reconstructive | 07.01 - CRANIOMAXILLOFACIAL RECONSTRUCTION & FIXATION | 07.01.05 - Fracture or Reconstruction Plates | 07.01.05.07 - 0.5-0.99mm thick, 8-32 holes | Compression | WH010 | 195 | MATERIALISE AUSTRALIA PTY LTD | Materialise Standard+ Solutions - Plates | Titanium plate | 0.5-0.99mm thick, 8-32 holes | 377044 |  | March 2022 | New Listing
07 - Plastic and Reconstructive | 07.01 - CRANIOMAXILLOFACIAL RECONSTRUCTION & FIXATION | 07.01.05 - Fracture or Reconstruction Plates | 07.01.05.07 - 0.5-0.99mm thick, 8-32 holes |  | JK021 | 199 | ALLIED SCIENTIFIC PRODUCTS PTY LTD | Plates | Micro, Midface, Mini, Maxi | 0.5-0.99mm thick, 8-32 holes | 130508 |  | March 2022 | Transferred from UQ020
07 - Plastic and Reconstructive | 07.01 - CRANIOMAXILLOFACIAL RECONSTRUCTION & FIXATION | 07.01.05 - Fracture or Reconstruction Plates | 07.01.05.08 - 0.5-0.99mm thick, >32 holes |  | JK022 | 293 | ALLIED SCIENTIFIC PRODUCTS PTY LTD | Plates | Micro, Mini | 40 Hole Straight Plate, Mesh 18 row, Plate >32 holes. | 130508 |  | March 2022 | Transferred from UQ012
07 - Plastic and Reconstructive | 07.01 - CRANIOMAXILLOFACIAL RECONSTRUCTION & FIXATION | 07.01.05 - Fracture or Reconstruction Plates | 07.01.05.09 - 1.0-1.99mm thick, <4 holes |  | WH011 | 112 | MATERIALISE AUSTRALIA PTY LTD | Materialise Standard+ Solutions - Plates | Titanium plate | 1.0-1.99mm thick, &lt;4 holes | 377044 |  | March 2022 | New Listing
07 - Plastic and Reconstructive | 07.01 - CRANIOMAXILLOFACIAL RECONSTRUCTION & FIXATION | 07.01.05 - Fracture or Reconstruction Plates | 07.01.05.10 - 1.0-1.99mm thick, 4-7 holes | Complex | JK023 | 341 | ALLIED SCIENTIFIC PRODUCTS PTY LTD | Plates | Micro, Midface, Mini & Maxi | Chin Plate 2, 3, 4, 6, 8, 10 & 12mm, Plates 4 to 7 holes. | 130508 |  | March 2022 | Transferred from UQ022
07 - Plastic and Reconstructive | 07.01 - CRANIOMAXILLOFACIAL RECONSTRUCTION & FIXATION | 07.01.05 - Fracture or Reconstruction Plates | 07.01.05.10 - 1.0-1.99mm thick, 4-7 holes | Complex | WH013 | 341 | MATERIALISE AUSTRALIA PTY LTD | Materialise Standard+ Solutions - Plates | Titanium plate, S-shape | 1.0-1.99mm thick, 4-7 holes | 377044 |  | March 2022 | New Listing
07 - Plastic and Reconstructive | 07.01 - CRANIOMAXILLOFACIAL RECONSTRUCTION & FIXATION | 07.01.05 - Fracture or Reconstruction Plates | 07.01.05.10 - 1.0-1.99mm thick, 4-7 holes | Compression | JK024 | 161 | ALLIED SCIENTIFIC PRODUCTS PTY LTD | OsteoMed Plating & Fixation System | Plates - Fracture | 1.0-1.99mm thick, 4-7 holes | 130508 |  | March 2022 | Transferred from UQ023
07 - Plastic and Reconstructive | 07.01 - CRANIOMAXILLOFACIAL RECONSTRUCTION & FIXATION | 07.01.05 - Fracture or Reconstruction Plates | 07.01.05.10 - 1.0-1.99mm thick, 4-7 holes | Compression | WH012 | 161 | MATERIALISE AUSTRALIA PTY LTD | Materialise Standard+ Solutions - Plates | Titanium plate | 1.0-1.99mm thick, 4-7 holes | 377044 |  | March 2022 | New Listing
07 - Plastic and Reconstructive | 07.01 - CRANIOMAXILLOFACIAL RECONSTRUCTION & FIXATION | 07.01.05 - Fracture or Reconstruction Plates | 07.01.05.10 - 1.0-1.99mm thick, 4-7 holes | Locking | JK025 | 458 | ALLIED SCIENTIFIC PRODUCTS PTY LTD | OsteoMed Plating & Fixation System | Plates - Fracture | 8 Hole Fracture Plate, 4 & 6 hole locking fracture plate, 4 to 7 hole locking plate. | 130508 |  | March 2022 | Transferred from UQ024
07 - Plastic and Reconstructive | 07.01 - CRANIOMAXILLOFACIAL RECONSTRUCTION & FIXATION | 07.01.05 - Fracture or Reconstruction Plates | 07.01.05.10 - 1.0-1.99mm thick, 4-7 holes | Locking | WH014 | 458 | MATERIALISE AUSTRALIA PTY LTD | Materialise Standard+ Solutions - Plates | Titanium plate, Locking | 1.0-1.99mm thick, 4-7 holes | 377044 |  | March 2022 | New Listing
07 - Plastic and Reconstructive | 07.01 - CRANIOMAXILLOFACIAL RECONSTRUCTION & FIXATION | 07.01.05 - Fracture or Reconstruction Plates | 07.01.05.11 - 1.0-1.99mm thick, 8-15 holes | Locking | JK026 | 629 | ALLIED SCIENTIFIC PRODUCTS PTY LTD | OsteoMed Plating & Fixation System | Mandible Locking plates | 8-15 Hole Plates, 1.0-1.99 mm thick | 130508 |  | March 2022 | Transferred from UQ026
07 - Plastic and Reconstructive | 07.01 - CRANIOMAXILLOFACIAL RECONSTRUCTION & FIXATION | 07.01.05 - Fracture or Reconstruction Plates | 07.01.05.11 - 1.0-1.99mm thick, 8-15 holes | Locking | WH008 | 629 | MATERIALISE AUSTRALIA PTY LTD | Materialise Standard+ Solutions - Plates | Titanium plate, Locking | 1.0-1.99mm thick, 8-15 holes | 377044 |  | March 2022 | New Listing
07 - Plastic and Reconstructive | 07.01 - CRANIOMAXILLOFACIAL RECONSTRUCTION & FIXATION | 07.01.05 - Fracture or Reconstruction Plates | 07.01.05.11 - 1.0-1.99mm thick, 8-15 holes |  | JK027 | 409 | ALLIED SCIENTIFIC PRODUCTS PTY LTD | Plates | Mini & Maxi | 12 Hole Straight Plate 1.0 mm thick, 8 Hole Straight Plate 1.0 mm thick, Plates 8 to 15 holes | 130508 |  | March 2022 | Transferred from UQ025
07 - Plastic and Reconstructive | 07.01 - CRANIOMAXILLOFACIAL RECONSTRUCTION & FIXATION | 07.01.05 - Fracture or Reconstruction Plates | 07.01.05.11 - 1.0-1.99mm thick, 8-15 holes |  | WH015 | 409 | MATERIALISE AUSTRALIA PTY LTD | Materialise Standard+ Solutions - Plates | Titanium plate | 1.0-1.99mm thick, 8-15 holes | 377044 |  | March 2022 | New Listing
07 - Plastic and Reconstructive | 07.01 - CRANIOMAXILLOFACIAL RECONSTRUCTION & FIXATION | 07.01.05 - Fracture or Reconstruction Plates | 07.01.05.12 - 1.0-1.99mm thick, 16-32 holes | Locking | JK028 | 798 | ALLIED SCIENTIFIC PRODUCTS PTY LTD | OsteoMed Plating & Fixation System | Mandible Locking Plates | 16-32 Hole Plates, 1.0-1.99 mm thick | 130508 |  | March 2022 | Transferred from UQ028
07 - Plastic and Reconstructive | 07.01 - CRANIOMAXILLOFACIAL RECONSTRUCTION & FIXATION | 07.01.05 - Fracture or Reconstruction Plates | 07.01.05.12 - 1.0-1.99mm thick, 16-32 holes |  | JK029 | 199 | ALLIED SCIENTIFIC PRODUCTS PTY LTD | Plates | Micro, Mini, Maxi | 16 Hole Straight Plate, 1.0mm thick, Plate 15 to 32 holes | 130508 |  | March 2022 | Transferred from UQ027
07 - Plastic and Reconstructive | 07.01 - CRANIOMAXILLOFACIAL RECONSTRUCTION & FIXATION | 07.01.05 - Fracture or Reconstruction Plates | 07.01.05.14 - 2.0-2.99mm thick, 4-7 holes |  | JK030 | 604 | ALLIED SCIENTIFIC PRODUCTS PTY LTD | OsteoMed Plating & Fixation System | Mandible locking plates | 4-7 Holes, 2.0-2.99 mm thick | 130508 |  | March 2022 | Transferred from UQ029
07 - Plastic and Reconstructive | 07.01 - CRANIOMAXILLOFACIAL RECONSTRUCTION & FIXATION | 07.01.05 - Fracture or Reconstruction Plates | 07.01.05.14 - 2.0-2.99mm thick, 4-7 holes |  | WH017 | 604 | MATERIALISE AUSTRALIA PTY LTD | Materialise Standard+ Solutions - Plates | Titanium plate | 2.0-2.99mm thick, 4-7 holes | 377044 |  | March 2022 | New Listing
07 - Plastic and Reconstructive | 07.01 - CRANIOMAXILLOFACIAL RECONSTRUCTION & FIXATION | 07.01.05 - Fracture or Reconstruction Plates | 07.01.05.15 - 2.0-2.99mm thick, 8-15 holes | Locking | WH018 | 926 | MATERIALISE AUSTRALIA PTY LTD | Materialise Standard+ Solutions - Plates | Titanium plate, Locking | 2.0-2.99mm thick, 8-15 holes | 377044 |  | March 2022 | New Listing
07 - Plastic and Reconstructive | 07.01 - CRANIOMAXILLOFACIAL RECONSTRUCTION & FIXATION | 07.01.05 - Fracture or Reconstruction Plates | 07.01.05.16 - 2.0-2.99mm thick, 16-32 holes | Locking | JK031 | 1073 | ALLIED SCIENTIFIC PRODUCTS PTY LTD | OsteoMed Plating & Fixation System | Plates - Fracture | Rigid Comminuted Fracture Plate | 130508 |  | March 2022 | Transferred from UQ030
07 - Plastic and Reconstructive | 07.01 - CRANIOMAXILLOFACIAL RECONSTRUCTION & FIXATION | 07.01.05 - Fracture or Reconstruction Plates | 07.01.05.16 - 2.0-2.99mm thick, 16-32 holes | Locking | WH019 | 1073 | MATERIALISE AUSTRALIA PTY LTD | Materialise Standard+ Solutions - Plates | Titanium plate, Locking | 2.0-2.99mm thick, 16-32 holes | 377044 |  | March 2022 | New Listing
07 - Plastic and Reconstructive | 07.01 - CRANIOMAXILLOFACIAL RECONSTRUCTION & FIXATION | 07.01.05 - Fracture or Reconstruction Plates | 07.01.05.17 - 2.0-2.99mm thick, >32 holes | Complex | WH020 | 1414 | MATERIALISE AUSTRALIA PTY LTD | Materialise Standard+ Solutions - Plates | Titanium plate, Locking, Complex Shape | 2.0-2.99mm thick, >32 holes | 377044 |  | March 2022 | New Listing
07 - Plastic and Reconstructive | 07.01 - CRANIOMAXILLOFACIAL RECONSTRUCTION & FIXATION | 07.01.06 - Screws | 07.01.06.01 - Diameter ≤1.24mm | Compression | JK032 | 78 | ALLIED SCIENTIFIC PRODUCTS PTY LTD | OsteoMed Plating & Fixation System | Lag Screws - Micro, Mini | 1.2mm x (6 - 16)mm; 1.6mm x (10-12)mm; 2.0mm x (8 - 22)mm; | 130509 |  | March 2022 | Transferred from UQ032
07 - Plastic and Reconstructive | 07.01 - CRANIOMAXILLOFACIAL RECONSTRUCTION & FIXATION | 07.01.06 - Screws | 07.01.06.01 - Diameter ≤1.24mm |  | JK033 | 68 | ALLIED SCIENTIFIC PRODUCTS PTY LTD | Screws | Micro, Maxi & Self Drilling | "Size 1.2mm self-drilling screws, 1.2mm x (2 - 14)mm, Screws diameter < 1.24mm" | 130509 |  | March 2022 | Transferred from UQ031
07 - Plastic and Reconstructive | 07.01 - CRANIOMAXILLOFACIAL RECONSTRUCTION & FIXATION | 07.01.06 - Screws | 07.01.06.02 - Diameter 1.25-3.24mm | Locking | JK034 | 88 | ALLIED SCIENTIFIC PRODUCTS PTY LTD | OsteoMed Plating & Fixation System | Locking Screws | Diameter 1.25-3.24mm | 130509 |  | March 2022 | Transferred from UQ034
07 - Plastic and Reconstructive | 07.01 - CRANIOMAXILLOFACIAL RECONSTRUCTION & FIXATION | 07.01.06 - Screws | 07.01.06.02 - Diameter 1.25-3.24mm | Locking | WH021 | 88 | MATERIALISE AUSTRALIA PTY LTD | Materialise Standard+ Solutions - Screws | Titanium Screw, Locking | Diameter 1.25-3.24mm | 377044 |  | March 2022 | New Listing
07 - Plastic and Reconstructive | 07.01 - CRANIOMAXILLOFACIAL RECONSTRUCTION & FIXATION | 07.01.06 - Screws | 07.01.06.02 - Diameter 1.25-3.24mm |  | JK035 | 42 | ALLIED SCIENTIFIC PRODUCTS PTY LTD | Screws | Micro, Maxi & Self Drilling | Diameter 1.25-3.24mm | 130509 |  | March 2022 | Transferred from UQ033
07 - Plastic and Reconstructive | 07.01 - CRANIOMAXILLOFACIAL RECONSTRUCTION & FIXATION | 07.01.06 - Screws | 07.01.06.02 - Diameter 1.25-3.24mm |  | WH009 | 42 | MATERIALISE AUSTRALIA PTY LTD | Materialise Standard+ Solutions - Screws | Titanium Screw | Diameter 1.25-3.24mm | 377044 |  | March 2022 | New Listing
07 - Plastic and Reconstructive | 07.01 - CRANIOMAXILLOFACIAL RECONSTRUCTION & FIXATION | 07.01.07 - Ancillary Components | 07.01.07.05 - Anchor Bone |  | JK036 | 137 | ALLIED SCIENTIFIC PRODUCTS PTY LTD | OsteoMed Plating & Fixation System | Screws | MMF / Anchorage Screws 1.2/1.6/2.0mm Anchor, Bone | 130509 |  | March 2022 | Transferred from UQ035
07 - Plastic and Reconstructive | 07.01 - CRANIOMAXILLOFACIAL RECONSTRUCTION & FIXATION | 07.01.07 - Ancillary Components | 07.01.07.07 - Screws |  | JK037 | 137 | ALLIED SCIENTIFIC PRODUCTS PTY LTD | OsteoMed Plating & Fixation System | Screws | Locking Screw Inserts, Other ancillary | 130509 |  | March 2022 | Transferred from UQ036
07 - Plastic and Reconstructive | 07.02 - CRANIOMAXILLOFACIAL IMPLANTS | 07.02.02 - Cranium | 07.02.02.01 - Complex | Biomodelled | WH001 | 9682 | MATERIALISE AUSTRALIA PTY LTD | Materialise PorousiTi - Cranium | Patient specific Titanium 3D printed implant for cranial reconstruction | Personalized so the size is variable | 377044 |  | March 2022 | New Listing
07 - Plastic and Reconstructive | 07.02 - CRANIOMAXILLOFACIAL IMPLANTS | 07.02.02 - Cranium | 07.02.02.03 - Composite |  | JK038 | 2535 | ALLIED SCIENTIFIC PRODUCTS PTY LTD | OsteoMed Plating & Fixation System | Plates | 90 x 90mm, 95 x 165mm, & Large Pre-formed Osteoform Mesh, Cranium. | 130508 |  | March 2022 | Transferred from UQ037
07 - Plastic and Reconstructive | 07.02 - CRANIOMAXILLOFACIAL IMPLANTS | 07.02.05 - Mandible, Maxilla and Temperomandibular Joint (TMJ) | 07.02.05.01 - Mandible, Full | Biomodelled | WH002 | 8287 | MATERIALISE AUSTRALIA PTY LTD | Materialise PorousiTi - Mandible | Patient specific Titanium 3D printed implant for mandible | Personalized so the size is variable | 377044 |  | March 2022 | New Listing
07 - Plastic and Reconstructive | 07.02 - CRANIOMAXILLOFACIAL IMPLANTS | 07.02.05 - Mandible, Maxilla and Temperomandibular Joint (TMJ) | 07.02.05.01 - Mandible, Full |  | JK039 | 1482 | ALLIED SCIENTIFIC PRODUCTS PTY LTD | Osteo Plating & Fixation System | Plates - Reconstruction | 5 x 20 x 5 Hole Full Mandible Plate; 5 x 16 x 5 Hole Full Mandible Plate; Mandible, Full | 130508 |  | March 2022 | Transferred from UQ038
07 - Plastic and Reconstructive | 07.02 - CRANIOMAXILLOFACIAL IMPLANTS | 07.02.05 - Mandible, Maxilla and Temperomandibular Joint (TMJ) | 07.02.05.03 - Mandibular Angle | Compression | JK040 | 148 | ALLIED SCIENTIFIC PRODUCTS PTY LTD | Plates | Micro, Mini, Maxi | Angled EDC Plate, Angled Long EDC Plate, 40mm 6 Hole Fracture Plate, 6 Hole Curved EDC Plate, 33mm & 38mm 4 Hole EDC Plate, 48mm 6 Hole EDC Plate, Mandible, Mandible/Reduction, Mandible Angle | 130508 |  | March 2022 | Transferred from UQ039
07 - Plastic and Reconstructive | 07.02 - CRANIOMAXILLOFACIAL IMPLANTS | 07.02.05 - Mandible, Maxilla and Temperomandibular Joint (TMJ) | 07.02.05.05 - Plate | Biomodelled | WH003 | 4095 | MATERIALISE AUSTRALIA PTY LTD | Materialise Titanium 3D Printed Plates | Patient specific Titanium 3D printed plates for maxillofacial applications | Personalized so the size is variable | 377044 |  | March 2022 | New Listing
07 - Plastic and Reconstructive | 07.02 - CRANIOMAXILLOFACIAL IMPLANTS | 07.02.05 - Mandible, Maxilla and Temperomandibular Joint (TMJ) | 07.02.05.05 - Plate | Hemimandible | JK041 | 629 | ALLIED SCIENTIFIC PRODUCTS PTY LTD | OsteoMed Plating & Fixation System | Plates - Reconstruction | 5 x 16 Hole plate Right & Left | 130508 |  | March 2022 | Transferred from UQ045
07 - Plastic and Reconstructive | 07.02 - CRANIOMAXILLOFACIAL IMPLANTS | 07.02.05 - Mandible, Maxilla and Temperomandibular Joint (TMJ) | 07.02.05.08 - Maxilla | Biomodelled | WH004 | 6337 | MATERIALISE AUSTRALIA PTY LTD | Materialise PorousiTi - Maxilla | Patient specific Titanium 3D printed implant for maxilla | Personalized so the size is variable | 377044 |  | March 2022 | New Listing
07 - Plastic and Reconstructive | 07.02 - CRANIOMAXILLOFACIAL IMPLANTS | 07.02.06 - Nose and Zygoma | 07.02.06.07 - Zygoma Plate | Biomodelled | WH005 | 4095 | MATERIALISE AUSTRALIA PTY LTD | Materialise Titanium 3D Printed Plates - Zygoma | Patient specific Titanium 3D printed plates for zygoma reconstruction | Personalized so the size is variable | 377044 |  | March 2022 | New Listing
07 - Plastic and Reconstructive | 07.02 - CRANIOMAXILLOFACIAL IMPLANTS | 07.02.07 - Orbit | 07.02.07.02 - Orbital Floor | Biomodelled | WH006 | 4095 | MATERIALISE AUSTRALIA PTY LTD | Materialise PorousiTi - Orbital | Patient specific Titanium 3D printed implant for orbital reconstruction | Personalized so the size is variable | 377044 |  | March 2022 | New Listing
07 - Plastic and Reconstructive | 07.02 - CRANIOMAXILLOFACIAL IMPLANTS | 07.02.07 - Orbit | 07.02.07.02 - Orbital Floor |  | JK042 | 868 | ALLIED SCIENTIFIC PRODUCTS PTY LTD | Plates | Micro, Mini | Orbital Plate, Orbital Plate Large | 130508 |  | March 2022 | Transferred from UQ040
07 - Plastic and Reconstructive | 07.02 - CRANIOMAXILLOFACIAL IMPLANTS | 07.02.07 - Orbit | 07.02.07.02 - Orbital Floor |  | JK043 | 868 | ALLIED SCIENTIFIC PRODUCTS PTY LTD | OsteoMed Orbital Floor Plates | Preformed titanium mesh orbital floor plates | Small Left, Small Right, Large Left, Large Right | 130508 |  | March 2022 | Transferred from UQ049
07 - Plastic and Reconstructive | 07.03 - DENTAL IMPLANTS | 07.03.01 - Abutment | 07.03.01.01 - Permanent |  | JN003 | 171 | DENTAL DEVICES PTY LTD | ARDS Abutments | Permanent - ball, conical, straight, angled, anatomic | (4.2 - 6)mm width x (2.5 - 1)mm height | 375050 |  | March 2022 | New Listing
07 - Plastic and Reconstructive | 07.03 - DENTAL IMPLANTS | 07.03.01 - Abutment | 07.03.01.01 - Permanent |  | SB033 | 171 | Straumann Pty Ltd | TLX Screw-Retained Abutment | Titanium abutment | AH 3.5 mm Narrow base | 212172 |  | March 2022 | New Listing
07 - Plastic and Reconstructive | 07.03 - DENTAL IMPLANTS | 07.03.01 - Abutment | 07.03.01.02 - Temporary |  | NW010 | 68 | Biomet 3i Australia Pty Ltd | Zimmer Tapered Screw-Vent Healing Abutment | Temporary or healing abutment | 2.9mm 3.5mm 4.5mm 5.7mm | 338406 |  | March 2022 | New Listing
07 - Plastic and Reconstructive | 07.03 - DENTAL IMPLANTS | 07.03.01 - Abutment | 07.03.01.02 - Temporary |  | NW012 | 68 | Biomet 3i Australia Pty Ltd | T3 Healing abutment | Abutment, temporary or healing, complete | 3.25 - 6mm diameter | 120289 |  | March 2022 | New Listing
07 - Plastic and Reconstructive | 07.03 - DENTAL IMPLANTS | 07.03.01 - Abutment | 07.03.01.02 - Temporary |  | SB032 | 68 | Straumann Pty Ltd | TLX Healing Caps/Abutments | Titanium healing abutment | Diameter: 4mm, 5.5mm, 7.2mm narrow, regular or wide base Length: 2mm 3mm, 4.5mm | 200750 |  | March 2022 | New Listing
07 - Plastic and Reconstructive | 07.03 - DENTAL IMPLANTS | 07.03.01 - Abutment | 07.03.01.03 - Cover Screw/Cap |  | JN002 | 51 | DENTAL DEVICES PTY LTD | ARDS Cover Screws and Healing Caps | Cover Screws and Healing Caps | (4-6.3)mm diameter x (2 - 5)mm height, | 375050 |  | March 2022 | New Listing
07 - Plastic and Reconstructive | 07.03 - DENTAL IMPLANTS | 07.03.01 - Abutment | 07.03.01.03 - Cover Screw/Cap |  | SB031 | 51 | Straumann Pty Ltd | TLX Cover Cap | Closure cap/protective cap | Closure cap height: 0mm, 1.5mm narrow, regular or wide base Diameter: 4mm, 5.5mm, 2.7mm | 119306 |  | March 2022 | New Listing
07 - Plastic and Reconstructive | 07.03 - DENTAL IMPLANTS | 07.03.03 - Endosseous Implant | 07.03.03.03 - Implants and Fixtures | Hydrophilic Coating | SB029 | 409 | Straumann Pty Ltd | TLX Roxolid SLActive Implant | Tissue Level implant with SLActive hydrophilic surface | Diameter: 3.75 mm, 4.5 mm, 5.5 mm, 6.5 mm Length: 6 mm, 8 mm, 10 mm, 12 mm, 14 mm, 16 mm, 18 mm narrow, regular or wide base | 119306 |  | March 2022 | New Listing
07 - Plastic and Reconstructive | 07.03 - DENTAL IMPLANTS | 07.03.03 - Endosseous Implant | 07.03.03.03 - Implants and Fixtures |  | JN001 | 351 | DENTAL DEVICES PTY LTD | ARDS Implants | Titanium implants (SMART, CIT) | (3 - 6)mm diameter x (8-13)mm length | 375050 |  | March 2022 | New Listing
07 - Plastic and Reconstructive | 07.03 - DENTAL IMPLANTS | 07.03.03 - Endosseous Implant | 07.03.03.03 - Implants and Fixtures |  | NW011 | 351 | Biomet 3i Australia Pty Ltd | Zimmer Tapered Screw-Vent Implant | Dental Implant Endosseous | 3.1mm 3.7mm 4.1mm 4.7mm 6.0mm | 282252 |  | March 2022 | New Listing
07 - Plastic and Reconstructive | 07.03 - DENTAL IMPLANTS | 07.03.03 - Endosseous Implant | 07.03.03.03 - Implants and Fixtures |  | SB030 | 351 | Straumann Pty Ltd | TLX Roxolid SLA Implant | Tissue Level Implant | Diameter: 3.75 mm, 4.5 mm, 5.5 mm, 6.5 mm narrow, regular or wide base Length: 6 mm, 8 mm, 10 mm, 12 mm, 14 mm, 16 mm, 18 mm | 119306 |  | March 2022 | New Listing
07 - Plastic and Reconstructive | 07.04 - DISTRACTOR SYSTEMS | 07.04.01 - Complete | 07.04.01.03 - Internal/Intraoral | Multivector | JK044 | 3022 | ALLIED SCIENTIFIC PRODUCTS PTY LTD | Logic Distraction System | Distractor, spacers & activation set | Straight, Curved 18-52mm | 130510 |  | March 2022 | Transferred from UQ041
07 - Plastic and Reconstructive | 07.05 - SOFT TISSUE & TISSUE EXPANDERS | 07.05.02 - Tissue Expanders | 07.05.02.01 - Skin or Mammary |  | JK045 | 653 | ALLIED SCIENTIFIC PRODUCTS PTY LTD | PMT Tissue Expander (Integra/Accuspan) | Smooth tissue expander with remote or internal port | Volume 5cc to 1600cc | 337350 |  | March 2022 | Transferred from UQ048
07 - Plastic and Reconstructive | 07.05 - SOFT TISSUE & TISSUE EXPANDERS | 07.05.03 - Skin, Artificial | 07.05.03.03 - 150-400cm² |  | FC017 | 1697 | Avania Pty Ltd | MatriDerm | Dermal Matrix Scaffold for tissue regeneration and modulation of scar tissue formation. | Width (mm) 37-210 (mm) Length (mm) 52-297 (mm) Thickness 1.0 -2.0 (mm) | 370020 |  | March 2022 | New Listing
07 - Plastic and Reconstructive | 07.06 - MAMMARY IMPLANTS | 07.06.02 - Gel Filled | 07.06.02.01 - <500cc |  | JK046 | 595 | ALLIED SCIENTIFIC PRODUCTS PTY LTD | Gel Filled Mammary Prosthesis Models RGI-D, RGI-DH and RGI-DEH | Smooth Round | 80 to 800ml | 277759 |  | March 2022 | Transferred from UQ043
08 - Cardiac | 08.12 - Coronary Stents | 08.12.01 - Drug Eluting | 08.12.01.01 - General Purpose |  | BS395 | 2298 | Boston Scientific Australia Pty Ltd | Synergy Megatron | Everolimus-Eluting Platinum Chromium Coronary Stent System with Bioabsorbable Polymer | 8 mm to 32 mm in length, diameter of 3.50 mm - 5.00 mm (over expansion capability to 6.00 mm) | 380476 |  | March 2022 | New Listing
08 - Cardiac | 08.12 - Coronary Stents | 08.12.01 - Drug Eluting | 08.12.01.01 - General Purpose |  | BS397 | 2298 | Boston Scientific Australia Pty Ltd | SYNERGY XD | Everolimus-Eluting Platinum Chromium Coronary Stent System with Bioabsorbable Polymer | 8mm to 48mm in length, diameter of 2.25 mm - 5.0 mm | 365215 |  | March 2022 | New Listing
08 - Cardiac | 08.12 - Coronary Stents | 08.12.01 - Drug Eluting | 08.12.01.01 - General Purpose |  | RF037 | 2298 | MICROPORT CRM PTY LIMITED | Firehawk™ | Sirolimus - Eluting Coronary Stent System | Length - 13mm - 38mm Diameter - 2.25mm - 4.0mm | 381401 |  | March 2022 | New Listing
10 - Vascular | 10.08 - Occlusion Devices | 10.08.02 - Coil, Peripheral | 10.08.02.01 - ≤200mm length | P, repositionable (Platinum, repositionable) | BS400 | 1013 | Boston Scientific Australia Pty Ltd | EMBOLD Fully Retractable Coils | Platinum-tungsten, Fibered Occlusion System | Coil diameters up to 32mm and lengths up to 60cm, Delivery system lengths up to 200 cm | 322240 |  | March 2022 | New Listing
10 - Vascular | 10.08 - Occlusion Devices | 10.08.02 - Coil, Peripheral | 10.08.02.01 - ≤200mm length | P, repositionable (Platinum, repositionable) | PY051 | 1013 | Pyramed Pty Limited | Prestige Plus Detachable Coil | Implantable embolization Coil comprised of platinum-tungsten alloy attached to a proximal stainless steel hypo-tube and distal body coil delivery pusher with a radiopaque distal positioning marker and a proximal fluorosafe marker. | Diameter 2mm-24mm Length 2cm-65cm | 377475 |  | March 2022 | New Listing
10 - Vascular | 10.08 - Occlusion Devices | 10.08.06 - Delivery Device For Occlusion Media | 10.08.06.02 - Detachment Controller |  | PY052 | 299 | Pyramed Pty Limited | Ultra, Prestige Plus Coil Detachment Controller | Handheld battery powered coil detachment controller | One Size only | 376881 |  | March 2022 | New Listing
10 - Vascular | 10.09 - Long Term Vascular Access Devices | 10.09.01 - Percutaneous Catheters, Single Lumen |  | pi (power injection) | BA308 | 133 | Bard Australia Pty Ltd | PowerGlide Pro™ Midline Cannula with Cue™ Needle Tracking | Single lumen, power injectable percutaneous catheter | Basic kits: 22G x 8 cm, 20G x 8 cm, 22G x 10 cm, 18G x 8 cm, 18G x 10 cm | 317521 |  | March 2022 | New Listing
10 - Vascular | 10.09 - Long Term Vascular Access Devices | 10.09.01 - Percutaneous Catheters, Single Lumen |  | pi (power injection) | MS078 | 133 | Medical Specialties Australasia Pty Ltd | Peripherally Inserted Central Catheter, Single Lumen | Peripherally Inserted Central Catheter, Single Lumen, Anti-Thrombogenic Catheter Material, Power Injectable | 3Fr - 5Fr | 203831 203832 215411 215412 215418 215419 |  | March 2022 | New Listing
10 - Vascular | 10.09 - Long Term Vascular Access Devices | 10.09.01 - Percutaneous Catheters, Single Lumen |  | pi (power injection) | TX061 | 133 | Teleflex Medical Australia | Arrow Pressure Injectable Midline | The Arrow Pressure Injectable Midline Catheter is a peripherally inserted intravenous catheter manufactured with medical grade, flexible polyurethane. The Arrow Midline is designed with a non-tapered catheter body and softens in-situ to be less traumatic to the vessel. The Arrow Pressure Injectable Midline Catheter is indicated for peripheral access to the venous system for intravenous therapy, blood sampling, infusion, and pressure injection of contrast media. The maximum pressure of pressure injector equipment used with the Arrow Pressure Injectable Midline Catheter may not exceed 300 psi. The maximum pressure injection flow rate for the specific lumen being used for pressure injection is printed on the extension line hub. | Single Lumen Pressure Injectable Midline, 4Fr, 20cm | 371714 |  | March 2022 | New Listing
10 - Vascular | 10.09 - Long Term Vascular Access Devices | 10.09.02 - Percutaneous Catheters, Multiple Lumen |  | pi (power injection) | MS077 | 183 | Medical Specialties Australasia Pty Ltd | Peripherally Inserted Central Catheter, Multiple Lumen | Peripherally Inserted Central Catheter, Single Lumen, Anti-Thrombogenic Catheter Material, Power Injectable | 5Fr - 6Fr | 203831 203832 215411 215412 215418 215419 |  | March 2022 | New Listing
10 - Vascular | 10.09 - Long Term Vascular Access Devices | 10.09.02 - Percutaneous Catheters, Multiple Lumen |  | pi (power injection) | MS080 | 183 | Medical Specialties Australasia Pty Ltd | Peripherally Inserted Central Catheter, Multiple Lumen | Power injectable with Pressure Accivated Safety Valve (PASV) technology | 5Fr x 55cm (Dual Lumen), 6Fr x 55cm (Dual Lumen), 6Fr x 55cm (Triple Lumen) | 175080 178780 179150 203830 203831 |  | March 2022 | Compressed from MS072,MS073
10 - Vascular | 10.09 - Long Term Vascular Access Devices | 10.09.02 - Percutaneous Catheters, Multiple Lumen |  | pi (power injection) | TX062 | 183 | Teleflex Medical Australia | Arrow Pressure Injectable Midline | The Arrow Pressure Injectable Midline Catheter is a peripherally inserted intravenous catheter manufactured with medical grade, flexible polyurethane. The Arrow Midline is designed with a non-tapered catheter body and softens in-situ to be less traumatic to the vessel. The Arrow Pressure Injectable Midline Catheter is indicated for peripheral access to the venous system for intravenous therapy, blood sampling, infusion, and pressure injection of contrast media. The maximum pressure of pressure injector equipment used with the Arrow Pressure Injectable Midline Catheter may not exceed 300 psi. The maximum pressure injection flow rate for the specific lumen being used for pressure injection is printed on the extension line hub. | Double Lumen Pressure Injectable Midline, 5Fr , 20cm | 371714 |  | March 2022 | New Listing
10 - Vascular | 10.09 - Long Term Vascular Access Devices | 10.09.04 - Infuser Ports, Single Chamber |  | pi (power injection) | MS079 | 510 | Medical Specialties Australasia Pty Ltd | Power Injectable Infusion Port | Single Chamber, MRI Conditional, Vascular Access Port with Vortex Technology | Catheter (French Size): 5Fr - 8Fr, Catheter (Length): 45 cm - 63 cm, Port Body (Height): 10.8 mm - 13.0 mm, Port Septum (Diameter): 10.2 mm - 12.7 mm | 378930 378931 378932 |  | March 2022 | New Listing
11 - Hip | 11.02 - FEMORAL HEADS | 11.02.01 - Conventional Femoral Heads, ≤32mm | 11.02.01.05 - Ceramic Mix |  | HT029 | 1762 | ADLER ORTHO AUSTRALIA PTY LTD | Adler Ceramic Head | Ceramic Femoral Heads. Biolox Delta | Short, Medium, Long, Extra Long, 22 - 32mm Outer Diameter 12/14 Taper | 296607 206143 |  | March 2022 | Transferred from TZ002
11 - Hip | 11.02 - FEMORAL HEADS | 11.02.02 - Conventional Femoral Heads, >32mm | 11.02.02.02 - Cobalt Chrome |  | ZA111 | 797 | Zimmer Biomet Pty Ltd | Zimmer Biomet Femoral Heads | Modular Femoral Head | 36-44 mm diameter | 224807 231255 237314 273693 |  | March 2022 | Compressed from BI877,BI974,ZI359
11 - Hip | 11.02 - FEMORAL HEADS | 11.02.02 - Conventional Femoral Heads, >32mm | 11.02.02.05 - Ceramic Mix |  | HT030 | 1931 | ADLER ORTHO AUSTRALIA PTY LTD | Adler Ceramic Head | Delta Alumina Ceramic Head | Short, Medium, Long, Extra Long; 36mm to 48mm | 296607 206143 |  | March 2022 | Transferred from TZ003
11 - Hip | 11.03 - ACETABULAR COMPONENTS | 11.03.04 - Insert/Liner | 11.03.04.02 - Modified polyethylene |  | RL008 | 973 | MAC Surgical | Vital-XE Acetabular Liner | Crosslinked UHWMPE with Vitamin E | 28mm, 32mm, 36mm, 40mm, Angles 0, 10, 20 degrees. | 382990 |  | March 2022 | New Listing
11 - Hip | 11.04 - ACCESSORIES | 11.04.06 - Centraliser |  |  | MU187 | 133 | Medacta Australia Pty Ltd | Medacta Femoral Stem Proximal Centraliser | PMMA Proximal centraliser | Proximal Centraliser, various sizes | 233996 |  | March 2022 | New Listing
12 - Knee | 12.01 - FEMORAL COMPONENT: TOTAL KNEE ARTHROPLASTY | 12.01.01 - Cemented, Alloy | 12.01.01.01 - Minimally Stabilised |  | FL007 | 2877 | BESPOKE MEDICAL INNOVATIONS PTY LTD | iTotal Cruciate-Retaining (CR) Total Knee Replacement System – iTotal Femoral Component | Minimally stabilised femoral component, cemented, CoCrMo | Left Knee, Right Knee, patient-specific | 377130 |  | March 2022 | New Listing
12 - Knee | 12.03 - TIBIAL TRAY COMPONENT - TOTAL KNEE ARTHROPLASTY | 12.03.02 - Cemented, Alloy |  |  | FL008 | 1875 | BESPOKE MEDICAL INNOVATIONS PTY LTD | iTotal Cruciate-Retaining (CR) Total Knee Replacement System – iTotal G2+ Tibial Tray | Tibial baseplate, cemented, CoCrMo | Left Knee, Right Knee, patient-specific | 377131 |  | March 2022 | New Listing
12 - Knee | 12.05 - TIBIAL INSERT: TOTAL KNEE ARTHROPLASTY | 12.05.01 - Minimally Stabilised |  |  | FL011 | 994 | BESPOKE MEDICAL INNOVATIONS PTY LTD | iTotal Cruciate-Retaining (CR) Total Knee Replacement System – Tibial Insert iPoly G2+ | UHMWPE polyethylene (iPoly) minimally stabilised tibial insert. | Shape - Medial and Lateral; Thickness (Medial) - 6mm-16mm, patient-specific; Size (Lateral) - A-K, patient-specific | 377134 |  | March 2022 | New Listing
12 - Knee | 12.05 - TIBIAL INSERT: TOTAL KNEE ARTHROPLASTY | 12.05.01 - Minimally Stabilised |  |  | FL012 | 994 | BESPOKE MEDICAL INNOVATIONS PTY LTD | iTotal Cruciate-Retaining (CR) Total Knee Replacement System – Tibial Insert iPoly XE | UHMWPE Vitmain E infused polyethylene (iPoly XE) minimally stabilised tibial insert. | Shape - Medial and Lateral; Thickness (Medial) - 6mm-16mm, patient-specific; Size (Lateral) - A-K, patient-specific | 377135 |  | March 2022 | New Listing
12 - Knee | 12.07 - PATELLO FEMORAL REPLACEMENT - FEMORAL COMPONENT | 12.07.01 - Alloy |  |  | HW988 | 2399 | Stryker Australia Pty Ltd | RESTORIS MCK Patellofemoral (PF) Knee System - Patellofemoral component | Trochlear component, CoCr, cemented | sizes 2-8, Left & Right | 242175 |  | March 2022 | New Listing
12 - Knee | 12.08 - PATELLAR COMPONENT | 12.08.01 - Cemented, All Polyethylene |  |  | FL009 | 524 | BESPOKE MEDICAL INNOVATIONS PTY LTD | iTotal Cruciate-Retaining (CR) Total Knee Replacement System – iTotal Patella Implant, iPoly XE | Highly cross-linked ultra high molecular weight Vitamin-E enriched polyethylene (iPoly XE) patella component, cemented. | 29x6mm, 32x6mm, 35x7mm, 38x8.5mm, 41x10mm, 44x12mm | 377132 |  | March 2022 | New Listing
12 - Knee | 12.08 - PATELLAR COMPONENT | 12.08.01 - Cemented, All Polyethylene |  |  | FL010 | 524 | BESPOKE MEDICAL INNOVATIONS PTY LTD | iTotal Cruciate-Retaining (CR) Total Knee Replacement System – iTotal Patella Implant, iPoly | Highly cross-linked ultra high molecular weight polyethylene (iPoly) patella component, cemented. | 29x6mm, 32x6mm, 35x7mm, 38x8.5mm, 41x10mm, 44x12mm | 377133 |  | March 2022 | New Listing
12 - Knee | 12.08 - PATELLAR COMPONENT | 12.08.01 - Cemented, All Polyethylene |  |  | HW989 | 524 | Stryker Australia Pty Ltd | RESTORIS MCK Patellofemoral (PF) Knee System - Patella component | Patella component, UHMWPE, cemented | Size 26 - 41 | 242172 |  | March 2022 | New Listing
12 - Knee | 12.11 - KNEE ACCESSORIES | 12.11.01 - Augments |  |  | LO189 | 1119 | Link Orthopaedics Australia | TrabecuLink Tibial Cones | Trabecular Tilastan Tibial void filling cone intended for proximal metaphyseal bone surrounding stem, full or stepped | Full; right half; left half XS - x-small; S - small; M - medium; L - large Depth: 33.00 mm - 37.50 mm Width: 48 mm - 66 mm Height: 12 mm - 30 mm | 373076 |  | March 2022 | New Listing
12 - Knee | 12.11 - KNEE ACCESSORIES | 12.11.01 - Augments |  |  | LO190 | 1119 | Link Orthopaedics Australia | TrabecuLink Femoral Cones | Trabecular Tilastan Femoral void filling cone intended for proximal metaphyseal bone surrounding stem, full or stepped | 3 - Zones: 2- Zones: Proximal: right; left: XS - x-small; S - small; M - medium; L - large: Depth: 26.00 mm - 32 mm: Width: 37 mm - 52 mm: Height: 30 mm - 60 mm | 373076 |  | March 2022 | New Listing
12 - Knee | 12.11 - KNEE ACCESSORIES | 12.11.03 - Bolts |  |  | GO313 | 266 | Global Orthopaedic Technology | APEX knee Retaining Bolt | Tibial insert, Retaining Bolt, Uncoated knee tibia prosthesis, metallic for PS, PS-C, PS-R, Congruent, Ultra inserts/ Tibial Baseplates | 10-32 mm | 309120 |  | March 2022 | New Listing
13 - Spinal | 13.01 - Bone Screws | 13.01.01 - Pedicle, Monoaxial |  | Cannulated | LB215 | 889 | Globus Medical Australia | CREO® Side Loading Monoaxial Screw, Cannulated | Cannulated monoaxial pedicle screw | Diameter: 4.0 - 10.5mm Length: 20 -120mm | 190039 |  | March 2022 | New Listing
13 - Spinal | 13.01 - Bone Screws | 13.01.01 - Pedicle, Monoaxial |  |  | LB213 | 861 | Globus Medical Australia | CREO® Side Loading Monoxial Screw | Monoaxial screw | Diameter: 4-10.5mm Length: 20-120mm | 190039 |  | March 2022 | New Listing
13 - Spinal | 13.01 - Bone Screws | 13.01.01 - Pedicle, Monoaxial |  |  | VB006 | 861 | VICKI PARTRIDGE PTY LTD | Lumfix Monoaxial Screw | Self Tapping Screw, single or dual thread , std or reduction castle. | (4.0 - 8.5)mm diameter x (20- 60)mm length | 327225 |  | March 2022 | New Listing
13 - Spinal | 13.01 - Bone Screws | 13.01.02 - Pedicle, Polyaxial |  | Cannulated | DR048 | 1288 | MEDIVANCE PTY LTD | Ulrich Medical Pedicle Screw System - Pedicle Screws, polyaxial, cannulated | Ulrich Medical Pedicle Screw System - Pedicle Screws, polyaxial, cannulated | 4.5-10.0mm | 365230 |  | March 2022 | New Listing
13 - Spinal | 13.01 - Bone Screws | 13.01.02 - Pedicle, Polyaxial |  | Shank | LB210 | 616 | Globus Medical Australia | CREO One | Monaxial pedicle screw | Diameter: 5.5 -7.5mm Length: 35-55mm | 190039 |  | March 2022 | New Listing
13 - Spinal | 13.01 - Bone Screws | 13.01.02 - Pedicle, Polyaxial |  |  | HC034 | 1232 | Health Care Surgical Pty Ltd | G2S-KM SCREW | POLYAXIAL SCREW | W;4.5-7.5mm , L:25-60mm | 274075 |  | March 2022 | New Listing
13 - Spinal | 13.01 - Bone Screws | 13.01.02 - Pedicle, Polyaxial |  |  | KH089 | 1232 | KH NXGEN (AUS) Pty Limited | Polyaxial Pedicle Screw | Polyaxial Pedicle Screw | Diameter : 4.5 mm - 9.5 mm Length : 35 mm - 120 mm | 380418 |  | March 2022 | New Listing
13 - Spinal | 13.01 - Bone Screws | 13.01.02 - Pedicle, Polyaxial |  |  | LB211 | 1232 | Globus Medical Australia | CREO® Side Loading Polyaxial Screw | Side Loading Polyaxial screw with CoCr head and Ti shank | Diameter: 4.0 - 10.5mm Length: 20 -120mm | 190039 |  | March 2022 | New Listing
13 - Spinal | 13.01 - Bone Screws | 13.01.02 - Pedicle, Polyaxial |  |  | VB007 | 1232 | VICKI PARTRIDGE PTY LTD | Lumfix Polyaxial Screw | Std or double threaded, std or extended castle self tapping | (4.0 -8.5)mm diameter x (20-90)mm length | 327225 |  | March 2022 | New Listing
13 - Spinal | 13.01 - Bone Screws | 13.01.03 - Standard |  |  | JP005 | 186 | CENTINEL SPINE AUSTRALIA PTY LTD | Stalif C | Stalif Screws | D: 4.0mm L: 13 - 17mm | 196068 |  | March 2022 | Transferred from JA026
13 - Spinal | 13.01 - Bone Screws | 13.01.03 - Standard |  |  | JP012 | 186 | CENTINEL SPINE AUSTRALIA PTY LTD | Centinel Spine | Stalif Bone Screws | D: 4.5 - 6.0mm L: 25 - 40mm | 196068 |  | March 2022 | Transferred from JA025
13 - Spinal | 13.01 - Bone Screws | 13.01.03 - Standard |  |  | PC035 | 186 | Precision Surgical Pty Ltd | Ulrich Anterior Cervical Plating System-Screws | Plate Screws - Self Tapping, Self Drilling, Rescue | 12-18mm | 377912 |  | March 2022 | New Listing
13 - Spinal | 13.02 - Accessories for bone screws and connector components | 13.02.01 - Nut/Set Screw/Locking Screw |  |  | DR050 | 158 | MEDIVANCE PTY LTD | Ulrich Medical Pedicle Screw System - Locking Screw | Ulrich Medical Pedicle Screw System - Locking Screw | One Size | 365230 |  | March 2022 | New Listing
13 - Spinal | 13.02 - Accessories for bone screws and connector components | 13.02.01 - Nut/Set Screw/Locking Screw |  |  | KH092 | 158 | KH NXGEN (AUS) Pty Limited | Set Screw | Set Screw | Diameter : 9.5 mm & 10 mm Length : 4.5 mm - 9.3 mm | 380418 |  | March 2022 | New Listing
13 - Spinal | 13.02 - Accessories for bone screws and connector components | 13.02.01 - Nut/Set Screw/Locking Screw |  |  | VB008 | 158 | VICKI PARTRIDGE PTY LTD | Lumfix Set Screw | Std or Saddle | 9.9 mm outer diameter , 5.5 or 6mm rod | 327225 |  | March 2022 | New Listing
13 - Spinal | 13.02 - Accessories for bone screws and connector components | 13.02.02 - Collar/Sleeve |  |  | LB214 | 209 | Globus Medical Australia | CREO® Side Loading Locking Sleeve | Integrated nut and sleeve | 5.5-6.0mm | 190039 |  | March 2022 | New Listing
13 - Spinal | 13.03 - Connector | 13.03.01 - In-Line |  |  | KH093 | 705 | KH NXGEN (AUS) Pty Limited | Rod Connector | Rod Connector | Diameter : 5.5 mm - 5.5 mm / 5.5 mm - 6.0 mm / 6.0 mm - 6.0 mm | 380418 |  | March 2022 | New Listing
13 - Spinal | 13.03 - Connector | 13.03.01 - In-Line |  |  | SQ193 | 705 | Surgical Specialties | NEO Pedicle Screw System - Inline Connector | Parallel connector, Iliac connector | 40-70mm | 289017 |  | March 2022 | New Listing
13 - Spinal | 13.03 - Connector | 13.03.01 - In-Line |  |  | VB004 | 705 | VICKI PARTRIDGE PTY LTD | Lumfix Rod connector | Domino (parallel) rod connectoro - open or closed | (5.5 - 6.0)mm rod x (5-5 -6.0)mm Rod | 327225 |  | March 2022 | New Listing
13 - Spinal | 13.03 - Connector | 13.03.02 - Offset |  |  | DR052 | 705 | MEDIVANCE PTY LTD | Ulrich Medical Pedicle Screw System - Connectors | Ulrich Medical Pedicle Screw System - Connectors | 4.0mm-6.0mm | 365230 |  | March 2022 | New Listing
13 - Spinal | 13.03 - Connector | 13.03.02 - Offset |  |  | KH094 | 705 | KH NXGEN (AUS) Pty Limited | Lateral Connector | Lateral Connector | Diameter ： 5.5 mm & 6.0 mm Length : 20 mm - 60 mm | 380418 |  | March 2022 | New Listing
13 - Spinal | 13.03 - Connector | 13.03.02 - Offset |  |  | VB003 | 705 | VICKI PARTRIDGE PTY LTD | Lumfix Rod Connector | Lateral Rod connector, open or closed, straight or curved , monopolar or polyaxial | 5.5 or 6mm rod system, (15 - 50)mm lleg length | 327225 |  | March 2022 | New Listing
13 - Spinal | 13.03 - Connector | 13.03.03 - Transverse (Rod-to-Rod) | 13.03.03.02 - Adjustable |  | DR051 | 1250 | MEDIVANCE PTY LTD | Ulrich Medical Pedicle Screw System - Crosslinks | Ulrich Medical Pedicle Screw System - Crosslinks | XXS-XL | 365230 |  | March 2022 | New Listing
13 - Spinal | 13.03 - Connector | 13.03.03 - Transverse (Rod-to-Rod) | 13.03.03.02 - Adjustable |  | KH091 | 1250 | KH NXGEN (AUS) Pty Limited | Crosslink | Crosslink | Diameter : 5.5 mm & 6.0 mm Length : 32 mm - 75 mm | 380418 |  | March 2022 | New Listing
13 - Spinal | 13.03 - Connector | 13.03.03 - Transverse (Rod-to-Rod) | 13.03.03.02 - Adjustable |  | LB216 | 1250 | Globus Medical Australia | CREO® Cross Connector | Cross Connector | 20-78mm to 22-91mm | 190039 |  | March 2022 | New Listing
13 - Spinal | 13.03 - Connector | 13.03.03 - Transverse (Rod-to-Rod) | 13.03.03.02 - Adjustable |  | VB009 | 1250 | VICKI PARTRIDGE PTY LTD | Lunfix Cross Connector | Adjustable Cross Connector | (20-80) minimum sie to (25-98)mm expanded size | 327225 |  | March 2022 | New Listing
13 - Spinal | 13.05 - Plate | 13.05.02 - No Integral Fixation | 13.05.02.01 - Cervical | >55mm | PC034 | 1575 | Precision Surgical Pty Ltd | Ulrich Anterior Cervical Plate >55mm | Ulrich Anterior Cervical Plating System - Plate 55mm+ | 57-84mm | 377912 |  | March 2022 | New Listing
13 - Spinal | 13.05 - Plate | 13.05.02 - No Integral Fixation | 13.05.02.01 - Cervical |  | PC033 | 1204 | Precision Surgical Pty Ltd | Ulrich Anterior Cervical Plate | Ulrich Anterior Cervical Plating System - Plate | 12mm - 54mm | 377912 |  | March 2022 | New Listing
13 - Spinal | 13.05 - Plate | 13.05.02 - No Integral Fixation | 13.05.02.03 - Occipital |  | EY038 | 2085 | E4 SURGICAL PTY LTD | Reform POCT Occipital Plate | Occipital Plate | 25mm to 50mm | 287906 |  | March 2022 | New Listing
13 - Spinal | 13.06 - Rod | 13.06.01 - Standard |  |  | DR049 | 410 | MEDIVANCE PTY LTD | Ulrich Medical Pedicle Screw System - Rods | Ulrich Medical Pedicle Screw System - Rods | 5.5/6.0 - 35mm-500mm | 365230 |  | March 2022 | New Listing
13 - Spinal | 13.06 - Rod | 13.06.01 - Standard |  |  | EY037 | 410 | E4 SURGICAL PTY LTD | Reform POCT | Occipital Rod | 3.5mm Diameter | 287906 |  | March 2022 | New Listing
13 - Spinal | 13.06 - Rod | 13.06.01 - Standard |  |  | KH090 | 410 | KH NXGEN (AUS) Pty Limited | Rod | Rod | Diameter ： 5.5 mm & 6.0 mm Length : 30 mm - 500 mm | 380418 |  | March 2022 | New Listing
13 - Spinal | 13.06 - Rod | 13.06.01 - Standard |  |  | LB212 | 410 | Globus Medical Australia | CREO® Side Loading Rod | Curved, straight and offset rods | Length: 20mm- 600mm | 190039 |  | March 2022 | New Listing
13 - Spinal | 13.06 - Rod | 13.06.01 - Standard |  |  | VB005 | 410 | VICKI PARTRIDGE PTY LTD | Lumfix Rod | Rod, Strasight, Curved with or without end stop. Titanium or coCr | (5.5 - 6.0)mm diameter x (35-500)mm length | 327225 |  | March 2022 | New Listing
13 - Spinal | 13.10 - Fusion Cage | 13.10.01 - Interbody, Integral Fixation | 13.10.01.01 - Cervical |  | JP006 | 4215 | CENTINEL SPINE AUSTRALIA PTY LTD | Stalif C | Interbody Fusion Cage - Domed | 5.5 - 9.5 | 196068 |  | March 2022 | Transferred from JA027
13 - Spinal | 13.10 - Fusion Cage | 13.10.01 - Interbody, Integral Fixation | 13.10.01.01 - Cervical |  | JP009 | 4215 | CENTINEL SPINE AUSTRALIA PTY LTD | Stalif C | Interbody Fusion Cage - Tapered | 5.5 – 9.5 | 196068 |  | March 2022 | Transferred from JA030
13 - Spinal | 13.10 - Fusion Cage | 13.10.01 - Interbody, Integral Fixation | 13.10.01.01 - Cervical |  | JP010 | 4215 | CENTINEL SPINE AUSTRALIA PTY LTD | Stalif | Cervical Interbody Fusion Cage - Lordotic(Tapered)/Anatomic(Domed) | Depth 12 - 16mm, Height 5.5 - 11.5mm | 196068 |  | March 2022 | Transferred from JA031
13 - Spinal | 13.10 - Fusion Cage | 13.10.01 - Interbody, Integral Fixation | 13.10.01.02 - ThoracoLumbar / Lumbar |  | EY039 | 6021 | E4 SURGICAL PTY LTD | Dakota ALIF construct | Anterior lumbar fusion device: construct containing Dakota ALIF Cage, integrated faceplate and screw | 11mm to 19mm | 317596 |  | March 2022 | New Listing
13 - Spinal | 13.10 - Fusion Cage | 13.10.01 - Interbody, Integral Fixation | 13.10.01.02 - ThoracoLumbar / Lumbar |  | JP007 | 6021 | CENTINEL SPINE AUSTRALIA PTY LTD | Stalif | Lumbar/Thoracolumbar Interbody Fusion Cage | W: 30-42mm H: 11-21mm Lordosis: 8-20° | 196068 |  | March 2022 | Transferred from JA028
13 - Spinal | 13.10 - Fusion Cage | 13.10.01 - Interbody, Integral Fixation | 13.10.01.02 - ThoracoLumbar / Lumbar |  | JP008 | 6021 | CENTINEL SPINE AUSTRALIA PTY LTD | Stalif Midline II Ti | Interbody Fusion Cage | 30-42 | 196068 |  | March 2022 | Transferred from JA029
13 - Spinal | 13.10 - Fusion Cage | 13.10.02 - Interbody, No Integral Fixation | 13.10.02.02 - ThoracoLumbar / Lumbar | Paired | DE783 | 2780 | Device Technologies Australia Pty Ltd | FlareHawk Expandable PLIF Cage | Expandable PEEK & Titanium alloy lumbar interbody fusion device that enables significant graft delivery. FlareHawk is made up of an expandable shell and titanium shim. | 0,6,9,15 degree lordosis Unexpanded: 7mm height x 9mm width Expanded: 8mm - 14mm height x 14mm width; 25mm long | 380419 380420 |  | March 2022 | New Listing
13 - Spinal | 13.10 - Fusion Cage | 13.10.02 - Interbody, No Integral Fixation | 13.10.02.02 - ThoracoLumbar / Lumbar |  | DE784 | 3335 | Device Technologies Australia Pty Ltd | FlareHawk Expandable TLIF Cage | Expandable PEEK & titanium alloy lumbar interbody fusion device that enables significant graft delivery. FlareHawk is made up of an expandable shell and titanium shim. | 0,6,9,15 degree lordosis Unexpanded: 7mm height x 9mm width Expanded: 8mm - 14mm height x 14mm width; 29mm long | 380419 380420 |  | March 2022 | New Listing
13 - Spinal | 13.11 - Disc Replacement | 13.11.01 - System | 13.11.01.01 - Cervical |  | JP004 | 6021 | CENTINEL SPINE AUSTRALIA PTY LTD | Pro-Disc C (Vivo) | Prosthesis used to replace a cervical inter-vertebral disc and to restore disc height and segmental motion. | 5-7mm Hright 15-19 mm Width 12-18mm Depth | 323813 |  | March 2022 | Transferred from JA024
13 - Spinal | 13.11 - Disc Replacement | 13.11.01 - System | 13.11.01.01 - Cervical |  | JP011 | 6021 | CENTINEL SPINE AUSTRALIA PTY LTD | Prodisc-C | Cervical Intervertebral Disc | 5-7mm Height; 15-19mm Width; 12-18mm Depth | 196068 |  | March 2022 | Transferred from JA032
13 - Spinal | 13.11 - Disc Replacement | 13.11.02 - End Plate |  |  | JP001 | 3891 | CENTINEL SPINE AUSTRALIA PTY LTD | Pro-Disc L Superior Plate Component | Pro-Disc L Superior Plate Component | 3 Degree, 6 Degree, 11 Degree, Medium, Large | 323814 |  | March 2022 | Transferred from JA021
13 - Spinal | 13.11 - Disc Replacement | 13.11.02 - End Plate |  |  | JP002 | 3891 | CENTINEL SPINE AUSTRALIA PTY LTD | Pro-Disc L Inferior Plate Component | Pro-Disc L Inferior Plate Component | 0 Degree, 6 Degree, 8 Degree, Medium, Large | 323814 |  | March 2022 | Transferred from JA022
13 - Spinal | 13.11 - Disc Replacement | 13.11.03 - Core |  |  | JP003 | 1065 | CENTINEL SPINE AUSTRALIA PTY LTD | Pro-Disc L - Core Component - Polyethylene Inlay | Pro-Disc L - Core Component - Polyethylene Inlay | 10, 12, 14mm, Medium, Large | 323814 |  | March 2022 | Transferred from JA023
13 - Spinal | 13.12 - Vertebral Body Replacement | 13.12.03 - Mesh |  |  | OH657 | 3340 | Orthotech Pty Ltd | HTS Leander Cervical Vertebral Body Replacement | Titanium alloy implant base bodies available in different heights for different defect heights | Diameter 11.5mm; Height 16mm - 55mm | 372782 |  | March 2022 | New Listing
13 - Spinal | 13.12 - Vertebral Body Replacement | 13.12.04 - Mesh, End Plate |  |  | OH658 | 1227 | Orthotech Pty Ltd | HTS Leander VBR Endplates | Titanium alloy Endplates available in different widths and angles for adaption to different vertebral body structures | Length 12-14mm; Width 14-16mm; Angle 2.5, 5, 7.5 degrees | 372782 |  | March 2022 | New Listing