## Prescribed List
March 2025 Prescribed List - Part A New Items
Product Category | Sub Category | Product Group | Product Sub Group | Suffix | Billing Code | Benefit | Sponsor | Product Name | Description | Size | ARTG | Condition | Last Updated | Change
01 - Ophthalmic | 01.01 - ANTERIOR CHAMBER INTRAOCULAR LENSES | 01.01.01 - Aphakic | 01.01.01.01 - Rigid |  | LL004 | 126 | BAUSCH & LOMB (AUSTRALIA) PTY LTD | Loop Guardian PMMA AC IOL Model B60130S | PMMA, 1-piece, anterior chamber IOL | +6.0 D to +30.0 D (0.5 D increments) | 460868 |  | March 2025 | New listing
01 - Ophthalmic | 01.01 - ANTERIOR CHAMBER INTRAOCULAR LENSES | 01.01.01 - Aphakic | 01.01.01.01 - Rigid | ifc | IQ029 | 203 | IQ MEDICAL PTY LTD | Artisan Anterior Chamber Intraocular Lens | Aphakia Model Composition: PMMA | 5.00mm Optic Diameter x 8.5 in overall length | 92476 |  | March 2025 | Billing code transferred from EG009 Sponsor transferred from Emagin Pty Ltd
01 - Ophthalmic | 01.01 - ANTERIOR CHAMBER INTRAOCULAR LENSES | 01.01.02 - Phakic | 01.01.02.01 - Rigid |  | IQ031 | 552 | IQ MEDICAL PTY LTD | Artisan Anterior Chamber IOL | Phakic Intraocular Lens Myopic / Hyperopic | 5.00mm Optic Diameter x 8.5 in overall length; | 92476 |  | March 2025 | Billing code transferred from EG012 Sponsor transferred from Emagin Pty Ltd
01 - Ophthalmic | 01.01 - ANTERIOR CHAMBER INTRAOCULAR LENSES | 01.01.02 - Phakic | 01.01.02.01 - Rigid | t1, ifc | IQ033 | 934 | IQ MEDICAL PTY LTD | Artisan Toric (Custom) T1 | AC Iris clip IOL Toric | 5.00mm Optic Diameter x 7.5 Overall | 92476 |  | March 2025 | Billing code transferred from EG019 Sponsor transferred from Emagin Pty Ltd
01 - Ophthalmic | 01.01 - ANTERIOR CHAMBER INTRAOCULAR LENSES | 01.01.02 - Phakic | 01.01.02.01 - Rigid | t2, ifc | IQ034 | 1180 | IQ MEDICAL PTY LTD | Artisan Toric (Custom) T2 | AC Iris clip IOL Toric | 5.00mm Optic Diameter x 7.5 Overall | 92476 |  | March 2025 | Billing code transferred from EG020 Sponsor transferred from Emagin Pty Ltd
01 - Ophthalmic | 01.01 - ANTERIOR CHAMBER INTRAOCULAR LENSES | 01.01.02 - Phakic | 01.01.02.02 - Foldable |  | IQ030 | 565 | IQ MEDICAL PTY LTD | Artiflex Anterior Chamber Intraocular Lens | Optic: Hydrophobic Polysiloxane. Haptic: PMMA | 6mm optic diameter x 8.5 in overall length | 92476 |  | March 2025 | Billing code transferred from EG010 Sponsor transferred from Emagin Pty Ltd
01 - Ophthalmic | 01.02 - POSTERIOR CHAMBER INTRAOCULAR LENSES | 01.02.02 - Foldable | 01.02.02.03 - Edge modification | at, pl, t1 | AL065 | 530 | ALCON LABORATORIES (AUSTRALIA) PTY LTD | Clareon Toric Aspheric UV Absorbing IOL with AutonoMe (Moded CCAOT2-CCAOT9) | Toric, ultraviolet -absorbing, foldable, single-piece posterior chamber IOL, pre-loaded on the AutonoMe Automated Delivery System, which provides improved uncorrected distance vision and also corrects pre-existing corneal astigmatism. | +6.0 to +30.0 diopters (in 0.5 diopter increments). Cylinder: 1.00 to 6.00 diopters. | 92318 |  | March 2025 | New listing
01 - Ophthalmic | 01.02 - POSTERIOR CHAMBER INTRAOCULAR LENSES | 01.02.02 - Foldable | 01.02.02.03 - Edge modification | at, pl, t1, vblf | XN004 | 585 | ASIA ACTUAL AUSTRALIA PTY. LTD. | HOYA Vivinex Toric multiSert | Toric aspheric monfocal hydrophobic acrylic preloaded IOL with multiSert injector | Power (D) +10.00 - +30.00 Cylinder (D) 1.00 - 6.00 | 464253 |  | March 2025 | New listing
01 - Ophthalmic | 01.02 - POSTERIOR CHAMBER INTRAOCULAR LENSES | 01.02.02 - Foldable | 01.02.02.03 - Edge modification | at, pl, vblf | XN006 | 291 | ASIA ACTUAL AUSTRALIA PTY. LTD. | HOYA Vivinex multiSert XY1-SP | Aspheric monofocal hydrophobic acrylic preloaded IOL with multiSert injector | +6.0D to +30.0D in the steps of 0.5D | 464253 |  | March 2025 | New listing
01 - Ophthalmic | 01.02 - POSTERIOR CHAMBER INTRAOCULAR LENSES | 01.02.02 - Foldable | 01.02.02.03 - Edge modification | at, pl | XN007 | 239 | ASIA ACTUAL AUSTRALIA PTY. LTD. | HOYA Vivinex multiSert | Aspheric monofocal hydrophobic acrylic preloaded IOL with multiSert injector | +6.0D to +30.0D in the steps of 0.5D | 464253 |  | March 2025 | New listing
01 - Ophthalmic | 01.02 - POSTERIOR CHAMBER INTRAOCULAR LENSES | 01.02.02 - Foldable | 01.02.02.03 - Edge modification | at | LL001 | 232 | BAUSCH & LOMB (AUSTRALIA) PTY LTD | enVista IOL | The enhanced enVista (Model MX60E) is an ultraviolet-absorbing, posterior chamber, hydrophobic acrylic intraocular lens (IOL). They have an aspheric lens optic, square posterior edge, and modified C haptics. The lenses can be folded for insertion into the eye. | Specification: Optic Body Diameter 6.0 Overall Diameter 12.5 Haptic Angulations Planar Haptic Lens Power Range +0.0 to +34.0 Diopters (0.0 to +10.0 in 1.0 Diopter increments, +10.0 to +30.0 in 0.5 Diopter increments, and +30.0 to +34.0 in 1.0 Diopter increments) | 98915 |  | March 2025 | Expanded from BL052
01 - Ophthalmic | 01.02 - POSTERIOR CHAMBER INTRAOCULAR LENSES | 01.02.02 - Foldable | 01.02.02.03 - Edge modification | at | LL002 | 232 | BAUSCH & LOMB (AUSTRALIA) PTY LTD | enVista IOL | The enVista IOL Model EE: UV -absorbing, posterior chamber, hydrophobic acrylic IOL. Aspheric lens optic, square posterior edge, modified C haptics. Can be folded for insertion into the eye. | 0.0 D to +34.0 D 0.0 D to +9.0 D in 1.0 D increments; +10.0 D to +30.0 D in 0.5 D increments; +31.0 D to +34.0 D in 1.0 D increments | 98915 |  | March 2025 | Expanded from BL052
01 - Ophthalmic | 01.02 - POSTERIOR CHAMBER INTRAOCULAR LENSES | 01.02.02 - Foldable | 01.02.02.04 - Presbyopia correcting | at, pl, t1, vlbf | AL061 | 950 | ALCON LABORATORIES (AUSTRALIA) PTY LTD | Clareon PanOptix Toric Trifocal Hydrophobic IOL with AutonoMe (Model CNATT2-CNATT6) | Toric, presbyopia correcting, ultraviolet and blue light filtering, foldable, single-piece posterior chamber IOL, pre-loaded on the AutonoMe Automated Delivery System, which provides a range of vision from distance to intermediate to near, and also corrects preexisting corneal astigmatism. | +6.0 to +30.0 diopters (in 0.5 diopter increments). Cylinder 1.00 to 3.75 diopters. | 92318 |  | March 2025 | New listing
01 - Ophthalmic | 01.02 - POSTERIOR CHAMBER INTRAOCULAR LENSES | 01.02.02 - Foldable | 01.02.02.04 - Presbyopia correcting | at, pl, vblf | AL062 | 666 | ALCON LABORATORIES (AUSTRALIA) PTY LTD | Clareon PanOptix Trifocal Hydrophobic IOL with AutonoMe (Model CNATT0) | Presbyopia correcting, ultraviolet and blue light filtering, foldable, single-piece posterior chamber IOL, pre-loaded on the AutonoMe Automated Delivery System, which provides a range of vision from distance to intermediate to near. | +6.0 to +30.0 diopters (in 0.5 diopter increments). | 92318 |  | March 2025 | New listing
01 - Ophthalmic | 01.02 - POSTERIOR CHAMBER INTRAOCULAR LENSES | 01.02.02 - Foldable | 01.02.02.04 - Presbyopia correcting | at, pl, t1 | AL063 | 918 | ALCON LABORATORIES (AUSTRALIA) PTY LTD | Clareon PanOptix Toric Trifocal UV Absorbing IOL with AutonoMe (Model CCATT2-CCATT6) | Toric, presbyopia correcting, UV-absorbing, foldable, single-piece posterior chamber IOL, pre-loaded on the AutonoMe Automated Delivery System, which provides a range of vision from distance to intermediate to near, and also corrects preexisting corneal astigmatism. | +6.0 to +30.0 diopters (in 0.5 diopter increments). Cylinder: 1.00 to 3.75 diopters. | 92318 |  | March 2025 | New listing
01 - Ophthalmic | 01.02 - POSTERIOR CHAMBER INTRAOCULAR LENSES | 01.02.02 - Foldable | 01.02.02.04 - Presbyopia correcting | at, pl, t1, vlbf | AL064 | 950 | ALCON LABORATORIES (AUSTRALIA) PTY LTD | Clareon Vivity Toric Extended Vision Hydrophobic Intraocular Lens with AutonoMe(Model CNAET2-CNAET6) | Toric, presbyopia correcting, UV-absorbing, blue light filtering, foldable, single-piece posterior chamber IOL, pre-loaded on the AutonoMe Automated Delivery System. | +6.0 to +25.0 diopters (in 0.5 diopter increments); Cylinder 1.00 and 1.50 diopters (Models CNAET2 & CNAET3). +6.0 to +21.0 diopters (in 0.5 diopter increments); Cylinder 2.25 to 3.75 diopters (Models CNAET4 to CNAET6). | 92318 |  | March 2025 | New listing
01 - Ophthalmic | 01.02 - POSTERIOR CHAMBER INTRAOCULAR LENSES | 01.02.02 - Foldable | 01.02.02.04 - Presbyopia correcting | at, pl, vblf | AL066 | 666 | ALCON LABORATORIES (AUSTRALIA) PTY LTD | Clareon Vivity Extended Vision Hydrophobic Intraocular Lens with AutonoMe (Model CNAET0) | Presbyopia correcting, UV-absorbing, blue light filtering, foldable, single-piece posterior chamber IOL, pre-loaded on the AutonoMe Automated Delivery System. | +6.0 to +25.0 diopters (in 0.5 diopter increments). | 92318 |  | March 2025 | New listing
01 - Ophthalmic | 01.02 - POSTERIOR CHAMBER INTRAOCULAR LENSES | 01.02.02 - Foldable | 01.02.02.04 - Presbyopia correcting | at, pl | AL067 | 635 | ALCON LABORATORIES (AUSTRALIA) PTY LTD | Clareon Vivity UV Absorbing IOL with AutonoMe Automated Pre-loaded Delivery System ( Model CCAET0) | Presbyopia correcting, UV-absorbing, foldable, single-piece posterior chamber IOL, pre-loaded on the AutonoMe Automated Delivery System | +6.0 to +25.0 diopters (in 0.5 diopter increments). | 92318 |  | March 2025 | New listing
01 - Ophthalmic | 01.02 - POSTERIOR CHAMBER INTRAOCULAR LENSES | 01.02.02 - Foldable | 01.02.02.04 - Presbyopia correcting | at | AL068 | 619 | ALCON LABORATORIES (AUSTRALIA) PTY LTD | Clareon Vivity Extended Vision UV Absorbing Intraocular Lens (Model CCWET0) | Presbyopia correcting, UV-absorbing, foldable, single-piece posterior chamber IOL which provides an extended range of vision from distance to near while maintaining a low incidence of visual disturbances. | +6.0 to +30.0 diopters (in 0.5 diopter increments); +31.0 to +34.0 diopters (in 1.0 diopter increments). | 92318 |  | March 2025 | New listing
01 - Ophthalmic | 01.02 - POSTERIOR CHAMBER INTRAOCULAR LENSES | 01.02.02 - Foldable | 01.02.02.04 - Presbyopia correcting | at, pl, t1 | AL069 | 918 | ALCON LABORATORIES (AUSTRALIA) PTY LTD | Clareon Vivity Toric Extended Vision UV Absorbing IOL with AutonoMe (Model CCAET2-CCAET6) | Toric, presbyopia correcting, UV-absorbing, foldable, single-piece posterior chamber IOL, pre-loaded on the AutonoMe Automated Delivery System, which provides an extended range of vision from distance to near while maintaining a low incidence of visual disturbances, and also corrects preexisting corneal astigmatism. | +6.0 to +25.0 diopters (in 0.5 diopter increments); Cylinder 1.00 and 1.50 diopters (Models CCAET2 & CCAET3). +6.0 to +21.0 diopters (in 0.5 diopter increments); Cylinder 2.25 to 3.75 diopters (Models CCAET4 to CCAET6). | 92318 |  | March 2025 | New listing
01 - Ophthalmic | 01.02 - POSTERIOR CHAMBER INTRAOCULAR LENSES | 01.02.02 - Foldable | 01.02.02.04 - Presbyopia correcting | at, t1 | AL070 | 902 | ALCON LABORATORIES (AUSTRALIA) PTY LTD | Clareon Vivity Toric Extended Vision UV Absorbing Intraocular Lens (Model CCWET2 – CCWET6) | Toric, presbyopia correcting, UV-absorbing, foldable, single-piece posterior chamber IOL which provides an extended range of vision from distance to near while maintaining a low incidence of visual disturbances. | +6.0 to +30.0 diopters (in 0.5 diopter increments); +31.0 to +34.0 diopters (in 1.0 diopter increments). Cylinder: 1.00 to 3.75 diopters. | 92318 |  | March 2025 | New listing
01 - Ophthalmic | 01.02 - POSTERIOR CHAMBER INTRAOCULAR LENSES | 01.02.02 - Foldable | 01.02.02.04 - Presbyopia correcting | at, pl, vblf | AO053 | 666 | AMO AUSTRALIA PTY LIMITED | TECNIS Odyssey IOL with TECNIS SIMPLICITY delivery system (DRN00V) | Preloaded 1-piece continuous multifocal IOL | 5.0 D to 34.0 D in 0.5 diopter increments | 170331 |  | March 2025 | New listing
01 - Ophthalmic | 01.02 - POSTERIOR CHAMBER INTRAOCULAR LENSES | 01.02.02 - Foldable | 01.02.02.04 - Presbyopia correcting | at, pl, t1, vlbf | AO054 | 950 | AMO AUSTRALIA PTY LIMITED | TECNIS Odyssey Toric II with TECNIS SIMPLICITY delivery system (DRT) | Preloaded 1-piece continuous multifocal toric IOL | 5.0 D to 34.0 D in 0.5 D increments, Cyl1.00D to 3.75D. Overall diameter 13.0mm, optic size of of 6.0 mm | 181845 |  | March 2025 | New listing
01 - Ophthalmic | 01.02 - POSTERIOR CHAMBER INTRAOCULAR LENSES | 01.02.02 - Foldable | 01.02.02.04 - Presbyopia correcting | at, pl, vblf | XN001 | 666 | ASIA ACTUAL AUSTRALIA PTY. LTD. | Vivinex Gemetric | Preloaded Trifocal IOL | +10.00D to +30.00D in 0.50D increments. | 464253 |  | March 2025 | New listing
01 - Ophthalmic | 01.02 - POSTERIOR CHAMBER INTRAOCULAR LENSES | 01.02.02 - Foldable | 01.02.02.04 - Presbyopia correcting | at, pl, t1, vlbf | XN002 | 950 | ASIA ACTUAL AUSTRALIA PTY. LTD. | Vivinex Gemetric Toric | Preloaded trifocal toric IOL | +10.00D to +30.00D in 0.50D increments, Cylinder (D) 1.00 - 3.75 | 464253 |  | March 2025 | New listing
01 - Ophthalmic | 01.02 - POSTERIOR CHAMBER INTRAOCULAR LENSES | 01.02.02 - Foldable | 01.02.02.04 - Presbyopia correcting | at, pl, t1, vlbf | XN003 | 950 | ASIA ACTUAL AUSTRALIA PTY. LTD. | Vivinex Gemetric Plus Toric | Preloaded trifocal toric IOL | +10.00D to +30.00D in 0.50D increments, Cylinder (D) 1.00 - 3.75 | 464253 |  | March 2025 | New listing
01 - Ophthalmic | 01.02 - POSTERIOR CHAMBER INTRAOCULAR LENSES | 01.02.02 - Foldable | 01.02.02.04 - Presbyopia correcting | at, pl, vblf | XN005 | 666 | ASIA ACTUAL AUSTRALIA PTY. LTD. | Vivinex Gemetric Plus | Preloaded Trifocal IOL | +10.00D to +30.00D in 0.50D increments. | 464253 |  | March 2025 | New listing
01 - Ophthalmic | 01.02 - POSTERIOR CHAMBER INTRAOCULAR LENSES | 01.02.02 - Foldable | 01.02.02.04 - Presbyopia correcting | at | LL003 | 619 | BAUSCH & LOMB (AUSTRALIA) PTY LTD | enVista Envy Model EN | The enVista Envy Model EN. Trifocal, UV-absorbing, posterior chamber, hydrophobic acrylic IOL. Aspheric lens optic, square posterior edge, modified C haptics. Can be folded for insertion into the eye. | +6.0 D to +34.0 D (0.5 D increments), +1.6 D intermediate add power, +3.1 D near add power | 98915 |  | March 2025 | New listing
01 - Ophthalmic | 01.02 - POSTERIOR CHAMBER INTRAOCULAR LENSES | 01.02.02 - Foldable | 01.02.02.04 - Presbyopia correcting | at, t1, vblf | LL005 | 934 | BAUSCH & LOMB (AUSTRALIA) PTY LTD | enVista Envy Toric IOL Model ETN | The enVista Envy toric IOL Model: ET, trifocal, UV-absorbing, posterior chamber, hydrophobic acrylic IOL. Aspheric lens optic, square posterior edge, modified C haptics. Can be folded for insertion into the eye. | +6.0 to +30.0D ( 0.5 D increments) ; +31.0 to +34.0 D (1.0 D increments); +2.17 D intermediate add power; +3.25 D near add power | 98915 |  | March 2025 | New listing
01 - Ophthalmic | 01.03 - INTRAOCULAR FLUIDS | 01.03.01 - Viscoelastic |  |  | VU030 | 52 | SURGIVISION PTY LTD | CrownVisc | CrownVisc is a clear, colorless, odorless, sterile and isotonic sodium hyaluronate based viscoelastic solution for intraocular use. | Syringe: 1.0mL, 1.5mL; Sodium hyaluronate: 1.0%, 1.4%, 1.6%, 1.8%, 3.0% | 413441 |  | March 2025 | New listing
01 - Ophthalmic | 01.03 - INTRAOCULAR FLUIDS | 01.03.01 - Viscoelastic |  |  | VU031 | 52 | SURGIVISION PTY LTD | Pe-Ha-Luron F | Ophthalmic Viscoelastic containing sodium hyaluronate in varying concentrations. | Volume: 1.0mL, Sodium hyaluronate: 1.0%, 1.4%, 1.6%, 1.8%, 2.2%, 3.0% | 462413 |  | March 2025 | New listing
01 - Ophthalmic | 01.03 - INTRAOCULAR FLUIDS | 01.03.02 - Non Viscous |  |  | LL006 | 34 | BAUSCH & LOMB (AUSTRALIA) PTY LTD | BLutein DYE200 | Phaco Lutein Anterior Capsule Staining Dye (lutein + trypan blue) | 0.5mL | 458847 |  | March 2025 | New listing
01 - Ophthalmic | 01.04 - CAPSULAR TENSION RINGS | 01.04.01 - Simple |  |  | IQ028 | 99 | IQ MEDICAL PTY LTD | Capsular Tension Rings Clear | PMMA Implant | 10/08, 12/10, 13/11mm | 145740 |  | March 2025 | Billing code transferred from EG001 Sponsor transferred from Emagin Pty Ltd
01 - Ophthalmic | 01.04 - CAPSULAR TENSION RINGS | 01.04.01 - Simple |  | pl | IQ032 | 152 | IQ MEDICAL PTY LTD | RINGJECT | Preloaded Capsular tension ring | 12/10, 13/11 | 145740 |  | March 2025 | Billing code transferred from EG018 Sponsor transferred from Emagin Pty Ltd
02 - Ear, Nose & Throat | 02.01 - EAR | 02.01.01 - Cochlear Implants |  |  | CO092 | 12892 | COCHLEAR LIMITED | Cochlear Nucleus Nexa (CI1032) Cochlear Implant with Slim Modiolar Electrode | Nucleus Nexa series (CI1032), cochlear implant with Slim Modiolar electrode array. Sheath, titanium casing, removable magnet, 22 half banded platinum-iridium electrodes, moulded in a durable tapered silicone seal, and compatible with 1.5T and 3T static magnetic field. The CI1032 implant is designed to function in a similar manner to the Profile Plus Series (CI632) implant. | One size | 475908 |  | March 2025 | New listing
02 - Ear, Nose & Throat | 02.01 - EAR | 02.01.01 - Cochlear Implants |  |  | CO096 | 12892 | COCHLEAR LIMITED | Cochlear Nucleus Nexa (CI1012) Cochlear Implant with Contour Advance Electrode | Nucleus Nexa series (CI1012) cochlear implant with Contour Advance electrode array. Titanium casing, removable magnet, 22 half banded platinum electrodes, moulded in a durable tapered silicone seal, and compatible with 1.5T and 3T static magnetic field. The CI1012 implant is designed to function in a similar manner to the Profile Plus Series (CI612) implant. | One size | 475906 |  | March 2025 | New listing
02 - Ear, Nose & Throat | 02.01 - EAR | 02.01.01 - Cochlear Implants |  |  | CO097 | 12892 | COCHLEAR LIMITED | Cochlear Nucleus Nexa (CI1022) Cochlear Implant with Slim Straight Electrode | Nucleus Nexa series (CI1022) cochlear implant with Slim Straight electrode array. Titanium casing, removable magnet, 22 half banded platinum electrodes, moulded in a durable tapered silicone seal, and compatible with 1.5T and 3T static magnetic field. The CI1022 implant is designed to function in a similar manner to the Profile Plus Series (CI622) implant. | One size | 475907 |  | March 2025 | New listing
02 - Ear, Nose & Throat | 02.01 - EAR | 02.01.02 - Speech Processors | 02.01.02.01 - Initial | AutoScan, 2.4GHz Wireless | CO094 | 11392 | COCHLEAR LIMITED | Cochlear Nucleus Kanso 3 Nexa (CP1175) Sound Processor (Initial) | Nucleus Kanso 3 Nexa (Kanso 3 Nexa) is Cochlear’s next generation off-the-ear (OTE) style sound processor and is exclusively compatible with Nucleus Nexa cochlear implants. Kanso 3 Nexa has the benefits of the latest sound processing technologies of the behind-the-ear (BTE) Cochlear Nucleus Nexa 8 (Nucleus 8 Nexa). Compared to Kanso 2, Kanso 3 Nexa provides improved features such as SmartSound iQ 2 with SCAN 2 directional noise reduction algorithm, Bluetooth LE Audio Ready technology and automate function. | One size, multiple magnet strengths and range of battery charging options | 475910 |  | March 2025 | New listing
02 - Ear, Nose & Throat | 02.01 - EAR | 02.01.02 - Speech Processors | 02.01.02.01 - Initial | Electroacoustic, AutoScan, 2.4GHz Wireless | CO098 | 12796 | COCHLEAR LIMITED | Cochlear Nucleus 8 Nexa (Nucleus 8 Nexa) Sound Processor - Hybrid Mode (Initial) | Nucleus 8 Nexa Sound Processor - Hybrid Mode (Nucleus 8 Nexa) is a behind-the-ear (BTE) sound processor and exclusively compatible with Nucleus Nexa cochlear implants. It has similar features to the Nucleus 8, including SmartSound iQ 2 with SCAN 2 directional noise reduction algorithm, Bluetooth LE Audio Ready technology and automate function. The sound processor consists of the processing unit, Slimline coil, magnet and battery module. The Nucleus 8 Nexa in hybrid mode facilitates acoustic stimulation in the cochlea. | There is one size of the sound processor unit with 4 battery options and 6 different magnet strengths | 394470 475911 |  | March 2025 | New listing
02 - Ear, Nose & Throat | 02.01 - EAR | 02.01.02 - Speech Processors | 02.01.02.01 - Initial | AutoScan, 2.4GHz Wireless | CO100 | 11392 | COCHLEAR LIMITED | Cochlear Nucleus Kanso 3 (CP1170) Sound Processor (Initial) | Nucleus Kanso 3 (Kanso 3) is Cochlear’s next generation off-the-ear (OTE) style sound processor. Kanso 3 has the benefits of the latest sound processing technologies of the behind-the-ear (BTE) Cochlear Nucleus 8 (Nucleus 8). Compared to Kanso 2, Kanso 3 provides improved features such as SmartSound iQ 2 with SCAN 2 directional noise reduction algorithm, Bluetooth LE Audio Ready technology and automate function. | One size, multiple magnet strengths and range of battery charging options | 475909 |  | March 2025 | New listing
02 - Ear, Nose & Throat | 02.01 - EAR | 02.01.02 - Speech Processors | 02.01.02.01 - Initial | Electroacoustic, AutoScan, 2.4GHz Wireless | US035 | 12796 | MED-EL IMPLANT SYSTEMS AUSTRALASIA PTY LTD | SONNET 3 EAS Audio Processor (initial) | Audio processor with electric and electric acoustic stimulation modes, worn behind the ear with direct wireless audio streaming and a binaural wireless link for control data exchange between two audio processors in a bilateral configuration, and a lower profile, in addition to dual omnidirectional microphone, water-resistance, datalogging, signal processing, Adaptive Intelligence, Automatic Sound Management and wireless connectivity to assistive listening devices. | one size with battery options and various magnet strengths | 462625 |  | March 2025 | New listing
02 - Ear, Nose & Throat | 02.01 - EAR | 02.01.02 - Speech Processors | 02.01.02.02 - Replacement | AutoScan, 2.4GHz Wireless | CO093 | 8114 | COCHLEAR LIMITED | Cochlear Nucleus Kanso 3 Nexa (CP1175) Sound Processor (Replacement) | Nucleus Kanso 3 Nexa (Kanso 3 Nexa) is Cochlear’s next generation off-the-ear (OTE) style sound processor and is exclusively compatible with Nucleus Nexa cochlear implants. Kanso 3 Nexa has the benefits of the latest sound processing technologies of the behind-the-ear (BTE) Cochlear Nucleus Nexa 8 (Nucleus 8 Nexa). Compared to Kanso 2, Kanso 3 Nexa provides improved features such as SmartSound iQ 2 with SCAN 2 directional noise reduction algorithm, Bluetooth LE Audio Ready technology and automate function. | One size, single magnet and battery charging option | 475910 |  | March 2025 | New listing
02 - Ear, Nose & Throat | 02.01 - EAR | 02.01.02 - Speech Processors | 02.01.02.02 - Replacement | AutoScan, 2.4GHz Wireless | CO095 | 8114 | COCHLEAR LIMITED | Cochlear Nucleus Kanso 3 (CP1170) Sound Processor (Replacement) | Nucleus Kanso 3 (Kanso 3) is Cochlear’s next generation off-the-ear (OTE) style sound processor. Kanso 3 has the benefits of the latest sound processing technologies of the behind-the-ear (BTE) Cochlear Nucleus 8 (Nucleus 8). Compared to Kanso 2, Kanso 3 provides improved features such as SmartSound iQ 2 with SCAN 2 directional noise reduction algorithm, Bluetooth LE Audio Ready technology and automate function. | One size, single magnet and battery charging option | 475909 |  | March 2025 | New listing
02 - Ear, Nose & Throat | 02.01 - EAR | 02.01.02 - Speech Processors | 02.01.02.02 - Replacement | Electroacoustic, AutoScan, 2.4GHz Wireless | CO099 | 9078 | COCHLEAR LIMITED | Cochlear Nucleus 8 Nexa (Nucleus 8 Nexa) Sound Processor - Hybrid Mode (Replacement) | Nucleus 8 Nexa Sound Processor - Hybrid Mode (Nucleus 8 Nexa) is a behind-the-ear (BTE) sound processor and exclusively compatible with Nucleus Nexa cochlear implants. It has similar features to the Nucleus 8, including SmartSound iQ 2 with SCAN 2 directional noise reduction algorithm, Bluetooth LE Audio Ready technology and automate function. The sound processor consists of the processing unit, Slimline coil, magnet and battery module. The Nucleus 8 Nexa in hybrid mode facilitates acoustic stimulation in the cochlea. | There is one size of the sound processor unit with 4 battery options and 6 different magnet strengths | 394470 475911 |  | March 2025 | New listing
02 - Ear, Nose & Throat | 02.01 - EAR | 02.01.02 - Speech Processors | 02.01.02.02 - Replacement | Electroacoustic, AutoScan, 2.4GHz Wireless | US036 | 9078 | MED-EL IMPLANT SYSTEMS AUSTRALASIA PTY LTD | SONNET 3 EAS Audio Processor (Replacement) | Audio processor with electric and electric acoustic stimulation modes, worn behind the ear with direct wireless audio streaming and a binaural wireless link for control data exchange between two audio processors in a bilateral configuration, and a lower profile, in addition to dual omnidirectional microphone, water-resistance, datalogging, signal processing, Adaptive Intelligence, Automatic Sound Management and wireless connectivity to assistive listening devices. | one size with battery options and various magnet strengths | 462625 |  | March 2025 | New listing
03 - General Miscellaneous | 03.01 - BRACHYTHERAPY | 03.01.03 - Tissue Expander/Separator | 03.01.03.01 - Gel 3ml |  | TX064 | 843 | TELEFLEX MEDICAL AUSTRALIA PTY LTD | Barrigel | Biodegrable gel of hyaluronic acid supplied in a 3ml syringe | 3ml | 339926 |  | March 2025 | Billing code transferred from RW003 Sponsor transferred from PALETTE LIFE SCIENCES AUSTRALIA PTY LTD
03 - General Miscellaneous | 03.01 - BRACHYTHERAPY | 03.01.03 - Tissue Expander/Separator | 03.01.03.02 - Gel 10mL or Balloon |  | TX065 | 1730 | TELEFLEX MEDICAL AUSTRALIA PTY LTD | Barrigel | Biodegradable gel of 9ml hyaluronic acid supplied in a kit of three 3 ml syringes | One size only | 339926 |  | March 2025 | Billing code transferred from RW004 Sponsor transferred from PALETTE LIFE SCIENCES AUSTRALIA PTY LTD
03 - General Miscellaneous | 03.06 - LUMINAL STENTS | 03.06.01 - Biliary Stents | 03.06.01.03 - Reinforced Wall, Covered |  | LH781 | 2730 | LIFEHEALTHCARE PTY LIMITED | Allium Biliary Stent | Endoscopic or Transhepatic biliary stent made of nitinol with copolymer covering and unraveling technology for atraumatic removal | Stent length - 60, 80, 100, 120mm. Diameter - 8, 10mm. Anchor optional | 205006 |  | March 2025 | Billing code transferred from MB023 Sponsor transferred from MD SOLUTIONS AUSTRALASIA PTY LTD
03 - General Miscellaneous | 03.07 - PULMONARY/PERITONEAL DEVICES | 03.07.01 - Drainage Catheters | 03.07.01.02 - Intraperitoneal |  | LH788 | 384 | LIFEHEALTHCARE PTY LIMITED | Skater All-Purpose Drainage Catheter | Locking and non-locking catheter sets with removable pigtail straightener, metal stiffening cannula, flexible stiffening Cannula (not available on 6F and 7F) and locking system with snap-off tab (not available on non-locking pigtail catheters) | Catheter french size 6-16F by 15-60cm length | 223261 |  | March 2025 | Billing code transferred from CB016 Sponsor transferred from Culpan Medical Pty Ltd
03 - General Miscellaneous | 03.07 - PULMONARY/PERITONEAL DEVICES | 03.07.01 - Drainage Catheters | 03.07.01.03 - Biliary |  | LH789 | 97 | LIFEHEALTHCARE PTY LIMITED | Skater Biliary Drainage Catheter | Used for biliary drainage applications | Biliary Drainage Catheter w/Locking Pigtail 8Fx40cm, 10Fx40cm, 12Fx40cm Biliary Drainage Catheter w/Non-Locking Pigtail 8Fx40cm, 10Fx40cm, 12Fx40cm | 223261 |  | March 2025 | Billing code transferred from CB017 Sponsor transferred from Culpan Medical Pty Ltd
03 - General Miscellaneous | 03.08 - CLOSURE DEVICES | 03.08.04 - Staples & Tackers | 03.08.04.01 - Staples, Non-bone (Reload) | Endoscopic, Articulating/Roticulating | IJ031 | 318 | INNOVATIVE MEDCARE TECHNOLOGY PTY LTD | Frankenman Endoscopic Linear Cutter Reload | Endoscopic Applicator cartridge reload, std, reversed stepped, reversed with curved tip cartridge | staple row length 32, 44, 60mm | 372951 |  | March 2025 | New listing
03 - General Miscellaneous | 03.08 - CLOSURE DEVICES | 03.08.04 - Staples & Tackers | 03.08.04.01 - Staples, Non-bone (Reload) |  | IJ035 | 210 | INNOVATIVE MEDCARE TECHNOLOGY PTY LTD | Frankenman Linear Cutter Reloads | Single use, linear cutter reload cartridge containing titanium staples | Staple line length: 61 - 101mm | 372951 |  | March 2025 | New listing
03 - General Miscellaneous | 03.08 - CLOSURE DEVICES | 03.08.04 - Staples & Tackers | 03.08.04.01 - Staples, Non-bone (Reload) |  | IJ036 | 210 | INNOVATIVE MEDCARE TECHNOLOGY PTY LTD | Frankenman Linear Cutter Reloads | Linear stapler single use reload, titanium staples | 30 - 90mm | 372951 |  | March 2025 | New listing
03 - General Miscellaneous | 03.08 - CLOSURE DEVICES | 03.08.04 - Staples & Tackers | 03.08.04.04 - Staples, Non-bone with Disposable Applier | Articulating/Roticulating | IJ030 | 662 | INNOVATIVE MEDCARE TECHNOLOGY PTY LTD | Frankenman Endoscopic Linear | Endoscopic Linear Cutting Stapler , 45 degree articulation | 60, 160, 260mm | 410792 |  | March 2025 | New listing
03 - General Miscellaneous | 03.08 - CLOSURE DEVICES | 03.08.04 - Staples & Tackers | 03.08.04.04 - Staples, Non-bone with Disposable Applier |  | IJ032 | 292 | INNOVATIVE MEDCARE TECHNOLOGY PTY LTD | Frankenman Linear Stapler | Single use, linear cutter stapler containing titanium staples | 31 - 101mm | 410791 |  | March 2025 | New listing
03 - General Miscellaneous | 03.08 - CLOSURE DEVICES | 03.08.04 - Staples & Tackers | 03.08.04.04 - Staples, Non-bone with Disposable Applier | Circular | IJ033 | 648 | INNOVATIVE MEDCARE TECHNOLOGY PTY LTD | Suzhou Frankenman Haemorrhoidal (CPH) Staple | Circular stapler for rectal prolapse and haemorrhoids preloaded with titanium staples | Outside diameter: 32.5 - 36.5mm (White, Green, Lime Green) | 410611 |  | March 2025 | New listing
03 - General Miscellaneous | 03.08 - CLOSURE DEVICES | 03.08.04 - Staples & Tackers | 03.08.04.04 - Staples, Non-bone with Disposable Applier | Circular | IJ034 | 648 | INNOVATIVE MEDCARE TECHNOLOGY PTY LTD | Frankenman Circular Stapler | Standard, Long Endosteer, Cone Tip, Flip, Compact-Short, Compact Short Extended Anvil, Intraluminal stapler preloaded with titanium staples. | Outer Diameter: 21 - 32mm | 410612 |  | March 2025 | New listing
03 - General Miscellaneous | 03.08 - CLOSURE DEVICES | 03.08.04 - Staples & Tackers | 03.08.04.04 - Staples, Non-bone with Disposable Applier |  | IJ037 | 292 | INNOVATIVE MEDCARE TECHNOLOGY PTY LTD | Frankenman Linear Stapler | Linear stapler preloaded with titanium staples | 30 - 90mm | 410791 |  | March 2025 | New listing
03 - General Miscellaneous | 03.08 - CLOSURE DEVICES | 03.08.07 - Complete Biomaterial Mesh | 03.08.07.01 - ≤200cm² | Coated | GT300 | 710 | W L GORE & ASSOCIATES (AUSTRALIA) PTY LTD | GORE SYNECOR Preperitoneal Biomaterial | The GORE SYNECOR Preperitoneal Biomaterial is a composite device with a unique tri-layer hybrid solution constructed of three distinct functional layers comprised of a macroporous PTFE knit mesh between two porous synthetic web layers. The bioabsorbable material for the web layers is comprised of poly(glycolide:trimethylene carbonate) copolymer (PGA:TMC). | 9 cm circle, 10 cm x 15 cm oval | 454187 |  | March 2025 | New listing
03 - General Miscellaneous | 03.08 - CLOSURE DEVICES | 03.08.07 - Complete Biomaterial Mesh | 03.08.07.02 - 201-400cm² | Coated | GT299 | 1341 | W L GORE & ASSOCIATES (AUSTRALIA) PTY LTD | GORE SYNECOR Preperitoneal Biomaterial | The GORE SYNECOR Preperitoneal Biomaterial is a composite device with a unique tri-layer hybrid solution constructed of three distinct functional layers comprised of a macroporous PTFE knit mesh between two porous synthetic web layers. The bioabsorbable material for the web layers is comprised of poly(glycolide:trimethylene carbonate) copolymer (PGA:TMC). | 15 cm x 20 cm oval | 454187 |  | March 2025 | New listing
03 - General Miscellaneous | 03.08 - CLOSURE DEVICES | 03.08.07 - Complete Biomaterial Mesh | 03.08.07.03 - 401-600cm² | Coated | GT298 | 3114 | W L GORE & ASSOCIATES (AUSTRALIA) PTY LTD | GORE SYNECOR Preperitoneal Biomaterial | The GORE SYNECOR Preperitoneal Biomaterial is a composite device with a unique tri-layer hybrid solution constructed of three distinct functional layers comprised of a macroporous PTFE knit mesh between two porous synthetic web layers. The bioabsorbable material for the web layers is comprised of poly(glycolide:trimethylene carbonate) copolymer (PGA:TMC). | 20 cm x 25 cm rectangle and 20 cm x 30 cm rectangle | 454187 |  | March 2025 | New listing
03 - General Miscellaneous | 03.08 - CLOSURE DEVICES | 03.08.07 - Complete Biomaterial Mesh | 03.08.07.05 - >800cm² | Coated | GT297 | 4964 | W L GORE & ASSOCIATES (AUSTRALIA) PTY LTD | GORE SYNECOR Preperitoneal Biomaterial | The GORE SYNECOR Preperitoneal Biomaterial is a composite device with a unique tri-layer hybrid solution constructed of three distinct functional layers comprised of a macroporous PTFE knit mesh between two porous synthetic web layers. The bioabsorbable material for the web layers is comprised of poly(glycolide:trimethylene carbonate) copolymer (PGA:TMC). | 30 cm x 30 cm rectangle, 30 cm x 40 cm rectangle | 454187 |  | March 2025 | New listing
04 - Neurosurgical | 04.02 - DURA DEFECT REPAIR | 04.02.08 - Repair, Self-Adhesive Membrane Sealant, Medium (>10 to 50cm²) |  |  | BA310 | 446 | BARD AUSTRALIA PTY. LIMITED | TissuePatchDural | Self adhesive dural sealant | 50 x 25-100mm | 404630 |  | March 2025 | Billing code transferred from QQ767 Sponsor transferred from LIFEHEALTHCARE PTY LIMITED
04 - Neurosurgical | 04.04 - DEEP BRAIN STIMULATION (DBS) | 04.04.01 - Implantable Pulse Generator | 04.04.01.01 - Primary Cell Pulse Generator (non-rechargeable) |  | MI526 | 8168 | MEDTRONIC AUSTRALASIA PTY LTD | Medtronic Activa SC Neurostimulator for Deep Brain Stimulation | Single channel neurostimulator for Deep Brain stimulation | Height: 55mm Length: 60mm Thickness: 11mm Weight: 45g | 392210 |  | March 2025 | New listing
04 - Neurosurgical | 04.05 - NEUROSTIMULATION THERAPIES FOR PAIN MANAGEMENT | 04.05.02 - External Components | 04.05.02.01 - Patient Programmer |  | WW025 | 1354 | Nevro Medical Pty Ltd | HFX iQ Patient Remote (PTRC3000) | External patient programmer for HFX spinal cord stimulation system | One size only | 476084 |  | March 2025 | New listing
04 - Neurosurgical | 04.05 - NEUROSTIMULATION THERAPIES FOR PAIN MANAGEMENT | 04.05.05 - Accessories | 04.05.05.02 - Plug |  | MI529 | 152 | MEDTRONIC AUSTRALASIA PTY LTD | Connector Plug | The Model B31060 Connector Plug is a sterile device used to cover the unused socket of a dual channel neurostimulator for unilateral implants in which only one socket on the internal neurostimulator is used. | Overall length = 17.1 mm | 386869 |  | March 2025 | New listing
04 - Neurosurgical | 04.08 - NEURO INTERVENTION | 04.08.01 - Stent |  |  | ZZ109 | 6769 | AA-Med Pty Ltd | ACCLINO Flex Plus Stent | Acclino Flex Plus Stent is a self-expanding lasercut Nitinol stent for aneurysm neck bridging in case of stent assisted coiling procedures. It is intended for use with embolisation materials for the treatment of intracranial aneurysms. It provides an increased range and is suitable for vessel diameters from 1.5 to 7.0 mm. For an easy handling all sizes from 3.0 - 6.5 mm are deliverable through microcatheters with 0.0165 - 0.021 ID. This allows a sequential stent and coil placement without the changing of the microcatheter. The 8.0 mm diameter devices are deliverable through microcatheters with 0.027 ID. | Diameter: 3.0 - 8.0mm Length: 15 - 60 mm | 312950 |  | March 2025 | Billing code transferred from PN022 Sponsor transferred from PENUMBRA NEURO AUSTRALIA PTY LTD
04 - Neurosurgical | 04.08 - NEURO INTERVENTION | 04.08.01 - Stent |  |  | ZZ110 | 6769 | AA-Med Pty Ltd | ACCERO Stent | ACCERO Stent is a highly visible,braided self-expanding stent with BlueXide® surface technology.The self-expanding braided stent is characterised by an excellent opening behaviour, superior wall apposition and a very smooth surface. It is intended for use with embolization materials in the treatment of intracranial aneurysms. Accero’s full range of sizes can be delivered through a small 0.0170” microcatheter and can be resheathed up to 95%. | Stent Diameter (mm): 2.5, 3.0, 3.5,4.0, 4.5 Stent Length (mm): 10, 15, 20, 25 | 321603 |  | March 2025 | Billing code transferred from PN023 Sponsor transferred from PENUMBRA NEURO AUSTRALIA PTY LTD
04 - Neurosurgical | 04.08 - NEURO INTERVENTION | 04.08.01 - Stent |  |  | LH785 | 6769 | LIFEHEALTHCARE PTY LIMITED | LVIS Intraluminal Support Device | Self-expanding intracranial vascular stent | Diameters: 2.5, 3.0, 3.5, 4.0, 4.5, 5.5mm Lengths: 8-67mm | 194409 |  | March 2025 | Billing code transferred from CB012 Sponsor transferred from Culpan Medical Pty Ltd
04 - Neurosurgical | 04.08 - NEURO INTERVENTION | 04.08.02 - Coils |  |  | LH783 | 1043 | LIFEHEALTHCARE PTY LIMITED | Hydrocoils | Framing and filling coils with Hydrogel. | Diam: 1-24mm Length: 1-50cm | 137933 |  | March 2025 | Billing code transferred from CB010 Sponsor transferred from Culpan Medical Pty Ltd
04 - Neurosurgical | 04.08 - NEURO INTERVENTION | 04.08.02 - Coils |  |  | LH784 | 1043 | LIFEHEALTHCARE PTY LIMITED | Microplex Coils | Framing and filling coils | Diam: 1-24mm Length: 1-68cm | 137934 |  | March 2025 | Billing code transferred from CB011 Sponsor transferred from Culpan Medical Pty Ltd
04 - Neurosurgical | 04.08 - NEURO INTERVENTION | 04.08.03 - Assist Devices | 04.08.03.02 - Coil detachment device |  | LH787 | 211 | LIFEHEALTHCARE PTY LIMITED | V-Grip Detachment Controller | A battery powered device used to control detachment of an implantable embolisation coil from a delivery pusher. | One size only | 148674 |  | March 2025 | Billing code transferred from CB015 Sponsor transferred from Culpan Medical Pty Ltd
04 - Neurosurgical | 04.08 - NEURO INTERVENTION | 04.08.03 - Assist Devices | 04.08.03.04 - Vascular embolisation balloon |  | LH786 | 1500 | LIFEHEALTHCARE PTY LIMITED | Scepter Occlusion Balloon Catheter | Intravascular occlusion balloon catheter | Balloon diameter: 4mm Balloon lengths: 10 - 20mm | 194400 |  | March 2025 | Billing code transferred from CB013 Sponsor transferred from Culpan Medical Pty Ltd
05 - Urogenital | 05.01 - Incontinence Prostheses | 05.01.02 - Permanently Adjustable | 05.01.02.01 - Single |  | LH773 | 3938 | LIFEHEALTHCARE PTY LIMITED | Adjustable Continence Therapy for Women | ACT Device: Prosthesis designed for the treatment of female SUI comprising of a single silicone balloon attached via a conduit to titanium and rubber ports allowing for post operative adjustment. | 6 - 14cm | 163939 |  | March 2025 | Billing code transferred from MB003 Sponsor transferred from MD SOLUTIONS AUSTRALASIA PTY LTD
05 - Urogenital | 05.01 - Incontinence Prostheses | 05.01.02 - Permanently Adjustable | 05.01.02.01 - Single |  | LH776 | 3938 | LIFEHEALTHCARE PTY LIMITED | Adjustable Continence Therapy for Men | ProACT Device: Prosthesis designed for the treatment of male SUI comprising of a single silicone balloon attached via a conduit to titanium and rubber ports allowing for post operative adjustment. | 6 - 14cm | 163939 |  | March 2025 | Billing code transferred from MB006 Sponsor transferred from MD SOLUTIONS AUSTRALASIA PTY LTD
05 - Urogenital | 05.01 - Incontinence Prostheses | 05.01.02 - Permanently Adjustable | 05.01.02.02 - Double |  | LH774 | 7876 | LIFEHEALTHCARE PTY LIMITED | Adjustable Continence Therapy device for women | ACT Device: prosthesis designed for the treatment of female SUI comprising of silicone balloons x 2 attached via a conduit to titanium and rubber ports allowing for post operative adjustment. | 6 - 14cm | 163939 |  | March 2025 | Billing code transferred from MB004 Sponsor transferred from MD SOLUTIONS AUSTRALASIA PTY LTD
05 - Urogenital | 05.01 - Incontinence Prostheses | 05.01.02 - Permanently Adjustable | 05.01.02.02 - Double |  | LH775 | 7876 | LIFEHEALTHCARE PTY LIMITED | Adjustable Continence Therapy for Men | ProACT Device: prosthesis designed for the treatment of male SUI comprising of silicone balloons x2 attached via a conduit to titanium and rubber ports allowing for post operative adjustment. | 6 - 14cm | 163939 |  | March 2025 | Billing code transferred from MB005 Sponsor transferred from MD SOLUTIONS AUSTRALASIA PTY LTD
05 - Urogenital | 05.02 - Ureteric Stents | 05.02.01 - Fixed length | 05.02.01.03 - Metal | Therm | LH780 | 2996 | LIFEHEALTHCARE PTY LIMITED | Allium Ureteral Stent | Round Nitinol stent with copolymer covering and supplied premounted on a delivery tool. Intended to be inserted into the lower ureter to allow free flow of urine from the kidney to the bladder. | 8mm x 100mm, 8mm x 120mm, 10mm x 100mm, 10mm x 120mm | 205005 |  | March 2025 | Billing code transferred from MB016 Sponsor transferred from MD SOLUTIONS AUSTRALASIA PTY LTD
05 - Urogenital | 05.02 - Ureteric Stents | 05.02.01 - Fixed length | 05.02.01.03 - Metal | Therm | LH782 | 2996 | LIFEHEALTHCARE PTY LIMITED | Allium URS Long Ureteral stent | Fully covered, flexible, extra long ureteral stent | 9 mm diameter 200 mm length | 205005 |  | March 2025 | Billing code transferred from MB028 Sponsor transferred from MD SOLUTIONS AUSTRALASIA PTY LTD
05 - Urogenital | 05.03 - Voiding Dysfunction Prostheses | 05.03.01 - Urethral Stents | 05.03.01.01 - Metal |  | LH777 | 2351 | LIFEHEALTHCARE PTY LIMITED | Allium Bulbar Urethral Stent | Round Nitinol stent with co-polymer covering and supplied premounted on a delivery tool. | 50, 55, 60, 80 mm | 205004 |  | March 2025 | Billing code transferred from MB013 Sponsor transferred from MD SOLUTIONS AUSTRALASIA PTY LTD
05 - Urogenital | 05.03 - Voiding Dysfunction Prostheses | 05.03.01 - Urethral Stents | 05.03.01.01 - Metal |  | LH778 | 2351 | LIFEHEALTHCARE PTY LIMITED | Allium Round Posterior Urethral Stent | Round Nitinol stent with copolymer covering and supplied premounted on a delivery tool. For longer term temporary treatment of bladder outlet obstruction caused by male stenotic posterior urethra or stenotic bladder-neck. | The RPS has a body length of 40mm and a main body calibre of 45Fr | 205004 |  | March 2025 | Billing code transferred from MB014 Sponsor transferred from MD SOLUTIONS AUSTRALASIA PTY LTD
05 - Urogenital | 05.03 - Voiding Dysfunction Prostheses | 05.03.01 - Urethral Stents | 05.03.01.01 - Metal |  | LH779 | 2351 | LIFEHEALTHCARE PTY LIMITED | Allium Triangle Prostatic Urethral Stent | Round Nitinol stent with copolymer covering and supplied premounted on a delivery tool. For longer term temporary treatment of bladder outlet obstruction caused by enlarged prostate. | Body lengths 30, 40, 50, 60, 65mm main body calibre 45Fr | 205004 |  | March 2025 | Billing code transferred from MB015 Sponsor transferred from MD SOLUTIONS AUSTRALASIA PTY LTD
05 - Urogenital | 05.07 - Sacral Neuromodulation | 05.07.02 - External Components | 05.07.02.01 - Programmer |  | XP004 | 1330 | AXONICS MODULATION TECHNOLOGIES AUSTRALIA PTY LTD | Axonics Patient Remote Control | Remote patient controller for Axonics Sacral Neurmodulation System | One size only | 325941 |  | March 2025 | Billing code transferred from UW004 Sponsor transferred from PLEXUS RA PTY LTD
05 - Urogenital | 05.07 - Sacral Neuromodulation | 05.07.02 - External Components | 05.07.02.02 - External Neurostimulator |  | XP006 | 1140 | AXONICS MODULATION TECHNOLOGIES AUSTRALIA PTY LTD | Axonics Trial Stimulator | External neurostimulator with belt | One size only | 313220 |  | March 2025 | Billing code transferred from UW006 Sponsor transferred from PLEXUS RA PTY LTD
05 - Urogenital | 05.07 - Sacral Neuromodulation | 05.07.02 - External Components | 05.07.02.03 - Recharger |  | XP005 | 1215 | AXONICS MODULATION TECHNOLOGIES AUSTRALIA PTY LTD | Axonics Charging System | Charger and dock with belt and adhesive carriers for Axonics Sacral Neuromodulation System | One size only | 297956 |  | March 2025 | Billing code transferred from UW005 Sponsor transferred from PLEXUS RA PTY LTD
05 - Urogenital | 05.07 - Sacral Neuromodulation | 05.07.02 - External Components | 05.07.02.03 - Recharger |  | MI528 | 1215 | MEDTRONIC AUSTRALASIA PTY LTD | InterStim MRI rechargeable neurostimulator – Recharger Kit (includes Recharger Dock) | Recharger kit (includes Recharger Dock) | One Size | 454447 |  | March 2025 | New listing
05 - Urogenital | 05.07 - Sacral Neuromodulation | 05.07.03 - Lead | 05.07.03.01 - Permanent | tined | XP007 | 4199 | AXONICS MODULATION TECHNOLOGIES AUSTRALIA PTY LTD | Axonics Tined Lead | Tined lead for sacral neuromodulation | One size only | 297953 |  | March 2025 | Billing code transferred from UW007 Sponsor transferred from PLEXUS RA PTY LTD
05 - Urogenital | 05.07 - Sacral Neuromodulation | 05.07.03 - Lead | 05.07.03.02 - Trial |  | XP011 | 373 | AXONICS MODULATION TECHNOLOGIES AUSTRALIA PTY LTD | Axonics PNE Lead | Trial Lead | One size only | 312912 |  | March 2025 | Billing code transferred from UW011 Sponsor transferred from PLEXUS RA PTY LTD
05 - Urogenital | 05.07 - Sacral Neuromodulation | 05.07.03 - Lead | 05.07.03.03 - Extension |  | XP001 | 1434 | AXONICS MODULATION TECHNOLOGIES AUSTRALIA PTY LTD | Axonics Tined Lead Extension | Percutaneous extension | One size only | 312913 325940 |  | March 2025 | Billing code transferred from UW001 Sponsor transferred from PLEXUS RA PTY LTD
05 - Urogenital | 05.07 - Sacral Neuromodulation | 05.07.03 - Lead | 05.07.03.04 - Trial kit including leads |  | XP002 | 753 | AXONICS MODULATION TECHNOLOGIES AUSTRALIA PTY LTD | Axonics PNE Lead Implant Kit | Peripheral Nerve Evaluation Kit including lead, cables and implant tools | One size only | 298140 312912 |  | March 2025 | Billing code transferred from UW002 Sponsor transferred from PLEXUS RA PTY LTD
05 - Urogenital | 05.07 - Sacral Neuromodulation | 05.07.04 - Accessories | 05.07.04.01 - Implant/Revision Kits |  | XP008 | 514 | AXONICS MODULATION TECHNOLOGIES AUSTRALIA PTY LTD | Axonics Lead Implant Kit | Lead introducer kit including needles, sheath and tools | One size only | 298140 |  | March 2025 | Billing code transferred from UW008 Sponsor transferred from PLEXUS RA PTY LTD
05 - Urogenital | 05.07 - Sacral Neuromodulation | 05.07.04 - Accessories | 05.07.04.02 - Foramen Needle |  | XP009 | 21 | AXONICS MODULATION TECHNOLOGIES AUSTRALIA PTY LTD | Axonics Foramen Needles | 6 Foramen needles | Short and Long | 298140 |  | March 2025 | Billing code transferred from UW009 Sponsor transferred from PLEXUS RA PTY LTD
05 - Urogenital | 05.07 - Sacral Neuromodulation | 05.07.04 - Accessories | 05.07.04.03 - Connectors and Cables |  | XP010 | 190 | AXONICS MODULATION TECHNOLOGIES AUSTRALIA PTY LTD | Axonics Stimulation Cable | Cable for trial and implant | One size only | 314969 |  | March 2025 | Billing code transferred from UW010 Sponsor transferred from PLEXUS RA PTY LTD
05 - Urogenital | 05.07 - Sacral Neuromodulation | 05.07.05 - Rechargeable Pulse Generator |  |  | XP003 | 9606 | AXONICS MODULATION TECHNOLOGIES AUSTRALIA PTY LTD | Axonics Neurostimulator | Rechargeable neurostimulator for sacral nerve stimulation | One size only | 390437 |  | March 2025 | Billing code transferred from UW003 Sponsor transferred from PLEXUS RA PTY LTD
05 - Urogenital | 05.09 - Nephrostomy Catheters | 05.09.01 - Nephrostomy Catheters |  |  | LH790 | 91 | LIFEHEALTHCARE PTY LIMITED | Skater Nephrostomy Drainage Catheter | A drainage catheter intended for use for Nephrostomy applications either by direct stick or modified seldinger technique. | 6 - 14 Fr | 223260 |  | March 2025 | Billing code transferred from CB018 Sponsor transferred from Culpan Medical Pty Ltd
05 - Urogenital | 05.10 - Vesicoureteral Reflux Prostheses | 05.10.01 - Vesicoureteral Reflux Prostheses |  |  | TX063 | 950 | TELEFLEX MEDICAL AUSTRALIA PTY LTD | Deflux | Deflux is a sterile, highly viscous gel of dextranomer microspheres and non-animal stabilised hyaluronic acid constituting a biocompatible and biodegradable implant for the treatment of vesicoureteral reflux. The stabilised hyaluronic acid acts mainly as | 1ml in syringe | 345790 |  | March 2025 | Billing code transferred from RW001 Sponsor transferred from PALETTE LIFE SCIENCES AUSTRALIA PTY LTD
06 - Specialist Orthopaedic | 06.01 - ANKLE AND FOOT | 06.01.01 - Ankle joint component | 06.01.01.02 - Liner - mobile bearing |  | KQ010 | 591 | ACTIS MEDICAL PTY LTD | Hintermann Series H3™ Total Ankle Prosthesis-Inlay | Hintermann Series H3™ Total Ankle Prosthesis-Inlay, UHMW Polyethylene | 0-6, thickness 5-9 mm | 289319 |  | March 2025 | Billing code transferred from QQ078 Sponsor transferred from ALLEGRA INNOVATIONS PTY LTD
06 - Specialist Orthopaedic | 06.01 - ANKLE AND FOOT | 06.01.03 - Ankle joint | 06.01.03.01 - Talar component |  | KQ011 | 2185 | ACTIS MEDICAL PTY LTD | Hintermann Series H3™ Total Ankle Prosthesis-Talar Component | Hintermann Series H3™ Total Ankle Prosthesis-Talar component, left or right, primary or revision, CoCr, plasma sprayed titanium coating and a hydroxyapatite coating | 0-6 | 289321 |  | March 2025 | Billing code transferred from QQ079 Sponsor transferred from ALLEGRA INNOVATIONS PTY LTD
06 - Specialist Orthopaedic | 06.01 - ANKLE AND FOOT | 06.01.03 - Ankle joint | 06.01.03.02 - Tibial component |  | KQ012 | 1900 | ACTIS MEDICAL PTY LTD | Hintermann Series H3™ Total Ankle Prosthesis-Tibial Component | Hintermann Series H3™ Total Ankle Prosthesis-Tibial Component, left or right, primary or revision, CoCr, plasma sprayed titanium coating and a hydroxyapatite coating | 0-6, 8 or 12mm thickness (revision) | 289424 |  | March 2025 | Billing code transferred from QQ080 Sponsor transferred from ALLEGRA INNOVATIONS PTY LTD
06 - Specialist Orthopaedic | 06.02 - UPPER LIMB | 06.02.05 - Shoulder - Glenoid | 06.02.05.05 - Reverse glenoid component, Base plate, uncemented |  | FA040 | 1991 | EXACTECH AUSTRALIA PTY LTD | Equinoxe Small Reverse, Baseplate | Reverse glenoid plate | Standard, 8-degree Posterior Augment, 10-degree Superior Augment, +10mm Extended Cage Peg, 10-degree Superior/8-degree Posterior Augment | 479046 479047 479048 479049 479050 |  | March 2025 | New listing
06 - Specialist Orthopaedic | 06.02 - UPPER LIMB | 06.02.05 - Shoulder - Glenoid | 06.02.05.06 - Glenosphere |  | FA039 | 2139 | EXACTECH AUSTRALIA PTY LTD | Equinoxe Small Reverse Glenosphere | Reverse glenosphere | 36mm, 40mm | 479045 |  | March 2025 | New listing
06 - Specialist Orthopaedic | 06.03 - SKELETAL RECONSTRUCTION | 06.03.01 - Intramedullary Nails | 06.03.01.01 - Femoral, Proximal short (<220mm) |  | XT037 | 910 | HIGH FIDELITY ORTHOPAEDICS PTY LTD | WEGO Nailing Systems | Femoral Nail | ≤ 200mm | 324374 |  | March 2025 | Billing code transferred from GW051 Sponsor transferred from EQUINOX MEDICAL PTY LTD
06 - Specialist Orthopaedic | 06.03 - SKELETAL RECONSTRUCTION | 06.03.01 - Intramedullary Nails | 06.03.01.02 - Femoral, Proximal long (≥220mm) |  | XT038 | 1188 | HIGH FIDELITY ORTHOPAEDICS PTY LTD | WEGO Nailing Systems | Femoral Nail | ≥220mm | 324374 |  | March 2025 | Billing code transferred from GW052 Sponsor transferred from EQUINOX MEDICAL PTY LTD
06 - Specialist Orthopaedic | 06.03 - SKELETAL RECONSTRUCTION | 06.03.01 - Intramedullary Nails | 06.03.01.04 - Tibial/Fibular |  | XT001 | 963 | HIGH FIDELITY ORTHOPAEDICS PTY LTD | WEGO Nailing Systems | Tibial Nail | > 220mm | 324375 |  | March 2025 | Billing code transferred from GW002 Sponsor transferred from EQUINOX MEDICAL PTY LTD
06 - Specialist Orthopaedic | 06.03 - SKELETAL RECONSTRUCTION | 06.03.01 - Intramedullary Nails | 06.03.01.14 - Calcaneal |  | PB087 | 1119 | AUSTRALIAN PACIFIC MEDICAL PTY LTD | BR Subtalar Compression Nail | BR Subtalar Compression Nail | Diameter : 8.0 - 9.5 mm ; Length : 70 - 95 mm | 229660 |  | March 2025 | New listing
06 - Specialist Orthopaedic | 06.03 - SKELETAL RECONSTRUCTION | 06.03.02 - Intramedullary Nail Accessories | 06.03.02.01 - Intramedullary nail lag screw |  | XT033 | 199 | HIGH FIDELITY ORTHOPAEDICS PTY LTD | WEGO Nailing Systems | Femoral Neck Lag Screw | 75 - 120mm | 324374 |  | March 2025 | Billing code transferred from GW046 Sponsor transferred from EQUINOX MEDICAL PTY LTD
06 - Specialist Orthopaedic | 06.03 - SKELETAL RECONSTRUCTION | 06.03.02 - Intramedullary Nail Accessories | 06.03.02.03 - Set screw/Locking bolt |  | KQ008 | 139 | ACTIS MEDICAL PTY LTD | Paragon 28 Phantom Hindfoot TTC Nail System-Internal Compression Screw | Compression screw | one size | 402229 |  | March 2025 | Billing code transferred from ER686 Sponsor transferred from EMERGO ASIA-PACIFIC PTY. LIMITED
06 - Specialist Orthopaedic | 06.03 - SKELETAL RECONSTRUCTION | 06.03.02 - Intramedullary Nail Accessories | 06.03.02.03 - Set screw/Locking bolt |  | KQ009 | 139 | ACTIS MEDICAL PTY LTD | Paragon 28 Phantom Hindfoot TTC Nail System-Threaded Peg | Tibial, calcaneal or subtalar threaded peg/crossing screw | Diameter: 5.0mm; Length: 20mm – 70mm in 2mm increments. Diameter: 7.2mm; Length: 45mm – 120mm in 5mm increments. | 402229 |  | March 2025 | Billing code transferred from ER687 Sponsor transferred from EMERGO ASIA-PACIFIC PTY. LIMITED
06 - Specialist Orthopaedic | 06.03 - SKELETAL RECONSTRUCTION | 06.03.02 - Intramedullary Nail Accessories | 06.03.02.03 - Set screw/Locking bolt |  | XT002 | 139 | HIGH FIDELITY ORTHOPAEDICS PTY LTD | WEGO Nailing Systems | Locking Screw for IM Nails | 4.0-6.5mm x 18-130mm | 324374 324375 |  | March 2025 | Billing code transferred from GW003 Sponsor transferred from EQUINOX MEDICAL PTY LTD
06 - Specialist Orthopaedic | 06.03 - SKELETAL RECONSTRUCTION | 06.03.02 - Intramedullary Nail Accessories | 06.03.02.04 - End caps and extension caps |  | KQ007 | 96 | ACTIS MEDICAL PTY LTD | Paragon 28 Phantom Hindfoot TTC Nail System-End Cap | Shouldered or compression end cap | short or long | 402215 |  | March 2025 | Billing code transferred from ER685 Sponsor transferred from EMERGO ASIA-PACIFIC PTY. LIMITED
06 - Specialist Orthopaedic | 06.03 - SKELETAL RECONSTRUCTION | 06.03.02 - Intramedullary Nail Accessories | 06.03.02.04 - End caps and extension caps |  | XT011 | 96 | HIGH FIDELITY ORTHOPAEDICS PTY LTD | WEGO Nailing Systems | End Cap for Nails | 0-20mm | 324374 324375 |  | March 2025 | Billing code transferred from GW012 Sponsor transferred from EQUINOX MEDICAL PTY LTD
06 - Specialist Orthopaedic | 06.03 - SKELETAL RECONSTRUCTION | 06.03.03 - Plates | 06.03.03.01 - Standard (screw size ≥4.5mm)(including blade) ≤ 6 holes |  | KT106 | 354 | KLS MARTIN AUSTRALIA PTY LIMITED | Nexos Pelvis Plates | C-Plates, I-Plates, S-Plates | 3-6 holes | 236206 |  | March 2025 | New listing
06 - Specialist Orthopaedic | 06.03 - SKELETAL RECONSTRUCTION | 06.03.03 - Plates | 06.03.03.02 - Standard (screw size ≥4.5mm)(including blade) ≥ 7 to ≤ 15 holes | VAL | KQ001 | 1244 | ACTIS MEDICAL PTY LTD | Paragon Silverback Straddle Plate-anterior TT | Silverback Anterior Straddle Plate, TT, Contoured or flat, standard or long, left or right | various sizes | 289248 |  | March 2025 | Billing code transferred from ER671 Sponsor transferred from EMERGO ASIA-PACIFIC PTY. LIMITED
06 - Specialist Orthopaedic | 06.03 - SKELETAL RECONSTRUCTION | 06.03.03 - Plates | 06.03.03.02 - Standard (screw size ≥4.5mm)(including blade) ≥ 7 to ≤ 15 holes | VAL | KQ004 | 1244 | ACTIS MEDICAL PTY LTD | Paragon Silverback Straddle Plate-posterior TTC | Silverback Straddle Plate-posterior TTC, flat or contoured, left or right, Ti | Various lengths | 289248 |  | March 2025 | Billing code transferred from ER674 Sponsor transferred from EMERGO ASIA-PACIFIC PTY. LIMITED
06 - Specialist Orthopaedic | 06.03 - SKELETAL RECONSTRUCTION | 06.03.03 - Plates | 06.03.03.02 - Standard (screw size ≥4.5mm)(including blade) ≥ 7 to ≤ 15 holes | VAL | KQ005 | 1244 | ACTIS MEDICAL PTY LTD | Gorilla Silverback Spanning Plates-Anterior/Lateral | Silverback Spanning Plates-Anterior/Lateral, flat, standard or long, left or right | 69-109 mm | 289248 |  | March 2025 | Billing code transferred from ER676 Sponsor transferred from EMERGO ASIA-PACIFIC PTY. LIMITED
06 - Specialist Orthopaedic | 06.03 - SKELETAL RECONSTRUCTION | 06.03.03 - Plates | 06.03.03.02 - Standard (screw size ≥4.5mm)(including blade) ≥ 7 to ≤ 15 holes | VAL | KQ006 | 1244 | ACTIS MEDICAL PTY LTD | Gorilla Silverback Spanning Plates-Posterior | Silverback Spanning Plates-posterior, flat, standard or long, left or right | various lengths | 289248 |  | March 2025 | Billing code transferred from ER677 Sponsor transferred from EMERGO ASIA-PACIFIC PTY. LIMITED
06 - Specialist Orthopaedic | 06.03 - SKELETAL RECONSTRUCTION | 06.03.03 - Plates | 06.03.03.02 - Standard (screw size ≥4.5mm)(including blade) ≥ 7 to ≤ 15 holes |  | KT105 | 645 | KLS MARTIN AUSTRALIA PTY LIMITED | Nexos Pelvis Plates | C-Plates, I-Plates, S-Plates | 8-14 holes | 236206 |  | March 2025 | New listing
06 - Specialist Orthopaedic | 06.03 - SKELETAL RECONSTRUCTION | 06.03.03 - Plates | 06.03.03.03 - Standard (screw size ≥4.5mm)(including blade) ≥ 16 holes | VAL | KQ002 | 1207 | ACTIS MEDICAL PTY LTD | Paragon Silverback Straddle Plate-lateral TC | Silverback Straddle Plate-lateral TC, long, left or right | one size | 289248 |  | March 2025 | Billing code transferred from ER672 Sponsor transferred from EMERGO ASIA-PACIFIC PTY. LIMITED
06 - Specialist Orthopaedic | 06.03 - SKELETAL RECONSTRUCTION | 06.03.03 - Plates | 06.03.03.03 - Standard (screw size ≥4.5mm)(including blade) ≥ 16 holes | VAL | KQ003 | 1207 | ACTIS MEDICAL PTY LTD | Paragon Silverback Straddle Plate-lateral TTC | Paragon Silverback Straddle Plate-lateral TTC, long, left or right. | one size | 289248 |  | March 2025 | Billing code transferred from ER673 Sponsor transferred from EMERGO ASIA-PACIFIC PTY. LIMITED
06 - Specialist Orthopaedic | 06.03 - SKELETAL RECONSTRUCTION | 06.03.03 - Plates | 06.03.03.04 - Small (screw size 2.71mm – 4.49mm)(including blade) ≤ 6 holes |  | XT024 | 130 | HIGH FIDELITY ORTHOPAEDICS PTY LTD | WEGO Trauma Systems | Small Fragment Plating System | ≤ 6 Holes | 324402 |  | March 2025 | Billing code transferred from GW034 Sponsor transferred from EQUINOX MEDICAL PTY LTD
06 - Specialist Orthopaedic | 06.03 - SKELETAL RECONSTRUCTION | 06.03.03 - Plates | 06.03.03.04 - Small (screw size 2.71mm – 4.49mm)(including blade) ≤ 6 holes | LK | XT034 | 250 | HIGH FIDELITY ORTHOPAEDICS PTY LTD | WEGO Trauma Systems | Locking Plate Systems | ≤ 6 holes | 324402 |  | March 2025 | Billing code transferred from GW047 Sponsor transferred from EQUINOX MEDICAL PTY LTD
06 - Specialist Orthopaedic | 06.03 - SKELETAL RECONSTRUCTION | 06.03.03 - Plates | 06.03.03.04 - Small (screw size 2.71mm – 4.49mm)(including blade) ≤ 6 holes | LK | XT054 | 250 | HIGH FIDELITY ORTHOPAEDICS PTY LTD | Equinox Trauma Systems | Clavicle Midshaft Locking Compression Plate | 6 holes left, 6 holes right | 324402 |  | March 2025 | Billing code transferred from GW068 Sponsor transferred from EQUINOX MEDICAL PTY LTD
06 - Specialist Orthopaedic | 06.03 - SKELETAL RECONSTRUCTION | 06.03.03 - Plates | 06.03.03.04 - Small (screw size 2.71mm – 4.49mm)(including blade) ≤ 6 holes | LK | XT055 | 250 | HIGH FIDELITY ORTHOPAEDICS PTY LTD | Equinox Trauma Systems | Clavicle Midhsaft Locking Plates | 6 holes left, 6 holes right | 324402 |  | March 2025 | Billing code transferred from GW069 Sponsor transferred from EQUINOX MEDICAL PTY LTD
06 - Specialist Orthopaedic | 06.03 - SKELETAL RECONSTRUCTION | 06.03.03 - Plates | 06.03.03.04 - Small (screw size 2.71mm – 4.49mm)(including blade) ≤ 6 holes | VAL | XU003 | 594 | LYKA SMITH PTY LTD | ARIX Wrist System - Carpal Fusion Plate | Carpal Fusion Plate | 6 holes | 409165 |  | March 2025 | Billing code transferred from QQ198 Sponsor transferred from AA-Med Pty Ltd
06 - Specialist Orthopaedic | 06.03 - SKELETAL RECONSTRUCTION | 06.03.03 - Plates | 06.03.03.05 - Small (screw size 2.71mm – 4.49mm)(including blade) ≥ 7 to ≤ 15 holes | VAL | LQ002 | 577 | BONEBRIDGE PTY LTD | SALTI 2.5/3.5MM Ankle System | Distal Fibular Plates | 9 or 14 holes, Left and Right, Length 97mm to 172mm | 468027 |  | March 2025 | New listing
06 - Specialist Orthopaedic | 06.03 - SKELETAL RECONSTRUCTION | 06.03.03 - Plates | 06.03.03.05 - Small (screw size 2.71mm – 4.49mm)(including blade) ≥ 7 to ≤ 15 holes | VAL | LQ005 | 577 | BONEBRIDGE PTY LTD | CASCELLA 3.5mm Superior Clavicle Plate Lateral | Superior Clavicle Plate Lateral | 9, 12 and 15 holes, Left and Right, Length 75mm to 143mm. | 433150 |  | March 2025 | New listing
06 - Specialist Orthopaedic | 06.03 - SKELETAL RECONSTRUCTION | 06.03.03 - Plates | 06.03.03.05 - Small (screw size 2.71mm – 4.49mm)(including blade) ≥ 7 to ≤ 15 holes | LK | XT035 | 240 | HIGH FIDELITY ORTHOPAEDICS PTY LTD | WEGO Trauma Systems | Locking Plate Systems | 7-15 Holes | 324402 |  | March 2025 | Billing code transferred from GW048 Sponsor transferred from EQUINOX MEDICAL PTY LTD
06 - Specialist Orthopaedic | 06.03 - SKELETAL RECONSTRUCTION | 06.03.03 - Plates | 06.03.03.05 - Small (screw size 2.71mm – 4.49mm)(including blade) ≥ 7 to ≤ 15 holes |  | XT052 | 113 | HIGH FIDELITY ORTHOPAEDICS PTY LTD | WEGO Trauma Systems | 1/3 Tubular Plate | 7-15 holes | 324402 |  | March 2025 | Billing code transferred from GW066 Sponsor transferred from EQUINOX MEDICAL PTY LTD
06 - Specialist Orthopaedic | 06.03 - SKELETAL RECONSTRUCTION | 06.03.03 - Plates | 06.03.03.05 - Small (screw size 2.71mm – 4.49mm)(including blade) ≥ 7 to ≤ 15 holes | VAL | XU013 | 577 | LYKA SMITH PTY LTD | ARIX Wrist System - Distal Ulna Plates | Distal Ulna Plates | 7 holes | 409165 |  | March 2025 | Billing code transferred from QQ669 Sponsor transferred from AA-Med Pty Ltd
06 - Specialist Orthopaedic | 06.03 - SKELETAL RECONSTRUCTION | 06.03.03 - Plates | 06.03.03.05 - Small (screw size 2.71mm – 4.49mm)(including blade) ≥ 7 to ≤ 15 holes | VAL | XU015 | 577 | LYKA SMITH PTY LTD | ARIX Wrist System - Carpal Fusion Plate | Carpal Fusion Plate | 7 holes | 409165 |  | March 2025 | Billing code transferred from QQ802 Sponsor transferred from AA-Med Pty Ltd
06 - Specialist Orthopaedic | 06.03 - SKELETAL RECONSTRUCTION | 06.03.03 - Plates | 06.03.03.06 - Small (screw size 2.71mm – 4.49mm)(including blade) ≥ 16 holes | LK | XT044 | 591 | HIGH FIDELITY ORTHOPAEDICS PTY LTD | WEGO Trauma Systems | Locking Compression Plates | ≥16 holes | 324402 |  | March 2025 | Billing code transferred from GW058 Sponsor transferred from EQUINOX MEDICAL PTY LTD
06 - Specialist Orthopaedic | 06.03 - SKELETAL RECONSTRUCTION | 06.03.03 - Plates | 06.03.03.06 - Small (screw size 2.71mm – 4.49mm)(including blade) ≥ 16 holes | LK | JV032 | 591 | STRYKER AUSTRALIA PTY LTD | AxSOS 3 Compression Plates | AxSOS 3 Compression Plates to be used with 4.0mm Locking Screws | 16-20 hole | 352530 |  | March 2025 | New listing
06 - Specialist Orthopaedic | 06.03 - SKELETAL RECONSTRUCTION | 06.03.03 - Plates | 06.03.03.07 - Mini (screw size ≤2.7mm)(including blade) ≤ 6 holes | Com, LK | XT012 | 993 | HIGH FIDELITY ORTHOPAEDICS PTY LTD | WEGO Trauma Systems | Locking Compression Plates | ≤ 6 Holes | 324402 |  | March 2025 | Billing code transferred from GW013 Sponsor transferred from EQUINOX MEDICAL PTY LTD
06 - Specialist Orthopaedic | 06.03 - SKELETAL RECONSTRUCTION | 06.03.03 - Plates | 06.03.03.07 - Mini (screw size ≤2.7mm)(including blade) ≤ 6 holes |  | XT021 | 417 | HIGH FIDELITY ORTHOPAEDICS PTY LTD | WEGO Trauma Systems | Non-Locking Plate Systems | ≤ 6 holes | 324402 |  | March 2025 | Billing code transferred from GW026 Sponsor transferred from EQUINOX MEDICAL PTY LTD
06 - Specialist Orthopaedic | 06.03 - SKELETAL RECONSTRUCTION | 06.03.03 - Plates | 06.03.03.07 - Mini (screw size ≤2.7mm)(including blade) ≤ 6 holes | LK | XT030 | 550 | HIGH FIDELITY ORTHOPAEDICS PTY LTD | WEGO Trauma Systems | Locking Compression Plates | ≤ 6 Holes | 324402 |  | March 2025 | Billing code transferred from GW040 Sponsor transferred from EQUINOX MEDICAL PTY LTD
06 - Specialist Orthopaedic | 06.03 - SKELETAL RECONSTRUCTION | 06.03.03 - Plates | 06.03.03.07 - Mini (screw size ≤2.7mm)(including blade) ≤ 6 holes | VAL | XU033 | 907 | LYKA SMITH PTY LTD | Arix Hand Plating System | Mini Plates | ≤ 6 holes | 239812 |  | March 2025 | Billing code transferred from ZZ073 Sponsor transferred from AA-Med Pty Ltd
06 - Specialist Orthopaedic | 06.03 - SKELETAL RECONSTRUCTION | 06.03.03 - Plates | 06.03.03.07 - Mini (screw size ≤2.7mm)(including blade) ≤ 6 holes | Com, VAL | XU034 | 971 | LYKA SMITH PTY LTD | Arix Hand Plating System | Mini Locking Plates | ≤ 6 holes | 239812 |  | March 2025 | Billing code transferred from ZZ074 Sponsor transferred from AA-Med Pty Ltd
06 - Specialist Orthopaedic | 06.03 - SKELETAL RECONSTRUCTION | 06.03.03 - Plates | 06.03.03.08 - Mini (screw size ≤2.7mm)(including blade) ≥ 7 to ≤ 15 holes | VAL | LQ004 | 797 | BONEBRIDGE PTY LTD | SALGINA 2.5mm Wrist Spanning Plate | Wrist Spanning Plate | 10mm wide, 195mm long | 468027 |  | March 2025 | New listing
06 - Specialist Orthopaedic | 06.03 - SKELETAL RECONSTRUCTION | 06.03.03 - Plates | 06.03.03.08 - Mini (screw size ≤2.7mm)(including blade) ≥ 7 to ≤ 15 holes |  | XT003 | 362 | HIGH FIDELITY ORTHOPAEDICS PTY LTD | WEGO Trauma Systems | Non-Locking Plate Systems | 7-15 Holes | 324402 |  | March 2025 | Billing code transferred from GW004 Sponsor transferred from EQUINOX MEDICAL PTY LTD
06 - Specialist Orthopaedic | 06.03 - SKELETAL RECONSTRUCTION | 06.03.03 - Plates | 06.03.03.08 - Mini (screw size ≤2.7mm)(including blade) ≥ 7 to ≤ 15 holes | LK | XT016 | 354 | HIGH FIDELITY ORTHOPAEDICS PTY LTD | WEGO Trauma Systems | Locking Compression Plate | 7 - 15 Holes | 324402 |  | March 2025 | Billing code transferred from GW017 Sponsor transferred from EQUINOX MEDICAL PTY LTD
06 - Specialist Orthopaedic | 06.03 - SKELETAL RECONSTRUCTION | 06.03.03 - Plates | 06.03.03.08 - Mini (screw size ≤2.7mm)(including blade) ≥ 7 to ≤ 15 holes | Com, LK | XT023 | 489 | HIGH FIDELITY ORTHOPAEDICS PTY LTD | WEGO Trauma Systems | Locking Compression Plate | 7 - 15 Holes | 324402 |  | March 2025 | Billing code transferred from GW033 Sponsor transferred from EQUINOX MEDICAL PTY LTD
06 - Specialist Orthopaedic | 06.03 - SKELETAL RECONSTRUCTION | 06.03.03 - Plates | 06.03.03.08 - Mini (screw size ≤2.7mm)(including blade) ≥ 7 to ≤ 15 holes | VAL | XU035 | 797 | LYKA SMITH PTY LTD | Locking Plate System | Variable Locking Plate | ≥ 7 to ≤ 15 holes | 239812 |  | March 2025 | Billing code transferred from ZZ075 Sponsor transferred from AA-Med Pty Ltd
06 - Specialist Orthopaedic | 06.03 - SKELETAL RECONSTRUCTION | 06.03.03 - Plates | 06.03.03.08 - Mini (screw size ≤2.7mm)(including blade) ≥ 7 to ≤ 15 holes | Com, VAL | XU036 | 812 | LYKA SMITH PTY LTD | Arix Hand Plating System | Mini Locking Plate | ≥ 7 to ≤ 15 holes | 239812 |  | March 2025 | Billing code transferred from ZZ076 Sponsor transferred from AA-Med Pty Ltd
06 - Specialist Orthopaedic | 06.03 - SKELETAL RECONSTRUCTION | 06.03.03 - Plates | 06.03.03.09 - Mini (screw size ≤2.7mm)(including blade) ≥ 16 holes |  | XT014 | 431 | HIGH FIDELITY ORTHOPAEDICS PTY LTD | WEGO Trauma Systems | Non-Locking Plate Systems | ≥ 16 holes | 324402 |  | March 2025 | Billing code transferred from GW015 Sponsor transferred from EQUINOX MEDICAL PTY LTD
06 - Specialist Orthopaedic | 06.03 - SKELETAL RECONSTRUCTION | 06.03.03 - Plates | 06.03.03.13 - Dynamic - supracondylar ≤ 6 holes | Com, LK | XT041 | 850 | HIGH FIDELITY ORTHOPAEDICS PTY LTD | WEGO Trauma Systems | Supracondylar Femur Plates | ≤ 6 holes | 324402 |  | March 2025 | Billing code transferred from GW055 Sponsor transferred from EQUINOX MEDICAL PTY LTD
06 - Specialist Orthopaedic | 06.03 - SKELETAL RECONSTRUCTION | 06.03.03 - Plates | 06.03.03.14 - Dynamic - supracondylar ≥ 7 to ≤ 15 holes | Com, LK | XT013 | 850 | HIGH FIDELITY ORTHOPAEDICS PTY LTD | WEGO Trauma Systems | Supracondylar Femur Plates | ≥ 7 to ≤ 15 holes | 324402 |  | March 2025 | Billing code transferred from GW014 Sponsor transferred from EQUINOX MEDICAL PTY LTD
06 - Specialist Orthopaedic | 06.03 - SKELETAL RECONSTRUCTION | 06.03.03 - Plates | 06.03.03.16 - Periarticular anatomic - Clavicle plate ≤ 6 holes | LK | XT053 | 1208 | HIGH FIDELITY ORTHOPAEDICS PTY LTD | WEGO Trauma Systems - Titanium Alloy | Clavicle Plating System - Titanium Alloy | ≤ 6 holes | 324402 |  | March 2025 | Billing code transferred from GW067 Sponsor transferred from EQUINOX MEDICAL PTY LTD
06 - Specialist Orthopaedic | 06.03 - SKELETAL RECONSTRUCTION | 06.03.03 - Plates | 06.03.03.16 - Periarticular anatomic - Clavicle plate ≤ 6 holes | VAL | XU002 | 1261 | LYKA SMITH PTY LTD | ARIX Clavicle System-Hook Plates | 3.5mm clavicle hook plate | 5-6 holes | 409165 |  | March 2025 | Billing code transferred from QQ194 Sponsor transferred from AA-Med Pty Ltd
06 - Specialist Orthopaedic | 06.03 - SKELETAL RECONSTRUCTION | 06.03.03 - Plates | 06.03.03.17 - Periarticular anatomic - Clavicle plate ≥ 7 to ≤ 15 holes | LK | XT036 | 1260 | HIGH FIDELITY ORTHOPAEDICS PTY LTD | WEGO Trauma Systems | Clavicle Plating System | 7 - 15 Holes | 324402 |  | March 2025 | Billing code transferred from GW049 Sponsor transferred from EQUINOX MEDICAL PTY LTD
06 - Specialist Orthopaedic | 06.03 - SKELETAL RECONSTRUCTION | 06.03.03 - Plates | 06.03.03.19 - Periarticular anatomic - Humerus ≤ 6 holes | LK | XT025 | 1205 | HIGH FIDELITY ORTHOPAEDICS PTY LTD | WEGO Trauma Systems | Distal Humerus Plating System | ≤ 6 Holes | 324402 |  | March 2025 | Billing code transferred from GW035 Sponsor transferred from EQUINOX MEDICAL PTY LTD
06 - Specialist Orthopaedic | 06.03 - SKELETAL RECONSTRUCTION | 06.03.03 - Plates | 06.03.03.20 - Periarticular anatomic - Humerus ≥ 7 to ≤ 15 holes | LK | XT026 | 1330 | HIGH FIDELITY ORTHOPAEDICS PTY LTD | WEGO Trauma Systems | Humerus Plating Systems | 7 - 15 Holes | 324402 |  | March 2025 | Billing code transferred from GW036 Sponsor transferred from EQUINOX MEDICAL PTY LTD
06 - Specialist Orthopaedic | 06.03 - SKELETAL RECONSTRUCTION | 06.03.03 - Plates | 06.03.03.21 - Periarticular anatomic - Humerus ≥ 16 holes | LK | XT019 | 1330 | HIGH FIDELITY ORTHOPAEDICS PTY LTD | WEGO Trauma Systems | Humerus Plating Systems | ≥ 16 Holes | 324402 |  | March 2025 | Billing code transferred from GW023 Sponsor transferred from EQUINOX MEDICAL PTY LTD
06 - Specialist Orthopaedic | 06.03 - SKELETAL RECONSTRUCTION | 06.03.03 - Plates | 06.03.03.22 - Periarticular anatomic - Radius ≤ 6 holes | LK | XT028 | 1113 | HIGH FIDELITY ORTHOPAEDICS PTY LTD | WEGO Trauma Systems | Periarticular Radius Plating Systems | ≤ 6 Holes | 324402 |  | March 2025 | Billing code transferred from GW038 Sponsor transferred from EQUINOX MEDICAL PTY LTD
06 - Specialist Orthopaedic | 06.03 - SKELETAL RECONSTRUCTION | 06.03.03 - Plates | 06.03.03.23 - Periarticular anatomic - Radius ≥ 7 to ≤ 15 holes | VAL | XT018 | 1183 | HIGH FIDELITY ORTHOPAEDICS PTY LTD | WEGO Trauma Systems | Periarticular Radius Plating Systems | 7 - 15 Holes | 324402 |  | March 2025 | Billing code transferred from GW022 Sponsor transferred from EQUINOX MEDICAL PTY LTD
06 - Specialist Orthopaedic | 06.03 - SKELETAL RECONSTRUCTION | 06.03.03 - Plates | 06.03.03.23 - Periarticular anatomic - Radius ≥ 7 to ≤ 15 holes | LK | XT031 | 1126 | HIGH FIDELITY ORTHOPAEDICS PTY LTD | WEGO Trauma Systems | Periarticular Radius Plating Systems | 7 - 15 Holes | 324402 |  | March 2025 | Billing code transferred from GW041 Sponsor transferred from EQUINOX MEDICAL PTY LTD
06 - Specialist Orthopaedic | 06.03 - SKELETAL RECONSTRUCTION | 06.03.03 - Plates | 06.03.03.23 - Periarticular anatomic - Radius ≥ 7 to ≤ 15 holes | VAL | XU014 | 1183 | LYKA SMITH PTY LTD | ARIX Elbow System- Proximal Radius Plates | Proximal Radius Plates | 7-10 holes | 409165 |  | March 2025 | Billing code transferred from QQ693 Sponsor transferred from AA-Med Pty Ltd
06 - Specialist Orthopaedic | 06.03 - SKELETAL RECONSTRUCTION | 06.03.03 - Plates | 06.03.03.23 - Periarticular anatomic - Radius ≥ 7 to ≤ 15 holes | VAL | XU016 | 1183 | LYKA SMITH PTY LTD | ARIX Wrist System - Volar Distal Radius Plates | Volar Distal Radius Plates | 8-11 holes | 409165 |  | March 2025 | Billing code transferred from QQ803 Sponsor transferred from AA-Med Pty Ltd
06 - Specialist Orthopaedic | 06.03 - SKELETAL RECONSTRUCTION | 06.03.03 - Plates | 06.03.03.24 - Periarticular anatomic - Radius ≥ 16 holes | LK | XT022 | 1234 | HIGH FIDELITY ORTHOPAEDICS PTY LTD | WEGO Trauma Systems | Periarticular Radius Plating Systems | ≥ 16 Holes | 324402 |  | March 2025 | Billing code transferred from GW030 Sponsor transferred from EQUINOX MEDICAL PTY LTD
06 - Specialist Orthopaedic | 06.03 - SKELETAL RECONSTRUCTION | 06.03.03 - Plates | 06.03.03.24 - Periarticular anatomic - Radius ≥ 16 holes | VAL | JV031 | 1513 | STRYKER AUSTRALIA PTY LTD | VariAx 2 Distal Radius System | Volar Plate | Radius, greater than or equal to 16 holes | 237797 |  | March 2025 | New listing
06 - Specialist Orthopaedic | 06.03 - SKELETAL RECONSTRUCTION | 06.03.03 - Plates | 06.03.03.25 - Periarticular anatomic - Ulna ≤ 6 holes | LK | XT032 | 778 | HIGH FIDELITY ORTHOPAEDICS PTY LTD | WEGO Trauma Systems | Periarticular Ulna Plating System | ≤ 6 Holes | 324402 |  | March 2025 | Billing code transferred from GW042 Sponsor transferred from EQUINOX MEDICAL PTY LTD
06 - Specialist Orthopaedic | 06.03 - SKELETAL RECONSTRUCTION | 06.03.03 - Plates | 06.03.03.26 - Periarticular anatomic - Ulna ≥ 7 to ≤ 15 holes | LK | XT020 | 1126 | HIGH FIDELITY ORTHOPAEDICS PTY LTD | WEGO Trauma Systems | Perarticular Ulna Plating Systems | 7 - 15 holes | 324402 |  | March 2025 | Billing code transferred from GW025 Sponsor transferred from EQUINOX MEDICAL PTY LTD
06 - Specialist Orthopaedic | 06.03 - SKELETAL RECONSTRUCTION | 06.03.03 - Plates | 06.03.03.26 - Periarticular anatomic - Ulna ≥ 7 to ≤ 15 holes | VAL | XU008 | 1198 | LYKA SMITH PTY LTD | ARIX Elbow System- Olecranon | Olecranon, Medial, Lateral, Posterolateral | 5-17 holes | 409165 |  | March 2025 | Billing code transferred from QQ212 Sponsor transferred from AA-Med Pty Ltd
06 - Specialist Orthopaedic | 06.03 - SKELETAL RECONSTRUCTION | 06.03.03 - Plates | 06.03.03.26 - Periarticular anatomic - Ulna ≥ 7 to ≤ 15 holes | VAL | XU011 | 1198 | LYKA SMITH PTY LTD | ARIX Elbow System- Olecranon | Olecranon, Medial, Lateral, Posterolateral | 5-17 holes | 409165 |  | March 2025 | Billing code transferred from QQ332 Sponsor transferred from AA-Med Pty Ltd
06 - Specialist Orthopaedic | 06.03 - SKELETAL RECONSTRUCTION | 06.03.03 - Plates | 06.03.03.27 - Periarticular anatomic - Ulna ≥ 16 holes | LK | DZ107 | 1159 | AUSTRALIAN ORTHOPAEDIC FIXATIONS PTY LTD | Austofix L&C Olecranon Plates | Olecranon Locking Plates | 17, 19 and 21 holes (8, 10, 12 screw holes in the shaft and 9 holes at the curved end) | 276915 |  | March 2025 | New listing
06 - Specialist Orthopaedic | 06.03 - SKELETAL RECONSTRUCTION | 06.03.03 - Plates | 06.03.03.27 - Periarticular anatomic - Ulna ≥ 16 holes | LK | XT045 | 1159 | HIGH FIDELITY ORTHOPAEDICS PTY LTD | WEGO Trauma Systems | Periarticular Ulan Plating System | ≥ 16 Holes | 324402 |  | March 2025 | Billing code transferred from GW059 Sponsor transferred from EQUINOX MEDICAL PTY LTD
06 - Specialist Orthopaedic | 06.03 - SKELETAL RECONSTRUCTION | 06.03.03 - Plates | 06.03.03.27 - Periarticular anatomic - Ulna ≥ 16 holes | VAL | EO137 | 1433 | MEDARTIS AUSTRALIA & NEW ZEALAND PTY LTD | Medartis APTUS Elbow Dorsal Olecranon plates >= 16 holes | Olecranon plates | >=16 holes | 206157 |  | March 2025 | New listing
06 - Specialist Orthopaedic | 06.03 - SKELETAL RECONSTRUCTION | 06.03.03 - Plates | 06.03.03.32 - Periarticular anatomic - Femur ≤ 6 holes | LK | XT015 | 1143 | HIGH FIDELITY ORTHOPAEDICS PTY LTD | WEGO Trauma Systems | Periarticular Femur Plates | ≤ 6 holes | 324402 |  | March 2025 | Billing code transferred from GW016 Sponsor transferred from EQUINOX MEDICAL PTY LTD
06 - Specialist Orthopaedic | 06.03 - SKELETAL RECONSTRUCTION | 06.03.03 - Plates | 06.03.03.33 - Periarticular anatomic - Femur ≥ 7 to ≤ 15 holes | LK | XT042 | 1171 | HIGH FIDELITY ORTHOPAEDICS PTY LTD | WEGO Trauma Systems | Periarticular Femur Plates | ≥ 7 to ≤ 15 holes | 324402 |  | March 2025 | Billing code transferred from GW056 Sponsor transferred from EQUINOX MEDICAL PTY LTD
06 - Specialist Orthopaedic | 06.03 - SKELETAL RECONSTRUCTION | 06.03.03 - Plates | 06.03.03.34 - Periarticular anatomic - Femur ≥ 16 holes | LK | XT043 | 1498 | HIGH FIDELITY ORTHOPAEDICS PTY LTD | WEGO Trauma Systems | Periarticular Femur Plates | ≥ 16 holes | 324402 |  | March 2025 | Billing code transferred from GW057 Sponsor transferred from EQUINOX MEDICAL PTY LTD
06 - Specialist Orthopaedic | 06.03 - SKELETAL RECONSTRUCTION | 06.03.03 - Plates | 06.03.03.34 - Periarticular anatomic - Femur ≥ 16 holes | VAL | JV030 | 1947 | STRYKER AUSTRALIA PTY LTD | Pangea – VAP Distal Femur | Distal Femur Plates | 16 holes, Left and Right | 237797 |  | March 2025 | New listing
06 - Specialist Orthopaedic | 06.03 - SKELETAL RECONSTRUCTION | 06.03.03 - Plates | 06.03.03.36 - Periarticular anatomic - Fibula ≥ 7 to ≤ 15 holes | LK | XT046 | 1194 | HIGH FIDELITY ORTHOPAEDICS PTY LTD | WEGO Trauma Systems | Periarticular Fibula Plating System | 7 - 15 Holes | 324402 |  | March 2025 | Billing code transferred from GW060 Sponsor transferred from EQUINOX MEDICAL PTY LTD
06 - Specialist Orthopaedic | 06.03 - SKELETAL RECONSTRUCTION | 06.03.03 - Plates | 06.03.03.37 - Periarticular anatomic - Fibula ≥ 16 holes | LK | XT047 | 892 | HIGH FIDELITY ORTHOPAEDICS PTY LTD | WEGO Trauma Systems | Periarticular Fibula Plating Systems | ≥ 16 Holes | 324402 |  | March 2025 | Billing code transferred from GW061 Sponsor transferred from EQUINOX MEDICAL PTY LTD
06 - Specialist Orthopaedic | 06.03 - SKELETAL RECONSTRUCTION | 06.03.03 - Plates | 06.03.03.38 - Periarticular anatomic - Tibia ≤ 6 holes | LK | XT017 | 1365 | HIGH FIDELITY ORTHOPAEDICS PTY LTD | WEGO Trauma Systems | Periarticular Tibia Plating Systems | ≤ 6 Holes | 324402 |  | March 2025 | Billing code transferred from GW018 Sponsor transferred from EQUINOX MEDICAL PTY LTD
06 - Specialist Orthopaedic | 06.03 - SKELETAL RECONSTRUCTION | 06.03.03 - Plates | 06.03.03.39 - Periarticular anatomic - Tibia ≥ 7 to ≤ 15 holes | VAL | LQ003 | 1489 | BONEBRIDGE PTY LTD | SALTI 2.5/3.5MM Ankle System | Distal Tibia Plate | 7-15 holes, Left and Right, Length 65mm to 293mm | 468027 |  | March 2025 | New listing
06 - Specialist Orthopaedic | 06.03 - SKELETAL RECONSTRUCTION | 06.03.03 - Plates | 06.03.03.39 - Periarticular anatomic - Tibia ≥ 7 to ≤ 15 holes | LK | XT048 | 1182 | HIGH FIDELITY ORTHOPAEDICS PTY LTD | WEGO Trauma Systems | Periarticular Tibia Plating Systems | 7 - 15 Holes | 324402 |  | March 2025 | Billing code transferred from GW062 Sponsor transferred from EQUINOX MEDICAL PTY LTD
06 - Specialist Orthopaedic | 06.03 - SKELETAL RECONSTRUCTION | 06.03.03 - Plates | 06.03.03.39 - Periarticular anatomic - Tibia ≥ 7 to ≤ 15 holes | VAL | JV028 | 1489 | STRYKER AUSTRALIA PTY LTD | Pangea – VAP Tibia | Tibial Plates | 11-15 holes, Left and Right | 237797 |  | March 2025 | New listing
06 - Specialist Orthopaedic | 06.03 - SKELETAL RECONSTRUCTION | 06.03.03 - Plates | 06.03.03.40 - Periarticular anatomic - Tibia ≥ 16 holes | VAL | LQ001 | 1636 | BONEBRIDGE PTY LTD | SALTI 2.5/3.5MM Ankle System | Medial Distal Tibia Plate | 16 or 19 holes, Left and Right, Length 233mm to 293mm | 468027 |  | March 2025 | New listing
06 - Specialist Orthopaedic | 06.03 - SKELETAL RECONSTRUCTION | 06.03.03 - Plates | 06.03.03.40 - Periarticular anatomic - Tibia ≥ 16 holes | LK | XT049 | 1338 | HIGH FIDELITY ORTHOPAEDICS PTY LTD | WEGO Trauma Systems | Periarticular Tibia Plating Systems | ≥ 16 Holes | 324402 |  | March 2025 | Billing code transferred from GW063 Sponsor transferred from EQUINOX MEDICAL PTY LTD
06 - Specialist Orthopaedic | 06.03 - SKELETAL RECONSTRUCTION | 06.03.03 - Plates | 06.03.03.40 - Periarticular anatomic - Tibia ≥ 16 holes | VAL | JV027 | 1636 | STRYKER AUSTRALIA PTY LTD | Pangea – VAP Tibia | Tibial Plates | 16 holes, Left and Right | 237797 |  | March 2025 | New listing
06 - Specialist Orthopaedic | 06.03 - SKELETAL RECONSTRUCTION | 06.03.04 - Screws | 06.03.04.01 - Standard ( ≥4.5mm) | LK | XT004 | 123 | HIGH FIDELITY ORTHOPAEDICS PTY LTD | WEGO Trauma Systems | Standard Locking Screw Systems | Standard ( ≥4.5mm) 10-120mm | 324381 |  | March 2025 | Billing code transferred from GW005 Sponsor transferred from EQUINOX MEDICAL PTY LTD
06 - Specialist Orthopaedic | 06.03 - SKELETAL RECONSTRUCTION | 06.03.04 - Screws | 06.03.04.01 - Standard ( ≥4.5mm) |  | XT006 | 57 | HIGH FIDELITY ORTHOPAEDICS PTY LTD | WEGO Trauma Systems | Standard Bone Screw Systems | Standard ( ≥4.5mm) 10-130mm | 324381 |  | March 2025 | Billing code transferred from GW007 Sponsor transferred from EQUINOX MEDICAL PTY LTD
06 - Specialist Orthopaedic | 06.03 - SKELETAL RECONSTRUCTION | 06.03.04 - Screws | 06.03.04.01 - Standard ( ≥4.5mm) | CN | XT039 | 185 | HIGH FIDELITY ORTHOPAEDICS PTY LTD | WEGO Trauma Systems | Standard Cannulated Screw Systems | Standard ( ≥4.5mm) 20-120mm | 324381 |  | March 2025 | Billing code transferred from GW053 Sponsor transferred from EQUINOX MEDICAL PTY LTD
06 - Specialist Orthopaedic | 06.03 - SKELETAL RECONSTRUCTION | 06.03.04 - Screws | 06.03.04.01 - Standard ( ≥4.5mm) | CN,DT | XT051 | 351 | HIGH FIDELITY ORTHOPAEDICS PTY LTD | WEGO Trauma Systems | Self-tapping Cannulated Screw | Standard ( ≥4.5mm) | 324381 |  | March 2025 | Billing code transferred from GW065 Sponsor transferred from EQUINOX MEDICAL PTY LTD
06 - Specialist Orthopaedic | 06.03 - SKELETAL RECONSTRUCTION | 06.03.04 - Screws | 06.03.04.02 - Small (2.71mm – 4.49mm) | CN | XT005 | 178 | HIGH FIDELITY ORTHOPAEDICS PTY LTD | WEGO Trauma Systems | Cannulated Bone Screw Systems | Small (2.71mm – 4.49mm) | 324381 |  | March 2025 | Billing code transferred from GW006 Sponsor transferred from EQUINOX MEDICAL PTY LTD
06 - Specialist Orthopaedic | 06.03 - SKELETAL RECONSTRUCTION | 06.03.04 - Screws | 06.03.04.02 - Small (2.71mm – 4.49mm) | LK | XT027 | 102 | HIGH FIDELITY ORTHOPAEDICS PTY LTD | WEGO Trauma Systems | Small Bone Screw Systems | Small (2.71mm – 4.49mm) | 324381 |  | March 2025 | Billing code transferred from GW037 Sponsor transferred from EQUINOX MEDICAL PTY LTD
06 - Specialist Orthopaedic | 06.03 - SKELETAL RECONSTRUCTION | 06.03.04 - Screws | 06.03.04.02 - Small (2.71mm – 4.49mm) |  | XT040 | 46 | HIGH FIDELITY ORTHOPAEDICS PTY LTD | WEGO Trauma Systems | Small Bone Screw Systems | Small (2.71mm – 4.49mm) | 324381 |  | March 2025 | Billing code transferred from GW054 Sponsor transferred from EQUINOX MEDICAL PTY LTD
06 - Specialist Orthopaedic | 06.03 - SKELETAL RECONSTRUCTION | 06.03.04 - Screws | 06.03.04.02 - Small (2.71mm – 4.49mm) | CN,DT | XT050 | 362 | HIGH FIDELITY ORTHOPAEDICS PTY LTD | WEGO Trauma Systems | Self-tapping Cannulated Screw | Small (2.71mm – 4.49mm) | 324381 |  | March 2025 | Billing code transferred from GW064 Sponsor transferred from EQUINOX MEDICAL PTY LTD
06 - Specialist Orthopaedic | 06.03 - SKELETAL RECONSTRUCTION | 06.03.04 - Screws | 06.03.04.02 - Small (2.71mm – 4.49mm) | CN | LM559 | 178 | LMT SURGICAL PTY LTD | TriMed Compression Screws | Cannulated compression Screws | 4 x 35-60mm | 229704 |  | March 2025 | Expanded from LM133, LM132
06 - Specialist Orthopaedic | 06.03 - SKELETAL RECONSTRUCTION | 06.03.04 - Screws | 06.03.04.02 - Small (2.71mm – 4.49mm) | CN,DT | LM561 | 362 | LMT SURGICAL PTY LTD | TriMed Headless Compression Screws | Dual thread, cannulated headless compression screws | 3.0-3.5mm x 10-45mm | 229704 |  | March 2025 | Expanded from LM133, LM132
06 - Specialist Orthopaedic | 06.03 - SKELETAL RECONSTRUCTION | 06.03.04 - Screws | 06.03.04.02 - Small (2.71mm – 4.49mm) |  | XU001 | 46 | LYKA SMITH PTY LTD | ARIX 3.5mm Non-Locking screws | 3.5mm Non-Locking screws | 3.5mm | 409165 |  | March 2025 | Billing code transferred from QQ193 Sponsor transferred from AA-Med Pty Ltd
06 - Specialist Orthopaedic | 06.03 - SKELETAL RECONSTRUCTION | 06.03.04 - Screws | 06.03.04.02 - Small (2.71mm – 4.49mm) | LK | XU006 | 102 | LYKA SMITH PTY LTD | ARIX 2.0-3.5mm Locking screws | Locking screws | 2.0-3.5mm | 409165 |  | March 2025 | Billing code transferred from QQ210 Sponsor transferred from AA-Med Pty Ltd
06 - Specialist Orthopaedic | 06.03 - SKELETAL RECONSTRUCTION | 06.03.04 - Screws | 06.03.04.02 - Small (2.71mm – 4.49mm) | LK | XU009 | 102 | LYKA SMITH PTY LTD | ARIX 2.0-3.5mm Locking screws | Locking screws | 2.0-3.5mm | 409165 |  | March 2025 | Billing code transferred from QQ330 Sponsor transferred from AA-Med Pty Ltd
06 - Specialist Orthopaedic | 06.03 - SKELETAL RECONSTRUCTION | 06.03.04 - Screws | 06.03.04.02 - Small (2.71mm – 4.49mm) |  | XU030 | 46 | LYKA SMITH PTY LTD | Bone Screw | Cortical Bone Screw | 2.71mm – 4.49mm | 239817 |  | March 2025 | Billing code transferred from ZZ070 Sponsor transferred from AA-Med Pty Ltd
06 - Specialist Orthopaedic | 06.03 - SKELETAL RECONSTRUCTION | 06.03.04 - Screws | 06.03.04.02 - Small (2.71mm – 4.49mm) | LK | XU031 | 102 | LYKA SMITH PTY LTD | Bone Screw | Locking Screw | 2.71mm – 4.49mm | 239817 |  | March 2025 | Billing code transferred from ZZ071 Sponsor transferred from AA-Med Pty Ltd
06 - Specialist Orthopaedic | 06.03 - SKELETAL RECONSTRUCTION | 06.03.04 - Screws | 06.03.04.02 - Small (2.71mm – 4.49mm) | CN,DT | JV037 | 362 | STRYKER AUSTRALIA PTY LTD | AutoFIX | The AutoFIX system comprises of cannulated compression screws that provide internal fixation of bones. | 3.0, 4.0mm cannulated compression screw | 352530 352531 |  | March 2025 | New listing
06 - Specialist Orthopaedic | 06.03 - SKELETAL RECONSTRUCTION | 06.03.04 - Screws | 06.03.04.03 - Mini (2.01 – 2.7 mm) |  | XT007 | 58 | HIGH FIDELITY ORTHOPAEDICS PTY LTD | WEGO Trauma Systems | Mini Bone Screw Systems | Mini (2.01 – 2.7 mm); lengths 5 - 70mm. | 324381 |  | March 2025 | Billing code transferred from GW008 Sponsor transferred from EQUINOX MEDICAL PTY LTD
06 - Specialist Orthopaedic | 06.03 - SKELETAL RECONSTRUCTION | 06.03.04 - Screws | 06.03.04.03 - Mini (2.01 – 2.7 mm) | LK | XT029 | 98 | HIGH FIDELITY ORTHOPAEDICS PTY LTD | WEGO Trauma Systems | Mini Bone Screw Systems | Mini (2.01 – 2.7 mm) | 324381 |  | March 2025 | Billing code transferred from GW039 Sponsor transferred from EQUINOX MEDICAL PTY LTD
06 - Specialist Orthopaedic | 06.03 - SKELETAL RECONSTRUCTION | 06.03.04 - Screws | 06.03.04.03 - Mini (2.01 – 2.7 mm) | CN,DT | LM560 | 348 | LMT SURGICAL PTY LTD | TriMed Headless Compression Screws | Dual thread, cannulated headless compression screws | 2.3 x 10 - 28mm | 229704 |  | March 2025 | Expanded from LM133, LM132
06 - Specialist Orthopaedic | 06.03 - SKELETAL RECONSTRUCTION | 06.03.04 - Screws | 06.03.04.03 - Mini (2.01 – 2.7 mm) |  | XU012 | 58 | LYKA SMITH PTY LTD | ARIX 2.5mm Non-locking | Non-locking screws | 2.5mm | 409165 |  | March 2025 | Change to Product name, Size Billing code transferred from QQ668 Sponsor transferred from AA-Med Pty Ltd
06 - Specialist Orthopaedic | 06.03 - SKELETAL RECONSTRUCTION | 06.03.04 - Screws | 06.03.04.03 - Mini (2.01 – 2.7 mm) | LK | XU037 | 98 | LYKA SMITH PTY LTD | Arix Locking Screw | Locking Screw | 2.01 – 2.7 mm | 239817 |  | March 2025 | Billing code transferred from ZZ077 Sponsor transferred from AA-Med Pty Ltd
06 - Specialist Orthopaedic | 06.03 - SKELETAL RECONSTRUCTION | 06.03.04 - Screws | 06.03.04.03 - Mini (2.01 – 2.7 mm) |  | XU038 | 58 | LYKA SMITH PTY LTD | Bone Screw | Cortical Bone Screw | 2.01mm – 2.7mm | 239817 |  | March 2025 | Billing code transferred from ZZ078 Sponsor transferred from AA-Med Pty Ltd
06 - Specialist Orthopaedic | 06.03 - SKELETAL RECONSTRUCTION | 06.03.04 - Screws | 06.03.04.04 - Micro (≤ 2.0mm) |  | XT009 | 46 | HIGH FIDELITY ORTHOPAEDICS PTY LTD | WEGO Trauma Systems | Micro Bone Screw Systems | Micro (≤ 2.0mm) | 324381 |  | March 2025 | Billing code transferred from GW010 Sponsor transferred from EQUINOX MEDICAL PTY LTD
06 - Specialist Orthopaedic | 06.03 - SKELETAL RECONSTRUCTION | 06.03.04 - Screws | 06.03.04.04 - Micro (≤ 2.0mm) | LK | XT010 | 104 | HIGH FIDELITY ORTHOPAEDICS PTY LTD | WEGO Trauma Systems | Micro Bone Screw Systems | Micro (≤ 2.0mm) | 324381 |  | March 2025 | Billing code transferred from GW011 Sponsor transferred from EQUINOX MEDICAL PTY LTD
06 - Specialist Orthopaedic | 06.03 - SKELETAL RECONSTRUCTION | 06.03.04 - Screws | 06.03.04.04 - Micro (≤ 2.0mm) | DT | LM558 | 200 | LMT SURGICAL PTY LTD | TriMed Compression Screws | Dual thread compression screws | 2 x 11-14mm | 229704 |  | March 2025 | Expanded from LM133, LM132
06 - Specialist Orthopaedic | 06.03 - SKELETAL RECONSTRUCTION | 06.03.04 - Screws | 06.03.04.04 - Micro (≤ 2.0mm) | LK | XU004 | 104 | LYKA SMITH PTY LTD | ARIX 1.5-2.0 Locking screws | Locking screws | 1.5-2.0mm | 409165 |  | March 2025 | Billing code transferred from QQ208 Sponsor transferred from AA-Med Pty Ltd
06 - Specialist Orthopaedic | 06.03 - SKELETAL RECONSTRUCTION | 06.03.04 - Screws | 06.03.04.04 - Micro (≤ 2.0mm) |  | XU005 | 46 | LYKA SMITH PTY LTD | ARIX 1.5-2.3 Non-Locking screws | Non-Locking screws | 1.5-2.0mm | 409165 |  | March 2025 | Billing code transferred from QQ209 Sponsor transferred from AA-Med Pty Ltd
06 - Specialist Orthopaedic | 06.03 - SKELETAL RECONSTRUCTION | 06.03.04 - Screws | 06.03.04.04 - Micro (≤ 2.0mm) |  | XU007 | 46 | LYKA SMITH PTY LTD | ARIX 2.0mm Non-Locking screws | Non-Locking screws | 2.00mm | 409165 |  | March 2025 | Billing code transferred from QQ211 Sponsor transferred from AA-Med Pty Ltd
06 - Specialist Orthopaedic | 06.03 - SKELETAL RECONSTRUCTION | 06.03.04 - Screws | 06.03.04.04 - Micro (≤ 2.0mm) |  | XU010 | 46 | LYKA SMITH PTY LTD | ARIX 2.0mm Non-Locking screws | Non-Locking screws | 2.00mm | 409165 |  | March 2025 | Billing code transferred from QQ331 Sponsor transferred from AA-Med Pty Ltd
06 - Specialist Orthopaedic | 06.03 - SKELETAL RECONSTRUCTION | 06.03.04 - Screws | 06.03.04.04 - Micro (≤ 2.0mm) |  | XU032 | 46 | LYKA SMITH PTY LTD | Bone Screw | Cortical Bone Screw | ≤ 2.0mm | 239817 |  | March 2025 | Billing code transferred from ZZ072 Sponsor transferred from AA-Med Pty Ltd
06 - Specialist Orthopaedic | 06.03 - SKELETAL RECONSTRUCTION | 06.03.04 - Screws | 06.03.04.04 - Micro (≤ 2.0mm) | LK | XU039 | 104 | LYKA SMITH PTY LTD | Bone Screw | Locking Screw | ≤ 2.0mm | 239817 |  | March 2025 | Billing code transferred from ZZ079 Sponsor transferred from AA-Med Pty Ltd
06 - Specialist Orthopaedic | 06.03 - SKELETAL RECONSTRUCTION | 06.03.04 - Screws | 06.03.04.04 - Micro (≤ 2.0mm) | CN,DT | JV036 | 346 | STRYKER AUSTRALIA PTY LTD | AutoFIX | The AutoFIX system comprises of cannulated compression screws that provide internal fixation of bones. | 2.0mm cannulated compression screw | 352530 352531 |  | March 2025 | New listing
06 - Specialist Orthopaedic | 06.03 - SKELETAL RECONSTRUCTION | 06.03.04 - Screws | 06.03.04.06 - Screw Washers |  | XT008 | 49 | HIGH FIDELITY ORTHOPAEDICS PTY LTD | WEGO Trauma Systems | Washers | 10-13mm | 324402 |  | March 2025 | Billing code transferred from GW009 Sponsor transferred from EQUINOX MEDICAL PTY LTD
06 - Specialist Orthopaedic | 06.03 - SKELETAL RECONSTRUCTION | 06.03.04 - Screws | 06.03.04.07 - Screw post/peg |  | PB086 | 122 | AUSTRALIAN PACIFIC MEDICAL PTY LTD | Radfix Distal Radius System - Cannulated Peg / Post | Radfix Distal Radius System - Cannulated Peg / Post | 14 mm - 28 mm | 223188 |  | March 2025 | New listing
06 - Specialist Orthopaedic | 06.03 - SKELETAL RECONSTRUCTION | 06.03.05 - Surgical Accessories | 06.03.05.01 - Wires |  | DZ106 | 11 | AUSTRALIAN ORTHOPAEDIC FIXATIONS PTY LTD | Austofix K-Wires | K-Wires | 0.8 - 1.6 mm diameter ; 100-150 mm length | 303322 |  | March 2025 | New listing
06 - Specialist Orthopaedic | 06.03 - SKELETAL RECONSTRUCTION | 06.03.06 - Staples | 06.03.06.01 - Staples |  | DE823 | 127 | DEVICE TECHNOLOGIES AUSTRALIA PTY. LTD. | LARS Ligament Staple | CoCr synthetic ligament anchor | Width 8mm & length 20mm | 138574 |  | March 2025 | Billing code transferred from CR118 Sponsor transferred from Corin (Australia) Pty Limited
06 - Specialist Orthopaedic | 06.03 - SKELETAL RECONSTRUCTION | 06.03.06 - Staples | 06.03.06.01 - Staples | MM | JV035 | 507 | STRYKER AUSTRALIA PTY LTD | EasyFuse | EasyFuse is a dynamic compression staple system used for internal fixation of fractures, osteotomies, and joint arthrodesis of the foot. | Length 15-30mm, Height 12-25mm | 464387 |  | March 2025 | New listing
06 - Specialist Orthopaedic | 06.03 - SKELETAL RECONSTRUCTION | 06.03.07 - Soft Tissue Fixation Devices | 06.03.07.01 - No suture (including arrows) |  | JV033 | 234 | STRYKER AUSTRALIA PTY LTD | Knotilus+ PEEK Knotless Anchor | Knotilus+ PEEK Knotless Anchor – a soft-tissue fixation device | Diameter: 2.4-2.9mm, Length: 8.9-15.5mm | 229717 |  | March 2025 | New listing
06 - Specialist Orthopaedic | 06.03 - SKELETAL RECONSTRUCTION | 06.03.07 - Soft Tissue Fixation Devices | 06.03.07.02 - Suture, Small anchors (≤2.3mm) |  | JV029 | 294 | STRYKER AUSTRALIA PTY LTD | ICONIX Knotless | ICONIX Knotless Anchor and Suture | 2.3mm | 406713 |  | March 2025 | New listing
06 - Specialist Orthopaedic | 06.03 - SKELETAL RECONSTRUCTION | 06.03.07 - Soft Tissue Fixation Devices | 06.03.07.03 - Suture, Medium anchors (2.4 – 3.9mm) |  | LH772 | 442 | LIFEHEALTHCARE PTY LIMITED | Healfix Anchor System | Titanium Suture Anchor | 2.4mm - 3.9mm | 320191 |  | March 2025 | Billing code transferred from KH062 Sponsor transferred from KH NXGEN (AUST) PTY LIMITED
06 - Specialist Orthopaedic | 06.03 - SKELETAL RECONSTRUCTION | 06.03.07 - Soft Tissue Fixation Devices | 06.03.07.04 - Suture, Large anchors (≥4mm) |  | HU374 | 442 | ARTHREX AUSTRALIA PTY LTD | SwiveLock SP | SwiveLock SP PEEK Suture Anchor | 4.75mm & 5.5mm | 353482 |  | March 2025 | New listing
06 - Specialist Orthopaedic | 06.03 - SKELETAL RECONSTRUCTION | 06.03.07 - Soft Tissue Fixation Devices | 06.03.07.07 - Interference Screw (± sleeve) |  | DE821 | 181 | DEVICE TECHNOLOGIES AUSTRALIA PTY. LTD. | LARS Interference Screw | Titanium Interference screw | 5.2 - 10mm diameter, 15 - 30mm | 138574 |  | March 2025 | Billing code transferred from CR031 Sponsor transferred from Corin (Australia) Pty Limited
06 - Specialist Orthopaedic | 06.03 - SKELETAL RECONSTRUCTION | 06.03.08 - Soft Tissue Substitute | 06.03.08.02 - Non-biological |  | DE822 | 4217 | DEVICE TECHNOLOGIES AUSTRALIA PTY. LTD. | Ligament Advanced Reinforcement System (LARS) Artificial Ligament | Woven polyester prosthetic ligaments | 60,80,100,120,160 & Y shaped fibres | 138573 | Prescribed List reimbursement for the billing code is restricted to the use of Artificial Ligaments for intra-articular cases where no non-synthetic graft sources (allografts and autografts) are available. | March 2025 | Change to Condition Billing code transferred from CR032 Sponsor transferred from Corin (Australia) Pty Limited
06 - Specialist Orthopaedic | 06.03 - SKELETAL RECONSTRUCTION | 06.03.08 - Soft Tissue Substitute | 06.03.08.02 - Non-biological |  | DE824 | 4217 | DEVICE TECHNOLOGIES AUSTRALIA PTY. LTD. | Ligament Advanced Reinforcement System (LARS) Artificial Ligament - AC30RA | Woven polyester prosthesic ligament | 30 fibres | 138573 | Prescribed List reimbursement for the billing code is restricted to the use of Artificial Ligaments for intra-articular cases where no non-synthetic graft sources (allografts and autografts) are available. | March 2025 | Change to Condition Billing code transferred from CR201 Sponsor transferred from Corin (Australia) Pty Limited
06 - Specialist Orthopaedic | 06.03 - SKELETAL RECONSTRUCTION | 06.03.08 - Soft Tissue Substitute | 06.03.08.02 - Non-biological |  | DE825 | 4217 | DEVICE TECHNOLOGIES AUSTRALIA PTY. LTD. | Ligament Advanced Reinforcement System (LARS) Artificial Ligament – LAC 20 | Woven polyester prosthetic ligament | 20 fibres | 138573 | Prescribed List reimbursement for the billing code is restricted to the use of Artificial Ligaments for intra-articular cases where no non-synthetic graft sources (allografts and autografts) are available. | March 2025 | Change to Condition Billing code transferred from CR202 Sponsor transferred from Corin (Australia) Pty Limited
06 - Specialist Orthopaedic | 06.03 - SKELETAL RECONSTRUCTION | 06.03.08 - Soft Tissue Substitute | 06.03.08.02 - Non-biological |  | DE826 | 4217 | DEVICE TECHNOLOGIES AUSTRALIA PTY. LTD. | Ligament Advanced Reinforcement System (LARS) Artificial Ligament - LAC 30 | Woven polyester prosthetic ligament | 30 fibres | 138573 | Prescribed List reimbursement for the billing code is restricted to the use of Artificial Ligaments for intra-articular cases where no non-synthetic graft sources (allografts and autografts) are available. | March 2025 | Change to Condition Billing code transferred from CR203 Sponsor transferred from Corin (Australia) Pty Limited
06 - Specialist Orthopaedic | 06.03 - SKELETAL RECONSTRUCTION | 06.03.08 - Soft Tissue Substitute | 06.03.08.02 - Non-biological |  | DE827 | 4217 | DEVICE TECHNOLOGIES AUSTRALIA PTY. LTD. | Ligament Advanced Reinforcement System (LARS) Artificial Ligament - MCL 32 | Woven polyester prosthetic ligament | 32 fibres | 138573 | Prescribed List reimbursement for the billing code is restricted to the use of Artificial Ligaments for intra-articular cases where no non-synthetic graft sources (allografts and autografts) are available. | March 2025 | Change to Condition Billing code transferred from CR204 Sponsor transferred from Corin (Australia) Pty Limited
06 - Specialist Orthopaedic | 06.03 - SKELETAL RECONSTRUCTION | 06.03.08 - Soft Tissue Substitute | 06.03.08.02 - Non-biological |  | DE828 | 4217 | DEVICE TECHNOLOGIES AUSTRALIA PTY. LTD. | Ligament Advanced Reinforcement System (LARS) Artificial Ligament - Rotator Cuff CR 25 | Woven polyester prosthetic ligament | 40 fibres | 138573 | Prescribed List reimbursement for the billing code is restricted to the use of Artificial Ligaments for intra-articular cases where no non-synthetic graft sources (allografts and autografts) are available. | March 2025 | Change to Condition Billing code transferred from CR205 Sponsor transferred from Corin (Australia) Pty Limited
06 - Specialist Orthopaedic | 06.03 - SKELETAL RECONSTRUCTION | 06.03.08 - Soft Tissue Substitute | 06.03.08.02 - Non-biological |  | DE829 | 4217 | DEVICE TECHNOLOGIES AUSTRALIA PTY. LTD. | Ligament Advanced Reinforcement System (LARS) Artificial Ligament - Rotator Cuff CR 30 | Woven polyester prosthetic ligament | 48 fibres | 138573 | Prescribed List reimbursement for the billing code is restricted to the use of Artificial Ligaments for intra-articular cases where no non-synthetic graft sources (allografts and autografts) are available. | March 2025 | Change to Condition Billing code transferred from CR206 Sponsor transferred from Corin (Australia) Pty Limited
06 - Specialist Orthopaedic | 06.03 - SKELETAL RECONSTRUCTION | 06.03.08 - Soft Tissue Substitute | 06.03.08.02 - Non-biological |  | DE830 | 4217 | DEVICE TECHNOLOGIES AUSTRALIA PTY. LTD. | Ligament Advanced Reinforcement System (LARS) Artificial Ligament | Woven polyester prosthetic ligaments | 8 fibres | 138573 | Prescribed List reimbursement for the billing code is restricted to the use of Artificial Ligaments for intra-articular cases where no non-synthetic graft sources (allografts and autografts) are available. | March 2025 | Change to Condition Billing code transferred from CR214 Sponsor transferred from Corin (Australia) Pty Limited
06 - Specialist Orthopaedic | 06.03 - SKELETAL RECONSTRUCTION | 06.03.08 - Soft Tissue Substitute | 06.03.08.02 - Non-biological |  | LH792 | 4217 | LIFEHEALTHCARE PTY LIMITED | Lockdown Shoulder Stabilisation System | Woven Polyester Prosthetic Ligament | 5 to 20cm | 433851 |  | March 2025 | Billing code transferred from LM070 Sponsor transferred from LMT SURGICAL PTY LTD
06 - Specialist Orthopaedic | 06.03 - SKELETAL RECONSTRUCTION | 06.03.14 - Bone Cement | 06.03.14.04 - Cement with Antibiotic and Complex Delivery System |  | HK016 | 437 | Heraeus Medical Australia Pty Ltd | Copal G+C pro | High-viscosity, radiopaque ready to mix bone cement containing gentamicin and clindamycin. The cement is supplied is supplied pre-packaged in a single-use ready to use mixing system with all the required components for mixing and delivery of the cement included. | 40g, 80g | 455545 |  | March 2025 | New listing
06 - Specialist Orthopaedic | 06.03 - SKELETAL RECONSTRUCTION | 06.03.15 - Bone Graft Substitute | 06.03.15.01 - Ceramic, 0-5cc | AUG | VK053 | 1026 | Akva Surgical Pty Ltd | CERAMENT BVF | Bone substitute with hydroxyapatite and iohexal | 5ml | 372270 |  | March 2025 | Billing code transferred from VG001 Sponsor transferred from MAXX PHARMA PTY LTD
06 - Specialist Orthopaedic | 06.03 - SKELETAL RECONSTRUCTION | 06.03.15 - Bone Graft Substitute | 06.03.15.01 - Ceramic, 0-5cc |  | XV001 | 722 | MDSS AU PTY LIMITED | Exabone HA/TCP Wedges, Blocks, Discs | HA/TCP Bone Substitute | Wedges: 15-35mm width x 20-15mm length x 6-14mm height 1 X 4-10mm height 2 Blocks: 4-20mm length x 10-30mm width x 10-45mm height Discs: 5-20mm diameter x 5-20mm height | 232997 |  | March 2025 | Billing code transferred from LM239 Sponsor transferred from LMT SURGICAL PTY LTD
06 - Specialist Orthopaedic | 06.03 - SKELETAL RECONSTRUCTION | 06.03.15 - Bone Graft Substitute | 06.03.15.01 - Ceramic, 0-5cc |  | XV002 | 722 | MDSS AU PTY LIMITED | Exabone Paste | Preloaded Paste in Syringe | 0.5cc, 1cc, 2cc, 2.5cc, 5cc | 232998 |  | March 2025 | Billing code transferred from LM240 Sponsor transferred from LMT SURGICAL PTY LTD
06 - Specialist Orthopaedic | 06.03 - SKELETAL RECONSTRUCTION | 06.03.15 - Bone Graft Substitute | 06.03.15.01 - Ceramic, 0-5cc | AUG | MU208 | 1026 | MEDACTA AUSTRALIA PTY. LTD. | MectaGlass Injectable Putty 1cc-5cc | Injectable putty for bone grafting | 1cc - 5cc | 452645 |  | March 2025 | New listing
06 - Specialist Orthopaedic | 06.03 - SKELETAL RECONSTRUCTION | 06.03.15 - Bone Graft Substitute | 06.03.15.01 - Ceramic, 0-5cc |  | MV024 | 722 | MORE GROUP PTY LTD | Augma Bone Substitute | Biphasic calcium sulphate-based synthetic bone graft substitute. | 0.5cc, 1cc | 470129 470130 470131 |  | March 2025 | New listing
06 - Specialist Orthopaedic | 06.03 - SKELETAL RECONSTRUCTION | 06.03.15 - Bone Graft Substitute | 06.03.15.02 - Ceramic, >5cc - 10cc | AUG | VK054 | 2185 | Akva Surgical Pty Ltd | CERAMENT BVF | Bone substitute with hydroxyapatite and iohexal | 10ml | 372270 |  | March 2025 | Billing code transferred from VG002 Sponsor transferred from MAXX PHARMA PTY LTD
06 - Specialist Orthopaedic | 06.03 - SKELETAL RECONSTRUCTION | 06.03.15 - Bone Graft Substitute | 06.03.15.02 - Ceramic, >5cc - 10cc |  | XV003 | 1140 | MDSS AU PTY LIMITED | Exabone Paste | Preloaded Paste in Syringe | 10cc | 232998 |  | March 2025 | Billing code transferred from LM241 Sponsor transferred from LMT SURGICAL PTY LTD
06 - Specialist Orthopaedic | 06.03 - SKELETAL RECONSTRUCTION | 06.03.15 - Bone Graft Substitute | 06.03.15.02 - Ceramic, >5cc - 10cc | AUG | MU207 | 2185 | MEDACTA AUSTRALIA PTY. LTD. | MectaGlass Injectable Putty 10cc | Injectable putty for bone grafting | 10cc | 452645 |  | March 2025 | New listing
06 - Specialist Orthopaedic | 06.03 - SKELETAL RECONSTRUCTION | 06.03.15 - Bone Graft Substitute | 06.03.15.03 - Ceramic, >10cc - 20cc | AUG | VK055 | 4370 | Akva Surgical Pty Ltd | CERAMENT BVF | Bone substitute with hydroxyapatite and iohexal | 18ml | 372270 |  | March 2025 | Billing code transferred from VG003 Sponsor transferred from MAXX PHARMA PTY LTD
06 - Specialist Orthopaedic | 06.03 - SKELETAL RECONSTRUCTION | 06.03.15 - Bone Graft Substitute | 06.03.15.03 - Ceramic, >10cc - 20cc |  | XV004 | 1425 | MDSS AU PTY LIMITED | Exabone Paste | Preloaded Paste in Syringe | 15cc | 232998 |  | March 2025 | Billing code transferred from LM242 Sponsor transferred from LMT SURGICAL PTY LTD
07 - Plastic and Reconstructive | 07.01 - CRANIOMAXILLOFACIAL RECONSTRUCTION & FIXATION | 07.01.01 - Mesh - Metal | 07.01.01.04 - 0.2-0.49mm thick, 11-50cm² |  | KT112 | 584 | KLS MARTIN AUSTRALIA PTY LIMITED | Martin Osteosynthesis 1.5mm System Mesh thin 50cm2 | Mesh, Titanium | 0.2-0.49mm thick, 11-50cm2 | 202851 |  | March 2025 | Billing code transferred from LH508 Sponsor transferred from LIFEHEALTHCARE PTY LIMITED
07 - Plastic and Reconstructive | 07.01 - CRANIOMAXILLOFACIAL RECONSTRUCTION & FIXATION | 07.01.01 - Mesh - Metal | 07.01.01.10 - 0.5-0.8mm thick, >200cm² |  | KT107 | 2072 | KLS MARTIN AUSTRALIA PTY LIMITED | Standard Approach Mesh | Pre-contoured titanium mesh implants for 11 standard approaches. | 0.6mm thick | 202842 |  | March 2025 | Billing code transferred from LH492 Sponsor transferred from LIFEHEALTHCARE PTY LIMITED
07 - Plastic and Reconstructive | 07.01 - CRANIOMAXILLOFACIAL RECONSTRUCTION & FIXATION | 07.01.01 - Mesh - Metal | 07.01.01.10 - 0.5-0.8mm thick, >200cm² |  | KT113 | 2072 | KLS MARTIN AUSTRALIA PTY LIMITED | Martin Osteosynthesis 1.5mm System Mesh 200cm2 | Mesh, Titanium | 0.5-0.8mm thick, >200cm2 | 202851 |  | March 2025 | Billing code transferred from LH511 Sponsor transferred from LIFEHEALTHCARE PTY LIMITED
07 - Plastic and Reconstructive | 07.01 - CRANIOMAXILLOFACIAL RECONSTRUCTION & FIXATION | 07.01.04 - Non-mesh | 07.01.04.01 - Resorbable |  | FV014 | 224 | DENTSPLY SIRONA PTY LIMITED | OSSIX Agile | OSSIX Agile is a resorbable collagen membrane intended for use during the process of guided bone regeneration (GBR) and guided tissue regeneration (GTR) as a biodegradable barrier. | 10 x 12mm, 15 x 25mm, 25 x 30mm, 30 x 40mm | 473445 |  | March 2025 | New listing
07 - Plastic and Reconstructive | 07.01 - CRANIOMAXILLOFACIAL RECONSTRUCTION & FIXATION | 07.01.05 - Fracture or Reconstruction Plates | 07.01.05.03 - <0.5mm thick, 8-15 holes |  | KT108 | 193 | KLS MARTIN AUSTRALIA PTY LIMITED | Martin Osteosynthesis 1.5mm System 8-15 hole plate | Plate, Titanium | <0.5mm thick, 8-15 holes | 202851 |  | March 2025 | Billing code transferred from LH504 Sponsor transferred from LIFEHEALTHCARE PTY LIMITED
07 - Plastic and Reconstructive | 07.01 - CRANIOMAXILLOFACIAL RECONSTRUCTION & FIXATION | 07.01.05 - Fracture or Reconstruction Plates | 07.01.05.04 - <0.5mm thick, 16-32 holes |  | KT110 | 283 | KLS MARTIN AUSTRALIA PTY LIMITED | Martin Osteosynthesis 1.5mm System 16-32 hole plate | Plate, Titanium | <0.5mm thick, 16-32 holes | 202851 |  | March 2025 | Billing code transferred from LH506 Sponsor transferred from LIFEHEALTHCARE PTY LIMITED
07 - Plastic and Reconstructive | 07.01 - CRANIOMAXILLOFACIAL RECONSTRUCTION & FIXATION | 07.01.05 - Fracture or Reconstruction Plates | 07.01.05.06 - 0.5-0.99mm thick, 4-7 holes | Burr | KT111 | 166 | KLS MARTIN AUSTRALIA PTY LIMITED | Martin Osteosynthesis 1.5mm System Burr hole plate | Burr Hole Plate, Titanium | 0.6mm thick, 4-7 holes | 202851 |  | March 2025 | Billing code transferred from LH507 Sponsor transferred from LIFEHEALTHCARE PTY LIMITED
07 - Plastic and Reconstructive | 07.01 - CRANIOMAXILLOFACIAL RECONSTRUCTION & FIXATION | 07.01.05 - Fracture or Reconstruction Plates | 07.01.05.06 - 0.5-0.99mm thick, 4-7 holes |  | XU026 | 166 | LYKA SMITH PTY LTD | Lyka Smith Jeil Le Forte Plates 4-7 Holes | Titanium plates in a variety of shapes for reconstruction | Thickness - 0.5-0.8mm 4-7 Holes | 310093 |  | March 2025 | Billing code transferred from ZZ060 Sponsor transferred from AA-Med Pty Ltd
07 - Plastic and Reconstructive | 07.01 - CRANIOMAXILLOFACIAL RECONSTRUCTION & FIXATION | 07.01.05 - Fracture or Reconstruction Plates | 07.01.05.06 - 0.5-0.99mm thick, 4-7 holes | Locking | XU029 | 190 | LYKA SMITH PTY LTD | Lyka Smith Jeil Le Forte Locking Plates 4-7 Holes | Titanium locking plates of various shapes for reconstruction | 4-7 holes Thickness - 0.5-0.99mm | 310093 |  | March 2025 | Billing code transferred from ZZ063 Sponsor transferred from AA-Med Pty Ltd
07 - Plastic and Reconstructive | 07.01 - CRANIOMAXILLOFACIAL RECONSTRUCTION & FIXATION | 07.01.05 - Fracture or Reconstruction Plates | 07.01.05.07 - 0.5-0.99mm thick, 8-32 holes |  | KT109 | 199 | KLS MARTIN AUSTRALIA PTY LIMITED | Martin Osteosynthesis 1.5mm System 8-32 hole plate | Plate, 0.6mm thick, Titanium | 8-32 hole | 202851 |  | March 2025 | Billing code transferred from LH505 Sponsor transferred from LIFEHEALTHCARE PTY LIMITED
07 - Plastic and Reconstructive | 07.01 - CRANIOMAXILLOFACIAL RECONSTRUCTION & FIXATION | 07.01.05 - Fracture or Reconstruction Plates | 07.01.05.07 - 0.5-0.99mm thick, 8-32 holes | Locking | XU027 | 259 | LYKA SMITH PTY LTD | Lyka Smith Jeil Le Forte Locking Plates 8-32 holes | Titanium locking plates for craniofacial reconstruction | Thickness - 0.8mm Holes - 8-32 | 310093 |  | March 2025 | Billing code transferred from ZZ061 Sponsor transferred from AA-Med Pty Ltd
07 - Plastic and Reconstructive | 07.01 - CRANIOMAXILLOFACIAL RECONSTRUCTION & FIXATION | 07.01.05 - Fracture or Reconstruction Plates | 07.01.05.07 - 0.5-0.99mm thick, 8-32 holes |  | XU028 | 199 | LYKA SMITH PTY LTD | Lyka Smith Jeil Le Forte Plates 8-32 Holes | Titanium plates in a variety of shapes for reconstruction | Thickness 0.5 - 0.8mm 8-20 Holes | 310093 |  | March 2025 | Billing code transferred from ZZ062 Sponsor transferred from AA-Med Pty Ltd
07 - Plastic and Reconstructive | 07.01 - CRANIOMAXILLOFACIAL RECONSTRUCTION & FIXATION | 07.01.06 - Screws | 07.01.06.02 - Diameter 1.25-3.24mm |  | GI033 | 42 | GEISTLICH PHARMA AUSTRALIA PTY LTD | Stoma Osteosynthesis Screws | Screw Titanium | Diameter 1.3-1.6mm; Length 4-14mm | 351730 |  | March 2025 | New listing
07 - Plastic and Reconstructive | 07.01 - CRANIOMAXILLOFACIAL RECONSTRUCTION & FIXATION | 07.01.06 - Screws | 07.01.06.02 - Diameter 1.25-3.24mm |  | KT114 | 42 | KLS MARTIN AUSTRALIA PTY LIMITED | Martin Osteosynthesis 1.5mm System Screw | Self retaining, Titanium | 3-7mm length, 1.5-1.8mm diam | 212844 |  | March 2025 | Billing code transferred from LH516 Sponsor transferred from LIFEHEALTHCARE PTY LIMITED
07 - Plastic and Reconstructive | 07.01 - CRANIOMAXILLOFACIAL RECONSTRUCTION & FIXATION | 07.01.06 - Screws | 07.01.06.02 - Diameter 1.25-3.24mm |  | XU024 | 42 | LYKA SMITH PTY LTD | Lyka Smith Jeil LeForte System Screws | Self tapping and self drilling screws | Diameter- 1.3 - 2.7mm Length 2-20mm | 310093 |  | March 2025 | Billing code transferred from ZZ058 Sponsor transferred from AA-Med Pty Ltd
07 - Plastic and Reconstructive | 07.01 - CRANIOMAXILLOFACIAL RECONSTRUCTION & FIXATION | 07.01.06 - Screws | 07.01.06.02 - Diameter 1.25-3.24mm | Locking | XU025 | 88 | LYKA SMITH PTY LTD | Lyka Smith Jeil Le Fort Locking Screws | Titanium Locking Screws | Diameter 2-2.4mm Length 4-20mm | 310093 |  | March 2025 | Billing code transferred from ZZ059 Sponsor transferred from AA-Med Pty Ltd
07 - Plastic and Reconstructive | 07.01 - CRANIOMAXILLOFACIAL RECONSTRUCTION & FIXATION | 07.01.06 - Screws | 07.01.06.02 - Diameter 1.25-3.24mm |  | MI527 | 42 | MEDTRONIC AUSTRALASIA PTY LTD | Timesh - Screws | Self-Drilling and Rescue Screws | Diameter: 1.6mm - 1.8mm Length: 3.0mm - 5.0mm | 128524 |  | March 2025 | New listing
07 - Plastic and Reconstructive | 07.01 - CRANIOMAXILLOFACIAL RECONSTRUCTION & FIXATION | 07.01.06 - Screws | 07.01.06.02 - Diameter 1.25-3.24mm |  | UT039 | 42 | SOUTHERN CROSS SURGICAL PTY LTD | Sterile SCS Interlink Screw | Sterile packed titanium screw, self-drilling | Diameter 1.5mm, 2.0mm | 463286 |  | March 2025 | New listing
07 - Plastic and Reconstructive | 07.02 - CRANIOMAXILLOFACIAL IMPLANTS | 07.02.02 - Cranium | 07.02.02.01 - Complex | Biomodelled | RV023 | 9682 | PERSONALISED SURGERY PTY LTD | ReconPILOT Biomodelled Patient Specific Implant for Craniofacial Surgery | Biomodelled Patient Specific Implant for Craniofacial Surgery | Custom | 366767 |  | March 2025 | New listing
07 - Plastic and Reconstructive | 07.02 - CRANIOMAXILLOFACIAL IMPLANTS | 07.02.02 - Cranium | 07.02.02.04 - Surgical Guide | Biomodelled | RV021 | 1315 | PERSONALISED SURGERY PTY LTD | ReconPILOT Biomodelled Patient Specific Surgical Guide for Craniofacial Surgery | Biomodelled Patient Specific Surgical Guide for Craniofacial Surgery | Custom | 356670 | Prescribed List reimbursement is restricted to the use of the device in craniomaxillofacial surgery procedures involving insertion of an implantable medical device, where that implantable device is listed in either sub-category 07.01 - Craniomaxillofacial Reconstruction & Fixation, or 07.02 – Craniomaxillofacial Implants, or 07.04 – Distractor Systems of Schedule 1, or sub-category 07.03 - Dental Implants, but only if the implantable dental medical device is explicitly identified in the product name or description of the billing code for the surgical guide or biomodel and is used in hospital. Not limiting the above, for a claim for any implantation procedure (defined by the respective MBS items stated in the claim) for a patient, the Prescribed List reimbursement is limited to 3 or less PL benefits for any billing codes for surgical guides or biomodels, or no more than 6 benefits if both surgical guides and biomodels (maximum 3 for each) have been used in an implantation procedure for a patient. This restriction is not impacted by a number of devices implanted during a procedure. | March 2025 | New listing
07 - Plastic and Reconstructive | 07.02 - CRANIOMAXILLOFACIAL IMPLANTS | 07.02.05 - Mandible, Maxilla and Temperomandibular Joint (TMJ) | 07.02.05.02 - Fossa Replacement |  | XU017 | 4114 | LYKA SMITH PTY LTD | OrthoTin TMJ Fossa Component | Titanium fossa component with UHMWPE bearing surface | The device is custom made so the size will vary | 293845 |  | March 2025 | Billing code transferred from ZZ044 Sponsor transferred from AA-Med Pty Ltd
07 - Plastic and Reconstructive | 07.02 - CRANIOMAXILLOFACIAL IMPLANTS | 07.02.05 - Mandible, Maxilla and Temperomandibular Joint (TMJ) | 07.02.05.05 - Plate |  | XU018 | 4738 | LYKA SMITH PTY LTD | OrthoTin TMJ Ramus Component | TiN coated titanium mandibular ramus | The device is custom made so the size will vary | 293845 |  | March 2025 | Billing code transferred from ZZ045 Sponsor transferred from AA-Med Pty Ltd
07 - Plastic and Reconstructive | 07.02 - CRANIOMAXILLOFACIAL IMPLANTS | 07.02.05 - Mandible, Maxilla and Temperomandibular Joint (TMJ) | 07.02.05.05 - Plate | Biomodelled | XU021 | 2952 | LYKA SMITH PTY LTD | Lyka Smith Patient Specific Plate | 3D printed custom plate | The device is custom so the size will vary | 293845 |  | March 2025 | Billing code transferred from ZZ048 Sponsor transferred from AA-Med Pty Ltd
07 - Plastic and Reconstructive | 07.02 - CRANIOMAXILLOFACIAL IMPLANTS | 07.02.05 - Mandible, Maxilla and Temperomandibular Joint (TMJ) | 07.02.05.07 - Surgical Guide | Biomodelled | ZZ108 | 1450 | AA-Med Pty Ltd | Materialise Titanium 3D Printed Guides | Patient specific maxillofacial guides for specific use with Materialise peronalised implants and plates included in rebate codes ZZ096, ZZ097, ZZ098, ZZ099, ZZ100, ZZ101, and standard plates and screws ZZ081, ZZ082, ZZ083, ZZ084, ZZ085, ZZ086, ZZ087, ZZ088, ZZ089, ZZ090, ZZ091, Z092, ZZ093, ZZ094, ZZ095 and ZZ102 | Custom | 377044 410054 | Prescribed List reimbursement is restricted to the use of the device in craniomaxillofacial surgery procedures involving insertion of an implantable medical device, where that implantable device is listed in either sub-category 07.01 - Craniomaxillofacial Reconstruction & Fixation, or 07.02 – Craniomaxillofacial Implants, or 07.04 – Distractor Systems of Schedule 1, or sub-category 07.03 - Dental Implants, but only if the implantable dental medical device is explicitly identified in the product name or description of the billing code for the surgical guide or biomodel and is used in hospital. Not limiting the above, for a claim for any implantation procedure (defined by the respective MBS items stated in the claim) for a patient, the Prescribed List reimbursement is limited to 3 or less PL benefits for any billing codes for surgical guides or biomodels, or no more than 6 benefits if both surgical guides and biomodels (maximum 3 for each) have been used in an implantation procedure for a patient. This restriction is not impacted by a number of devices implanted during a procedure. | March 2025 | New listing
07 - Plastic and Reconstructive | 07.02 - CRANIOMAXILLOFACIAL IMPLANTS | 07.02.05 - Mandible, Maxilla and Temperomandibular Joint (TMJ) | 07.02.05.07 - Surgical Guide | Biomodelled | XU020 | 1450 | LYKA SMITH PTY LTD | OrthoTin Surgical Guide | Patient specific surgical guide | The device is custom so the size may vary | 293845 | Prescribed List reimbursement is restricted to the use of the device in craniomaxillofacial surgery procedures involving insertion of an implantable medical device, where that implantable device is listed in either sub-category 07.01 - Craniomaxillofacial Reconstruction & Fixation, or 07.02 – Craniomaxillofacial Implants, or 07.04 – Distractor Systems of Schedule 1, or sub-category 07.03 - Dental Implants, but only if the implantable dental medical device is explicitly identified in the product name or description of the billing code for the surgical guide or biomodel and is used in hospital. Not limiting the above, for a claim for any implantation procedure (defined by the respective MBS items stated in the claim) for a patient, the Prescribed List reimbursement is limited to 3 or less PL benefits for any billing codes for surgical guides or biomodels, or no more than 6 benefits if both surgical guides and biomodels (maximum 3 for each) have been used in an implantation procedure for a patient. This restriction is not impacted by a number of devices implanted during a procedure. | March 2025 | Change to Condition Billing code transferred from ZZ047 Sponsor transferred from AA-Med Pty Ltd
07 - Plastic and Reconstructive | 07.02 - CRANIOMAXILLOFACIAL IMPLANTS | 07.02.05 - Mandible, Maxilla and Temperomandibular Joint (TMJ) | 07.02.05.07 - Surgical Guide | Biomodelled | XU022 | 1450 | LYKA SMITH PTY LTD | Lyka Smith Patient Specific Guides | Patient specific surgical guide | The device is custom made so the size will vary. | 293845 | Prescribed List reimbursement is restricted to the use of the device in craniomaxillofacial surgery procedures involving insertion of an implantable medical device, where that implantable device is listed in either sub-category 07.01 - Craniomaxillofacial Reconstruction & Fixation, or 07.02 – Craniomaxillofacial Implants, or 07.04 – Distractor Systems of Schedule 1, or sub-category 07.03 - Dental Implants, but only if the implantable dental medical device is explicitly identified in the product name or description of the billing code for the surgical guide or biomodel and is used in hospital. Not limiting the above, for a claim for any implantation procedure (defined by the respective MBS items stated in the claim) for a patient, the Prescribed List reimbursement is limited to 3 or less PL benefits for any billing codes for surgical guides or biomodels, or no more than 6 benefits if both surgical guides and biomodels (maximum 3 for each) have been used in an implantation procedure for a patient. This restriction is not impacted by a number of devices implanted during a procedure. | March 2025 | Change to Condition Billing code transferred from ZZ049 Sponsor transferred from AA-Med Pty Ltd
07 - Plastic and Reconstructive | 07.02 - CRANIOMAXILLOFACIAL IMPLANTS | 07.02.05 - Mandible, Maxilla and Temperomandibular Joint (TMJ) | 07.02.05.07 - Surgical Guide | Biomodelled | OG006 | 1450 | MAXONIQ PTY LTD | MAXONIQ Surgical Guide Dental (Southern Implants) | The MAXONIQ Surgical Dental Guide is a patient-specific and single use device that is intended to be used in conventional and multiple dental, partial and full dental arch and zygomatic implantation procedures to be used with Southern Dental Implant systems. It is designed from patient scan data or surgical restoration templates and is given a predefined shape and hole configuration to guide the placement of dental-guided surgery reference pins. It is also used as a drill guide for the placement of dental implants in the early stages of dental implantation procedures. The surgical guides manufactured by MAXONIQ Pty Ltd using the coDiagnosiX software are specifically designed to be used with Southern Implants listed under the following rebate codes, IC008. | Sizes vary | 404632 | Prescribed List reimbursement is restricted to the use of the device in craniomaxillofacial surgery procedures involving insertion of an implantable medical device, where that implantable device is listed in either sub-category 07.01 - Craniomaxillofacial Reconstruction & Fixation, or 07.02 – Craniomaxillofacial Implants, or 07.04 – Distractor Systems of Schedule 1, or sub-category 07.03 - Dental Implants, but only if the implantable dental medical device is explicitly identified in the product name or description of the billing code for the surgical guide or biomodel and is used in hospital. Not limiting the above, for a claim for any implantation procedure (defined by the respective MBS items stated in the claim) for a patient, the Prescribed List reimbursement is limited to 3 or less PL benefits for any billing codes for surgical guides or biomodels, or no more than 6 benefits if both surgical guides and biomodels (maximum 3 for each) have been used in an implantation procedure for a patient. This restriction is not impacted by a number of devices implanted during a procedure. | March 2025 | New listing
07 - Plastic and Reconstructive | 07.02 - CRANIOMAXILLOFACIAL IMPLANTS | 07.02.05 - Mandible, Maxilla and Temperomandibular Joint (TMJ) | 07.02.05.07 - Surgical Guide | Biomodelled | OG007 | 1450 | MAXONIQ PTY LTD | MAXONIQ Surgical Guide Dental (STMN) | The MAXONIQ Surgical Dental Guide is a patient-specific and single use device that is intended to be used in conventional and multiple dental, partial and full dental arch and zygomatic implantation procedures to be used with Straumann Implant systems. It is designed from patient scan data or surgical restoration templates and is given a predefined shape and hole configuration to guide the placement of dental-guided surgery reference pins. It is also used as a drill guide for the placement of dental implants in the early stages of dental implantation procedures. The surgical guides manufactured by MAXONIQ Pty Ltd using the coDiagnosiX software are specifically designed to be used with Straumann dental implants listed under the following rebate codes, SB008, SB009, SB015, SB018, SB029, SB030 and SB035. | Sizes vary | 404632 | Prescribed List reimbursement is restricted to the use of the device in craniomaxillofacial surgery procedures involving insertion of an implantable medical device, where that implantable device is listed in either sub-category 07.01 - Craniomaxillofacial Reconstruction & Fixation, or 07.02 – Craniomaxillofacial Implants, or 07.04 – Distractor Systems of Schedule 1, or sub-category 07.03 - Dental Implants, but only if the implantable dental medical device is explicitly identified in the product name or description of the billing code for the surgical guide or biomodel and is used in hospital. Not limiting the above, for a claim for any implantation procedure (defined by the respective MBS items stated in the claim) for a patient, the Prescribed List reimbursement is limited to 3 or less PL benefits for any billing codes for surgical guides or biomodels, or no more than 6 benefits if both surgical guides and biomodels (maximum 3 for each) have been used in an implantation procedure for a patient. This restriction is not impacted by a number of devices implanted during a procedure. | March 2025 | New listing
07 - Plastic and Reconstructive | 07.02 - CRANIOMAXILLOFACIAL IMPLANTS | 07.02.05 - Mandible, Maxilla and Temperomandibular Joint (TMJ) | 07.02.05.07 - Surgical Guide | Biomodelled | RV022 | 1450 | PERSONALISED SURGERY PTY LTD | ReconPILOT Biomodelled Patient Specific Surgical guide for Maxillofacial surgery | Biomodelled Patient Specific Surgical guide for Maxillofacial patient Specific Implant | Custom | 356670 | Prescribed List reimbursement is restricted to the use of the device in craniomaxillofacial surgery procedures involving insertion of an implantable medical device, where that implantable device is listed in either sub-category 07.01 - Craniomaxillofacial Reconstruction & Fixation, or 07.02 – Craniomaxillofacial Implants, or 07.04 – Distractor Systems of Schedule 1, or sub-category 07.03 - Dental Implants, but only if the implantable dental medical device is explicitly identified in the product name or description of the billing code for the surgical guide or biomodel and is used in hospital. Not limiting the above, for a claim for any implantation procedure (defined by the respective MBS items stated in the claim) for a patient, the Prescribed List reimbursement is limited to 3 or less PL benefits for any billing codes for surgical guides or biomodels, or no more than 6 benefits if both surgical guides and biomodels (maximum 3 for each) have been used in an implantation procedure for a patient. This restriction is not impacted by a number of devices implanted during a procedure. | March 2025 | New listing
07 - Plastic and Reconstructive | 07.02 - CRANIOMAXILLOFACIAL IMPLANTS | 07.02.09 - Anatomical Biomodel |  |  | JN004 | 1762 | DENTAL DEVICES PTY LTD | ARDS Anatomic Biomodel | Anatomic patient specific model for use with ARDS Implants JN001 | Patient Specific | 443915 | Prescribed List reimbursement is restricted to the use of the device in craniomaxillofacial surgery procedures involving insertion of an implantable medical device, where that implantable device is listed in either sub-category 07.01 - Craniomaxillofacial Reconstruction & Fixation, or 07.02 – Craniomaxillofacial Implants, or 07.04 – Distractor Systems of Schedule 1, or sub-category 07.03 - Dental Implants, but only if the implantable dental medical device is explicitly identified in the product name or description of the billing code for the surgical guide or biomodel and is used in hospital. Not limiting the above, for a claim for any implantation procedure (defined by the respective MBS items stated in the claim) for a patient, the Prescribed List reimbursement is limited to 3 or less PL benefits for any billing codes for surgical guides or biomodels, or no more than 6 benefits if both surgical guides and biomodels (maximum 3 for each) have been used in an implantation procedure for a patient. This restriction is not impacted by a number of devices implanted during a procedure. | March 2025 | New listing
07 - Plastic and Reconstructive | 07.02 - CRANIOMAXILLOFACIAL IMPLANTS | 07.02.09 - Anatomical Biomodel |  |  | XU019 | 1762 | LYKA SMITH PTY LTD | OrthoTin Anatomic Biomodel | Anatomic Biomodel | The device is custom so the size will vary | 293845 | Prescribed List reimbursement is restricted to the use of the device in craniomaxillofacial surgery procedures involving insertion of an implantable medical device, where that implantable device is listed in either sub-category 07.01 - Craniomaxillofacial Reconstruction & Fixation, or 07.02 – Craniomaxillofacial Implants, or 07.04 – Distractor Systems of Schedule 1, or sub-category 07.03 - Dental Implants, but only if the implantable dental medical device is explicitly identified in the product name or description of the billing code for the surgical guide or biomodel and is used in hospital. Not limiting the above, for a claim for any implantation procedure (defined by the respective MBS items stated in the claim) for a patient, the Prescribed List reimbursement is limited to 3 or less PL benefits for any billing codes for surgical guides or biomodels, or no more than 6 benefits if both surgical guides and biomodels (maximum 3 for each) have been used in an implantation procedure for a patient. This restriction is not impacted by a number of devices implanted during a procedure. | March 2025 | Change to Condition Billing code transferred from ZZ046 Sponsor transferred from AA-Med Pty Ltd
07 - Plastic and Reconstructive | 07.02 - CRANIOMAXILLOFACIAL IMPLANTS | 07.02.09 - Anatomical Biomodel |  |  | XU023 | 1762 | LYKA SMITH PTY LTD | Lyka-Smith Anatomical Biomodel | Three-dimensional anatomical biomodel | The device is custom made so the size will vary | 293845 | Prescribed List reimbursement is restricted to the use of the device in craniomaxillofacial surgery procedures involving insertion of an implantable medical device, where that implantable device is listed in either sub-category 07.01 - Craniomaxillofacial Reconstruction & Fixation, or 07.02 – Craniomaxillofacial Implants, or 07.04 – Distractor Systems of Schedule 1, or sub-category 07.03 - Dental Implants, but only if the implantable dental medical device is explicitly identified in the product name or description of the billing code for the surgical guide or biomodel and is used in hospital. Not limiting the above, for a claim for any implantation procedure (defined by the respective MBS items stated in the claim) for a patient, the Prescribed List reimbursement is limited to 3 or less PL benefits for any billing codes for surgical guides or biomodels, or no more than 6 benefits if both surgical guides and biomodels (maximum 3 for each) have been used in an implantation procedure for a patient. This restriction is not impacted by a number of devices implanted during a procedure. | March 2025 | Change to Condition Billing code transferred from ZZ050 Sponsor transferred from AA-Med Pty Ltd
07 - Plastic and Reconstructive | 07.02 - CRANIOMAXILLOFACIAL IMPLANTS | 07.02.09 - Anatomical Biomodel |  |  | MV025 | 1762 | MORE GROUP PTY LTD | MGuide | Anatomic model for use with MGuide (MV007) and MIS Implants (MV004, MV015, MV018) | Patient Specific | 348196 | Prescribed List reimbursement is restricted to the use of the device in craniomaxillofacial surgery procedures involving insertion of an implantable medical device, where that implantable device is listed in either sub-category 07.01 - Craniomaxillofacial Reconstruction & Fixation, or 07.02 – Craniomaxillofacial Implants, or 07.04 – Distractor Systems of Schedule 1, or sub-category 07.03 - Dental Implants, but only if the implantable dental medical device is explicitly identified in the product name or description of the billing code for the surgical guide or biomodel and is used in hospital. Not limiting the above, for a claim for any implantation procedure (defined by the respective MBS items stated in the claim) for a patient, the Prescribed List reimbursement is limited to 3 or less PL benefits for any billing codes for surgical guides or biomodels, or no more than 6 benefits if both surgical guides and biomodels (maximum 3 for each) have been used in an implantation procedure for a patient. This restriction is not impacted by a number of devices implanted during a procedure. | March 2025 | New listing
07 - Plastic and Reconstructive | 07.03 - DENTAL IMPLANTS | 07.03.01 - Abutment | 07.03.01.02 - Temporary |  | MV023 | 68 | MORE GROUP PTY LTD | MIS Healing Abutment | Titanium healing abutment for MIS dental implants | Diameter range 4.0-6.5mm. Height range 2.0-8.0mm | 462161 |  | March 2025 | New listing
08 - Cardiac | 08.08 - Pacemaker Leads | 08.08.09 - Transvenous, Bi-Polar, Active, Steroid, Right Ventricular/Atrial |  | j | SJ484 | 1284 | ABBOTT MEDICAL AUSTRALIA PTY LTD. | UltiPace LPA1231 Pacing Leads with accesories | Steroid eluting, bipolar, implantable, nonretractable screw-in, atrial/ventricular, catheter delivered, transvenous pacemaker lead including accessories. | Length (cm) 46, 52, 58, 65cm | 411892 432292 445794 456406 |  | March 2025 | New listing
08 - Cardiac | 08.17 - Catheter Delivery | 08.17.02 - Mitral Valve Repair | 08.17.02.01 - Leaflet | DMR only | EL069 | 23104 | EDWARDS LIFESCIENCES PTY LIMITED | PASCAL Precision System (PASCAL Implant and PASCAL ACE Implant) | The PASCAL Precision system is intended to repair an insufficient mitral valve via percutaneous reconstruction through tissue approximation. The PASCAL Precision System is comprised of the Implant System and Guide Sheath. The Implant System consists of the Loader, Steerable Catheter, Implant Catheter and Implant which comes in two sizes: 10 mm and 6 mm. The 10 mm Implant is referred to as PASCAL Implant and the 6 mm Implant is referred to as PASCAL Ace Implant. The Guide Sheath consists of the Guide Sheath, Introducer and an additional Loader for user convenience. | 10 mm PASCAL and 6mm PASCAL ACE Implant | 329150 329680 342270 342271 371670 410288 410289 410290 421719 | The Prescribed List reimbursement for the devices listed under the billing code (listed item) is restricted to the use of the devices in the procedure described under the Medicare Benefits Schedule (MBS) item 38461, meaning transcatheter mitral valve repair (TMVr) in patients with degenerative (primary) mitral valve regurgitation (DMR). | March 2025 | New listing
09 - Cardiothoracic | 09.01 - Mechanical Valves | 09.01.01 - Bi-Leaflet, rotatable |  |  | XQ004 | 4962 | BTC CARDIO PTY LTD | Carbomedics Standard Mitral M700 - Prosthesis, internal, valve, cardiac, artificial | Prosthesis, internal, valve, cardiac, artificial | 16.2 18.8 21.8 23.8 25.8 27.8 29.8 31.8 | 147290 |  | March 2025 | Billing code transferred from JS004 Sponsor transferred from CORCYM AUSTRALIA PTY LTD
09 - Cardiothoracic | 09.02 - Tissue Valves | 09.02.04 - Rapid deployment aortic valve with dedicated single use tools |  | b (bovine) | XQ005 | 8978 | BTC CARDIO PTY LTD | Perceval PLUS sutureless aortic heart valve - Aortic heart valve bioprosthesis | PERCEVAL PLUS prosthesis is intended to replace a damaged native aortic heart valve or a malfunctioning aortic prosthesis via open heart surgery. It is indicated for use in adult patients: - suffering from aortic valve stenosis or steno-insufficiency; - with a previously implanted aortic valve prosthesis that is no longer functioning adequately and requires replacement | S (19-21), M (21-23), L (23-25), XL (25-27) | 427401 |  | March 2025 | Billing code transferred from QQ290 Sponsor transferred from CORCYM AUSTRALIA PTY LTD
09 - Cardiothoracic | 09.04 - Atrio-Ventricular Rings and Bands | 09.04.05 - Atrio-Ventricular Ring or Band, Modified |  |  | XQ003 | 2280 | BTC CARDIO PTY LTD | Memo 3D Mitral Semirigid Annuloplasty Ring | Memo 3D Semirigid Mitral Annuloplasty Ring with 3D flexibility and coated with Carbofilm with or without Rechord system | 24mm, 26mm, 28mm, 30mm, 32mm, 34mm, 36mm, 38mm | 176450 |  | March 2025 | Billing code transferred from JS003 Sponsor transferred from CORCYM AUSTRALIA PTY LTD
09 - Cardiothoracic | 09.04 - Atrio-Ventricular Rings and Bands | 09.04.05 - Atrio-Ventricular Ring or Band, Modified |  |  | XQ006 | 2280 | BTC CARDIO PTY LTD | Memo 4D Mitral/tricuspid annuloplasty ring | Memo 4D Mitral/tricuspid annuloplasty ring device is intended for correction of mitral insufficiencies or steno-insufficiencies. The use of the Memo 4D device is indicated for correction of congenital or acquired mitral insufficiencies with dilatation and deformation of the mitral annulus. | Sizes 24,26,28,30, 32,34, 36, 38, 40, 42 mm | 332851 |  | March 2025 | Billing code transferred from JS002 Sponsor transferred from CORCYM AUSTRALIA PTY LTD
10 - Vascular | 10.01 - Vascular Stents | 10.01.01 - Bare Metal Stents | 10.01.01.02 - Self Expandable, <150mm |  | MI530 | 1201 | MEDTRONIC AUSTRALASIA PTY LTD | EverFlex Peripheral Stent | EverFlex is a self expanding Nitinol stent premounted on an OTW delivery system. | Diameter 5-8, Length 20-120mm | 452685 |  | March 2025 | New listing
10 - Vascular | 10.01 - Vascular Stents | 10.01.01 - Bare Metal Stents | 10.01.01.03 - Self Expandable, ≥150mm |  | MI531 | 1394 | MEDTRONIC AUSTRALASIA PTY LTD | EverFlex Peripheral Stent | EverFlex is a self expanding Nitinol stent premounted on an OTW delivery system. | Diameter 5-8mm, Length 150mm | 452685 |  | March 2025 | New listing
10 - Vascular | 10.06 - Embolic Protection Devices | 10.06.01 - Venous |  |  | LH791 | 2059 | LIFEHEALTHCARE PTY LIMITED | Option ELITE Vena Cava Filter | The Option ELITE Vena Cava Filter is designed for the prevention of recurrent pulmonary embolism via percutaneous delivery in the inferior vena cava. | Suitable for vessels up to 32mm | 283794 284696 |  | March 2025 | Billing code transferred from CB019 Sponsor transferred from Culpan Medical Pty Ltd
10 - Vascular | 10.08 - Occlusion Devices | 10.08.05 - Liquid |  |  | CB023 | 2076 | Culpan Medical Pty Ltd | PHIL | Precipitating Hydrophobic injectable liquid | 1ml PHIL liquid embolic, 1 sterile pre-filled syringe of DMSO and 1 Universal Adaptor | 375425 |  | March 2025 | New listing
10 - Vascular | 10.08 - Occlusion Devices | 10.08.05 - Liquid | 10.08.05.02 - Cyanoacrylate |  | BB418 | 713 | B BRAUN AUSTRALIA PTY LTD | Histoacryl GI | Histoacryl GI is a sterile liquid which polymerises into a solid substance when in contact with body fluids, living tissues or blood. Histoacryl GI is indicated as embolic agent in sclerotherapy of large oesophageal or fundal varices. | ONE SIZE - Histoacryl GI 0.5mL Ampoules (Box 5) | 431394 |  | March 2025 | New listing
10 - Vascular | 10.09 - Long Term Vascular Access Devices | 10.09.03 - Percutaneous Catheters, Multiple Lumen for Haemodialysis |  |  | XK001 | 103 | VANTIVE PTY LTD | GamCath High Flow Catheter Kit Double Lumen Kit | GamCath High Flow Catheter is a polyurethane, kidney elliptical double lumen, staggered tipped catheter kit, which ensures flows up to 430ml/min | 11.5fr and 13fr guage. Available in 150mm, 175mm, 200mm and 250mm length and straight and curved configuration. | 445891 |  | March 2025 | Expanded from QQ124
10 - Vascular | 10.09 - Long Term Vascular Access Devices | 10.09.03 - Percutaneous Catheters, Multiple Lumen for Haemodialysis |  |  | XK002 | 103 | VANTIVE PTY LTD | GamCath High Flow Triple Lumen Catheter Kit | GamCath High Flow Catheter is a polyurethane, kidney elliptical triple lumen, staggered tipped catheter kit, which ensures flows up to 430ml/min | 11.5fr and 13fr guage. Available in 150mm, 175mm, 200mm and 250mm length and straight and curved configuration. | 445892 |  | March 2025 | Expanded from QQ124
10 - Vascular | 10.09 - Long Term Vascular Access Devices | 10.09.04 - Infuser Ports, Single Chamber |  | pi (power injection) | DE819 | 510 | DEVICE TECHNOLOGIES AUSTRALIA PTY. LTD. | Vygon Polysite Echo | Polysite Echo is a Power injectable single chamber implantable hybrid Titanium and Polyoxymethylene port. | 7Fr - 9Fr | 444198 444199 |  | March 2025 | New listing
10 - Vascular | 10.09 - Long Term Vascular Access Devices | 10.09.04 - Infuser Ports, Single Chamber |  | pi (power injection) | DE820 | 510 | DEVICE TECHNOLOGIES AUSTRALIA PTY. LTD. | Vygon Seesite | SEESITE is a high-pressure implantable port with accessories dedicated to percutaneous echo guided placement. The maximum injection rate claimed is written on the device in the form of the radiopaque marking (marking RX) affixed to the back of the case. | 7Fr - 8Fr | 444200 444201 |  | March 2025 | New listing
11 - Hip | 11.01 - FEMORAL COMPONENTS - PRIMARY AND REVISION | 11.01.03 - Uncemented | 11.01.03.04 - Plasma |  | BB417 | 3100 | B BRAUN AUSTRALIA PTY LTD | CoreHip Cementless Femoral Stem | Titanium alloy femoral stem with coating | 0-11, Stem Length: 119.5mm - 194.5mm | 405251 |  | March 2025 | New listing
11 - Hip | 11.02 - FEMORAL HEADS | 11.02.04 - Resurfacing, Cemented | 11.02.04.01 - Metal |  | MJ027 | 2812 | MATORTHO AUSTRALIA PTY LIMITED | ReCerf Ceramic Resurfacing Head | Biolox Delta Resurfacing Head Cemented | Diameter 40mm to 64mm | 470548 |  | March 2025 | New listing
11 - Hip | 11.03 - ACETABULAR COMPONENTS | 11.03.01 - Cups, Cemented | 11.03.01.04 - Metal Shell |  | XL001 | 1511 | ACTIVE SURGICAL PTY LTD | Symbol Dual Mobility Acetabular Shell Cemented | Dual Mobility Cemented Cup | 44mm to 68mm | 417507 |  | March 2025 | New listing
11 - Hip | 11.03 - ACETABULAR COMPONENTS | 11.03.03 - Shells, Uncemented, HA | 11.03.03.04 - Plasma |  | JV034 | 2079 | STRYKER AUSTRALIA PTY LTD | Trident II HA/PSL Cluster Hole | Titanium Acetabular Shell, Plasma sprayed Titanium Coating, Hydroxyapatite (HA) | Size – A to H, Diameter – 42mm to 66mm | 321440 321441 |  | March 2025 | New listing
11 - Hip | 11.03 - ACETABULAR COMPONENTS | 11.03.04 - Insert/Liner | 11.03.04.05 - Constrained |  | XL002 | 1540 | ACTIVE SURGICAL PTY LTD | Symbol Dual Mobility Polyethylene Liner | UHMWPE DM Liner | Head Diameter 22.2mm and 28mm, 44mm to 68mm | 417506 |  | March 2025 | New listing
11 - Hip | 11.03 - ACETABULAR COMPONENTS | 11.03.05 - Bonded Shell/Liner | 11.03.05.05 - Ceramic Mix |  | MU206 | 4381 | MEDACTA AUSTRALIA PTY. LTD. | Mpact 3D Metal Monocer | Device is a cementless hemispherical acetabular shell realized by the sintering powder technology, and ceramic liner preassembled. | Outer Diameter 42mm to 66mm | 370967 |  | March 2025 | New listing
11 - Hip | 11.03 - ACETABULAR COMPONENTS | 11.03.07 - Resurfacing Cup | 11.03.07.02 - Metal, HA Coated |  | MJ026 | 4322 | MATORTHO AUSTRALIA PTY LIMITED | ReCerf Acetabular Cup | Biolox Delta Acetabular Cup Cementless with Plasma Titanium and HA Coating | 46mm to 70mm | 470549 |  | March 2025 | New listing
12 - Knee | 12.01 - FEMORAL COMPONENT: TOTAL KNEE ARTHROPLASTY | 12.01.01 - Cemented, Alloy | 12.01.01.01 - Minimally Stabilised |  | SN993 | 2793 | SMITH & NEPHEW PTY LIMITED | JOURNEY II CR Femoral CoCr | Femoral component, cemented, CoCr | 1-9, Left/Right | 476347 |  | March 2025 | New listing
12 - Knee | 12.01 - FEMORAL COMPONENT: TOTAL KNEE ARTHROPLASTY | 12.01.01 - Cemented, Alloy | 12.01.01.02 - Posterior Stabilised |  | HT037 | 2855 | ADLER ORTHO AUSTRALIA PTY LTD | Genus PS Femur Cemented | Cemented PS Femur | 1-7 | 291768 |  | March 2025 | New listing
12 - Knee | 12.01 - FEMORAL COMPONENT: TOTAL KNEE ARTHROPLASTY | 12.01.01 - Cemented, Alloy | 12.01.01.03 - Totally Constrained | Hinged | HT042 | 5887 | ADLER ORTHO AUSTRALIA PTY LTD | Genus Pantheon Femur | Cemented Femoral Component for use with Pantheon Proximal Tibia, Pantheon Salvage Tibia | 1-6, Left, Right | 462829 |  | March 2025 | New listing
12 - Knee | 12.01 - FEMORAL COMPONENT: TOTAL KNEE ARTHROPLASTY | 12.01.03 - Cemented, Non-Alloy | 12.01.03.01 - Minimally Stabilised | Ceramic Surface | SN994 | 3662 | SMITH & NEPHEW PTY LIMITED | JOURNEY II CR Femoral Oxinium | Femoral component, cemented, Oxinium | 1-10, Left/Right | 476346 |  | March 2025 | New listing
12 - Knee | 12.01 - FEMORAL COMPONENT: TOTAL KNEE ARTHROPLASTY | 12.01.04 - Uncemented, Alloy | 12.01.04.02 - Posterior Stabilised |  | JJ975 | 3314 | JOHNSON & JOHNSON MEDICAL PTY LTD | Attune Knee System | ATTUNE Cementless Posterior Stabilised Femoral Component | Left/Right Sizes 1-10 Standard Shape, Left/Right Sizes 3-6 Narrow Shape | 315525 |  | March 2025 | New listing
12 - Knee | 12.03 - TIBIAL TRAY COMPONENT - TOTAL KNEE ARTHROPLASTY | 12.03.02 - Cemented, Alloy |  |  | HT036 | 1836 | ADLER ORTHO AUSTRALIA PTY LTD | Genus Fixed Bearing Tray Cemented | Cemented Tray for Genus Fixed Bearing Inserts | 1-7-Plus | 291770 |  | March 2025 | New listing
12 - Knee | 12.03 - TIBIAL TRAY COMPONENT - TOTAL KNEE ARTHROPLASTY | 12.03.04 - Cemented, Alloy, for Mobile Insert |  | Revision, Hinged | HT043 | 3838 | ADLER ORTHO AUSTRALIA PTY LTD | Genus Pantheon Mobile Tibial Tray | Tibial Tray for use with Pantheon Limb Salvage System | 1-6 | 462827 |  | March 2025 | New listing
12 - Knee | 12.05 - TIBIAL INSERT: TOTAL KNEE ARTHROPLASTY | 12.05.01 - Minimally Stabilised |  |  | SN995 | 992 | SMITH & NEPHEW PTY LIMITED | JOURNEY II XLPE Insert | CR XLPE Articular Inserts and Deep Dished XLPE Articular Inserts | 1-8 Left and Right | 476345 476348 |  | March 2025 | New listing
12 - Knee | 12.05 - TIBIAL INSERT: TOTAL KNEE ARTHROPLASTY | 12.05.02 - Posterior Stabilised |  |  | HT035 | 1020 | ADLER ORTHO AUSTRALIA PTY LTD | Genus Fixed Bearing PS Insert | Genus PS inserts for Fixed Bearing Trays | 1-7 | 291765 |  | March 2025 | New listing
12 - Knee | 12.05 - TIBIAL INSERT: TOTAL KNEE ARTHROPLASTY | 12.05.02 - Posterior Stabilised |  |  | CR318 | 1020 | Corin (Australia) Pty Limited | Apex Knee, Tibial insert | Tibial Insert, PS, PS-R, PS ECiMa & PS-C | size 1 to 6mm x 10 to 28mm UHMWPE & ECiMa | 282757 282762 311062 388576 |  | March 2025 | Billing code transferred from GO257 Sponsor transferred from GLOBAL ORTHOPAEDIC TECHNOLOGY PTY LTD
12 - Knee | 12.09 - TUMOUR PRODUCTS | 12.09.08 - Couplers or adaptors, incorporating stem extenders, sleeves and other couplings | 12.09.08.01 - Collar |  | HT044 | 3923 | ADLER ORTHO AUSTRALIA PTY LTD | Pantheon Bridging Collar | Pantheon Salvage system porous endosteal collars | 26, 30 ,36mm diameter for Stems 10mm to 24mm | 340803 |  | March 2025 | New listing
12 - Knee | 12.09 - TUMOUR PRODUCTS | 12.09.08 - Couplers or adaptors, incorporating stem extenders, sleeves and other couplings | 12.09.08.03 - Stem extender |  | HT048 | 3838 | ADLER ORTHO AUSTRALIA PTY LTD | Pantheon Shaft | Stem extension pieces for the Pantheon Limb Salvage System - Titanium alloy | 35mm - 140mm | 340801 |  | March 2025 | New listing
12 - Knee | 12.11 - KNEE ACCESSORIES | 12.11.01 - Augments |  |  | HT047 | 1119 | ADLER ORTHO AUSTRALIA PTY LTD | Pantheon Augments | Augments for use with Genus Pantheon Tibia, Pantheon Salvage Tibia | RL/LM, LL/RM, 1-6, 5mm-10mm | 428891 |  | March 2025 | New listing
12 - Knee | 12.11 - KNEE ACCESSORIES | 12.11.07 - Offset couplers/adaptors |  |  | HT045 | 1178 | ADLER ORTHO AUSTRALIA PTY LTD | Genus Pantheon Offset Adaptor | Connector for stems to alter stem offset morse taper but also including screw for additional fixation, titanium | 2mm, 4mm, 6mm | 202374 |  | March 2025 | New listing
12 - Knee | 12.11 - KNEE ACCESSORIES | 12.11.10 - Stems - straight or offset |  |  | HT046 | 1098 | ADLER ORTHO AUSTRALIA PTY LTD | Genus Pantheon Stem | Cemented and Cementless Stems for use with Genus Pantheon Femur & Tibia and Pantheon Salvage Tibia | Diameter 10 - 24mm, Lengths - 55 to 145mm | 202374 |  | March 2025 | New listing
13 - Spinal | 13.01 - Bone Screws | 13.01.01 - Pedicle, Monoaxial |  |  | EY047 | 728 | E4 SURGICAL PTY LTD | VERTICALE Screws - Monoaxial | Monoaxial pedicle screws made of titanium alloy | 4.5 to 10.2mm | 462979 |  | March 2025 | New listing
13 - Spinal | 13.01 - Bone Screws | 13.01.01 - Pedicle, Monoaxial |  |  | IY121 | 728 | EVOLUTION SURGICAL PTY LTD | Pedicle Screw | Pedicle Screw | Diameter 4.5 - 9.5 mm Length 25 - 110 mm | 362890 |  | March 2025 | Billing code transferred from LH752 Sponsor transferred from LIFEHEALTHCARE PTY LIMITED
13 - Spinal | 13.01 - Bone Screws | 13.01.02 - Pedicle, Polyaxial |  |  | EY046 | 996 | E4 SURGICAL PTY LTD | VERTICALE Screw Rod and Occipito-cervical Fusion System - Screws | Polyaxial pedicle screws made of titanium alloy | 3.5 to 10.2mm | 462979 |  | March 2025 | New listing
13 - Spinal | 13.01 - Bone Screws | 13.01.02 - Pedicle, Polyaxial |  | Cannulated | ER713 | 1085 | EMERGO ASIA-PACIFIC PTY. LIMITED | SIGNUS COSY Cervicothoracic Occipital Rod-Screw System - Pedicle Screws | SIGNUS COSY Cervicothoracic Occipital Rod-Screw System - Pedicle Screws, cannulated; non-sterile or sterile (packed together with set screw) | dia (3.5 - 4.5mm) x length (8 - 50mm) | 464685 464686 |  | March 2025 | New listing
13 - Spinal | 13.01 - Bone Screws | 13.01.02 - Pedicle, Polyaxial |  | Shank | KH101 | 524 | KH NXGEN (AUST) PTY LIMITED | Zeus Modular Screw Shaft | Zeus Modular Screw Shaft (offset / Cannulated ) | 30-55mm | 473725 |  | March 2025 | New listing
13 - Spinal | 13.01 - Bone Screws | 13.01.03 - Standard |  |  | EY041 | 186 | E4 SURGICAL PTY LTD | VERTICALE Cervical Occiput – Occiput screw | Bone screws made of titanium alloy | 4mm - 30mm | 462979 |  | March 2025 | New listing
13 - Spinal | 13.01 - Bone Screws | 13.01.03 - Standard |  |  | ER711 | 186 | EMERGO ASIA-PACIFIC PTY. LIMITED | SIGNUS COSY Cervicothoracic Occipital Rod-Screw System - Occipital Screws | COSY Cervicothoracic Occipital Rod-Screw System - Occipital Screws, self-tapping; non-sterile or sterile | dia (4.5 - 5.0 mm) x length (6 -16 mm) | 464685 464686 |  | March 2025 | New listing
13 - Spinal | 13.01 - Bone Screws | 13.01.03 - Standard |  |  | IY116 | 186 | EVOLUTION SURGICAL PTY LTD | Sacral Screw | Sacral Screw | Diameter 6.5 & 7.5mm Length 30 - 70 mm | 362890 |  | March 2025 | Billing code transferred from LH747 Sponsor transferred from LIFEHEALTHCARE PTY LIMITED
13 - Spinal | 13.02 - Accessories for bone screws and connector components | 13.02.01 - Nut/Set Screw/Locking Screw |  |  | EY048 | 143 | E4 SURGICAL PTY LTD | VERTICALE Set Screws | Set screws made of titanium alloy | One size only | 462979 |  | March 2025 | New listing
13 - Spinal | 13.02 - Accessories for bone screws and connector components | 13.02.01 - Nut/Set Screw/Locking Screw |  |  | ER707 | 143 | EMERGO ASIA-PACIFIC PTY. LIMITED | COSY Cervicothoracic Occipital Rod-Screw System - Set Screw for use with pedicle screws | SIGNUS COSY cervical occipital screw System - Set Screw; non-sterile or sterile. | dia 6.1 mm x 2.8 mm | 464685 464686 |  | March 2025 | New listing
13 - Spinal | 13.02 - Accessories for bone screws and connector components | 13.02.01 - Nut/Set Screw/Locking Screw |  |  | IY118 | 143 | EVOLUTION SURGICAL PTY LTD | Nut for Screw or connector | Nut for screw or connector | one size for each type | 362890 |  | March 2025 | Billing code transferred from LH749 Sponsor transferred from LIFEHEALTHCARE PTY LIMITED
13 - Spinal | 13.02 - Accessories for bone screws and connector components | 13.02.05 - Block/Screw head |  |  | KH100 | 686 | KH NXGEN (AUST) PTY LIMITED | Zeus Modular Assembling screw seat | Zeus Modular Assembling screw seat ( Normal & Reduction ) | one size | 473725 |  | March 2025 | New listing
13 - Spinal | 13.03 - Connector | 13.03.01 - In-Line |  |  | EY045 | 655 | E4 SURGICAL PTY LTD | Verticale In-Line Connectors | Connectors made of titanium alloy | 5.5 * 35/45mm | 462979 |  | March 2025 | New listing
13 - Spinal | 13.03 - Connector | 13.03.01 - In-Line |  |  | ER708 | 655 | EMERGO ASIA-PACIFIC PTY. LIMITED | SIGNUS COSY Cervicothoracic Occipital Rod-Screw System - Connector in-line | SIGNUS COSY Cervicothoracic Occipital Rod-Screw System- Connector in-line, parallel, sterile, incl. set screws. | to accomodate 3.5-6.0 mm dia rods | 464685 |  | March 2025 | New listing
13 - Spinal | 13.03 - Connector | 13.03.02 - Offset |  |  | ER712 | 705 | EMERGO ASIA-PACIFIC PTY. LIMITED | SIGNUS COSY Cervicothoracic Occipital Rod-Screw System - Offset Connector | SIGNUS COSY Cervicothoracic Occipital Rod-Screw System - Offset Connector, sterile, incl. set screws (sterile or non-sterile). | dia 3.5 x 12-15 mm | 464685 464686 |  | March 2025 | New listing
13 - Spinal | 13.03 - Connector | 13.03.02 - Offset |  |  | IY114 | 705 | EVOLUTION SURGICAL PTY LTD | Rod or Post Connector | Rod or Post Connector and set screws | Rod Connectors for 5.5 & 6mm rods Sacral Connectors for 5.5 & 6mm rods Post connector - one size | 362890 |  | March 2025 | Billing code transferred from LH745 Sponsor transferred from LIFEHEALTHCARE PTY LIMITED
13 - Spinal | 13.03 - Connector | 13.03.02 - Offset |  |  | IY117 | 705 | EVOLUTION SURGICAL PTY LTD | Sacral Plates | Sacral Plates | Left and Right 60° and 90° | 362890 |  | March 2025 | Billing code transferred from LH748 Sponsor transferred from LIFEHEALTHCARE PTY LIMITED
13 - Spinal | 13.03 - Connector | 13.03.03 - Transverse (Rod-to-Rod) | 13.03.03.01 - Fixed |  | ER715 | 389 | EMERGO ASIA-PACIFIC PTY. LIMITED | SIGNUS COSY Cervicothoracic Occipital Rod-Screw System- Cross Connector | SIGNUS COSY Cervicothoracic Occipital Rod-Screw System- Cross Connector, adjustable; sterile, incl. set screws (non-sterile or sterile) | dia 3.5 mm; length adjustable from (22-44) mm to (30-52) mm | 464685 464686 |  | March 2025 | New listing
13 - Spinal | 13.03 - Connector | 13.03.03 - Transverse (Rod-to-Rod) | 13.03.03.01 - Fixed |  | IY115 | 389 | EVOLUTION SURGICAL PTY LTD | Inline Connectors | Inline Connectors | 7.5 to 17 mm | 362890 |  | March 2025 | Billing code transferred from LH746 Sponsor transferred from LIFEHEALTHCARE PTY LIMITED
13 - Spinal | 13.03 - Connector | 13.03.03 - Transverse (Rod-to-Rod) | 13.03.03.02 - Adjustable |  | EY044 | 1136 | E4 SURGICAL PTY LTD | VERTICALE Cross Connectors | Cross connectors made of titanium alloy | 28-90mm | 462979 |  | March 2025 | New listing
13 - Spinal | 13.04 - Hook | 13.04.01 - Hook |  |  | EY040 | 755 | E4 SURGICAL PTY LTD | Hooks | Hooks made of titanium alloy | Small - Large | 462979 |  | March 2025 | New listing
13 - Spinal | 13.04 - Hook | 13.04.01 - Hook |  |  | ER716 | 755 | EMERGO ASIA-PACIFIC PTY. LIMITED | SIGNUS COSY Cervicothoracic Occipital Rod-Screw System- Hooks | SIGNUS COSY Cervicothoracic Occipital Rod-Screw System- Hooks, various, left and right, sterile, incl. set screws (sterile or non-sterile). | short or long | 464685 464686 |  | March 2025 | New listing
13 - Spinal | 13.05 - Plate | 13.05.02 - No Integral Fixation | 13.05.02.01 - Cervical |  | GK010 | 1179 | 3DMORPHIC PTY LTD | 3DFusion Cervical Plate | Custom-made associated device (plate) | Small, Medium, Large | 406173 |  | March 2025 | New listing
13 - Spinal | 13.05 - Plate | 13.05.02 - No Integral Fixation | 13.05.02.03 - Occipital |  | EY042 | 1728 | E4 SURGICAL PTY LTD | VERTICALE Cervical Occiput Plates | Occipital Plates made of titanium alloy. | Lat 4 & 5 Midl 3 | 462979 |  | March 2025 | New listing
13 - Spinal | 13.05 - Plate | 13.05.02 - No Integral Fixation | 13.05.02.03 - Occipital |  | ER709 | 1728 | EMERGO ASIA-PACIFIC PTY. LIMITED | SIGNUS COSY Cervicothoracic Occipital Rod-Screw System - Occipital Plate | SIGNUS COSY Cervicothoracic Occipital Rod-Screw System - Occipital Plate; non-sterile or sterile, incl. set screws | 32x56 mm | 464685 464686 |  | March 2025 | New listing
13 - Spinal | 13.06 - Rod | 13.06.01 - Standard |  |  | EY043 | 340 | E4 SURGICAL PTY LTD | VERTICALE Cervical Screw Rod and Occipito-Cervical Fusion system - Rods | Rods made of titanium alloy | 3.5 to 5.5mm Diameter | 462979 |  | March 2025 | New listing
13 - Spinal | 13.06 - Rod | 13.06.01 - Standard |  | Shaped | ER706 | 555 | EMERGO ASIA-PACIFIC PTY. LIMITED | SIGNUS COSY Cervicothoracic Occipital Rod-Screw System - Rod, shaped | Occiput rod, shaped, sterile and non-sterile | dia3.5x300mm | 464685 464686 |  | March 2025 | New listing
13 - Spinal | 13.06 - Rod | 13.06.01 - Standard |  | Dual Diameter | ER714 | 432 | EMERGO ASIA-PACIFIC PTY. LIMITED | SIGNUS COSY Cervicothoracic Occipital Rod-Screw System - Transition Rod | SIGNUS COSY Cervicothoracic Occipital Rod-Screw System - Transition Rod-straight; non-sterile or sterile | dia (3.5 - 6.0mm) x length (420 - 600mm) | 464685 464686 |  | March 2025 | New listing
13 - Spinal | 13.06 - Rod | 13.06.01 - Standard |  |  | ER717 | 340 | EMERGO ASIA-PACIFIC PTY. LIMITED | SIGNUS COSY Cervicothoracic Occipital Rod-Screw System-Rods | SIGNUS COSY Cervicothoracic Occipital Rod-Screw System-Rods, straight or curved, Titanium or CoCr; non-sterile or sterile | dia 3.5 mm; length 30-360 mm | 464685 464686 |  | March 2025 | New listing
13 - Spinal | 13.06 - Rod | 13.06.01 - Standard |  | Shaped | IY119 | 555 | EVOLUTION SURGICAL PTY LTD | Curved Rod | Curved Rod | Diameter 5.5 or 6 mm Length 150 to 450 mm | 362890 |  | March 2025 | Billing code transferred from LH750 Sponsor transferred from LIFEHEALTHCARE PTY LIMITED
13 - Spinal | 13.06 - Rod | 13.06.01 - Standard |  |  | IY120 | 340 | EVOLUTION SURGICAL PTY LTD | Straight Rod | Straight Rod | Diameter 5.5 or 6 mm Length 35 - 505 mm | 362890 |  | March 2025 | Billing code transferred from LH751 Sponsor transferred from LIFEHEALTHCARE PTY LIMITED
13 - Spinal | 13.06 - Rod | 13.06.01 - Standard |  | Shaped | IY122 | 555 | EVOLUTION SURGICAL PTY LTD | KHEIRON Spinal Fixation System | K-ROD patient specific shaped rods | 5.5 and 6mm diameter | 362890 |  | March 2025 | Billing code transferred from QQ249 Sponsor transferred from LIFEHEALTHCARE PTY LIMITED
13 - Spinal | 13.06 - Rod | 13.06.01 - Standard |  | Dual Diameter | KH099 | 432 | KH NXGEN (AUST) PTY LIMITED | Cervical Thoracic Tapered Transition Rod 3.5 - 5.5 mm | Cervical Thoracic Tapered Transition Rod 3.5 - 5.5 mm | 3.5 - 5.5 mm | 473725 |  | March 2025 | New listing
13 - Spinal | 13.06 - Rod | 13.06.03 - Dual Unit | 13.06.03.02 - Occipital |  | ER710 | 1350 | EMERGO ASIA-PACIFIC PTY. LIMITED | SIGNUS COSY Cervicothoracic Occipital Rod-Screw System - Occipital Rod | SIGNUS COSY Cervicothoracic Occipital Rod-Screw System - Occipital Rod-various shapes, non-sterile and sterile, incl. set screws. | dia 3,5 mm; 85 - 300mm | 464685 464686 |  | March 2025 | New listing
13 - Spinal | 13.10 - Fusion Cage | 13.10.01 - Interbody, Integral Fixation | 13.10.01.01 - Cervical |  | RI049 | 4161 | RTI Surgical Australia Pty Ltd | Fortilink SC | Cervical standalone fusion cage with self drilling and self tapping screws | Cage - Width: (16-20)mm Length: (12-16)mm Height: (6-12)mm Screws - Diameter: (3.4-3.9)mm Length: (12-16)mm | 346071 |  | March 2025 | Compressed from RI041, RI042
13 - Spinal | 13.10 - Fusion Cage | 13.10.01 - Interbody, Integral Fixation | 13.10.01.02 - ThoracoLumbar / Lumbar |  | RI050 | 5948 | RTI Surgical Australia Pty Ltd | Fortilink SA | Interbody fusion device with integrated locking mechanism and screws | Cage- Width (32-40)mm Length (25-29)mm Height (10-22)mm Screws- Diameter (4.5-5.5)mm Length (20-35)mm | 346071 |  | March 2025 | Compressed from RI033, RI032
13 - Spinal | 13.10 - Fusion Cage | 13.10.02 - Interbody, No Integral Fixation | 13.10.02.01 - Cervical |  | GK011 | 2188 | 3DMORPHIC PTY LTD | 3DFusion Non-Integral Fixation ACDF cage | Patient specific interbody device | Small, Medium, Large | 406173 |  | March 2025 | New listing
13 - Spinal | 13.10 - Fusion Cage | 13.10.02 - Interbody, No Integral Fixation | 13.10.02.02 - ThoracoLumbar / Lumbar |  | LB217 | 3313 | Globus Medical Australia Pty Limited | SABLE Expandable Spacer | Expandable lumbar interbody fusion device | Footprint: 10 x 26mm, 10 x 30mm, 12 x 26mm, 12 x 30mm. Starting Height 6-10mm | 408637 |  | March 2025 | New listing
13 - Spinal | 13.10 - Fusion Cage | 13.10.02 - Interbody, No Integral Fixation | 13.10.02.02 - ThoracoLumbar / Lumbar | Paired | LB218 | 2222 | Globus Medical Australia Pty Limited | SABLE Expandable Spacer | Expandable lumbar interbody fusion device | Footprint: 8 x 22mm, 10 x 22mm. Starting height: 6-11mm. | 408637 |  | March 2025 | New listing
13 - Spinal | 13.12 - Vertebral Body Replacement | 13.12.02 - Stackable Cage |  |  | PZ066 | 3529 | Prism Surgical Designs Pty Ltd | VerteLoc (Nova-C) Spinal System - Middle and End Body Components | Middle and End Body (includes titanium pins) stackable cages fixed together using a snap fit feature | 5-40mm | 217031 |  | March 2025 | New listing