## Prescribed List
March 2025 Prescribed List - Part D
Product Category | Sub Category | Product Group | Product Sub Group | Suffix | Billing Code | Benefit | Sponsor | Product Name | Description | Size | ARTG | Condition | Last Updated | Change
03 - General Miscellaneous | 03.02 - DRUG DELIVERY DEVICES | 03.02.02 - Infusion Pumps, Balloon Based | 03.02.02.01 - Fixed Flow Rate |  | BB349 | 28 | B BRAUN AUSTRALIA PTY LTD | Easypump | Disposable Elastomeric infusion pump system | LT: Filling Volume: 60ml - 400ml, Flow Rate: 0.5ml/h - 10ml/h ST: Filling Volume: 50ml - 500ml, Flow Rate: 50ml/h - 500ml/h | 221448 |  | May 2018
03 - General Miscellaneous | 03.02 - DRUG DELIVERY DEVICES | 03.02.02 - Infusion Pumps, Balloon Based | 03.02.02.01 - Fixed Flow Rate | Set | BX247 | 92 | BAXTER HEALTHCARE PTY LTD | Intermate | Sterile infusor devices, elastomeric driven | SV 200 - 200ml/hr, nominal 100ml vol. max 105 mL. SV 100 - 100ml/hr, nominal 100ml vol. max 105 mL. LV 250, 250ml/hr, 275ml vol. SV 50 - 50ml/hr, nominal 100ml vol. max 105mL. LV 100 - 100ml/hr, 275ml vol. LV 50, 50ml/hr, 275ml vol | 168893 |  | July 2021
03 - General Miscellaneous | 03.02 - DRUG DELIVERY DEVICES | 03.02.02 - Infusion Pumps, Balloon Based | 03.02.02.01 - Fixed Flow Rate | Set | BX281 | 92 | BAXTER HEALTHCARE PTY LTD | Baxter Folfusor | Sterile infusor devices, elastomeric driven. Folfusor SV 0.5mL/hr 120mL (Baxter Code 2C4700K), Folfusor SV 2.5mL/hr 120mL (Baxter Code 2C4711K), Folfusor SV 5mL/hr 120mL (Baxter Code 2C4705K). The Baxter Folfusor is a disposable infusion pump used in an ambulatory setting for the continuous infusion of intravenous medications. The codes listed above represent three separate flow rates specific to Chemotherapy protocols. | 120mL Maximum Volume | 168893 |  | November 2019
03 - General Miscellaneous | 03.02 - DRUG DELIVERY DEVICES | 03.02.02 - Infusion Pumps, Balloon Based | 03.02.02.01 - Fixed Flow Rate | Set | BX287 | 92 | BAXTER HEALTHCARE PTY LTD | Intermate XLV 250 | Sterile infusor devices, elastomeric driven. The Intermate XLV 250 is an ambulatory device utilising elastomeric technology to deliver continuous infusion of parenteral therapy to patients in an ambulatory setting. The device is specifically suitable for patients requiring intravenous immunoglobulin therapy. The nominal flow rate of the Intermate XLV 250 is 250mL/hr, however when used for the administration of IVIG the flow rate is reduced to approximately 120mL/hr. | Volume 500mL. Approximate infusion time for IVIG solutions is 4.2 hrs. | 168893 |  | November 2019
03 - General Miscellaneous | 03.02 - DRUG DELIVERY DEVICES | 03.02.02 - Infusion Pumps, Balloon Based | 03.02.02.01 - Fixed Flow Rate | Set | BX327 | 92 | BAXTER HEALTHCARE PTY LTD | Infusor | Sterile Infusor Devices, Elastomeric Driven | LV 10, 10ml/hr, 240ml vol LV 5, 5ml/hr, 240ml vol | 168893 |  | March 2022
03 - General Miscellaneous | 03.02 - DRUG DELIVERY DEVICES | 03.02.02 - Infusion Pumps, Balloon Based | 03.02.02.01 - Fixed Flow Rate | Set | BX328 | 92 | BAXTER HEALTHCARE PTY LTD | Infusor | Sterile Infusor Devices, Elastomeric Driven | LV 2, 2ml/hr, 275 ml vol; LV 1.5, 1.5ml/hr, 275 ml vol. | 168893 |  | March 2022
03 - General Miscellaneous | 03.02 - DRUG DELIVERY DEVICES | 03.02.02 - Infusion Pumps, Balloon Based | 03.02.02.01 - Fixed Flow Rate | Set | QQ714 | 92 | BTC SPECIALITY HEALTH PTY LTD | Elasto-Q Infusion Pump and consumables (Strap, Silicon liquid storage device, Single-way filling port, Tubing, Clamp, Vent filter, Self-control device (PCA), Multiple regulator device, Transparent three way stopcock, Luer lock, Protective cap) | Elastomeric Infusion Pump System | 200ml, 275ml, 500ml | 409240 |  | March 2025 | Change to Product name
03 - General Miscellaneous | 03.02 - DRUG DELIVERY DEVICES | 03.02.02 - Infusion Pumps, Balloon Based | 03.02.02.01 - Fixed Flow Rate | Set | BU024 | 92 | CAB MEDICAL PTY LTD | Tuoren Infusion Pump | Non electronic, elastomeric balloon driven, ambulatory infusion pump, which can be supplied in a variety of volumes and flow rates to meet different clinical applications. Its primary purpose is for continuous delivery of fluids/medications. | 60ml - 300ml | 323586 |  | March 2020
03 - General Miscellaneous | 03.02 - DRUG DELIVERY DEVICES | 03.02.02 - Infusion Pumps, Balloon Based | 03.02.02.01 - Fixed Flow Rate | Set | QQ708 | 92 | COSUDA PTY LTD | CareVis Pump and Catheter | Continuous flow rate ambulatory and disposable silicone balloon infusion pump kit | Volume 100 ml, 275 ml, 450 ml, 600 ml | 443279 |  | November 2024
03 - General Miscellaneous | 03.02 - DRUG DELIVERY DEVICES | 03.02.02 - Infusion Pumps, Balloon Based | 03.02.02.01 - Fixed Flow Rate |  | QQ825 | 28 | EPIC MEDICAL PTY LTD | SMARTeZ Soft Shell Elastomeric Infusion Pump | The SMARTeZ Soft Shell Elastomeric Infusion Pump pump has a specially designed multi-layered balloon-like reservoir to be filled with the drug or fluid intended for infusion. It exerts mechanical pressure to administer the contents at a predetermined flow rate. The entire unit is sterile and is intended for single use only. | Long Infusion: Filling Volume: 60ml - 400ml, Flow Rate: 0.5ml/h - 10ml/h Short Infusion: Filling Volume: 50ml - 500ml, Flow Rate: 50ml/h - 500ml/h | 396632 |  | November 2024
03 - General Miscellaneous | 03.02 - DRUG DELIVERY DEVICES | 03.02.02 - Infusion Pumps, Balloon Based | 03.02.02.01 - Fixed Flow Rate |  | QQ828 | 28 | EPIC MEDICAL PTY LTD | SMARTeZ Plus Painbloc Single Use Elastomeric Infusion pump - Fixed Flow rate - Single patient use | The SMARTeZ Plus PainBloc pump is a single use soft-shell elastomeric pump, for single patient use only. The Painbloc pump provides continuous delivery of medication (local anesthetics & analgesics) to or around surgical wound sites and/or close proximity to nerves for preoperative, perioperative and postoperative regional anesthesia and/or pain management. Route of administration include: intraoperative site, peripheral nerve block, percutaneous and epidural. | 270ml, 400ml and 600ml sizes. Fixed flow rates at 2ml /hr and 5ml/hr | 396632 |  | November 2024
03 - General Miscellaneous | 03.02 - DRUG DELIVERY DEVICES | 03.02.02 - Infusion Pumps, Balloon Based | 03.02.02.01 - Fixed Flow Rate |  | QQ831 | 28 | EPIC MEDICAL PTY LTD | SMARTeZ Rigid Shell Single Use Elastomeric Infusion Pump - Chemotherapy | SMARTeZ Rigid Shell Single use Elastomeric Infusion Pump - Chemotherapy-rated pumps are available with and without a bonded closed system transfer device attachment. (CSTD) providing a true closed system for the safety of both the patient and caregivers. Product is used for a single patient only. | Size, 60ml - 275ml. Flow rates: 0.5mL/hr to 100mL/hr | 396632 |  | November 2024
03 - General Miscellaneous | 03.02 - DRUG DELIVERY DEVICES | 03.02.02 - Infusion Pumps, Balloon Based | 03.02.02.01 - Fixed Flow Rate |  | QQ832 | 28 | EPIC MEDICAL PTY LTD | SMARTeZ RS Rigid Shell Single Use Elastomeric Infusion Pump | DESCRIPTION The SMARTeZ RS Rigid Shell Elastomeric Infusion Pump (SINGLE USE for a Single patient), elastomeric pump with rigid shell on the fluid reservoir. The device works independently of main power supplies or batteries, enabling patient to be treated in an ambulatory manner. Fluid is delivered to patient by positive pressure applied by the elastomeric membranes on the fluid reservoir. The flow rate is determined by the combination of the flow restrictor (capillary tube) and positive pressure of the elastomeric membrane. This pressure delivers the fluid against the back pressure of the catheters and infusion site. Suitable for short term and long term infusion. | Long Term Infusion: 60ml - 300ml, 0.5ml/hr to 11.5ml/hr flow rate. Short Time Infusion: 50ml - 250ml, 50ml/hr to 250ml/hr flow rate. | 396632 |  | November 2024
03 - General Miscellaneous | 03.02 - DRUG DELIVERY DEVICES | 03.02.02 - Infusion Pumps, Balloon Based | 03.02.02.01 - Fixed Flow Rate |  | QQ701 | 28 | LTR MEDICAL PTY LTD | Accufuser Set Rate | Set Rate Elastomeric Pump | 60ml 100ml 200ml 300ml (o.5 ml hr to 100ml per hr) | 329420 |  | November 2024
03 - General Miscellaneous | 03.02 - DRUG DELIVERY DEVICES | 03.02.02 - Infusion Pumps, Balloon Based | 03.02.02.01 - Fixed Flow Rate |  | RN006 | 28 | NIPRO AUSTRALIA PTY LTD | Surefuser+ Fixed Flow | Elastomeric balloon driven, ambulatory infusion pump with a variety fixed infusion rates. | 50ml, 100ml, 250ml | 92233 |  | May 2018
03 - General Miscellaneous | 03.02 - DRUG DELIVERY DEVICES | 03.02.02 - Infusion Pumps, Balloon Based | 03.02.02.01 - Fixed Flow Rate | Set | UX001 | 92 | PITTWATER HEALTHCARE GROUP PTY LTD | DOSI-FUSER | Non electronic, elastomeric balloon driven, ambulatory infusion pump, which can be supplied in a variety of volumes and flow rates to meet different clinical applications. Its primary purpose is for continuous delivery of fluids/medications. | 65ml - 140mm x 45mm x 40mm; 100ml - 140mm x 52mm x 50mm; 150 - 140mm x 55mm x 55mm; 250ml - 140mm x 60mm x 60mm; 400ml, 500ml, 600ml | 324361 |  | November 2019
03 - General Miscellaneous | 03.02 - DRUG DELIVERY DEVICES | 03.02.02 - Infusion Pumps, Balloon Based | 03.02.02.01 - Fixed Flow Rate | Bolus | TY001 | 28 | Slade Health Pty Ltd | mobiFUSER | Disposable sterile non electronic elastomeric infusion device. Variable flow rates available. For continuous fluid/medication delivery | Maximum Capacity 275ml | 188661 |  | May 2018
03 - General Miscellaneous | 03.02 - DRUG DELIVERY DEVICES | 03.02.02 - Infusion Pumps, Balloon Based | 03.02.02.01 - Fixed Flow Rate |  | SI049 | 28 | Smiths Medical Australasia Pty Ltd | Neofuser Pump | Neofuser® is a single-use, portable elastomeric infusion pump that provides medication at accurate continuous pre-fixed flow. | 60mL, 100mL, 275mL, 450mL | 306862 |  | July 2019
03 - General Miscellaneous | 03.02 - DRUG DELIVERY DEVICES | 03.02.02 - Infusion Pumps, Balloon Based | 03.02.02.01 - Fixed Flow Rate | Bolus | SI050 | 28 | Smiths Medical Australasia Pty Ltd | Neofuser Plus | Neofuser® Plus is a single-use, portable elastomeric infusion pump that provides medication at accurate continuous pre-fixed flow with additional bolus doses via patient controlled analgesia (PCA) module. Neofuser® Plus has been mainly designed for systemic or regional preoperative and postoperative pain management therapy. | 60 ml 60 ml 100ml 100ml 275ml 275ml 450 ml 450 ml | 306862 |  | August 2018
03 - General Miscellaneous | 03.02 - DRUG DELIVERY DEVICES | 03.02.02 - Infusion Pumps, Balloon Based | 03.02.02.01 - Fixed Flow Rate |  | QQ712 | 28 | TELEFLEX MEDICAL AUSTRALIA PTY LTD | Autofuser Fixed Rate | Fixed rate elastomeric infusion pump. Several basal rate options. Rigid, rounded, low profile housing. Front low pressure port for ease of filling. Graduated markings for monitoring infusion. The Arrow AutoFuser Disposable Pain Pump from Teleflex is designed to safely and reliably deliver regional anaesthesia medications to help effectively manage post-operative pain in patients following surgery involving implanted prosthesis such as knee, hip or shoulder reconstructions. Effective management of postoperative pain in the immediate and early postoperative period facilitates early patient mobilisation and reduces the likelihood of implanted prosthesis failure. The device is also used to facilitate the delivery of epidural medical during labour in expectant mothers and can also be used for the delivery of medications necessary in the treatment of oncology patients. The Arrow AutoFuser Disposable Pain Pump offers multiple reservoir sizes and configurations to meet a variety of clinical demands. The AutoSelector Variable Rate Selector gives the clinician the ability to adjust the basal infusion rate to meet the individualized needs of each patient to help control their post-operative pain. The patient controlled bolus gives patients the ability to address breakthrough pain without interrupting the continuous basal infusion. | 275ml, 400ml, 550ml | 288197 |  | November 2024
03 - General Miscellaneous | 03.02 - DRUG DELIVERY DEVICES | 03.02.02 - Infusion Pumps, Balloon Based | 03.02.02.01 - Fixed Flow Rate | Bolus | TX057 | 28 | TELEFLEX MEDICAL AUSTRALIA PTY LTD | Autofuser Fixed Rate w/Bolus | Fixed rate elastomeric infusion pump. Several basal rate options. Bolus volume options with several refill times available. Rigid, rounded, low profile housing. Front low pressure port for ease of filling. Graduated markings for monitoring infusion. The Arrow AutoFuser Disposable Pain Pump from Teleflex is designed to safely and reliably deliver regional anaesthesia medications to help effectively manage post-operative pain in patients following surgery involving implanted prosthesis such as knee, hip or shoulder reconstructions. Effective management of postoperative pain in the immediate and early postoperative period facilitates early patient mobilisation and reduces the likelihood of implanted prosthesis failure. The device is also used to facilitate the delivery of epidural medical during labour in expectant mothers and can also be used for the delivery of medications necessary in the treatment of oncology patients. The Arrow AutoFuser Disposable Pain Pump offers multiple reservoir sizes and configurations to meet a variety of clinical demands. The AutoSelector Variable Rate Selector gives the clinician the ability to adjust the basal infusion rate to meet the individualized needs of each patient to help control their post-operative pain. The patient controlled bolus gives patients the ability to address breakthrough pain without interrupting the basal rate. | 275ml, 550ml | 288197 |  | November 2019
03 - General Miscellaneous | 03.02 - DRUG DELIVERY DEVICES | 03.02.02 - Infusion Pumps, Balloon Based | 03.02.02.01 - Fixed Flow Rate |  | TX058 | 28 | TELEFLEX MEDICAL AUSTRALIA PTY LTD | Autofuser Fixed Rate | Fixed rate elastomeric infusion pump. Several basal rate options. Rigid, rounded, low profile housing. Front low pressure port for ease of filling. Graduated markings for monitoring infusion. The Arrow AutoFuser Disposable Pain Pump from Teleflex is designed to safely and reliably deliver regional anaesthesia medications to help effectively manage post-operative pain in patients following surgery involving implanted prosthesis such as knee, hip or shoulder reconstructions. Effective management of postoperative pain in the immediate and early postoperative period facilitates early patient mobilisation and reduces the likelihood of implanted prosthesis failure. The device is also used to facilitate the delivery of epidural medical during labour in expectant mothers and can also be used for the delivery of medications necessary in the treatment of oncology patients. The Arrow AutoFuser Disposable Pain Pump offers multiple reservoir sizes and configurations to meet a variety of clinical demands. The AutoSelector Variable Rate Selector gives the clinician the ability to adjust the basal infusion rate to meet the individualized needs of each patient to help control their post-operative pain. The patient controlled bolus gives patients the ability to address breakthrough pain without interrupting the continuous basal infusion. | 100ml, 150ml, 275ml | 288197 |  | November 2019
03 - General Miscellaneous | 03.02 - DRUG DELIVERY DEVICES | 03.02.02 - Infusion Pumps, Balloon Based | 03.02.02.02 - Variable Flow Rate | Bolus | BX249 | 367 | BAXTER HEALTHCARE PTY LTD | Multirate with PCM | Sterile infusor devices, elastomeric driven | Multirate 5, 7 or 12 ml/hr with PCM | 168893 |  | May 2018
03 - General Miscellaneous | 03.02 - DRUG DELIVERY DEVICES | 03.02.02 - Infusion Pumps, Balloon Based | 03.02.02.02 - Variable Flow Rate | Bolus | BX330 | 367 | BAXTER HEALTHCARE PTY LTD | Basal Bolus Infusor | Sterile Infusor Devices, Balloon based | Basal/Bolus 60, Basal 0.5ml/hr, Bolus 0.5 x 65ml Basal/Bolus 15, Basal 0.5ml/hr, Bolus 2ml/hr x 65ml Basal/Bolus infusor, Basal 2ml/hr, Bolus 2ml/hr x 65ml | 168893 |  | May 2018
03 - General Miscellaneous | 03.02 - DRUG DELIVERY DEVICES | 03.02.02 - Infusion Pumps, Balloon Based | 03.02.02.02 - Variable Flow Rate | Bolus | BU025 | 367 | CAB MEDICAL PTY LTD | Tuoren Infusion Pump | Non electronic, elastomeric balloon driven, ambulatory infusion pump, which can be supplied in a variety of volumes and flow rates to meet different clinical applications. Its primary purpose is for continuous delivery of fluids/medications. | 60ml - 300ml | 323586 |  | March 2020
03 - General Miscellaneous | 03.02 - DRUG DELIVERY DEVICES | 03.02.02 - Infusion Pumps, Balloon Based | 03.02.02.02 - Variable Flow Rate | Bolus | QQ707 | 367 | COSUDA PTY LTD | CareVis Vario Plus Pump | Ambulatory and disposable silicone balloon infusion pump with bolus function | Volume 100 ml, 275 ml, 450 ml, 600 ml | 443279 |  | November 2024
03 - General Miscellaneous | 03.02 - DRUG DELIVERY DEVICES | 03.02.02 - Infusion Pumps, Balloon Based | 03.02.02.02 - Variable Flow Rate | Set | QQ710 | 319 | COSUDA PTY LTD | CareVis Vario Pump and Catheter | Variable flow rate ambulatory and disposable silicone balloon infusion pump kit | 100 ml, 275 ml, 450 ml, 600 ml | 443279 |  | November 2024
03 - General Miscellaneous | 03.02 - DRUG DELIVERY DEVICES | 03.02.02 - Infusion Pumps, Balloon Based | 03.02.02.02 - Variable Flow Rate | Bolus | QQ829 | 367 | EPIC MEDICAL PTY LTD | SMARTeZ Plus Single Use Painbloc Elastomeric Infusion pump - Variable Flow Rate and PCA Bolus | SMARTeZ Plus Single Use Painbloc Elastomeric Infusion pump - Variable Flow Rate and PCA Bolus is intended to provide adjustable flow rate delivery of medication (local anesthetics & analgesics) to or around surgical wound sites and/or close proximity to nerves for preoperative, perioperative and postoperative regional anesthesia and/or pain management, with the additional option of PCA Bolus administration. Route of administration include: intraoperative site, peripheral nerve block, percutaneous and epidural. For single patient use only | Sizes: 270ml, 400ml and 600ml. Variable Flow rate options 0-7ml/hr and 0-14ml/hr. PCA Bolus options: 2ml -5ml / 30 minute PCA Bolus options | 396632 |  | November 2024
03 - General Miscellaneous | 03.02 - DRUG DELIVERY DEVICES | 03.02.02 - Infusion Pumps, Balloon Based | 03.02.02.02 - Variable Flow Rate |  | QQ830 | 142 | EPIC MEDICAL PTY LTD | SMARTeZ Plus Single Use Painbloc Elastomeric Infusion pump - Variable Flow Rate controller | SMARTeZ Plus Single Use Painbloc Elastomeric Infusion pump with Variable Flow Rate controller is intended to provide delivery of medication (local anesthetics & analgesics) to or around surgical wound sites and/or close proximity to nerves for preoperative, perioperative and postoperative regional anesthesia and/or pain management, for single patient use The variable flow controllers allow for the delivery rate to be adjusted in 2ml increments from 2ml-14ml hour, or in 1 ml increments from 1ml-7ml per hour. Route of administration include: intraoperative site, peripheral nerve block, percutaneous and epidural. | Sizes: 270ml, 400ml and 600ml. Variable flow rates: 0-14ml/hr with 2 ml/hour increments, 1-7ml/hr with 1ml/hour increments. | 396632 |  | November 2024
03 - General Miscellaneous | 03.02 - DRUG DELIVERY DEVICES | 03.02.02 - Infusion Pumps, Balloon Based | 03.02.02.02 - Variable Flow Rate | Bolus | QQ703 | 367 | LTR MEDICAL PTY LTD | Accufuser Plus PCA | The Accufuser Plus - PCA is an advanced infusion device that delivers fluid and medication at an acccurate and selectable flow rate and the ability to provide PCA bolus function. It is indicated for continuous regional nerve block, surgical site and palliative care infusions | 60ml , 100ml, 200ml, 300ml, 600ml, Variable basal, PCA bolus and lock out select capability | 329420 |  | November 2024
03 - General Miscellaneous | 03.02 - DRUG DELIVERY DEVICES | 03.02.02 - Infusion Pumps, Balloon Based | 03.02.02.02 - Variable Flow Rate |  | QQ706 | 142 | LTR MEDICAL PTY LTD | Accufuser Select | The Accufuser select is an advanced disposable infusion device that delivers fluid and medication at an accurate and selectable flow rate. | 100ml 200ml 300ml 600ml 0 -15.0ml/hr | 329420 |  | November 2024
03 - General Miscellaneous | 03.02 - DRUG DELIVERY DEVICES | 03.02.02 - Infusion Pumps, Balloon Based | 03.02.02.02 - Variable Flow Rate |  | RN004 | 142 | NIPRO AUSTRALIA PTY LTD | Surefuser+ | Elastomeric balloon driven, ambulatory infusion pump with variable infusion rate | 100ml, 250ml | 92233 |  | May 2018
03 - General Miscellaneous | 03.02 - DRUG DELIVERY DEVICES | 03.02.02 - Infusion Pumps, Balloon Based | 03.02.02.02 - Variable Flow Rate | Bolus | RN007 | 367 | NIPRO AUSTRALIA PTY LTD | Surefuser+ PCA | Elastomeric balloon pump with variable infusion rate and a patient-controlled analgesia (PCA) infuser. | 50ml, 100ml, 150ml, 250ml, 300ml | 92233 |  | July 2019
03 - General Miscellaneous | 03.02 - DRUG DELIVERY DEVICES | 03.02.02 - Infusion Pumps, Balloon Based | 03.02.02.02 - Variable Flow Rate | Set | UX004 | 319 | PITTWATER HEALTHCARE GROUP PTY LTD | DOSI-FUSER Multiflow System | Elastomeric pump providing drug infusion at a constant flow. Facilitates the ability for a clinician to adjust the infusion rate of the contents of the infuser. Offers a wide range of flow rates from 1ml/h to 7ml/h in steps of 1ml/h, and from 2ml/h to 14ml/h in steps of 2ml/h. | 65ml, 100ml, 150ml, and 250ml. | 324361 |  | November 2019
03 - General Miscellaneous | 03.02 - DRUG DELIVERY DEVICES | 03.02.02 - Infusion Pumps, Balloon Based | 03.02.02.02 - Variable Flow Rate |  | SI051 | 142 | Smiths Medical Australasia Pty Ltd | Neofuser Vario | Single-use, portable elastomeric multirate infusion pump | 1 - 7 ml/h 2 - 14 ml/h 1 - 7 ml/h 2 - 14 ml/h 1 - 7 ml/h 2 - 14 ml/h 1 - 7 ml/h 2 - 14 ml/h | 306862 |  | August 2018
03 - General Miscellaneous | 03.02 - DRUG DELIVERY DEVICES | 03.02.02 - Infusion Pumps, Balloon Based | 03.02.02.02 - Variable Flow Rate | Bolus | QQ704 | 367 | TELEFLEX MEDICAL AUSTRALIA PTY LTD | Autofuser Elastomeric Infusion Pump with Bolus | AutoFuser Elastomeric infusion pump family are disposable pain control pumps with an integrated administration set and variable rate regulator(s), either separately or as part of a convenience pack, is intended for general infusion use. Routes of administration include intravenous, percutaneous, subcutaneous, intra-arterial and epidural, and into intra-operative (soft tissue/body cavity) sites. Within the AutoFuser/AutoSelector family are pump models intended for patient-controlled infusion using the integrated bolus button. General infusion uses include continuous infusion of a local anesthetic near a nerve for regional anesthesia and pain management for pre-operative, peri-operative and post-operative surgery. | 60ml, 275ml, 400ml, 550ml | 288197 |  | November 2024
03 - General Miscellaneous | 03.02 - DRUG DELIVERY DEVICES | 03.02.02 - Infusion Pumps, Balloon Based | 03.02.02.02 - Variable Flow Rate |  | QQ711 | 142 | TELEFLEX MEDICAL AUSTRALIA PTY LTD | AutoSelector Interface Option & AutoSelector Continuous Type NRFit Leur | AutoSelector Dual Interface Infusion Pump is a disposable elastomeric infusion pump with dual integrated flow regulators that allow flexible bilateral flow rate settings. | 400ml, 550ml | 288197 |  | November 2024
03 - General Miscellaneous | 03.02 - DRUG DELIVERY DEVICES | 03.02.02 - Infusion Pumps, Balloon Based | 03.02.02.02 - Variable Flow Rate |  | QQ713 | 142 | TELEFLEX MEDICAL AUSTRALIA PTY LTD | AutoSelector Kits with Ace Catheter Set & AutoSelector Continuous Type NRFit | Disposable elastomeric balloon infusion pump intended for continuous and/or intermittent infusion of medication for general infusion use including chemotherapy and pain management therapies. | 400ml, 550ml | 47190 |  | November 2024
03 - General Miscellaneous | 03.02 - DRUG DELIVERY DEVICES | 03.02.02 - Infusion Pumps, Balloon Based | 03.02.02.02 - Variable Flow Rate |  | QQ715 | 142 | TELEFLEX MEDICAL AUSTRALIA PTY LTD | AutoSelector Interface Option & AutoSelector Continuous Type NRFit Leur | AutoSelector Interface Option & AutoSelector Continuous Type NRFit Leur is a disposable elastomeric infusion pump with an integrated flow regulator that allows flexible flow rate settings. Multiple choice in flow rates and PCA options allow you to customize the patient’s pain control. It has a significantly low initial filling counter pressure which makes it easy for pharmacists to prepare the infusion pump. | 400ml, 550ml | 288197 |  | November 2024
03 - General Miscellaneous | 03.02 - DRUG DELIVERY DEVICES | 03.02.02 - Infusion Pumps, Balloon Based | 03.02.02.02 - Variable Flow Rate | Bolus | TX059 | 367 | TELEFLEX MEDICAL AUSTRALIA PTY LTD | Autofuser Autoselector Variable Rate w/Bolus | Fixed rate elastomeric infusion pump. Several basal rate options. Bolus volume options with several refill times available. Rigid, rounded, low profile housing. Front low pressure port for ease of filling. Graduated markings for monitoring infusion. The Arrow AutoFuser Disposable Pain Pump from Teleflex is designed to safely and reliably deliver regional anaesthesia medications to help effectively manage post-operative pain in patients following surgery involving implanted prosthesis such as knee, hip or shoulder reconstructions. Effective management of postoperative pain in the immediate and early postoperative period facilitates early patient mobilisation and reduces the likelihood of implanted prosthesis failure. The device is also used to facilitate the delivery of epidural medical during labour in expectant mothers and can also be used for the delivery of medications necessary in the treatment of oncology patients. The Arrow AutoFuser Disposable Pain Pump offers multiple reservoir sizes and configurations to meet a variety of clinical demands. The AutoSelector Variable Rate Selector gives the clinician the ability to adjust the basal infusion rate to meet the individualized needs of each patient to help control their post-operative pain. The patient controlled bolus gives patients the ability to address breakthrough pain without interrupting the basal rate. | 275ml, 550ml | 288197 |  | November 2019
03 - General Miscellaneous | 03.02 - DRUG DELIVERY DEVICES | 03.02.02 - Infusion Pumps, Balloon Based | 03.02.02.02 - Variable Flow Rate |  | TX060 | 142 | TELEFLEX MEDICAL AUSTRALIA PTY LTD | Autofuser Autoselector Variable Rate | Fixed rate elastomeric infusion pump. Several basal rate options. Bolus volume options with several refill times available. Rigid, rounded, low profile housing. Front low pressure port for ease of filling. Graduated markings for monitoring infusion. The Arrow AutoFuser Disposable Pain Pump from Teleflex is designed to safely and reliably deliver regional anaesthesia medications to help effectively manage post-operative pain in patients following surgery involving implanted prosthesis such as knee, hip or shoulder reconstructions. Effective management of postoperative pain in the immediate and early postoperative period facilitates early patient mobilisation and reduces the likelihood of implanted prosthesis failure. The device is also used to facilitate the delivery of epidural medical during labour in expectant mothers and can also be used for the delivery of medications necessary in the treatment of oncology patients. The Arrow AutoFuser Disposable Pain Pump offers multiple reservoir sizes and configurations to meet a variety of clinical demands. The AutoSelector Variable Rate Selector gives the clinician the ability to adjust the basal infusion rate to meet the individualized needs of each patient to help control their post-operative pain. The patient controlled bolus gives patients the ability to address breakthrough pain without interrupting the continuous basal rate | 100ml, 275ml, 400ml. | 288197 |  | November 2019
03 - General Miscellaneous | 03.02 - DRUG DELIVERY DEVICES | 03.02.03 - Infusion Pumps, Battery Powered | 03.02.03.04 - Other Pharmacology |  | FX002 | 2805 | BTC SPECIALITY HEALTH PTY LTD | ambIT Infusion Pump | The ambIT Reusable Infusion Pump is an external programmable electronic ambulatory infusion pump used for the delivery of fluid and medications via intravenous, epidural, subcutaneous or regional routes. It can be programmed with different delivery profiles which include basal rate/continuous only, basal rate with PCA (Patient Controlled Analgesia), PCA Bolus Only or Intermittent Bolus Dose (PIB). It is operated in conjunction with a ambIT disposable administration cassette | AmbIT Single use Pump - 55mm x 36mm x 175mm AmbIT Single use administration cassette - 20mm x 10mm x 15mm | 228804 |  | July 2019
03 - General Miscellaneous | 03.02 - DRUG DELIVERY DEVICES | 03.02.03 - Infusion Pumps, Battery Powered | 03.02.03.04 - Other Pharmacology |  | QQ749 | 2805 | BTC SPECIALITY HEALTH PTY LTD | Rythmic Evolution | Ambulatory infusion pump system intended to support intravenous, intra-arterial, subcutaneous, or intraperitoneal administration of medicine, and may be used in close proximity to nerves, into an intraoperative site (soft tissue, body cavity /surgical wound site), epidural space, or subarachnoid space. This is a reusable device. | Rythmic Evolution Pump 130mm x 133mm x 46mm (including 160 ml/200 ml bag); Rythmic Evolution Mini - 130mm x 75mm x 46mm (including 100 ml bag) | 428078 |  | November 2024
03 - General Miscellaneous | 03.02 - DRUG DELIVERY DEVICES | 03.02.03 - Infusion Pumps, Battery Powered | 03.02.03.04 - Other Pharmacology |  | DE776 | 2805 | DEVICE TECHNOLOGIES AUSTRALIA PTY. LTD. | Sapphire Infusion System | The Sapphire Infusion System is a new device for ambulatory infusion and acute pain management. It is an infusion pump designed for the volumetric delivery of medications to patients at a programmable rate. Sapphire is the first pump to offer an intuitive, full colour touch screen interface in an ambulatory package, along with best-in-class +/-2.5% product delivery accuracy | Size (in), Weight (oz) 5.6 x 3.8 x 1.9 in. 14.7 oz (including battery) | 201499 |  | March 2021
03 - General Miscellaneous | 03.02 - DRUG DELIVERY DEVICES | 03.02.03 - Infusion Pumps, Battery Powered | 03.02.03.04 - Other Pharmacology |  | FK017 | 2805 | FRESENIUS KABI AUSTRALIA PTY LIMITED | Agilia SP PCA Infusion System | Agilia SP PCA is a programmable electronic medical system dedicated to administering a pre-determined volume of a syringe at a programmed rate. This syringe pump ensures a fluid delivery, by pushing the syringe plunger and advancing the liquid to the patient through an extension set. The Agilia SP PCA syringe pump can also be used for general infusions on adults, pediatrics, and neonatal patients for the intermittent or continuous delivery of parenteral fluids (such as solutions, colloids, parenteral nutrition), medications (such as diluted drugs, chemotherapy, anesthesia drugs), blood and blood derivatives, and medications through clinically accepted routes of administration. It is intended for use by trained healthcare professionals in clinical healthcare facilities. In PCA therapy, it is also intended for use by the patient in order to self administer doses of analgesic agent, after receiving appropriate training and instructions from the clinical staff. Agilia SP PCA is a transportable and reusable device that can be used every day. | The size of a syringe can be 5, 10, 20, 30 or 50/60 mL. | 267873 |  | March 2020
03 - General Miscellaneous | 03.02 - DRUG DELIVERY DEVICES | 03.02.03 - Infusion Pumps, Battery Powered | 03.02.03.04 - Other Pharmacology |  | QQ720 | 2805 | REM SYSTEMS PTY. LIMITED | Avoset Infusion Pump (single patient use) | The Avoset Infusion Pump is a programmable ambulatory pump intended for controlled infusion at continuous rate, and/or with an intermittent bolus, and/or with a patient bolus and/or with taper, in the hospital and home environments. | 97 x 97 x 47 mm | 426470 |  | November 2024
03 - General Miscellaneous | 03.02 - DRUG DELIVERY DEVICES | 03.02.03 - Infusion Pumps, Battery Powered | 03.02.03.04 - Other Pharmacology |  | RE001 | 2805 | REM SYSTEMS PTY. LIMITED | Bodyguard Pump | Ambulatory Infusion Pump, Battery Powered | One size only | 119623 |  | May 2018
03 - General Miscellaneous | 03.02 - DRUG DELIVERY DEVICES | 03.02.03 - Infusion Pumps, Battery Powered | 03.02.03.04 - Other Pharmacology |  | RE002 | 2805 | REM SYSTEMS PTY. LIMITED | REM Systems Ambulatory Infusion Pump | Ambulatory infusion pump, syringe. Models: NIKI T34 Standard; T34L PCA; T34L | One size only | 131232 |  | May 2018
03 - General Miscellaneous | 03.02 - DRUG DELIVERY DEVICES | 03.02.03 - Infusion Pumps, Battery Powered | 03.02.03.04 - Other Pharmacology |  | RE005 | 2805 | REM SYSTEMS PTY. LIMITED | Sapphire Infusion Pump - Single Patient Use | The Sapphire Infusion Pump is a single-channel, volumetric infusion pump. The Sapphire pump includes the following infusion modes for all indicated uses: Continuous, Intermittent, TPN, PCA, Multi-step, and Epidural. | 5.63 x 3.78 x 1.93 inches | 426907 |  | March 2025 | New listing
03 - General Miscellaneous | 03.02 - DRUG DELIVERY DEVICES | 03.02.03 - Infusion Pumps, Battery Powered | 03.02.03.04 - Other Pharmacology |  | SI034 | 2805 | Smiths Medical Australasia Pty Ltd | CADD-Solis VIP Ambulatory Infusion Pump | Ambulatory Infusion Pump | One size only | 109467 |  | March 2020
03 - General Miscellaneous | 03.02 - DRUG DELIVERY DEVICES | 03.02.03 - Infusion Pumps, Battery Powered | 03.02.03.04 - Other Pharmacology |  | SI045 | 2805 | Smiths Medical Australasia Pty Ltd | CADD®- Solis Pain Management System | Ambulatory Infusion Pump, Battery Powered | 680g excluding accessories | 109467 |  | July 2021
03 - General Miscellaneous | 03.02 - DRUG DELIVERY DEVICES | 03.02.03 - Infusion Pumps, Battery Powered | 03.02.03.04 - Other Pharmacology |  | SI052 | 2805 | Smiths Medical Australasia Pty Ltd | CADD Legacy | CADD Legacy One, CADD Legacy Plus, CADD Legacy PCA | Variants - Continuous, Continuous + Intermittent, PCA | 109467 |  | August 2018
03 - General Miscellaneous | 03.02 - DRUG DELIVERY DEVICES | 03.02.03 - Infusion Pumps, Battery Powered | 03.02.03.04 - Other Pharmacology |  | QQ702 | 2805 | TELEFLEX MEDICAL AUSTRALIA PTY LTD | Reusable Battery Powered Infusion Pump | The Automed3400 can be connected to various reservoirs / I.V bags and syringes, so users have flexibility with their desired delivery volumes. Users can monitor the flow rate, bolus dose, and lock-out time on the LCD. You can use this pump with another sort of liquid medicine bag, so it doesn’t need any special medicine bag for it. LCD continuously monitors all aspects of the pump and delivery. | Can be connected to various reservoirs of all sizes of I.V bags and syringes. | 421412 |  | November 2024
03 - General Miscellaneous | 03.02 - DRUG DELIVERY DEVICES | 03.02.03 - Infusion Pumps, Battery Powered | 03.02.03.05 - Programmable/Reprogrammable Flow Rate and Bolus |  | DQ002 | 407 | BIOQ PHARMA PTY LTD | Weight Dose Dispensor | Programmable Infusion Pump | 50ml | 321942 |  | November 2019
03 - General Miscellaneous | 03.02 - DRUG DELIVERY DEVICES | 03.02.03 - Infusion Pumps, Battery Powered | 03.02.03.05 - Programmable/Reprogrammable Flow Rate and Bolus |  | FX003 | 407 | BTC SPECIALITY HEALTH PTY LTD | ambIT Single Use Regional Kit | The ambIT Single Use Regional Kit contains: a single use ambIT pump, single use administration cassette with male luer lock fitting, 420ml Medibag, the choice of 75mm, 127mm or 154mm fenestrated nerve/wound catheter, a peel away introducer sheath, button guard and patient carry bag. | ambIT Single Use Pump - 55mm x 36mm x 175mm Ambit Single use administration cassette - 20mm x 10mm x 15mm | 190922 190933 190934 228804 228805 243381 |  | July 2019
03 - General Miscellaneous | 03.02 - DRUG DELIVERY DEVICES | 03.02.03 - Infusion Pumps, Battery Powered | 03.02.03.05 - Programmable/Reprogrammable Flow Rate and Bolus |  | FX004 | 407 | BTC SPECIALITY HEALTH PTY LTD | ambIT Single Use | Kit contains: a single use ambIT infusion pump, single use administration cassette with spike fitting, Button Guard, 2 x AA batteries, and patient carry bag | AmbIT Single use Pump - 55mm X 36mm X 175mm AmbIT Single use administration cassette - 20mm X 10mm X 15mm | 228804 228805 |  | July 2019
03 - General Miscellaneous | 03.02 - DRUG DELIVERY DEVICES | 03.02.04 - Infusion Pumps, Spring Powered | 03.02.04.01 - Fixed Flow Rate |  | BX326 | 76 | BAXTER HEALTHCARE PTY LTD | Infusor | Sterile Infusor Devices, Spring Powered | SV Half, 5ml/hr, nominal 60ml vol, max 65ml. SV Single day, 2ml/hr, nominal 48ml vol, max 65ml | 168893 |  | May 2018
03 - General Miscellaneous | 03.02 - DRUG DELIVERY DEVICES | 03.02.04 - Infusion Pumps, Spring Powered | 03.02.04.01 - Fixed Flow Rate | Set | DQ001 | 233 | BIOQ PHARMA PTY LTD | BioQ Pharma ReadyfusOR | Non-electric pre-filled infusion pain kit | 250 ml | 292140 |  | May 2018
03 - General Miscellaneous | 03.02 - DRUG DELIVERY DEVICES | 03.02.04 - Infusion Pumps, Spring Powered | 03.02.04.01 - Fixed Flow Rate | Set | CU001 | 233 | COSUDA PTY LTD | BeeLINE MotIV Infusion Pump (275ml) | External infusion pump, spring powered, fixed flow rate, 275ml set: set includes reservoir, introducer needle, tubing set, priming/flushing syringes, saturation catheter, dressing, syringes. 30min - 7 day infusion | 275ml infuser reservoir = 19cm (7.5") x 7cm (2.8") | 167182 |  | May 2018
03 - General Miscellaneous | 03.02 - DRUG DELIVERY DEVICES | 03.02.04 - Infusion Pumps, Spring Powered | 03.02.04.01 - Fixed Flow Rate | Set | CU002 | 233 | COSUDA PTY LTD | BeeLINE MotIV Infusion Pump (100ml) | External infusion pump, spring powered, fixed flow rate, 100ml set: set includes reservoir, introducer needle, tubing set, priming/flushing syringes, saturation catheter, dressing, syringes. 30min - 7 day infusion | 100ml infusor reservoir = 13cm (5.1") x 7cm (2.8") | 167182 |  | May 2018
03 - General Miscellaneous | 03.02 - DRUG DELIVERY DEVICES | 03.02.04 - Infusion Pumps, Spring Powered | 03.02.04.01 - Fixed Flow Rate |  | QQ827 | 76 | EPIC MEDICAL PTY LTD | eZPush IV Spring Infusion Pump - Single Use only | The eZPush IV Spring Infusion Pump is a SINGLE USE mechanical infusion pump that works independently from main power supplies or batteries, providing constant intravenous (IV) or subcutaneous (SC) infusions in either a 10ml, 30ml or 50ml configuration. The pump works with any Luer Lock tip syringe regardless of the manufacturer whilst the flow rates are managed by either precision tubing (simiular to Springfusor flow controlled tubing) or Flobot Flow Regulator with attached tubing. The Epic Medical tubing is compatible with the GO Medical Springfusor pumps. | 5ml, 10ml, 20ml and 60ml Spring Infusion Pump systems. | 406013 |  | November 2024
03 - General Miscellaneous | 03.02 - DRUG DELIVERY DEVICES | 03.02.04 - Infusion Pumps, Spring Powered | 03.02.04.01 - Fixed Flow Rate | Set | LE002 | 233 | LTR MEDICAL PTY LTD | Springfusor Infusion System - Component # 1 Springfusor Pump/s | #1 Spring Powered Fixed Rate Ambulatory Infusion Pump | Pumps are available as 10ml, 30ml, 50ml | 159494 |  | March 2020
03 - General Miscellaneous | 03.02 - DRUG DELIVERY DEVICES | 03.02.05 - Infusion Pump Accessories | 03.02.05.01 - Kit |  | BX286 | 72 | BAXTER HEALTHCARE PTY LTD | Painfusor Catheter | The Painfusor Catheter is an extended fenestration catheter for the administration of analgesic drugs into surgical wounds to manage acute post-operative pain. Pack contains fenestrated catheter, peel away introducer needle accommodating 19Ga (100 mm length), 3M Tegaderm IV Transparent Film Dressing with border 1633, and GripLok catheter securement device | Catheters are 35cm + Fenestrated section: (35cm + 2.5cm) - total length 37.5cm, (35cm + 7.5cm) - total length 42.5cm, (35cm + 15cm) - total length 50cm, (35cm + 22.5cm) - total length 57.5cm, (35cm + 30 cm) - total length 65cm | 177499 |  | May 2018
03 - General Miscellaneous | 03.02 - DRUG DELIVERY DEVICES | 03.02.05 - Infusion Pump Accessories | 03.02.05.01 - Kit |  | QQ699 | 72 | TELEFLEX MEDICAL AUSTRALIA PTY LTD | Ace Catheter Set with/ without NRFit Leur | Ace Single Catheter Set is used for pain relief. It is intended for regional anesthesia, peripheral nerve block and wound infusion. It comes with or without NRFit leur connections. Each length of catheters provides precise medication delivery to incisions, subcutaneous, near nerve bundles as well as sub-muscular where it is needed. | 2.5cm, 6.5cm, 5cm, 6.5cm, 10cm, 12.5cm, 15cm, 20cm, 30cm | 327940 |  | November 2024
03 - General Miscellaneous | 03.02 - DRUG DELIVERY DEVICES | 03.02.05 - Infusion Pump Accessories | 03.02.05.02 - Administration Cassette |  | FX001 | 26 | BTC SPECIALITY HEALTH PTY LTD | ambIT Infusion Pump Cassette | Single use sterile disposable administration set for use with the ambIT Infusion Pump. The cassette contains a rotary mechanism that pumps the infusion solution at an accurate and controlled rate. The cassette includes an administration line with either a spike fitting or a luer lock fitting depending on the solution bag used. The line has an inline air filter. | 20mm x 10mm x 15mm | 228805 |  | July 2019
03 - General Miscellaneous | 03.02 - DRUG DELIVERY DEVICES | 03.02.05 - Infusion Pump Accessories | 03.02.05.02 - Administration Cassette |  | QQ700 | 26 | BTC SPECIALITY HEALTH PTY LTD | Rythmic Evolution Administration Set | This administration set is intended for the administration of medicines or other liquid substances to the body through a catheter, by positive pressure of a Rythmic infusion pump, through intravenous, intraarterial, central neural block/regional neural block, subcutaneous, intraperitoneal and intraoperative sites (soft tissue, body cavity/surgical wound site). This is a sterile, single-use device. | Full set: 150cm +- 5cm; Spike set: 150cm +- 5cm; Luer set: 150cm +- 5cm; Y-extension line: 19cm +- 0.5cm | 427711 |  | November 2024
03 - General Miscellaneous | 03.02 - DRUG DELIVERY DEVICES | 03.02.05 - Infusion Pump Accessories | 03.02.05.02 - Administration Cassette |  | DE777 | 26 | DEVICE TECHNOLOGIES AUSTRALIA PTY. LTD. | Sapphire Infusion Cassette and Set | The Sapphire Infusion Cassette and set is a one piece microfibre infusion set with non vented spike, pinch clamp, administration cassette, female luer lock, entrance with a back check valve, pinch clamp and spin male leur lock for use with the sapphire infusion system. The materail components are made from PVC-Non DEHP (tubing, connectors), silicon (Y site and tubing and polypropylene (valves) | 210cm | 200689 |  | March 2021
03 - General Miscellaneous | 03.02 - DRUG DELIVERY DEVICES | 03.02.05 - Infusion Pump Accessories | 03.02.05.02 - Administration Cassette |  | QQ718 | 26 | REM SYSTEMS PTY. LIMITED | Avoset Administration Sets | Administration sets to be used with the Avoset Infusion Pump. Each administration set includes a dedicated administration cassette responsible for pump interaction. | 0.4-2.951m length. | 426902 |  | November 2024
03 - General Miscellaneous | 03.02 - DRUG DELIVERY DEVICES | 03.02.05 - Infusion Pump Accessories | 03.02.05.02 - Administration Cassette |  | RE003 | 26 | REM SYSTEMS PTY. LIMITED | Bodyguard Pump infusion sets | Single use sterile disposble infusion set for use with Bodyguard Infusion Pump | 230 cm length | 119624 |  | May 2018
03 - General Miscellaneous | 03.02 - DRUG DELIVERY DEVICES | 03.02.05 - Infusion Pump Accessories | 03.02.05.02 - Administration Cassette |  | RE004 | 26 | REM SYSTEMS PTY. LIMITED | Sapphire Infusion Cassette and Set | Administration sets with a cassette to be used with the Sapphire Infusion Pump. Options include vented/non-vented spike, male/female luer lock, pinch clamp, roller clamp, needle/needleless Y-site, Pressure Activated Valve (PAV), back check valve, NRFit. | 277 - 302.3cm | 426902 |  | March 2025 | New listing
03 - General Miscellaneous | 03.02 - DRUG DELIVERY DEVICES | 03.02.05 - Infusion Pump Accessories | 03.02.05.02 - Administration Cassette |  | SI024 | 26 | Smiths Medical Australasia Pty Ltd | CADD Medication Cassettes | Medication Cassettes for use with CADD pumps | 50 mL, 100mL, 250mL | 145297 316997 |  | November 2019
03 - General Miscellaneous | 03.02 - DRUG DELIVERY DEVICES | 03.02.05 - Infusion Pump Accessories | 03.02.05.03 - Administration Reservoir |  | AN016 | 8 | AUSTRALASIAN MEDICAL & SCIENTIFIC LIMITED | t:slim Cartridge | Cartridge for use with the t:slim X2 System | Pack of 10 | 304681 |  | March 2019
03 - General Miscellaneous | 03.02 - DRUG DELIVERY DEVICES | 03.02.05 - Infusion Pump Accessories | 03.02.05.03 - Administration Reservoir |  | QQ721 | 8 | REM SYSTEMS PTY. LIMITED | Avoset Medication Reservoir | Medication reservoir. | 100ml reservoir & 330mm tube. | 426902 |  | November 2024
03 - General Miscellaneous | 03.02 - DRUG DELIVERY DEVICES | 03.02.05 - Infusion Pump Accessories | 03.02.05.04 - Administration Set |  | QQ826 | 7 | EPIC MEDICAL PTY LTD | eZPush Infusion administration set, controller - single use only | The infusion controller administration sets for Non-electrically Driven Portable Infusion Devices are intended to regulate the flow rate of mechanical infusion pumps are single use only | Many flow rates - 1ml per hour up to 120 ml per hour | 401812 |  | November 2024
03 - General Miscellaneous | 03.02 - DRUG DELIVERY DEVICES | 03.02.05 - Infusion Pump Accessories | 03.02.05.04 - Administration Set |  | QQ719 | 7 | REM SYSTEMS PTY. LIMITED | Avoset Administration Sets | Administration sets to be used with the Avoset Infusion Pump. | 1.687 & 1.697m length. | 426902 |  | November 2024
03 - General Miscellaneous | 03.02 - DRUG DELIVERY DEVICES | 03.02.05 - Infusion Pump Accessories | 03.02.05.04 - Administration Set |  | RE006 | 7 | REM SYSTEMS PTY. LIMITED | Sapphire Infusion Set | Administration sets to be used with the Sapphire Infusion Pump | 71cm | 426902 |  | March 2025 | New listing
03 - General Miscellaneous | 03.02 - DRUG DELIVERY DEVICES | 03.02.05 - Infusion Pump Accessories | 03.02.05.04 - Administration Set |  | SI026 | 7 | Smiths Medical Australasia Pty Ltd | CADD Administration Set 175cm TOTM tubing | For use with SI036 | 250 mL | 145297 |  | May 2018
03 - General Miscellaneous | 03.02 - DRUG DELIVERY DEVICES | 03.02.05 - Infusion Pump Accessories | 03.02.05.04 - Administration Set |  | SI028 | 7 | Smiths Medical Australasia Pty Ltd | CADD Extention Set | CADD Extension set for use with CADD Pumps | Various | 145297 317222 |  | March 2020
03 - General Miscellaneous | 03.02 - DRUG DELIVERY DEVICES | 03.02.05 - Infusion Pump Accessories | 03.02.05.04 - Administration Set |  | SI040 | 7 | Smiths Medical Australasia Pty Ltd | Administration Set | Administration Set for use with CADD pump | Various configurations | 145297 316996 |  | July 2019
03 - General Miscellaneous | 03.02 - DRUG DELIVERY DEVICES | 03.02.05 - Infusion Pump Accessories | 03.02.05.05 - Other |  | QQ705 | 45 | LTR MEDICAL PTY LTD | CIMPAX C CAT Catheter | Surgical Site Infusion Catheters | Catheter Kit 6 hole 2.5cm Catheter Kit 12 hole 6.5cm Catheter Kit 30 hole 15cm Catheter Kit 42 hole 21cm Catheter Kit 60 hole 30cm | 331701 |  | November 2024
03 - General Miscellaneous | 03.02 - DRUG DELIVERY DEVICES | 03.02.05 - Infusion Pump Accessories | 03.02.05.05 - Other |  | SI046 | 45 | Smiths Medical Australasia Pty Ltd | Pump Pouch, single use | Pump pouch, single use 50/100mL | 50/100mL | 109467 |  | July 2019
03 - General Miscellaneous | 03.03 - ENTERAL TUBES | 03.03.01 - Feeding Tubes |  |  | KI010 | 161 | Avanos Medical Australia Pty Ltd | Corflo Max 20fg PEG Kit "Pull Type" | Sterile enteral feeding tube with accessories | 20fg | 196774 |  | May 2018
03 - General Miscellaneous | 03.03 - ENTERAL TUBES | 03.03.02 - Gastrostomy Tubes | 03.03.02.01 - Initial |  | KI001 | 185 | Avanos Medical Australia Pty Ltd | HALYARD* MIC*Percutaneous Endoscopic Gastrostomy (P.E.G) Feeding Tubes / Kits, Enfit and Non-Enfit | Sterile enteral feeding tube with accessories | 14Fr, 20Fr, 24Fr | 248293 |  | May 2018
03 - General Miscellaneous | 03.03 - ENTERAL TUBES | 03.03.02 - Gastrostomy Tubes | 03.03.02.01 - Initial |  | KI002 | 185 | Avanos Medical Australia Pty Ltd | Halyard* MIC* Percutaneous Endoscopic Gastrostomy (P.E.G) Feeding BASIC Tubes/Kits Enfit and Non-Enf | Sterile enteral feeding tube with accessories | 14 Fr, 20 Fr, 24 Fr | 248293 |  | May 2018
03 - General Miscellaneous | 03.03 - ENTERAL TUBES | 03.03.02 - Gastrostomy Tubes | 03.03.02.01 - Initial |  | KI004 | 185 | Avanos Medical Australia Pty Ltd | MIC-KEY Low Profile Balloon Gastrostomy Feeding Tubes/Kits, ENFit | Sterile Low Profile Enteral Feeding Tube with Accessories | 14FR to 24 Fr ; 0.8cm to 5.0cm | 260222 |  | March 2020
03 - General Miscellaneous | 03.03 - ENTERAL TUBES | 03.03.02 - Gastrostomy Tubes | 03.03.02.01 - Initial |  | BA047 | 185 | BARD AUSTRALIA PTY. LIMITED | Gastrostomy Tube | Silicone Tubes and Replacement Tubes | 12Fr - 28Fr | 141582 141583 |  | May 2018
03 - General Miscellaneous | 03.03 - ENTERAL TUBES | 03.03.02 - Gastrostomy Tubes | 03.03.02.01 - Initial |  | BS141 | 185 | BOSTON SCIENTIFIC PTY LTD | EndoVive Initial Feeding Tube | Silicone enteral feeding tube | Up to 24 Fr | 159455 |  | May 2018
03 - General Miscellaneous | 03.03 - ENTERAL TUBES | 03.03.02 - Gastrostomy Tubes | 03.03.02.01 - Initial |  | DO020 | 185 | CARDINAL HEALTH AUSTRALIA 503 PTY LTD. | Kangaroo Skin Level Cage Gastrostomy Kit | Skin level non-balloon internal retention bolster gastrostomy kit, including gastrostomy tube, accessory bolus and continuous feeding tubes syringes for inflation and flushing. Patient handbook | 12fg x 1.2cm, 12fg x 1.5cm, 12fg x 2.0cm, 12fg x 2.5cm, 12fg x 3.0cm, 12fg x 3.5cm, 12fg x 4.0cm, 12fg x 4.5cm, 12fg x 5.0cm, 16fg x 1.5cm, 16fg x 1.7cm, 16fg x 2.0cm, 16fg x 2.4cm, 16fg x 2.7cm, 16fg x 3.0cm, 16fg x 3.5cm, 20fg x 1.5cm, 20fg x 2.0cm, 20fg x 2.5cm, 20fg x 3.0cm, 20fg x 3.5cm, 20fg x 4.0cm, 20fg x 4.5cm | 185673 |  | July 2019
03 - General Miscellaneous | 03.03 - ENTERAL TUBES | 03.03.02 - Gastrostomy Tubes | 03.03.02.01 - Initial |  | DO022 | 185 | CARDINAL HEALTH AUSTRALIA 503 PTY LTD. | Kangaroo Skin Level Balloon Gastrostomy Kit | Skin level silicone balloon gastrostomy kit, including gastronomy tube accessory bolus and continuous feeding tubes, syringes for inflation and flushing, Patient Handbook | 12-24 Fr., 0.8-5 cm, 3-8ml. | 185673 |  | July 2019
03 - General Miscellaneous | 03.03 - ENTERAL TUBES | 03.03.02 - Gastrostomy Tubes | 03.03.02.01 - Initial |  | DO023 | 185 | CARDINAL HEALTH AUSTRALIA 503 PTY LTD. | Kangaroo Single Pass PEG | Single Pass PEG | 16fg, 20fg | 141188 |  | July 2019
03 - General Miscellaneous | 03.03 - ENTERAL TUBES | 03.03.02 - Gastrostomy Tubes | 03.03.02.01 - Initial |  | DE536 | 185 | DEVICE TECHNOLOGIES AUSTRALIA PTY. LTD. | Capsule Monarch G Tube | Conventional Length Non Balloon Gastronomy Tube. | 12F, 14F, 18F, 20F, 10cm length, available with or without guidewire. | 181742 |  | May 2018
03 - General Miscellaneous | 03.03 - ENTERAL TUBES | 03.03.02 - Gastrostomy Tubes | 03.03.02.01 - Initial |  | DE541 | 185 | DEVICE TECHNOLOGIES AUSTRALIA PTY. LTD. | Balloon G-Tube | Conventional Length Balloon Gastrostomy tube | 12F-24F; Length: 10cm; Balloon fill volumes from 2 -15ml depending on French size. | 181742 |  | May 2018
03 - General Miscellaneous | 03.03 - ENTERAL TUBES | 03.03.02 - Gastrostomy Tubes | 03.03.02.01 - Initial |  | DE546 | 185 | DEVICE TECHNOLOGIES AUSTRALIA PTY. LTD. | Capsule Dome G-Tube | Conventional Length Dome Gastrostomy Tube | 20Fr, 10cm length, available with or without guidewire. | 181742 |  | May 2018
03 - General Miscellaneous | 03.03 - ENTERAL TUBES | 03.03.02 - Gastrostomy Tubes | 03.03.02.01 - Initial |  | DE564 | 185 | DEVICE TECHNOLOGIES AUSTRALIA PTY. LTD. | Mini ONE Balloon Button | Low Profile Balloon Gastrostomy Tube | 12F to 24F and length 0.8 - 6.5cms; Balloon Fill Volumes: 2-15ml | 181741 |  | May 2018
03 - General Miscellaneous | 03.03 - ENTERAL TUBES | 03.03.02 - Gastrostomy Tubes | 03.03.02.01 - Initial |  | FK008 | 185 | FRESENIUS KABI AUSTRALIA PTY LIMITED | Freka PEG, ENFit | PEG polyurethane tube with a proximal cone and integrated fixation loop, radio-opaque strip, measuring marks over a length of l-16 cm at 2 cm intervals, radio-opaque silicone retention plate, and a rounded distal opening | 9 Fr x 30 cm 15 Fr x 35 cm 20 Fr x 35 cm | 126460 |  | March 2019
03 - General Miscellaneous | 03.03 - ENTERAL TUBES | 03.03.02 - Gastrostomy Tubes | 03.03.02.01 - Initial |  | FK011 | 185 | FRESENIUS KABI AUSTRALIA PTY LIMITED | Freka Pexact, FR 15 set II, ENFit | Kit consisting of a gastropexy device (Loop Fixture II), trocar with peel-away sheath, and silicone balloon tube for direct puncture gastrostomy | Trocar with peel-away sheath:16 Fr, length 17.5 cm Silicone balloon tube:15 Fr, shaft length 23 ± 1 cm | 285517 |  | March 2019
03 - General Miscellaneous | 03.03 - ENTERAL TUBES | 03.03.02 - Gastrostomy Tubes | 03.03.02.01 - Initial |  | FK013 | 185 | FRESENIUS KABI AUSTRALIA PTY LIMITED | Freka Belly Button Comfort Kit, ENFit | Gastric replacement system consisting of Freka Belly Button, insertion introducer, 2 compresses, syringe for filling balloon, lubricant gel, Seldinger wire, Freka Button Extension Sets 1 and 2, and Freka Connect. An Initial Placement System (PEG) would have been placed at least 4 weeks prior. | 12 Fr x 1.0cm ,12 Fr x 1.5cm, 12 Fr x 2.0cm, 12 Fr x 2.5cm, 12 Fr x 3.0cm, 12 Fr x 3.5cm, 12 Fr x 4.0cm, 12 Fr x 4.5cm,12 Fr x 5.0cm 14 Fr x 1.0cm, 14 Fr x 1.5cm, 14 Fr x 2.0cm, 14 Fr x 2.5cm, 14 Fr x 3.0cm, 14 Fr x 3.5cm,14 Fr x 4.0cm,14 Fr x 4.5cm, 14 Fr x 5.0cm 16 Fr x 1.0cm, 16 Fr x 1.5cm, 16 Fr x 2.0cm, 16 Fr x 2.5cm, 16 Fr x 3.0cm, 16 Fr x 3.5cm,16 Fr x 4.0cm,16 Fr x 4.5cm, 16 Fr x 5.0cm 18 Fr x 1.0cm, 18 Fr x 1.5cm, 18 Fr x 2.0cm, 18 Fr x 2.5cm, 18 Fr x 3.0cm, 18 Fr x 3.5cm,18 Fr x 4.0cm,18 Fr x 4.5cm, 18 Fr x 5.0cm 20 Fr x 1.0cm, 20 Fr x 1.5cm, 20 Fr x 2.0cm, 20 Fr x 2.5cm, 20 Fr x 3.0cm, 20 Fr x 3.5cm,20 Fr x 4.0cm, 20 Fr x 4.5cm, 20 Fr x 5.0cm 24 Fr x 1.0cm, 24 Fr x 1.5cm, 24 Fr x 2.0cm, 24 Fr x 2.5cm, 24 Fr x 3.0cm, 24 Fr x 3.5cm, 24 Fr x 4.0cm, 24 Fr x 4.5cm, 24 Fr x 5.0cm | 126462 |  | March 2019
03 - General Miscellaneous | 03.03 - ENTERAL TUBES | 03.03.02 - Gastrostomy Tubes | 03.03.02.01 - Initial |  | FK018 | 185 | FRESENIUS KABI AUSTRALIA PTY LIMITED | Freka Belly Button Basic Kit, ENFit | Gastric replacement system consisting of 1 Freka Belly Button, 1 insertion introducer, 2 compresses, 1 Luer syringe for filling balloon, 1 lubricant gel, 1 X10 ml ampoule of sterile water. An Initial Placement System (PEG) would have been placed at least 4 weeks prior. | 12 Fr x 1.0cm ,12 Fr x 1.5cm, 12 Fr x 2.0cm, 12 Fr x 2.5cm, 12 Fr x 3.0cm, 12 Fr x 3.5cm, 12 Fr x 4.0cm, 12 Fr x 4.5cm,12 Fr x 5.0cm 14 Fr x 1.0cm, 14 Fr x 1.5cm, 14 Fr x 2.0cm, 14 Fr x 2.5cm, 14 Fr x 3.0cm, 14 Fr x 3.5cm,14 Fr x 4.0cm,14 Fr x 4.5cm, 14 Fr x 5.0cm 16 Fr x 1.0cm, 16 Fr x 1.5cm, 16 Fr x 2.0cm, 16 Fr x 2.5cm, 16 Fr x 3.0cm, 16 Fr x 3.5cm,16 Fr x 4.0cm,16 Fr x 4.5cm, 16 Fr x 5.0cm 18 Fr x 1.0cm, 18 Fr x 1.5cm, 18 Fr x 2.0cm, 18 Fr x 2.5cm, 18 Fr x 3.0cm, 18 Fr x 3.5cm,18 Fr x 4.0cm,18 Fr x 4.5cm, 18 Fr x 5.0cm 20 Fr x 1.0cm, 20 Fr x 1.5cm, 20 Fr x 2.0cm, 20 Fr x 2.5cm, 20 Fr x 3.0cm, 20 Fr x 3.5cm,20 Fr x 4.0cm, 20 Fr x 4.5cm, 20 Fr x 5.0cm 24 Fr x 1.0cm, 24 Fr x 1.5cm, 24 Fr x 2.0cm, 24 Fr x 2.5cm, 24 Fr x 3.0cm, 24 Fr x 3.5cm, 24 Fr x 4.0cm, 24 Fr x 4.5cm, 24 Fr x 5.0cm | 126462 |  | July 2021
03 - General Miscellaneous | 03.03 - ENTERAL TUBES | 03.03.02 - Gastrostomy Tubes | 03.03.02.01 - Initial |  | WC185 | 185 | WILLIAM A. COOK AUSTRALIA PTY. LTD. | Percutaneous Endoscopic Gastrostomy (PEG) System | PEG Enteral Feeding Kit - Push or Pull System | 18, 20, 24 FR | 135063 |  | May 2018
03 - General Miscellaneous | 03.03 - ENTERAL TUBES | 03.03.02 - Gastrostomy Tubes | 03.03.02.02 - Subsequent |  | KI005 | 82 | Avanos Medical Australia Pty Ltd | MIC-KEY Low Profile Balloon Feeding Accessories | MIC-KEY Extension Sets, ENFit, available in a variety of sizes and options including, bolus and y-port with straight or right-angle connectors. MIC-KEY Medication Set is also available, ENFit. | 30.5cm, 60.9cm, 5.1cm | 261430 |  | November 2021
03 - General Miscellaneous | 03.03 - ENTERAL TUBES | 03.03.02 - Gastrostomy Tubes | 03.03.02.02 - Subsequent |  | KI007 | 82 | Avanos Medical Australia Pty Ltd | MIC* Gastrostomy Feeding Tube; MIC* Bolus Gastrostomy Feeding Tube, ENFit | Medical Grade Silicone Construction. Inflatable Silicone Internal Retention Balloon, SECUR-LOK* External Retention Ring, ENFit Feeding Port Connector, Tapered Distal Tip, Radiopaque Stripe along length of Tube | 12Fr - 2-3ml balloon, 14Fr - 3-5ml balloon, 16Fr - 3-5ml balloon, 18Fr - 7-10ml balloon, 20Fr - 7-10ml balloon, 22Fr - 7-10ml balloon, 24Fr - 7-10ml balloon, 26Fr - 7-10ml balloon, 28Fr - 7-10ml balloon, 30Fr - 7-10ml balloon | 248293 |  | November 2021
03 - General Miscellaneous | 03.03 - ENTERAL TUBES | 03.03.02 - Gastrostomy Tubes | 03.03.02.02 - Subsequent |  | BS142 | 82 | BOSTON SCIENTIFIC PTY LTD | EndoVive Replacement Feeding Tube | Silicone enteral feeding tube | Up to 28 Fr | 159455 160876 |  | May 2018
03 - General Miscellaneous | 03.03 - ENTERAL TUBES | 03.03.02 - Gastrostomy Tubes | 03.03.02.02 - Subsequent |  | DO021 | 82 | CARDINAL HEALTH AUSTRALIA 503 PTY LTD. | Kangaroo Gastrostomy Feeding Tubes | 100% silicone gastrostomy with internal retention balloon | 12fg, 14fg, 16fg, 18fg, 20fg, 22fg, 24fg | 185454 |  | July 2019
03 - General Miscellaneous | 03.03 - ENTERAL TUBES | 03.03.02 - Gastrostomy Tubes | 03.03.02.02 - Subsequent |  | DO024 | 82 | CARDINAL HEALTH AUSTRALIA 503 PTY LTD. | Kangaroo™ Percutaneous Endoscopic Gastrostomy Feeding Tube Accessories | Feeding Adaptors | 16Fr/Ch, 20Fr/Ch - PEG Adaptors | 184804 |  | July 2019
03 - General Miscellaneous | 03.03 - ENTERAL TUBES | 03.03.02 - Gastrostomy Tubes | 03.03.02.02 - Subsequent |  | FK012 | 82 | FRESENIUS KABI AUSTRALIA PTY LIMITED | Freka Gastrotube, FR 15, ENFit | Gastric replacement system intended for use for long-term intragastric feeding within a fully formed and healed stoma. An Initial Placement System (PEG) would have been placed at least 4 weeks prior. Made of silicone rubber. | Fits 15 Fr | 126462 |  | March 2019
03 - General Miscellaneous | 03.03 - ENTERAL TUBES | 03.03.02 - Gastrostomy Tubes | 03.03.02.02 - Subsequent |  | NF001 | 82 | NUTRICIA AUSTRALIA PTY LIMITED | Flocare Gastrostomy tube (G-tube) | The Flocare Gastrostomy tube can be used as a replacement of an existing gastrostomy tube (PEG or G-tube) or as an initial gastrostomy tube during a surgical intervention. This balloon tube is made of medical grade silicone. | Ch14, 18, 20 | 120000 |  | May 2018
03 - General Miscellaneous | 03.03 - ENTERAL TUBES | 03.03.02 - Gastrostomy Tubes | 03.03.02.02 - Subsequent |  | WC334 | 82 | WILLIAM A. COOK AUSTRALIA PTY. LTD. | Entuit Thrive Balloon Retention Gastrostomy Feeding Tube | The gastrostomy feeding tube is a sterile device consisting of a silicone balloon, bi-lumen shaft, three-port funnel and bolster. | 12-24 Fr | 226890 |  | May 2018
03 - General Miscellaneous | 03.03 - ENTERAL TUBES | 03.03.02 - Gastrostomy Tubes | 03.03.02.03 - Placement set |  | WC335 | 99 | WILLIAM A. COOK AUSTRALIA PTY. LTD. | Entuit Start Initial Placement Gastrostomy Set | Used to assist with the initial placement of feeding tubes while performing a gastrostomy. The set contains multiple dilators, Peel-Away sheath introducer(s) with dilator(s), a wire guide and needle. | Small (dilator 12, 14 Fr), Medium (dilator 16,18 Fr) and Large (dilator 20,22,24 Fr). | 219806 |  | May 2018
03 - General Miscellaneous | 03.03 - ENTERAL TUBES | 03.03.03 - Jejunostomy Tubes |  | Port | KI014 | 451 | Avanos Medical Australia Pty Ltd | MIC* Jejunostomy Feeding Tube | Sterile Jejunal Enteral Feeding Tube with Suture Wings (2 eaches per case) | 14fg / 9fg | 248294 |  | March 2020
03 - General Miscellaneous | 03.03 - ENTERAL TUBES | 03.03.03 - Jejunostomy Tubes |  | Port | KI016 | 451 | Avanos Medical Australia Pty Ltd | MIC* & MIC-KEY* Gastric-Jejunal Feeding Tubes, ENFit | MIC* Standard Gastric-Jejunal Feeding Tube: Medical Grade Silicone Construction, Inflatable Internal Retention Balloon, Gastric Decompression/Drainage Port, Multiple Gastric & Jejunal Exit Ports, Tungsten Weighted Jejunal Portion, SECUR-LOK* External Retention Ring. MIC-KEY* Low-Profile Gastric-Jejunal Feeding Tube: Low-profile Design, Medical Grade Silicone Construction, Inflatable Internal Retention Balloon, Gastric Decompression/Drainage Port, Multiple Gastric & Jejunal Exit Ports, Tungsten Weighted Jejunal Portion, SECUR-LOK* Connection Mechanism for Extension Sets | MIC*: 16 - 22 French, 15cm - 45cm Jejunal Length MIC-KEY*: 14 - 22 French, 15cm - 45cm Jejunal Length, 1cm - 7cm Stoma Length | 248294 |  | March 2020
03 - General Miscellaneous | 03.03 - ENTERAL TUBES | 03.03.03 - Jejunostomy Tubes |  | Port | KI017 | 451 | Avanos Medical Australia Pty Ltd | MIC* & MIC-KEY* Balloon Jejunal Feeding Tubes | MIC* Standard Balloon Jejunal Feeding Tube and MIC-KEY* Low-Profile Balloon Feeding Tube are designed for the delivery of enteral nutrition and medication into the distal duodenum or proximal jejunum. They have a medical grade silicone construction with a single access port labeled 'Jejunal'. Wide range of sizes available. | MIC*: 12 - 24 French, 2-3ml Balloon (12Fr) 7-10ml Balloon volume (14-24Fr) MIC-KEY*: 14 & 18 French, 0.8cm - 4.5cm stoma length, 5ml balloon (max fill volume 10ml) | 248294 |  | March 2020
03 - General Miscellaneous | 03.03 - ENTERAL TUBES | 03.03.03 - Jejunostomy Tubes |  | Port | FK009 | 451 | FRESENIUS KABI AUSTRALIA PTY LIMITED | Freka Intestinal Tube, ENFit | Intestinal extension tube for the gastric Freka PEG FR 15 or FR 20. Made with integrated Teflon-coated wire with fitted Y-Connector and blue fixation screw, radio-opaque strip, interval markings every 10 cm, distal pigtail bend tip, 4 lateral outlet ports, straight open flexible tube with small antenna end | 9 Fr x 120 cm 12 Fr x 120 cm | 126461 |  | March 2019
03 - General Miscellaneous | 03.03 - ENTERAL TUBES | 03.03.03 - Jejunostomy Tubes |  | Port | FK010 | 451 | FRESENIUS KABI AUSTRALIA PTY LIMITED | Freka FCJ Set FR 9, ENFit | System consisting of Freka polyurethrane tube, Freka ENfit Connector, Freka fixation plate, Freka tube clamp, long cannula with blunt steel mandrin for catheterisation of the jejenum, and short cannula for puncturing the abdominal wall | 9 Fr, length 75 cm | 126461 |  | March 2019
03 - General Miscellaneous | 03.03 - ENTERAL TUBES | 03.03.03 - Jejunostomy Tubes |  | Port | FK014 | 451 | FRESENIUS KABI AUSTRALIA PTY LIMITED | Freka Endolumina, ENFit | Single lumen feeding tube for the early jejunal feeding for ICU patients | 8 Fr, length 270 cm | 125846 |  | March 2019
03 - General Miscellaneous | 03.03 - ENTERAL TUBES | 03.03.03 - Jejunostomy Tubes |  | Port | FK015 | 451 | FRESENIUS KABI AUSTRALIA PTY LIMITED | Freka EasyIn, ENFit | Double lumen feeding and decompression tube for the early jejunal feeding and gastric decompression for ICU patients | Intestinal tube: 8 Fr, 270 cm Gastric tube: 16 Fr, 100 cm | 405292 |  | November 2023
03 - General Miscellaneous | 03.03 - ENTERAL TUBES | 03.03.03 - Jejunostomy Tubes |  | Port | FK016 | 451 | FRESENIUS KABI AUSTRALIA PTY LIMITED | Freka Trelumina, ENFit | Transanasal, 3-lumen polyurethane tube for early jejunal feeding and gastric decompression in ICU patients | Intestinal feeding lumen: 9 Fr, length 150 cm Gastric decompression lumen: 16 Fr, length 95 cm Gastric ventilation valve: internal diameter 1.2 mm, length 95 cm | 405292 |  | November 2023
03 - General Miscellaneous | 03.03 - ENTERAL TUBES | 03.03.03 - Jejunostomy Tubes |  |  | WC098 | 154 | WILLIAM A. COOK AUSTRALIA PTY. LTD. | Cook Jejunostomy Catheters | Composition - Catheter Radiopaque Stripe, includes Wireguide, Airplug, Fixation Device | 12fr, length 66cm | 139342 |  | May 2018
03 - General Miscellaneous | 03.03 - ENTERAL TUBES | 03.03.03 - Jejunostomy Tubes |  |  | WC099 | 154 | WILLIAM A. COOK AUSTRALIA PTY. LTD. | Cook Jejunostomy Catheters | Composition - Catheter Radiopaque Stripe, includes Wireguide, Airplug, Fixation Device | 9fr, Length 60cm | 139342 |  | May 2018
03 - General Miscellaneous | 03.03 - ENTERAL TUBES | 03.03.04 - Caecostomy Tubes |  |  | WC197 | 320 | WILLIAM A. COOK AUSTRALIA PTY. LTD. | Cook Irrigation Catheter | Chait Percutaneous Cecostomy Catheter | 10fr, Standard or Extra Long | 138361 |  | May 2018
03 - General Miscellaneous | 03.05 - HAEMOSTATIC DEVICES | 03.05.01 - Occluder Pin |  |  | PV001 | 286 | PROFILE MEDICAL DEVICES PTY LTD | Haemorrhage Occluder Pin with applicator | Designed to control severe presacral bleeding during pelvic surgery. | Two sizes: 10mm and 14mm | 133897 |  | August 2018
03 - General Miscellaneous | 03.05 - HAEMOSTATIC DEVICES | 03.05.02 - Powder |  |  | BA260 | 45 | BARD AUSTRALIA PTY. LIMITED | Arista AH | Arista Absorbable Haemostatic Particles | 1g | 233611 |  | May 2018
03 - General Miscellaneous | 03.05 - HAEMOSTATIC DEVICES | 03.05.02 - Powder |  |  | BA261 | 132 | BARD AUSTRALIA PTY. LIMITED | Arista AH | Arista Absorbable Haemostatic Particles | 3g | 233611 |  | March 2023
03 - General Miscellaneous | 03.05 - HAEMOSTATIC DEVICES | 03.05.02 - Powder |  |  | BA262 | 217 | BARD AUSTRALIA PTY. LIMITED | Arista AH | Arista Absorbable Haemostatic Particles | 5g | 276133 |  | March 2025 | Change to ARTG
03 - General Miscellaneous | 03.05 - HAEMOSTATIC DEVICES | 03.05.02 - Powder |  |  | BA301 | 45 | BARD AUSTRALIA PTY. LIMITED | Avitene MCH | Avitene MCH Flour is a Microfibrillar 100% bovine collagen, topical haemostat which does not contain Thrombin. Flour is defined as a loose fibrous which can be manipulated to conform to any shape or surface. Avitene™ (MCH), in contact with a bleeding surface, attracts platelets which adhere to the fibrils and undergo the release phenomenon to trigger aggregation of platelets into thrombi in the interstices of the fibrous mass. | 0.5 gram 1.0 gram 5.0 gram | 332522 |  | July 2021
03 - General Miscellaneous | 03.05 - HAEMOSTATIC DEVICES | 03.05.02 - Powder |  |  | BX336 | 107 | BAXTER HEALTHCARE PTY LTD | OSTENE Bone Haemostasis material 2.5g | OSTENE is a water soluble polymer which provides immediate bone haemostasis, ie a bone haemostasis material, in surgical procedures | 2.5g per stick | 229426 |  | November 2023
03 - General Miscellaneous | 03.05 - HAEMOSTATIC DEVICES | 03.05.02 - Powder |  |  | BX337 | 158 | BAXTER HEALTHCARE PTY LTD | Ostene 3.5g Bone Haemostasis material | OSTENE is a water soluble polymer which provides immediate bone haemostasis, ie a bone haemostasis material, in surgical procedures | 3.5g | 229426 |  | July 2022
03 - General Miscellaneous | 03.05 - HAEMOSTATIC DEVICES | 03.05.02 - Powder |  |  | BX345 | 132 | BAXTER HEALTHCARE PTY LTD | PerClot Laparascopic | PerClot Polysaccharide Hemostatic System | 3 grams | 164507 |  | March 2023
03 - General Miscellaneous | 03.05 - HAEMOSTATIC DEVICES | 03.05.02 - Powder |  |  | BX346 | 45 | BAXTER HEALTHCARE PTY LTD | PerClot Standard & XL - 1 gram | PerClot Polysaccharide Hemostatic System | 1 gram | 162991 275318 |  | November 2023
03 - General Miscellaneous | 03.05 - HAEMOSTATIC DEVICES | 03.05.02 - Powder |  |  | BX347 | 132 | BAXTER HEALTHCARE PTY LTD | PerClot Standard & XL - 3 grams | PerClot Polysaccharide Hemostatic System | 3 grams | 162991 275318 |  | March 2023
03 - General Miscellaneous | 03.05 - HAEMOSTATIC DEVICES | 03.05.02 - Powder |  |  | BX348 | 217 | BAXTER HEALTHCARE PTY LTD | PerClot Standard | PerClot Polysaccharide Hemostatic System | 5 gram | 162991 |  | November 2023
03 - General Miscellaneous | 03.05 - HAEMOSTATIC DEVICES | 03.05.02 - Powder |  |  | XQ001 | 217 | BTC CARDIO PTY LTD | HaemoCer Haemostatic Powder | Absorbable Polysaccharide Haemostat | 5gms | 205062 |  | March 2025 | Billing code transferred from AB083 Sponsor transferred from Advanced Biomedical Pty Ltd
03 - General Miscellaneous | 03.05 - HAEMOSTATIC DEVICES | 03.05.02 - Powder |  |  | XQ002 | 90 | BTC CARDIO PTY LTD | HaemoCer Haemostatic Powder | Absorbable Polysaccharide Haemostat | 2gms | 205062 |  | March 2025 | Billing code transferred from AB084 Sponsor transferred from Advanced Biomedical Pty Ltd
03 - General Miscellaneous | 03.05 - HAEMOSTATIC DEVICES | 03.05.02 - Powder |  |  | JJ636 | 45 | JOHNSON & JOHNSON MEDICAL PTY LTD | Spongostan Absorbable Haemostatic Gelatin Powder | 1 g Porcine Absorbable Haemostatic Gelatin Powder | 1 gram | 144853 |  | May 2018
03 - General Miscellaneous | 03.05 - HAEMOSTATIC DEVICES | 03.05.02 - Powder |  |  | MN234 | 132 | JOHNSON & JOHNSON MEDICAL PTY LTD | Surgicel Powder | Absorbable Haemostatic Powder | 3.0grams | 296463 |  | March 2023
03 - General Miscellaneous | 03.05 - HAEMOSTATIC DEVICES | 03.05.02 - Powder |  |  | LH408 | 45 | LIFEHEALTHCARE PTY LIMITED | Geli Putty(Powder, 1g) | Geli Putty is a single- use, water insoluble, fully bioabsorbable gelatin powder comprising milled sponges (Gelita-Spon) made from 100% pharmaceutical grade porcine gelatin mixed with sterile liquid (e.g. saline or antibiotic solution) prior to use. | 1 gram | 155091 |  | May 2018
03 - General Miscellaneous | 03.05 - HAEMOSTATIC DEVICES | 03.05.02 - Powder |  |  | BF024 | 132 | MATRIX MEDICAL INNOVATIONS PTY LTD | NexStat | The Topical Hemostatic powder consists of purified potato starch polysaccharide. These products are sterile packed and intended for single use. | 3grams | 280607 |  | March 2023
03 - General Miscellaneous | 03.05 - HAEMOSTATIC DEVICES | 03.05.02 - Powder |  |  | SV053 | 45 | Signature Spine and Joint Pty Ltd | Starsil Haemostat | Plant based haemostatic powder | 1g | 230577 |  | May 2018
03 - General Miscellaneous | 03.05 - HAEMOSTATIC DEVICES | 03.05.02 - Powder |  |  | SV054 | 90 | Signature Spine and Joint Pty Ltd | Starsil Haemostat | Plant based haemostatic powder | 2g | 230577 |  | July 2022
03 - General Miscellaneous | 03.05 - HAEMOSTATIC DEVICES | 03.05.02 - Powder |  |  | SV055 | 217 | Signature Spine and Joint Pty Ltd | Starsil Haemostat | Plant based haemostatic powder | 5g | 230577 |  | November 2023
03 - General Miscellaneous | 03.05 - HAEMOSTATIC DEVICES | 03.05.02 - Powder | 03.05.02.01 - Integrated Delivery System |  | VM001 | 154 | Vitramed Pty Ltd | EndoClot Kit | Polysaccharide haemostatic system | 2g particles, 2300mm catheter length | 204921 |  | May 2018
03 - General Miscellaneous | 03.05 - HAEMOSTATIC DEVICES | 03.05.02 - Powder | 03.05.02.01 - Integrated Delivery System | > 10 grams | WA004 | 497 | WILLIAM A. COOK AUSTRALIA PTY. LTD. | Hemospray Endoscopic Hemostat | Inorganic haemostatic agent | 20 grams of powder Catheter: 7-10Fr, length 220cm. | 276342 |  | March 2022
03 - General Miscellaneous | 03.05 - HAEMOSTATIC DEVICES | 03.05.02 - Powder | 03.05.02.02 - Delivery Catheter |  | BA284 | 46 | BARD AUSTRALIA PTY. LIMITED | Arista AH FlexiTip XL-R Applicator | Rigid Dual lumen applicator for Arista AH, 38cm long specifically designe for Robotic surgery | 38 cm | 258012 |  | November 2019
03 - General Miscellaneous | 03.05 - HAEMOSTATIC DEVICES | 03.05.02 - Powder | 03.05.02.02 - Delivery Catheter |  | BA285 | 46 | BARD AUSTRALIA PTY. LIMITED | Arista AH Flextip and Flextip XL | Extender tip for delivery of Arista AH powder | 14cm 38cm | 258012 |  | November 2019
03 - General Miscellaneous | 03.05 - HAEMOSTATIC DEVICES | 03.05.03 - Sponges | 03.05.03.01 - Absorbable ≤75cm² |  | JJ003 | 8 | JOHNSON & JOHNSON MEDICAL PTY LTD | Spongostan Absorbable Haemostat | Standard (Box of 20) | 70 x 50 x 10mm | 144852 |  | May 2018
03 - General Miscellaneous | 03.05 - HAEMOSTATIC DEVICES | 03.05.03 - Sponges | 03.05.03.01 - Absorbable ≤75cm² |  | JJ005 | 8 | JOHNSON & JOHNSON MEDICAL PTY LTD | Spongostan Absorbable Haemostat | Special (Box of 20) | 70 x 50 x 1mm | 144852 |  | May 2018
03 - General Miscellaneous | 03.05 - HAEMOSTATIC DEVICES | 03.05.03 - Sponges | 03.05.03.01 - Absorbable ≤75cm² | Anatomically Conforming | JJ006 | 15 | JOHNSON & JOHNSON MEDICAL PTY LTD | Spongostan Absorbable Haemostat | Anal 20s (Box of 20) | 80 x 30mm | 144852 |  | May 2018
03 - General Miscellaneous | 03.05 - HAEMOSTATIC DEVICES | 03.05.03 - Sponges | 03.05.03.01 - Absorbable ≤75cm² | Anatomically Conforming | JJ007 | 15 | JOHNSON & JOHNSON MEDICAL PTY LTD | Spongostan Absorbable Haemostat | Anal 5s (Box of 5) | 80 x 30mm | 144852 |  | May 2018
03 - General Miscellaneous | 03.05 - HAEMOSTATIC DEVICES | 03.05.03 - Sponges | 03.05.03.01 - Absorbable ≤75cm² |  | JJ015 | 8 | JOHNSON & JOHNSON MEDICAL PTY LTD | Spongostan Absorbable Haemostat | Dental (Box of 24) | 10 x 10 x 10mm | 144852 |  | May 2018
03 - General Miscellaneous | 03.05 - HAEMOSTATIC DEVICES | 03.05.03 - Sponges | 03.05.03.01 - Absorbable ≤75cm² |  | LH405 | 8 | LIFEHEALTHCARE PTY LIMITED | Gelita-Spon Absorbable Gelatin Sponge-Gelita- Spon IR Sponge | Gelita- Spon IR is a sterile, single-use, fully bioabsorbable gelatin sponge indicated to achieve rapid haemostasis(e.g. surgically or trauma induced) by tamponade, and arterial embolisation. also indicated for use as a vehicle for a wide range of therapeutic agents including antibiotics, thrombin and chemotherapeutics without reduction in the sponge's haemostatic effect. | GS-322-Gelita-Spon IR Sponge; 200s-3x2x2mm GS- 344- Gelita- Spon IR Sponge; 100s-4x4x4mm | 155094 |  | May 2018
03 - General Miscellaneous | 03.05 - HAEMOSTATIC DEVICES | 03.05.03 - Sponges | 03.05.03.01 - Absorbable ≤75cm² |  | LH410 | 8 | LIFEHEALTHCARE PTY LIMITED | Gelita-Spon Absorbable Gelatin Sponge Anal-Vaginal Tampon | 'Gelita-Spon Anal-Vaginal Tampon is a sterile, single use, fully bioabsorbable gelatin sponge indicated to achieve rapid haemostasis by tamponade, also indicated for use as a vehicle for a wide range of therapeutic agents, including antibiotics, thrombin and chemotherapeutics without reduction in the sponge's haemostatic effect. | 3x8cm | 155095 |  | May 2018
03 - General Miscellaneous | 03.05 - HAEMOSTATIC DEVICES | 03.05.03 - Sponges | 03.05.03.01 - Absorbable ≤75cm² |  | LH411 | 8 | LIFEHEALTHCARE PTY LIMITED | Gelita-Spon Absorbable Gelatin Sponge - Gelita-Spon ENT Sponge | GelitaSpon ENT Sponge is a sterile, single use, water insoluble, fully bioabsorbable, firm, high-density gelatin sponge indicated to achieve rapid haemostasis during ENT surgery . | 8x5x1 cm & 1x1x1cm | 155092 |  | May 2018
03 - General Miscellaneous | 03.05 - HAEMOSTATIC DEVICES | 03.05.03 - Sponges | 03.05.03.01 - Absorbable ≤75cm² |  | LH412 | 8 | LIFEHEALTHCARE PTY LIMITED | Gelita-Spon Absorbable Gelatin Sponge-Gelita- Spon Dental Cube | Gelita-Spon Dental Cube is a sterile, single-use, indicated to achieve rapid haemostasis dental surgery (oral bone and soft tissue), a void filler to mitigate against the risk of sclerosis created by tooth extraction, root amputations, and the removal of cysts, tumours and impacted teeth. its absorptive capacity being a function of the amount of gelatin incorporated and, hence, the physical size of the sponge. also indicated for use as a vehicle for a wide range of therapeutic agents. | GS-310 - Gelita-Spon Dental Cubes; 50s - 10 x 10 x 10mm | 155093 |  | May 2018
03 - General Miscellaneous | 03.05 - HAEMOSTATIC DEVICES | 03.05.03 - Sponges | 03.05.03.01 - Absorbable ≤75cm² |  | LH414 | 8 | LIFEHEALTHCARE PTY LIMITED | Gelita-Spon Absorbable Gelatin Sponge-Gelita- Spon Standard | Gelita-Spon Standard is a sterile, single- use, fully bioabsorbable gelatin sponge indicated to achieve rapid haemostasis(e.g. surgically or trauma induced)by tamponade, and arterial embolisation . also indicated for use as a vehicle for a wide range of therapeutic agents, including antibiotics, thrombin and chemotherapeutics without reduction in the sponge's haemostatic effect. | GS-010-Gelita-Spon Standard; 10s-80x50x10m GS-060-Gelita-Spon Standard Size 12-7; 10s-60x20x7mm GS-060-Gelita-Spon Standard Size 12-7; 10s-60x20x7mm GS-650- Gelita Spon Standard Size 200; 10s-125x80x10mm GS-110-Gelita-Spon Standard Size Special 20; 20s-80x50x1mm GS-950-Gelita-Spon Standard Film; 20s-200x70x0.5mm | 155096 |  | May 2018
03 - General Miscellaneous | 03.05 - HAEMOSTATIC DEVICES | 03.05.03 - Sponges | 03.05.03.01 - Absorbable ≤75cm² | Low Antigenicity | PU059 | 15 | PFIZER AUSTRALIA PTY LTD | Gelfoam Sterile Sponge | Sterile, pliable, nonantigenic surgical sponge prepared from specially treated purified gelatine solution | 12 - 20mm x 60mm x 7mm, individually packaged for use | 17051 |  | May 2018
03 - General Miscellaneous | 03.05 - HAEMOSTATIC DEVICES | 03.05.03 - Sponges | 03.05.03.02 - Absorbable >75cm² |  | JJ004 | 27 | JOHNSON & JOHNSON MEDICAL PTY LTD | Spongostan Absorbable Haemostat | Film (Box of 20) | 200 x 70 x 0.5mm | 144852 |  | May 2018
03 - General Miscellaneous | 03.05 - HAEMOSTATIC DEVICES | 03.05.03 - Sponges | 03.05.03.02 - Absorbable >75cm² | Low Antigenicity | PU060 | 64 | PFIZER AUSTRALIA PTY LTD | Gelfoam Sterile Sponge | Sterile, pliable, nonantigenic surgical sponge prepared from specially treated purified gelatine solution | 100 - 80mm x 125mm x 10mm in individual packet | 17051 |  | May 2018
03 - General Miscellaneous | 03.05 - HAEMOSTATIC DEVICES | 03.05.04 - Pliable Patches | 03.05.04.01 - Absorbable ≤50cm² | Antimicrobial, Low Antigenicity | BG002 | 19 | Balance Medical Pty Ltd | BloodStop iX | BloodStop iX is a new generation haemostat made from water soluble, oxidised-etherified regenerated cellulose | 1.3x5cm, 5x5cm, 5x10cm | 240712 |  | May 2018
03 - General Miscellaneous | 03.05 - HAEMOSTATIC DEVICES | 03.05.04 - Pliable Patches | 03.05.04.01 - Absorbable ≤50cm² |  | QQ054 | 8 | GETZ HEALTHCARE PTY LTD | Haemostatic Gauze | Haemostatic Gauze | ≤50cm² | 332360 |  | July 2024
03 - General Miscellaneous | 03.05 - HAEMOSTATIC DEVICES | 03.05.04 - Pliable Patches | 03.05.04.01 - Absorbable ≤50cm² | Antimicrobial, Low Antigenicity, Micro-fibrous | JJ009 | 34 | JOHNSON & JOHNSON MEDICAL PTY LTD | Surgicel Fibrillar Absorbable Haemostat | Fibrous fleece, oxidised regenerated cellulose, the material is biocompatible and also bactericidal | 2.5 x 5.1cm | 166221 |  | May 2018
03 - General Miscellaneous | 03.05 - HAEMOSTATIC DEVICES | 03.05.04 - Pliable Patches | 03.05.04.01 - Absorbable ≤50cm² | Antimicrobial, Low Antigenicity | JJ013 | 19 | JOHNSON & JOHNSON MEDICAL PTY LTD | Surgicel ORIGINAL Absorbable Haemostat | Oxidised regenerated cellulose gauze, the material is biocompatible and also bactericidal | 5 x 7.5cm | 171589 177702 |  | May 2018
03 - General Miscellaneous | 03.05 - HAEMOSTATIC DEVICES | 03.05.04 - Pliable Patches | 03.05.04.01 - Absorbable ≤50cm² | Antimicrobial, Low Antigenicity | JJ014 | 19 | JOHNSON & JOHNSON MEDICAL PTY LTD | Surgicel ORIGINAL Absorbable Haemostat | Oxidised regenerated cellulose gauze, the material is biocompatible and also bactericidal | 1.25 x 5cm | 171589 177702 |  | May 2018
03 - General Miscellaneous | 03.05 - HAEMOSTATIC DEVICES | 03.05.04 - Pliable Patches | 03.05.04.01 - Absorbable ≤50cm² | Antimicrobial, Low Antigenicity, Woven | JJ023 | 33 | JOHNSON & JOHNSON MEDICAL PTY LTD | Surgicel Nu-Knit Absorbable Haemostat | High density, oxidised regenerated cellulose, the material is biocompatible and also bactericidal | 2.5 x 2.5cm | 177701 |  | May 2018
03 - General Miscellaneous | 03.05 - HAEMOSTATIC DEVICES | 03.05.04 - Pliable Patches | 03.05.04.01 - Absorbable ≤50cm² | Antimicrobial, Low Antigenicity, Woven | JJ432 | 33 | JOHNSON & JOHNSON MEDICAL PTY LTD | SURGICEL Nu knit Absorbable Haemostat | High density , oxidised regenerated cellulose, the material is biocompatible and also bactericidal. | 2.5 x 8.75cm | 177701 |  | May 2018
03 - General Miscellaneous | 03.05 - HAEMOSTATIC DEVICES | 03.05.04 - Pliable Patches | 03.05.04.01 - Absorbable ≤50cm² | Antimicrobial, Low Antigenicity, Micro-fibrous | MN112 | 34 | JOHNSON & JOHNSON MEDICAL PTY LTD | Surgicel Non-Woven (SNoW) Absorbable Haemostat | Absorbable haemostat, Structured Non-Woven | 2.5 x 5cm | 191054 |  | May 2018
03 - General Miscellaneous | 03.05 - HAEMOSTATIC DEVICES | 03.05.04 - Pliable Patches | 03.05.04.01 - Absorbable ≤50cm² |  | LH424 | 8 | LIFEHEALTHCARE PTY LIMITED | Gelitacel Oxidised Resorbable Cellulose Gauze (15) | Gelitacel is a white, single-use, non-toxic, sterile, bioarbsorbable, weakly acidic, viscose-free, knitted haemostatic fabric (USP) | 5 x 7 cm | 157255 |  | May 2018
03 - General Miscellaneous | 03.05 - HAEMOSTATIC DEVICES | 03.05.04 - Pliable Patches | 03.05.04.02 - Absorbable 51 cm² – 75cm² | Antimicrobial, Low Antigenicity, Woven | JJ008 | 39 | JOHNSON & JOHNSON MEDICAL PTY LTD | Surgicel Nu-Knit Absorbable Haemostat | High density, oxidised regenerated cellulose, the material is biocompatible and also bactericidal | 7.5 x 10cm | 177701 |  | May 2018
03 - General Miscellaneous | 03.05 - HAEMOSTATIC DEVICES | 03.05.04 - Pliable Patches | 03.05.04.02 - Absorbable 51 cm² – 75cm² | Antimicrobial, Low Antigenicity, Micro-fibrous | JJ030 | 69 | JOHNSON & JOHNSON MEDICAL PTY LTD | Surgicel Fibrillar Absorbable Haemostat | Fibrous fleece, oxidised regenerated cellulose, the material is biocompatible and also bactericidal | 5.1 x 10.2cm | 166221 |  | May 2018
03 - General Miscellaneous | 03.05 - HAEMOSTATIC DEVICES | 03.05.04 - Pliable Patches | 03.05.04.02 - Absorbable 51 cm² – 75cm² | Antimicrobial, Low Antigenicity, Micro-fibrous | MN116 | 69 | JOHNSON & JOHNSON MEDICAL PTY LTD | Surgicel Non-Woven (SNoW) Absorbable Haemostat | Absorbable haemostat, Structured Non-Woven | 5 x 10.2cm | 191054 |  | May 2018
03 - General Miscellaneous | 03.05 - HAEMOSTATIC DEVICES | 03.05.04 - Pliable Patches | 03.05.04.03 - Absorbable >75cm² |  | BG001 | 33 | Balance Medical Pty Ltd | BloodStop iX | BloodStop iX is a new generation haemostat made from water soluble, oxidised-etherified regenerated cellulose | 10x20cm, 5x35cm | 240712 |  | November 2022
03 - General Miscellaneous | 03.05 - HAEMOSTATIC DEVICES | 03.05.04 - Pliable Patches | 03.05.04.03 - Absorbable >75cm² |  | QQ053 | 26 | GETZ HEALTHCARE PTY LTD | Haemostatic Gauze | Haemostatic Gauze | >75cm² | 332360 |  | July 2024
03 - General Miscellaneous | 03.05 - HAEMOSTATIC DEVICES | 03.05.04 - Pliable Patches | 03.05.04.03 - Absorbable >75cm² | Antimicrobial, Low Antigenicity | JJ012 | 34 | JOHNSON & JOHNSON MEDICAL PTY LTD | Surgicel ORIGINAL Absorbable Haemostat | Oxidised regenerated cellulose gauze, the material is biocompatible and also bactericidal | 5-10.2 x 20-35cm | 171589 177702 |  | May 2018
03 - General Miscellaneous | 03.05 - HAEMOSTATIC DEVICES | 03.05.04 - Pliable Patches | 03.05.04.03 - Absorbable >75cm² | Antimicrobial, Low Antigenicity, Micro-fibrous | JJ029 | 98 | JOHNSON & JOHNSON MEDICAL PTY LTD | Surgicel Fibrillar Absorbable Haemostat | Fibrous fleece, oxidised regenerated cellulose, the material is biocompatible and also bactericidal | 10.2 x 10.2cm | 166221 |  | May 2018
03 - General Miscellaneous | 03.05 - HAEMOSTATIC DEVICES | 03.05.04 - Pliable Patches | 03.05.04.03 - Absorbable >75cm² | Antimicrobial, Low Antigenicity, Woven | JJ433 | 91 | JOHNSON & JOHNSON MEDICAL PTY LTD | SURGICEL Nu knit Absorbable Haemostat | High density , oxidised regenerated cellulose, the material is biocompatible and also bactericidal. | 15.2 x 22.9cm | 177701 |  | May 2018
03 - General Miscellaneous | 03.05 - HAEMOSTATIC DEVICES | 03.05.04 - Pliable Patches | 03.05.04.03 - Absorbable >75cm² | Antimicrobial, Low Antigenicity, Micro-fibrous | MN117 | 98 | JOHNSON & JOHNSON MEDICAL PTY LTD | Surgicel Non-Woven (SNoW) Absorbable Haemostat | Absorbable haemostat, Structured Non-Woven | 10.2 x 10.2cm | 191054 |  | May 2018
03 - General Miscellaneous | 03.05 - HAEMOSTATIC DEVICES | 03.05.04 - Pliable Patches | 03.05.04.03 - Absorbable >75cm² |  | LH423 | 26 | LIFEHEALTHCARE PTY LIMITED | Gelitacel Oxidised Resorbable Cellulose Gauze (10) | Gelitacel is a white, single use, non-toxic, sterile, hydrophilic bioabsorbable, weakly acidic, viscose-free, knitted haemostatic fabric (USP) | 5 x 35 cm, 10 x 20 cm | 157255 |  | May 2018
03 - General Miscellaneous | 03.05 - HAEMOSTATIC DEVICES | 03.05.05 - Matrix | 03.05.05.01 - Liquid ≤6ml |  | FY001 | 343 | 3-D MATRIX MEDICAL TECHNOLOGY PTY LTD | Purastat | Haemostatic material in the form of a pre-filled syringe | 1ml, 3ml, 5ml | 267486 |  | November 2024
03 - General Miscellaneous | 03.05 - HAEMOSTATIC DEVICES | 03.05.05 - Matrix | 03.05.05.01 - Liquid ≤6ml | Complete Biomaterial | BX258 | 394 | BAXTER HEALTHCARE PTY LTD | FloSeal Hemostatic Matrix | FloSeal is a proprietary combination of collagen-derived particles and topical thrombin. Comes with a syringe with needle or needle free vial adapter. It is not sponge, but is a high viscosity gel for haemostasis. Clinical proven to control bleeding from capillary oozing to arterial spurting. | 5ml | 192294 |  | November 2024
03 - General Miscellaneous | 03.05 - HAEMOSTATIC DEVICES | 03.05.05 - Matrix | 03.05.05.01 - Liquid ≤6ml |  | JJ640 | 343 | JOHNSON & JOHNSON MEDICAL PTY LTD | Surgiflo Haemostatic Matrix | Absorbable Porcine Gelatin Matrix Pre-packaged in a Syringe | 6ml | 204900 |  | May 2018
03 - General Miscellaneous | 03.05 - HAEMOSTATIC DEVICES | 03.05.05 - Matrix | 03.05.05.02 - Liquid >6ml | Complete Biomaterial | BX259 | 640 | BAXTER HEALTHCARE PTY LTD | FloSeal Hemostatic Matrix | FloSeal is a proprietary combination of collagen-derived particles and topical thrombin. Comes with a syringe with needle or needle free vial adapter. It is not sponge, but is a high viscosity gel for haemostasis. Clinically proven to control bleeding from capillary oozing to arterial spurting. | 10ml | 192294 |  | November 2024
03 - General Miscellaneous | 03.05 - HAEMOSTATIC DEVICES | 03.05.05 - Matrix | 03.05.05.02 - Liquid >6ml | Complete Biomaterial | MN172 | 640 | JOHNSON & JOHNSON MEDICAL PTY LTD | Surgiflo Haemostatic Matrix with Thrombin | Absorbable Porcine Gelatin Matrix pre-packaged in a syringe and with plasma derived Human Thrombin | 8mls | 226071 280654 |  | May 2018
03 - General Miscellaneous | 03.05 - HAEMOSTATIC DEVICES | 03.05.05 - Matrix | 03.05.05.03 - Non-liquid ≤50cm² | Antibiotic | QQ430 | 122 | INTERMED MEDICAL PTY LTD | Collatamp G | Biodegradeable collagen implant with gentamicin | 5cm x 5cm x 0.5cm | 156287 |  | November 2024
03 - General Miscellaneous | 03.05 - HAEMOSTATIC DEVICES | 03.05.05 - Matrix | 03.05.05.04 - Non-liquid >50cm² | Antibiotic | QQ429 | 277 | INTERMED MEDICAL PTY LTD | Collatamp G | Biodegradable collagen implant with gentamicin | 10cm x 10cm x 0.5cm, 20cm x 5cm x 0.5cm | 156287 |  | November 2024
03 - General Miscellaneous | 03.05 - HAEMOSTATIC DEVICES | 03.05.05 - Matrix | 03.05.05.05 - Accessory Extender |  | FY003 | 28 | 3-D MATRIX MEDICAL TECHNOLOGY PTY LTD | PuraStat Applicator Type E | PuraStat is used as an adjunct to haemostasis when control of bleeding by ligature or conventional surgical procedures is ineffective or impractical. | 1600mm, 2200mm | 283717 |  | November 2019
03 - General Miscellaneous | 03.05 - HAEMOSTATIC DEVICES | 03.05.05 - Matrix | 03.05.05.05 - Accessory Extender |  | VB001 | 28 | VICKI PARTRIDGE PTY LTD | HEMOBLAST 35cm Laparoscopic Applicator | Single-use laparoscopic applicator device, designed to deliver HEMOBLAST Bellows hemostatic powder. | 35cm in length | 304086 |  | March 2019
03 - General Miscellaneous | 03.05 - HAEMOSTATIC DEVICES | 03.05.05 - Matrix | 03.05.05.06 - Powder >6ml | Complete Biomaterial | VB002 | 903 | VICKI PARTRIDGE PTY LTD | HEMOBLAST Bellows | Haemostatic powder comprised of collagen, chondroitin sulfate, and thrombin. | 1.65 gm powder/1500 IU thrombin | 337110 |  | July 2021
03 - General Miscellaneous | 03.05 - HAEMOSTATIC DEVICES | 03.05.06 - Foam |  |  | ME230 | 93 | GETZ HEALTHCARE PTY LTD | NexPak X | Intranasal splint | 8cms | 328036 |  | July 2021
03 - General Miscellaneous | 03.05 - HAEMOSTATIC DEVICES | 03.05.06 - Foam |  |  | BF021 | 93 | MATRIX MEDICAL INNOVATIONS PTY LTD | SealFoam, High Density | SealFoam is an absorbable Polysaccharide Haemostat | 60mm x 40mm x 2mm 60mm x 40mm x 4mm 120mm x 25mm x 4mm (2/pack) | 194564 |  | May 2018
03 - General Miscellaneous | 03.05 - HAEMOSTATIC DEVICES | 03.05.06 - Foam |  |  | SL081 | 93 | SMITH & NEPHEW PTY LIMITED | STAMMBERGER SINU-FOAM | Viscous CMC-based dissolvable foam for the nasal cavity | One size | 212973 |  | May 2018
03 - General Miscellaneous | 03.05 - HAEMOSTATIC DEVICES | 03.05.06 - Foam |  |  | SL083 | 93 | SMITH & NEPHEW PTY LIMITED | Nasastent | Dissolvable intranasal splint made from CMC that absorbs nasal fluids, it turns into a hydrocolloidal gel that naturally drains from the nasal cavity | 5cm | 212973 |  | May 2018
03 - General Miscellaneous | 03.05 - HAEMOSTATIC DEVICES | 03.05.06 - Foam |  |  | HW582 | 93 | STRYKER AUSTRALIA PTY LTD | NasoPore | Nasopore is intended for use in patients undergoing nasal/sinus surgery as a temporary wound dressing to provide tissue support, minimise edema and prevent adhesion formation between mucosal surfaces. This is necessary to prevent some of the most common complications after FESS i.e., lateralization of the middle turbinate, synechiae (adhesions) or restenosis which leads to occlusion of the sinus drainage pathway. It should only be used by physicians who have received appropriate training in treating nasal cavity disorders. | 4cm and 8cm | 274616 |  | March 2023
03 - General Miscellaneous | 03.07 - PULMONARY/PERITONEAL DEVICES | 03.07.01 - Drainage Catheters | 03.07.01.01 - Pleural |  | FN002 | 384 | BECTON DICKINSON PTY. LTD. | Pleurx | Pleurx Pleural Catheter Mini Kit | Catheter 24cm x 15.5Fr | 321900 |  | July 2021
03 - General Miscellaneous | 03.07 - PULMONARY/PERITONEAL DEVICES | 03.07.01 - Drainage Catheters | 03.07.01.01 - Pleural |  | DE603 | 384 | DEVICE TECHNOLOGIES AUSTRALIA PTY. LTD. | PleuraFlow® Active Clearance Technology® (ACT) | Pleural drainage catheter | 20; 24; 28;32FR | 218317 324895 |  | July 2021
03 - General Miscellaneous | 03.07 - PULMONARY/PERITONEAL DEVICES | 03.07.01 - Drainage Catheters | 03.07.01.01 - Pleural |  | ME207 | 384 | GETZ HEALTHCARE PTY LTD | TRU-CLOSE THORACIC VENT | Device for the treatment of spontanious, traumatic or iatrogenic simple pneumothorax.Allowing for amubulation during resolution and the aspiration of small amount of fluids | Catheter outer diameter = 11 French, catheter length = 10cm Catheter outer diameter = 11 French, catheter length = 13cm Catheter outer diameter = 13 French, catheter length = 10cm Catheter outer diameter = 13 French, catheter length = 13cm | 181784 |  | May 2018
03 - General Miscellaneous | 03.07 - PULMONARY/PERITONEAL DEVICES | 03.07.01 - Drainage Catheters | 03.07.01.01 - Pleural |  | MS065 | 384 | MEDICAL SPECIALTIES AUSTRALASIA PTY LTD | ASEPT Pleural Drainage System | Indwelling tunnelled pleural catheter insertion kit | 15F x 66cm silicone catheter with fenestrations and cuff | 285155 |  | May 2018
03 - General Miscellaneous | 03.07 - PULMONARY/PERITONEAL DEVICES | 03.07.01 - Drainage Catheters | 03.07.01.01 - Pleural |  | RK001 | 384 | Rocket Medical | Rocket IPC Pleural/Peritoneal Tunnelled Catheter Insertion kit | Rocket IPC Pleural/Peritoneal Tunnelled Catheter Insertion kit with catheter | 16fg x 69cm silicone catheter with cuff | 166369 |  | May 2018
03 - General Miscellaneous | 03.07 - PULMONARY/PERITONEAL DEVICES | 03.07.01 - Drainage Catheters | 03.07.01.01 - Pleural |  | WA001 | 121 | WILLIAM A. COOK AUSTRALIA PTY. LTD. | Thal-Quick Chest Tube Set | The set consists of introducer needle, wire guide, dilators, coaxial chest tube inserter and clear catheter with radiopaque strip. | 8-36 Fr, Length: 18-41cm | 142280 |  | December 2023
03 - General Miscellaneous | 03.07 - PULMONARY/PERITONEAL DEVICES | 03.07.01 - Drainage Catheters | 03.07.01.01 - Pleural |  | WA002 | 121 | WILLIAM A. COOK AUSTRALIA PTY. LTD. | Fuhrman Pleural/Pneumopericardial Drainage Set | Percutaneous drainage kit. Components: Introducer needle, wire guide, dilator, radiopaque pigtail catheter, three-way stopcock, and multipurpose tubing adapter. | Catheter length 15cm, 6-10.2 Fr | 405270 |  | December 2023
03 - General Miscellaneous | 03.07 - PULMONARY/PERITONEAL DEVICES | 03.07.01 - Drainage Catheters | 03.07.01.01 - Pleural |  | WA005 | 95 | WILLIAM A. COOK AUSTRALIA PTY. LTD. | Wayne Pneumothorax Set | Wayne Pneumothorax Set for Seldinger Placement. Set includes: introducer needle, wire guide, dilator, pigtail catheter, and Cook Chest Drain Valve | Length: 29cm, 14Fr | 142280 |  | November 2023
03 - General Miscellaneous | 03.07 - PULMONARY/PERITONEAL DEVICES | 03.07.01 - Drainage Catheters | 03.07.01.04 - Para/Thoraceulesis |  | FN005 | 125 | BECTON DICKINSON PTY. LTD. | Safe-T-Centesis Drainage system | Safe-T-Centesis drainage for para/thoracentesis | 6FR and 8FR pigtail catheter with Veress technology | 120894 |  | March 2019
03 - General Miscellaneous | 03.07 - PULMONARY/PERITONEAL DEVICES | 03.07.01 - Drainage Catheters | 03.07.01.04 - Para/Thoraceulesis |  | FN006 | 57 | BECTON DICKINSON PTY. LTD. | Paracentesis/Thoracentesis Catheter Drainage | Thora/Paracentesis kit | 8FR, 12cm polyurethane catheter | 120894 |  | November 2023
03 - General Miscellaneous | 03.07 - PULMONARY/PERITONEAL DEVICES | 03.07.01 - Drainage Catheters | 03.07.01.04 - Para/Thoraceulesis |  | OW008 | 125 | MERIT MEDICAL AUSTRALIA PTY LTD | One-Step Centesis Catheter | Drainage catheter available in straight, pigtail, valved and non-valved with introducer needle | 4 French to 8 French 7-17cm | 108467 |  | May 2018
03 - General Miscellaneous | 03.08 - CLOSURE DEVICES | 03.08.01 - Adhesion Barriers | 03.08.01.01 - Sheet ≤100cm2 |  | QQ544 | 158 | BAXTER HEALTHCARE PTY LTD | Seprafilm Adhesion Barrier - Single site and Mini site | Sodium hyaluronate carbomethylcellulose membrane | 13cm X7.5cm 6.5cm X7.5cm | 387710 |  | November 2024
03 - General Miscellaneous | 03.08 - CLOSURE DEVICES | 03.08.01 - Adhesion Barriers | 03.08.01.01 - Sheet ≤100cm2 |  | JJ010 | 158 | JOHNSON & JOHNSON MEDICAL PTY LTD | Interceed Absorbable Adhesion Barrier | Oxidized Regenerated Cellulose | 7.6cm x 10.2cm | 137081 |  | May 2018
03 - General Miscellaneous | 03.08 - CLOSURE DEVICES | 03.08.01 - Adhesion Barriers | 03.08.01.02 - Sheet >100cm2 |  | BX342 | 312 | BAXTER HEALTHCARE PTY LTD | Seprafilm Adhesion Barrier | Sodium hyaluronate carbomethylcellulose membrane | 13cm x 15cm | 387710 |  | March 2025 | Change to ARTG, Size
03 - General Miscellaneous | 03.08 - CLOSURE DEVICES | 03.08.01 - Adhesion Barriers | 03.08.01.02 - Sheet >100cm2 |  | QQ543 | 312 | BAXTER HEALTHCARE PTY LTD | Seprafilm 4-Section | Seprafilm Adhesion Barrier is a sodium hyaluronate carbomethylcellulose membrane . Seprafilm4-section contains a sheet pre-cut into 4 sheets with sizes 6.5cm x 7.5cm each to be used per patient | 4 X (6.5cm x 7.5cm) sheets in a pouch | 387710 |  | November 2024
03 - General Miscellaneous | 03.08 - CLOSURE DEVICES | 03.08.01 - Adhesion Barriers | 03.08.01.02 - Sheet >100cm2 | Complex, Bioresorbable | ET051 | 1173 | ENDOTHERAPEUTICS PTY. LIMITED | Surgiwrap | Bio Absorbable Antiadhesion Barrier | All sizes with and without suture holes | 91233 |  | May 2018
03 - General Miscellaneous | 03.08 - CLOSURE DEVICES | 03.08.01 - Adhesion Barriers | 03.08.01.02 - Sheet >100cm2 | Complex, Bioresorbable | LM084 | 1173 | LMT SURGICAL PTY LTD | Polyganics Vivosorb | A bioresorbable co polyester sheet | 2cm x 3cm to 13cm x 20cm | 148712 |  | May 2018
03 - General Miscellaneous | 03.08 - CLOSURE DEVICES | 03.08.01 - Adhesion Barriers | 03.08.01.03 - Spray |  | BX260 | 226 | BAXTER HEALTHCARE PTY LTD | ADEPT Adhesion Reduction Solution | ADEPT Adhesion Reduction Solution is a single use, sterile fluid for intraperitoneal administration. ADEPT is intended to be used as an instillate for the reduction of adhesions following gynaecologicalpelvic laparoscopic surgery of the abdominalpelvic cavity in adults | 1500ml | 299826 |  | November 2019
03 - General Miscellaneous | 03.08 - CLOSURE DEVICES | 03.08.01 - Adhesion Barriers | 03.08.01.04 - Gel/Liquid | Sinus | ET082 | 94 | ENDOTHERAPEUTICS PTY. LIMITED | PureRegen Gel Sinus | PureRegen Gel Sinus is a gel adhesion barrier comprised of a hyaluronic acid based hydrogel. The product does not contain any medicinal, human or animal components. It is removed from the application site by natural elimination. | 2ml, 5ml, 6ml, 8ml, 10ml, 20ml. | 264407 |  | May 2018
03 - General Miscellaneous | 03.08 - CLOSURE DEVICES | 03.08.01 - Adhesion Barriers | 03.08.01.04 - Gel/Liquid | Complex | QQ752 | 1173 | ENDOTHERAPEUTICS PTY. LIMITED | HyaRegen Gel | HyaRegen Gel is a highly viscous gel adhesion barrier comprised of cross-linked molecules of hyaluronan (HA). The coss-linking process makes HA more viscous and persist longer in vivo. HyaRegen Gel is supplied in a pre-filled sterile syringe. HyaRegen Gel is indicated for the prevention or reduction of post-surgical adhesion formation in abdominal and/or intrauterine surgery. | Pre-filled sterile syringe in volumes: 3mL, 5mL, 10mL, and 20mL | 389550 |  | November 2024
03 - General Miscellaneous | 03.08 - CLOSURE DEVICES | 03.08.01 - Adhesion Barriers | 03.08.01.04 - Gel/Liquid | Complex | FJ001 | 1173 | FZIOMED AUSTRALIA PTY LTD | Oxiplex/AP Absorbable Adhesion Barrier Gel | Combination of Polyethylene Oxide (PEO) and Sodium Carboxylmethylcellulose stabilised with Calcium and made isotonic with Sodium Chloride. Kit contains 2 x 20ml Sterile syringes , 1 x Applicator | 2 x 20ml Sterile Syringes, 1 x Applicator | 152224 |  | August 2018
03 - General Miscellaneous | 03.08 - CLOSURE DEVICES | 03.08.01 - Adhesion Barriers | 03.08.01.04 - Gel/Liquid | Complex | FJ002 | 1173 | FZIOMED AUSTRALIA PTY LTD | Oxiplex Absorbable Adhesion Barrier Gel | Oxiplex Absorbable Adhesion Barrier gel (Oxiplex is a co-polymer gel composed of carboxymethylcellulose and polyethylene.) | 3ml in sterile 3ml syringe | 149294 |  | August 2018
03 - General Miscellaneous | 03.08 - CLOSURE DEVICES | 03.08.01 - Adhesion Barriers | 03.08.01.04 - Gel/Liquid | Complex | FJ003 | 411 | FZIOMED AUSTRALIA PTY LTD | Dynavisc | Absorbable adhesion barrier gel | 1 ml | 208839 |  | August 2024
03 - General Miscellaneous | 03.08 - CLOSURE DEVICES | 03.08.01 - Adhesion Barriers | 03.08.01.04 - Gel/Liquid | Complex | FJ004 | 1173 | FZIOMED AUSTRALIA PTY LTD | Oxiplex/IU | Oxiplex/IU® is a clear, single use flowable gel. The gel is a sterile, absorbable combination of sodium carboxymethylcellulose (CMC) and polyethylene oxide (PEO) with calcium chloride and sodium chloride in water. Oxiplex/IU is intended for use as a mechanical barrier to adhesion formation. Oxiplex/IU is intended to be used as an adjunct to intrauterine procedures for reducing the incidence, extent, and severity of adhesions. | 1 x 10ml pre-filled syringe and vaginal applicator. | 313985 |  | November 2019
03 - General Miscellaneous | 03.08 - CLOSURE DEVICES | 03.08.01 - Adhesion Barriers | 03.08.01.04 - Gel/Liquid | Complex | MC618 | 1173 | MEDTRONIC AUSTRALASIA PTY LTD | Medishield Anti-Adhesion Gel | MediShield Anti-Adhesion Gel is an adhesion barrier gel for prevention of complications after spinal surgery. MediShield is a co-polymer gel composed of carboxymethylcellulose and polyethylene oxide. | 3cc Syringe | 137951 |  | May 2018
03 - General Miscellaneous | 03.08 - CLOSURE DEVICES | 03.08.02 - Internal Adhesives | 03.08.02.01 - Adhesive ≤2ml | Synthetic | BB382 | 23 | B BRAUN AUSTRALIA PTY LTD | Histoacryl Flexible | Topical Skin Adhesive | 0.5ml per ampoule | 221444 |  | March 2023
03 - General Miscellaneous | 03.08 - CLOSURE DEVICES | 03.08.02 - Internal Adhesives | 03.08.02.01 - Adhesive ≤2ml | Synthetic | BB383 | 23 | B BRAUN AUSTRALIA PTY LTD | Histoacryl | Topical and Surgical Adhesive | 0.5ml per ampoule | 206441 |  | March 2023
03 - General Miscellaneous | 03.08 - CLOSURE DEVICES | 03.08.02 - Internal Adhesives | 03.08.02.01 - Adhesive ≤2ml | Synthetic | BX252 | 128 | BAXTER HEALTHCARE PTY LTD | CoSeal Surgical Sealant | Composition: two synthetic polyethelene glycols (PEG's), COH102 and COH206, premixed and filled into one syringe, a dilute hydrogen chloride solution and a sodium phosphate/sodium carbonate solution | 2ml | 181132 |  | July 2021
03 - General Miscellaneous | 03.08 - CLOSURE DEVICES | 03.08.02 - Internal Adhesives | 03.08.02.01 - Adhesive ≤2ml | Synthetic | QQ648 | 128 | CAB MEDICAL PTY LTD | Exofin Topical Skin Adhesive | Polymerising 2-octyl topical adhesive - tube and pen | 0.5 - 1ml | 386117 |  | November 2024
03 - General Miscellaneous | 03.08 - CLOSURE DEVICES | 03.08.02 - Internal Adhesives | 03.08.02.01 - Adhesive ≤2ml | Synthetic | QQ649 | 128 | CAB MEDICAL PTY LTD | Exofin Fusion Skin Closure System | Mesh and adhesive | Mesh 6-60cm and adhesive 0.5ml | 386117 |  | November 2024
03 - General Miscellaneous | 03.08 - CLOSURE DEVICES | 03.08.02 - Internal Adhesives | 03.08.02.01 - Adhesive ≤2ml | Biological | QQ057 | 323 | CRYOLIFE MEDICAL (AUSTRALIA) COMPANY PTY LTD | BioGlue Surgical Adhesive - 2ml Syringe System | Model No BG3502-5-A (BioGlue Surgical Adhesive) | 2ml | 137751 |  | July 2024
03 - General Miscellaneous | 03.08 - CLOSURE DEVICES | 03.08.02 - Internal Adhesives | 03.08.02.01 - Adhesive ≤2ml | Synthetic | DE720 | 128 | DEVICE TECHNOLOGIES AUSTRALIA PTY. LTD. | Glubran 2 | Synthetic cyanoacrylic surgical glue: N-Butyl (2) cyanoacrylate and methacryloxysulfolane co-monomer | 0.25 ml, 0.5 ml, 1 ml | 158438 |  | November 2022
03 - General Miscellaneous | 03.08 - CLOSURE DEVICES | 03.08.02 - Internal Adhesives | 03.08.02.01 - Adhesive ≤2ml | Synthetic | DE721 | 23 | DEVICE TECHNOLOGIES AUSTRALIA PTY. LTD. | Glubran Tiss2 | Tissue adhesive | 0.25 ml, 0.35 ml, 0.50 ml | 158442 |  | March 2023
03 - General Miscellaneous | 03.08 - CLOSURE DEVICES | 03.08.02 - Internal Adhesives | 03.08.02.01 - Adhesive ≤2ml | Synthetic | XW001 | 128 | Ironbark Creek Investments Pty Ltd | derma+flex | Topical Skin Adhesive | 0.7ml | 479186 |  | March 2025 | New listing
03 - General Miscellaneous | 03.08 - CLOSURE DEVICES | 03.08.02 - Internal Adhesives | 03.08.02.01 - Adhesive ≤2ml | Synthetic | XW002 | 128 | Ironbark Creek Investments Pty Ltd | Exofin Fusion | Topical skin adhesive with self-adhering mesh | 22, 30, 60cm | 479185 |  | March 2025 | New listing
03 - General Miscellaneous | 03.08 - CLOSURE DEVICES | 03.08.02 - Internal Adhesives | 03.08.02.01 - Adhesive ≤2ml | Synthetic | XW003 | 128 | Ironbark Creek Investments Pty Ltd | Exofin Topical Skin Adhesive | Polymerising 2-octyl topical adhesive - tube and pen | 0.5ml, 1ml | 479187 |  | March 2025 | New listing
03 - General Miscellaneous | 03.08 - CLOSURE DEVICES | 03.08.02 - Internal Adhesives | 03.08.02.01 - Adhesive ≤2ml | Synthetic | MN229 | 23 | JOHNSON & JOHNSON MEDICAL PTY LTD | Dermabond | Topical Skin Adhesive | Per 0.36 - 0.75ml vial | 171563 |  | March 2023
03 - General Miscellaneous | 03.08 - CLOSURE DEVICES | 03.08.02 - Internal Adhesives | 03.08.02.01 - Adhesive ≤2ml | Synthetic | MN230 | 128 | JOHNSON & JOHNSON MEDICAL PTY LTD | Dermabond Prineo | Topical skin adhesive with self-adhering mesh | 22 - 60cm | 185773 |  | May 2018
03 - General Miscellaneous | 03.08 - CLOSURE DEVICES | 03.08.02 - Internal Adhesives | 03.08.02.01 - Adhesive ≤2ml | Synthetic | LH596 | 23 | LIFEHEALTHCARE PTY LIMITED | Liquiband Surgical | Surgical Adhesive | 0.8gm ampoule | 151324 |  | March 2023
03 - General Miscellaneous | 03.08 - CLOSURE DEVICES | 03.08.02 - Internal Adhesives | 03.08.02.01 - Adhesive ≤2ml | Synthetic | LH597 | 128 | LIFEHEALTHCARE PTY LIMITED | LiquiBand Topical | Topical Skin Adhesive | 0.35g, 0.5g and 0.8g | 151324 |  | November 2024
03 - General Miscellaneous | 03.08 - CLOSURE DEVICES | 03.08.02 - Internal Adhesives | 03.08.02.01 - Adhesive ≤2ml | Synthetic | MI286 | 23 | MEDTRONIC AUSTRALASIA PTY LTD | LiquiBand® Exceed™ | Topical Tissue Adhesive with Applicator | 0.8 mL, 0.36mL | 266148 |  | March 2023
03 - General Miscellaneous | 03.08 - CLOSURE DEVICES | 03.08.02 - Internal Adhesives | 03.08.02.01 - Adhesive ≤2ml | Synthetic | MI317 | 23 | MEDTRONIC AUSTRALASIA PTY LTD | INDERMIL Flexifuze | Topical Tissue Adhesive with Applicator | 0.75g per ampoule | 322769 |  | March 2023
03 - General Miscellaneous | 03.08 - CLOSURE DEVICES | 03.08.02 - Internal Adhesives | 03.08.02.01 - Adhesive ≤2ml | Synthetic | QQ627 | 128 | MEDTRONIC AUSTRALASIA PTY LTD | Liquiband XL | Topical skin adhesive with self-adhering mesh | 22cm mesh and 2.7g adhesive | 383905 |  | November 2024
03 - General Miscellaneous | 03.08 - CLOSURE DEVICES | 03.08.02 - Internal Adhesives | 03.08.02.01 - Adhesive ≤2ml | Synthetic | QQ747 | 128 | REVOLUTION SURGICAL PTY. LTD. | SurgiSeal Topical Skin Adhesive | Cyanoacrylate Topical Skin Adhesive | 0.35ml and 0.5ml | 207169 |  | November 2024
03 - General Miscellaneous | 03.08 - CLOSURE DEVICES | 03.08.02 - Internal Adhesives | 03.08.02.01 - Adhesive ≤2ml | Synthetic | QQ576 | 128 | STRYKER AUSTRALIA PTY LTD | Zip Surgical Skin Closure | Topical Skin Closure Device | 4-24cm | 344510 |  | November 2024
03 - General Miscellaneous | 03.08 - CLOSURE DEVICES | 03.08.02 - Internal Adhesives | 03.08.02.02 - Adhesive >2-5ml | Synthetic | BX253 | 516 | BAXTER HEALTHCARE PTY LTD | CoSeal Surgical Sealant | Composition: two synthetic polyethelene glycols (PEG's), COH102 and COH206, premixed and filled into a syringe, a dilute hydrogen chloride solution and a sodium phosphate sodium carbonate solution | 4ml | 181132 |  | July 2021
03 - General Miscellaneous | 03.08 - CLOSURE DEVICES | 03.08.02 - Internal Adhesives | 03.08.02.02 - Adhesive >2-5ml | Biological | QQ058 | 588 | CRYOLIFE MEDICAL (AUSTRALIA) COMPANY PTY LTD | BioGlue Surgical Adhesive - 5ml Syringe System | Model No BG3515-5-A (BioGlue Surgical Adhesive) | One size only | 137751 |  | July 2024
03 - General Miscellaneous | 03.08 - CLOSURE DEVICES | 03.08.02 - Internal Adhesives | 03.08.02.03 - Adhesive >5ml | Synthetic | BX254 | 963 | BAXTER HEALTHCARE PTY LTD | CoSeal Surgical Sealant | Composition: two synthetic polyethelene glycols (PEG's), COH102 and COH206, premixed and filled into a syringe, a dilute hydrogen chloride solution and a sodium phosphate sodium carbonate solution | 8ml | 181132 |  | July 2021
03 - General Miscellaneous | 03.08 - CLOSURE DEVICES | 03.08.02 - Internal Adhesives | 03.08.02.03 - Adhesive >5ml | Biological | QQ056 | 1177 | CRYOLIFE MEDICAL (AUSTRALIA) COMPANY PTY LTD | BioGlue Surgical Adhesive - 10ml Syringe System | Model No BG3510-5-A (BioGlue Surgical Adhesive) | One size only | 137751 |  | July 2024
03 - General Miscellaneous | 03.08 - CLOSURE DEVICES | 03.08.02 - Internal Adhesives | 03.08.02.04 - Adhesive Accessory | Rigid Delivery System | FY002 | 68 | 3-D MATRIX MEDICAL TECHNOLOGY PTY LTD | PuraStat Applicator | PuraStat is used as an adjunct to haemostasis when control of bleeding by ligature or conventional surgical procedures is ineffective or impractical. | 250mm | 283717 |  | November 2019
03 - General Miscellaneous | 03.08 - CLOSURE DEVICES | 03.08.02 - Internal Adhesives | 03.08.02.04 - Adhesive Accessory | Rigid Delivery System | BA266 | 68 | BARD AUSTRALIA PTY. LIMITED | Progel Platinum Surgical Sealant Extender Spray Tip | Extender Spray tip to be used in conjunction with Progel Platinum Surgical Sealant | 16cm, 29cm | 260665 |  | March 2020
03 - General Miscellaneous | 03.08 - CLOSURE DEVICES | 03.08.02 - Internal Adhesives | 03.08.02.04 - Adhesive Accessory | Applicator Tip | BA267 | 22 | BARD AUSTRALIA PTY. LIMITED | Progel Platinum Surgical Sealant Spray Tip | Spray tip to be used in conjunction with Progel Platinum Surgical Sealant | 5cm (packs of 2) | 260665 |  | May 2018
03 - General Miscellaneous | 03.08 - CLOSURE DEVICES | 03.08.02 - Internal Adhesives | 03.08.02.04 - Adhesive Accessory | Extender | BX263 | 25 | BAXTER HEALTHCARE PTY LTD | COSEAL Spray Accessory Kit | Spray Accessory kit for Coseal: A hydrogel that acts as a sealant by adhering to itself and the tissues it contacts. COSEAL is designed to completely seal suture lines along vascular reconstructions to prevent fluids from leaking. | One size available | 299913 |  | July 2021
03 - General Miscellaneous | 03.08 - CLOSURE DEVICES | 03.08.02 - Internal Adhesives | 03.08.02.04 - Adhesive Accessory | Applicator Tip | BX270 | 22 | BAXTER HEALTHCARE PTY LTD | COSEAL Applicator Tips 7 cm | Applicator tips for COSEAL. Coseal which is listed on the Prostheses List, is a hydrogel that acts as a sealant by adhering to itself and the tissues it contacts. COSEAL is designed to completely seal suture lines along vascular reconstructions to prevent fluids from leaking. | A 7cm long applicator tip | 180922 |  | July 2021
03 - General Miscellaneous | 03.08 - CLOSURE DEVICES | 03.08.02 - Internal Adhesives | 03.08.02.04 - Adhesive Accessory | Rigid Delivery System | BX273 | 68 | BAXTER HEALTHCARE PTY LTD | Floseal Endoscopic Applicator | Used as an adjunct to haemostasis when control of bleeding by ligature or conventional surgical procedures is ineffective or impractical. | A 41cm - 47cm long disposable cannulated applicator, with or without malleable tip. | 115590 |  | May 2018
03 - General Miscellaneous | 03.08 - CLOSURE DEVICES | 03.08.02 - Internal Adhesives | 03.08.02.04 - Adhesive Accessory | Extender | BX275 | 25 | BAXTER HEALTHCARE PTY LTD | COSEAL Extended Applicator 22 cm | 22cm extended applicator for COSEAL. Coseal, is listed on the Prostheses List, is a hydrogel that acts as a sealant by adhering to itself and the tissues it contacts. COSEAL is designed to completely seal suture lines along vascular reconstructions to prevent fluids from leaking. | A 22 cm long malleable applicator | 180922 |  | July 2021
03 - General Miscellaneous | 03.08 - CLOSURE DEVICES | 03.08.02 - Internal Adhesives | 03.08.02.04 - Adhesive Accessory | Laparoscopic Extender | BX279 | 53 | BAXTER HEALTHCARE PTY LTD | Coseal Duplospray Applicator 30cm | COSEAL, which is listed on the Prostheses List, is a hydrogel that acts as a sealant by adhering to itself and the tissues it contacts. COSEAL is designed to completely seal suture lines along vascular reconstructions to prevent fluids from leaking. | 30cm | 115590 |  | May 2018
03 - General Miscellaneous | 03.08 - CLOSURE DEVICES | 03.08.02 - Internal Adhesives | 03.08.02.04 - Adhesive Accessory | Laparoscopic Extender | BX280 | 53 | BAXTER HEALTHCARE PTY LTD | Coseal Duplospray Applicator 20cm | COSEAL, which is listed on the Prostheses List, is a hydrogel that acts as a sealant by adhering to itself and the tissues it contacts. COSEAL is designed to completely seal suture lines along vascular reconstructions to prevent fluids from leaking. This a | 20 cm | 115590 |  | May 2018
03 - General Miscellaneous | 03.08 - CLOSURE DEVICES | 03.08.02 - Internal Adhesives | 03.08.02.04 - Adhesive Accessory | Extender | BX282 | 25 | BAXTER HEALTHCARE PTY LTD | Floseal Special Applicator Tips | Floseal Malleable and Trimmable Applicator with Tips specifically designed for use with Floseal Haemostatic Matrix | 14cm | 167776 |  | May 2018
03 - General Miscellaneous | 03.08 - CLOSURE DEVICES | 03.08.02 - Internal Adhesives | 03.08.02.04 - Adhesive Accessory | Rigid Delivery System | BX341 | 68 | BAXTER HEALTHCARE PTY LTD | EASYGRIP FLO-41 | sterile, single-use endoscopic applicator device designed for single handed application, particularly during laparoscopic and robotic procedures through an easy, precise, and controlled delivery of Floseal. | 41cm | 115590 |  | November 2019
03 - General Miscellaneous | 03.08 - CLOSURE DEVICES | 03.08.02 - Internal Adhesives | 03.08.02.04 - Adhesive Accessory | Applicator Tip | QQ716 | 22 | BAXTER HEALTHCARE PTY LTD | Floseal -13 cm Malleable applicator tip | Floseal Malleable Applicator with Tips specifically designed for use with Floseal Haemostatic Matrix | 13cm | 115590 |  | November 2024
03 - General Miscellaneous | 03.08 - CLOSURE DEVICES | 03.08.02 - Internal Adhesives | 03.08.02.04 - Adhesive Accessory | Laparoscopic Extender | QQ055 | 53 | CRYOLIFE MEDICAL (AUSTRALIA) COMPANY PTY LTD | BioGlue Delivery Tip Extension (various sizes) | Rigid Extender Tip (BGDTE range) | 10cm, 27cm, 35cm | 137420 |  | July 2024
03 - General Miscellaneous | 03.08 - CLOSURE DEVICES | 03.08.02 - Internal Adhesives | 03.08.02.04 - Adhesive Accessory | Extender | QQ059 | 25 | CRYOLIFE MEDICAL (AUSTRALIA) COMPANY PTY LTD | BioGlue Surgical Adhesive - Spreader Tips | Spreader (extender) Tips (various sizes), (Pack of 3) | 12mm, 16mm | 137420 |  | July 2024
03 - General Miscellaneous | 03.08 - CLOSURE DEVICES | 03.08.02 - Internal Adhesives | 03.08.02.04 - Adhesive Accessory | Extender | QQ060 | 25 | CRYOLIFE MEDICAL (AUSTRALIA) COMPANY PTY LTD | BioGlue Surgical Adhesive - Syringe 10cm Extender | Model No BGAT-10-SY (BioGlue Surgical Adhesive) | 10cm Extender | 137420 |  | July 2024
03 - General Miscellaneous | 03.08 - CLOSURE DEVICES | 03.08.02 - Internal Adhesives | 03.08.02.04 - Adhesive Accessory | Extender | QQ061 | 25 | CRYOLIFE MEDICAL (AUSTRALIA) COMPANY PTY LTD | BioGlue Surgical Adhesive - Syringe 27CM Extender | Model No BGAT-27-SY (BioGlue Surgical Adhesive) | 27cm Extender | 137420 |  | July 2024
03 - General Miscellaneous | 03.08 - CLOSURE DEVICES | 03.08.02 - Internal Adhesives | 03.08.02.04 - Adhesive Accessory | Applicator Tip | QQ062 | 22 | CRYOLIFE MEDICAL (AUSTRALIA) COMPANY PTY LTD | BioGlue Surgical Adhesive - Syringe Standard Applicator Tip | Model No BGAT-SY (BioGlue Surgical Adhesive) | Standard Applicator Tip | 137420 |  | July 2024
03 - General Miscellaneous | 03.08 - CLOSURE DEVICES | 03.08.02 - Internal Adhesives | 03.08.02.04 - Adhesive Accessory | Applicator Tip | DE722 | 22 | DEVICE TECHNOLOGIES AUSTRALIA PTY. LTD. | Glubran 2 Applicators | Dispensing tip/Drop control device for applying Glubran 2. | 5-6 and 7-8 French | 162589 |  | November 2020
03 - General Miscellaneous | 03.08 - CLOSURE DEVICES | 03.08.02 - Internal Adhesives | 03.08.02.04 - Adhesive Accessory | Extender | DE723 | 25 | DEVICE TECHNOLOGIES AUSTRALIA PTY. LTD. | Glubran 2 Catheter for Laparoscopy | Catheter for laparoscopic application of Glubran 2. | One size only | 162589 |  | November 2020
03 - General Miscellaneous | 03.08 - CLOSURE DEVICES | 03.08.02 - Internal Adhesives | 03.08.02.04 - Adhesive Accessory | Rigid Delivery System | DE727 | 68 | DEVICE TECHNOLOGIES AUSTRALIA PTY. LTD. | Glubran 2 Spray Device | Spray device for nebulized application of Glubran 2 | Cannula length: 5cm, 40cm, 30cm, 33cm | 321253 |  | November 2020
03 - General Miscellaneous | 03.08 - CLOSURE DEVICES | 03.08.02 - Internal Adhesives | 03.08.02.04 - Adhesive Accessory | Rigid Delivery System | JJ976 | 68 | JOHNSON & JOHNSON MEDICAL PTY LTD | SURGICEL Endoscopic Applicator | 2-in-1 endoscopic applicator for delivery of SURGICEL Powder. | 38 cm | 312494 |  | March 2025 | New listing
03 - General Miscellaneous | 03.08 - CLOSURE DEVICES | 03.08.02 - Internal Adhesives | 03.08.02.04 - Adhesive Accessory | Rigid Delivery System | MN041 | 68 | JOHNSON & JOHNSON MEDICAL PTY LTD | Endoscopic Applicator | Rigid applicator | 34cm | 174430 |  | May 2018
03 - General Miscellaneous | 03.08 - CLOSURE DEVICES | 03.08.02 - Internal Adhesives | 03.08.02.05 - Adhesive Peristrips |  | BX335 | 301 | BAXTER HEALTHCARE PTY LTD | Peri-Strips dry with Veritas Collagen Matrix Linear Single Firing | Peri-Strips Dry with Veritas is a remodeable material designed to increase staple line strength for surgical repair of soft tissue deficiencies | 30-130mm | 385671 |  | November 2024
03 - General Miscellaneous | 03.08 - CLOSURE DEVICES | 03.08.02 - Internal Adhesives | 03.08.02.06 - Pleurodesis Powder |  | JI006 | 129 | INTERVENE MEDICAL PTY LTD | Steritalc | Sterile granules of talc implanted in pleural space to act as permanent adhesive | 3 grams & 4 grams | 143613 |  | November 2021
03 - General Miscellaneous | 03.08 - CLOSURE DEVICES | 03.08.02 - Internal Adhesives | 03.08.02.07 - Sponge ≤10cm² |  | AS212 | 52 | MEDTRONIC AUSTRALASIA PTY LTD | Veriset | Veriset is an absorbable topical hemostatic device intended for use in surgical procedures as an adjunct to hemostatsis when conventional methods are ineffective or impractical. Veriset does not consist of any human or animal components | 2cm x 4cm (8cm2) | 202060 |  | May 2018
03 - General Miscellaneous | 03.08 - CLOSURE DEVICES | 03.08.02 - Internal Adhesives | 03.08.02.08 - Sponge 10-40cm² |  | QQ540 | 208 | BAXTER HEALTHCARE PTY LTD | HEMOPATCH SEALING HAEMOSTAT | HEMOPATCH is indicated as a hemostatic device and surgical sealant for procedures in which control of bleeding or leakage of other body fluids by conventional surgical techniques is either ineffective or impractical. | Medium 4.5cm X 4.5cm ( 3 pads per box) | 360130 |  | November 2024
03 - General Miscellaneous | 03.08 - CLOSURE DEVICES | 03.08.02 - Internal Adhesives | 03.08.02.09 - Sponge >40cm² |  | QQ539 | 412 | BAXTER HEALTHCARE PTY LTD | HEMOPATCH SEALING HAEMOSTAT | HEMOPATCH is indicated as a hemostatic device and surgical sealant for procedures in which control of bleeding or leakage of other body fluids by conventional surgical techniques is either ineffective or impractical | Large 4.5cm X 9cm (3 pads per box) | 360130 |  | November 2024
03 - General Miscellaneous | 03.08 - CLOSURE DEVICES | 03.08.02 - Internal Adhesives | 03.08.02.09 - Sponge >40cm² |  | AS213 | 412 | MEDTRONIC AUSTRALASIA PTY LTD | Veriset | Veriset is an absorbable topical hemostatic device intended for use in surgical procedures as an adjunct to hemostasis when conventional methods are ineffective or impractical. Veriset does not consist of any human or animal components. | 5cm x 10cm (50cm2) 8 cm x 16 cm (128cm2) | 202060 |  | May 2018
03 - General Miscellaneous | 03.08 - CLOSURE DEVICES | 03.08.02 - Internal Adhesives | 03.08.02.12 - Pleural Sealant |  | BA265 | 718 | BARD AUSTRALIA PTY. LIMITED | Progel Platinum Surgical Sealant | Progel Pleural Air Leak Sealant is a single use device intended for application to visceral pleura. | 4ml | 262979 |  | May 2018
03 - General Miscellaneous | 03.08 - CLOSURE DEVICES | 03.08.03 - Ligating Devices | 03.08.03.01 - Clips | Polymeric Non-resorbable | XM001 | 40 | ADAQUAL PTY LTD | ClickaV Polymer Ligating clips | ClickaV ligating clips are implantable medical devices made of an advanced polymer to ensure a high level of biocompatibility along with the structural and dimensional stability over time necessary for long-lasting patient safety. They are designed to combine the speed of the metal clip with outstanding security comparable to 2 suture This combination leads to extreme time savings. | M 2mm to 7mm, ML 3mm to 10mm, L 5mm to 13mm, XL 7mm to 16mm and XXL 10mm to 22mm | 435831 446892 |  | March 2025 | New listing
03 - General Miscellaneous | 03.08 - CLOSURE DEVICES | 03.08.03 - Ligating Devices | 03.08.03.01 - Clips |  | BB294 | 10 | B BRAUN AUSTRALIA PTY LTD | Aesculap Ligating Clips | Aesculap Ligating Clips- Ligation Clips Titanium; | PL561T- Large; 6 clips/cartridge | 136103 |  | July 2022
03 - General Miscellaneous | 03.08 - CLOSURE DEVICES | 03.08.03 - Ligating Devices | 03.08.03.01 - Clips |  | BB297 | 10 | B BRAUN AUSTRALIA PTY LTD | Aesculap Ligating Clips | Aesculap Ligating Clips Titanium | PL565T - Small; 6 clips/cartridge | 136103 |  | July 2022
03 - General Miscellaneous | 03.08 - CLOSURE DEVICES | 03.08.03 - Ligating Devices | 03.08.03.01 - Clips |  | BB298 | 41 | B BRAUN AUSTRALIA PTY LTD | Aesculap Ligating Clips | Aesculap Ligating Clips Titanium | PL566T - small cardiopack of 24 | 136103 |  | July 2022
03 - General Miscellaneous | 03.08 - CLOSURE DEVICES | 03.08.03 - Ligating Devices | 03.08.03.01 - Clips |  | BB299 | 10 | B BRAUN AUSTRALIA PTY LTD | Aesculap Ligating Clips | Aesculap Ligating Clips Titanium | PL567T - medium; 6 clips/cartridge | 136103 |  | July 2022
03 - General Miscellaneous | 03.08 - CLOSURE DEVICES | 03.08.03 - Ligating Devices | 03.08.03.01 - Clips |  | BB300 | 10 | B BRAUN AUSTRALIA PTY LTD | Aesculap Ligating Clips | Aesculap Ligating Clips Titanium | PL568T - medium/large; 6 clips/cartridge | 136103 |  | July 2022
03 - General Miscellaneous | 03.08 - CLOSURE DEVICES | 03.08.03 - Ligating Devices | 03.08.03.01 - Clips |  | QQ617 | 2 | B BRAUN AUSTRALIA PTY LTD | DS Titanium Ligation-Clip with or without latch | The DS titanium ligation-clips are used for the ligation of vessels and hollow organs and for marking anatomical structures. | Large | 136103 |  | November 2024
03 - General Miscellaneous | 03.08 - CLOSURE DEVICES | 03.08.03 - Ligating Devices | 03.08.03.01 - Clips |  | QQ618 | 2 | B BRAUN AUSTRALIA PTY LTD | DS Titanium Ligation-Clip with or without latch | The DS titanium ligation-clips are used for the ligation of vessels and hollow organs and for marking anatomical structures. | Small, Small-Medium, Medium, Medium-Large | 136103 |  | November 2024
03 - General Miscellaneous | 03.08 - CLOSURE DEVICES | 03.08.03 - Ligating Devices | 03.08.03.01 - Clips |  | QQ619 | 2 | B BRAUN AUSTRALIA PTY LTD | DS Titanium Ligation-Clip without latch - Multipack | The DS titanium ligation-clips are used for the ligation of vessels and hollow organs and for marking anatomical structures. | Small | 136103 |  | November 2024
03 - General Miscellaneous | 03.08 - CLOSURE DEVICES | 03.08.03 - Ligating Devices | 03.08.03.01 - Clips |  | DE616 | 11 | DEVICE TECHNOLOGIES AUSTRALIA PTY. LTD. | Vitalitec Titanium Hemostatic Clips | The SLS titanium (grade 1) hemostatic clips are designed to securely grip the vessel in order to provide a complete and final occlusion atraumatically. | Micro, Small, Small/Medium, Medium, Medium/Large and Large. 6 clips per cartridge | 194411 |  | July 2022
03 - General Miscellaneous | 03.08 - CLOSURE DEVICES | 03.08.03 - Ligating Devices | 03.08.03.01 - Clips |  | DE617 | 41 | DEVICE TECHNOLOGIES AUSTRALIA PTY. LTD. | Vitalitec Titanium Hemostatic Clips | The SLS titanium (grade 1) hemostatic clips are designed to securely grip the vessel in order to provide a complete and final occlusion atraumatically. | Small & Medium Clips (24 clips per pouch - 6 clips per cartridge, 4 cartridges per pouch) | 194411 |  | July 2022
03 - General Miscellaneous | 03.08 - CLOSURE DEVICES | 03.08.03 - Ligating Devices | 03.08.03.01 - Clips |  | DE618 | 9 | DEVICE TECHNOLOGIES AUSTRALIA PTY. LTD. | Vitalitec Titanium Hemostatic Clips | The SLS titanium (grade 1) hemostatic clips are designed to securely grip the vessel in order to provide a complete and final occlusion atraumatically. | Micro, Small, Small/Medium, Medium (9 clips per cartridge) | 194411 |  | March 2023
03 - General Miscellaneous | 03.08 - CLOSURE DEVICES | 03.08.03 - Ligating Devices | 03.08.03.01 - Clips |  | DE619 | 25 | DEVICE TECHNOLOGIES AUSTRALIA PTY. LTD. | Vitalitec Titanium Hemostatic Clips | The SLS titanium (grade 1) hemostatic clips are designed to securely grip the vessel in order to provide a complete and final occlusion atraumatically. | Small and Medium (27 clips per pouch - 9 clips per cartridge, 3 cartridges per pouch) | 194411 |  | March 2023
03 - General Miscellaneous | 03.08 - CLOSURE DEVICES | 03.08.03 - Ligating Devices | 03.08.03.01 - Clips |  | DE724 | 10 | DEVICE TECHNOLOGIES AUSTRALIA PTY. LTD. | Everest Ligating Clip | Titanium clip | Small, Medium, Medium-Large, Large (6 per cartridge) | 235137 |  | July 2022
03 - General Miscellaneous | 03.08 - CLOSURE DEVICES | 03.08.03 - Ligating Devices | 03.08.03.01 - Clips |  | DE725 | 41 | DEVICE TECHNOLOGIES AUSTRALIA PTY. LTD. | Everest Ligating Clip | Titanium clip | Small, Medium (24 per cartridge) | 235137 |  | July 2022
03 - General Miscellaneous | 03.08 - CLOSURE DEVICES | 03.08.03 - Ligating Devices | 03.08.03.01 - Clips | Polymeric Non-resorbable | QQ629 | 40 | INNOVATIVE MEDCARE TECHNOLOGY PTY LTD | Imedcare Plastic Clip Closure System | Plastic Ligating Clips, sterile, non-absorbable, polyformaldehyde (POM), (6 clips/cartridge) | Medium-Large, Large, Extra-Large | 374950 |  | November 2024
03 - General Miscellaneous | 03.08 - CLOSURE DEVICES | 03.08.03 - Ligating Devices | 03.08.03.01 - Clips |  | JJ033 | 10 | JOHNSON & JOHNSON MEDICAL PTY LTD | Ligaclip* Ligating Clips - titanium | Titanium clips contained in a plastic cartridge | 3-5mm; 6 clips per cartridge | 122810 |  | July 2022
03 - General Miscellaneous | 03.08 - CLOSURE DEVICES | 03.08.03 - Ligating Devices | 03.08.03.01 - Clips |  | JJ034 | 10 | JOHNSON & JOHNSON MEDICAL PTY LTD | Ligaclip* Ligating Clips - titanium | Titanium clips contained in a plastic cartridge | 9-12 mm; 6 clips per cartage | 122810 |  | July 2022
03 - General Miscellaneous | 03.08 - CLOSURE DEVICES | 03.08.03 - Ligating Devices | 03.08.03.01 - Clips |  | JJ035 | 30 | JOHNSON & JOHNSON MEDICAL PTY LTD | Ligaclip* Ligating Clips - titanium | Titanium clips contained in a plastic cartridge | 3-5 mm; 20 clips per cartridge | 122810 |  | March 2023
03 - General Miscellaneous | 03.08 - CLOSURE DEVICES | 03.08.03 - Ligating Devices | 03.08.03.01 - Clips | Resorbable | JJ036 | 81 | JOHNSON & JOHNSON MEDICAL PTY LTD | Absolok* Extra Absorbable Ligating Clips | Polydioxanone clips contained in a plastic cartridge | Small to Extralarge | 121372 |  | May 2018
03 - General Miscellaneous | 03.08 - CLOSURE DEVICES | 03.08.03 - Ligating Devices | 03.08.03.01 - Clips |  | LM042 | 2 | LMT SURGICAL PTY LTD | Microclip | Malleable titanium clip | 1.5-2.5mm x 2-3.5mm | 339703 |  | July 2021
03 - General Miscellaneous | 03.08 - CLOSURE DEVICES | 03.08.03 - Ligating Devices | 03.08.03.01 - Clips |  | TX006 | 11 | TELEFLEX MEDICAL AUSTRALIA PTY LTD | Horizon Ligating Clips |  |  | 121043 |  | July 2022
03 - General Miscellaneous | 03.08 - CLOSURE DEVICES | 03.08.03 - Ligating Devices | 03.08.03.01 - Clips |  | TX007 | 41 | TELEFLEX MEDICAL AUSTRALIA PTY LTD | Horizon Ligating Clips | Ligation Clips Titanium | Small (24 per cartridge) | 121043 93346 |  | July 2022
03 - General Miscellaneous | 03.08 - CLOSURE DEVICES | 03.08.03 - Ligating Devices | 03.08.03.01 - Clips |  | TX008 | 11 | TELEFLEX MEDICAL AUSTRALIA PTY LTD | Horizon Ligating Clips |  |  | 121043 93446 |  | July 2022
03 - General Miscellaneous | 03.08 - CLOSURE DEVICES | 03.08.03 - Ligating Devices | 03.08.03.01 - Clips |  | TX009 | 41 | TELEFLEX MEDICAL AUSTRALIA PTY LTD | Horizon Ligating Clips | Ligation Clips Titanium | Medium (24 per cartridge) | 121043 93446 |  | July 2022
03 - General Miscellaneous | 03.08 - CLOSURE DEVICES | 03.08.03 - Ligating Devices | 03.08.03.01 - Clips |  | TX010 | 11 | TELEFLEX MEDICAL AUSTRALIA PTY LTD | Horizon Ligating Clips |  |  | 121043 93446 |  | July 2022
03 - General Miscellaneous | 03.08 - CLOSURE DEVICES | 03.08.03 - Ligating Devices | 03.08.03.01 - Clips |  | TX011 | 41 | TELEFLEX MEDICAL AUSTRALIA PTY LTD | Horizon Ligating Clips | Ligation Clips Titanium | Medium/Large (24 per cartridge) | 121043 93446 |  | July 2022
03 - General Miscellaneous | 03.08 - CLOSURE DEVICES | 03.08.03 - Ligating Devices | 03.08.03.01 - Clips |  | TX012 | 11 | TELEFLEX MEDICAL AUSTRALIA PTY LTD | Horizon Ligating Clips |  |  | 121043 93446 |  | July 2022
03 - General Miscellaneous | 03.08 - CLOSURE DEVICES | 03.08.03 - Ligating Devices | 03.08.03.01 - Clips |  | TX013 | 41 | TELEFLEX MEDICAL AUSTRALIA PTY LTD | Horizon Ligating Clips | Ligation Clips Titanium | Large (24 per cartridge) | 121043 93446 |  | July 2022
03 - General Miscellaneous | 03.08 - CLOSURE DEVICES | 03.08.03 - Ligating Devices | 03.08.03.01 - Clips | Polymeric Non-resorbable | TX023 | 40 | TELEFLEX MEDICAL AUSTRALIA PTY LTD | Hem-o-Lok Polymer Non-Absorbable Ligating Clip | Hem-o-lok Medium (M), Medium-Large (ML) and Large (L) Polymer Clips | Small, Medium, Medium-Large, Large (6 clips/cartridge) | 121043 93446 |  | May 2018
03 - General Miscellaneous | 03.08 - CLOSURE DEVICES | 03.08.03 - Ligating Devices | 03.08.03.01 - Clips | Polymeric Non-resorbable | TX025 | 40 | TELEFLEX MEDICAL AUSTRALIA PTY LTD | Hem-o-lok Polymer Non-Absorbable Ligating Clip | Hem-o-lok Extra-large (XL) Polymer Clips | Extra-large (XL) (6 clips/cartridge) | 121043 93446 |  | May 2018
03 - General Miscellaneous | 03.08 - CLOSURE DEVICES | 03.08.03 - Ligating Devices | 03.08.03.02 - Clip Applier |  | LV081 | 125 | CONMED LINVATEC AUSTRALIA PTY LTD | Open Clip Applier | Titanium | 25 medium size titanium clips | 131194 |  | May 2018
03 - General Miscellaneous | 03.08 - CLOSURE DEVICES | 03.08.03 - Ligating Devices | 03.08.03.02 - Clip Applier |  | DE606 | 249 | DEVICE TECHNOLOGIES AUSTRALIA PTY. LTD. | Cor-Knot® Device Kit | The Cor-Knot Device kit contains two Cor Knot devices which deliver and crimp a titanium fastener around a suture placed using routine suture placement techniques, trimming any excess suture tails | Each kit contains two Cor- Knot sterile devices | 219812 |  | July 2022
03 - General Miscellaneous | 03.08 - CLOSURE DEVICES | 03.08.03 - Ligating Devices | 03.08.03.02 - Clip Applier |  | DE609 | 249 | DEVICE TECHNOLOGIES AUSTRALIA PTY. LTD. | Cor-Knot Mini Device Kit | The Cor-Knot Mini Device Kit contains two Cor-Knot Mini Devices which deliver and crimp a titanium fastener around a suture placed using routine suture placement techniques, trimming any excess suture tails. | 2 x Cor-Knot Mini Sterile Devices (14cm length shaft) in each kit | 219812 |  | July 2022
03 - General Miscellaneous | 03.08 - CLOSURE DEVICES | 03.08.03 - Ligating Devices | 03.08.03.03 - Clips with Disposable Applier | Laparoscopic | MH015 | 180 | Applied Medical Australia Pty Ltd | Epix™ Disposable Laparoscopic Clip Applier w/ TiGold M/L titanium clips | Epix™ Disposable Laparoscopic Clip Applier w/ TiGold M/L titanium clips 5mm | 5mm | 116980 |  | May 2018
03 - General Miscellaneous | 03.08 - CLOSURE DEVICES | 03.08.03 - Ligating Devices | 03.08.03.03 - Clips with Disposable Applier | Laparoscopic | LV076 | 180 | CONMED LINVATEC AUSTRALIA PTY LTD | Reflex ELC 530 Automatic Clip Applier | Titanium Endoscopic Clip Applier | Medium/Large, 10mm, 20 Clips | 131194 |  | May 2018
03 - General Miscellaneous | 03.08 - CLOSURE DEVICES | 03.08.03 - Ligating Devices | 03.08.03.03 - Clips with Disposable Applier | Laparoscopic | LV086 | 96 | CONMED LINVATEC AUSTRALIA PTY LTD | Reflex 5mm Automatic Clip Applier | Autofeeding disposable clip applier. Contains 15 non absorbable polymer locking clips | medium/large | 212478 |  | March 2023
03 - General Miscellaneous | 03.08 - CLOSURE DEVICES | 03.08.03 - Ligating Devices | 03.08.03.03 - Clips with Disposable Applier | Open | JJ037 | 128 | JOHNSON & JOHNSON MEDICAL PTY LTD | Ligaclip* Multiple Clip Applier | Metal/plastic applier preloaded with titanium clips | 3-12 mm; 20 clips per applier | 122810 |  | May 2018
03 - General Miscellaneous | 03.08 - CLOSURE DEVICES | 03.08.03 - Ligating Devices | 03.08.03.03 - Clips with Disposable Applier | Open | JJ038 | 128 | JOHNSON & JOHNSON MEDICAL PTY LTD | Ligaclip* Multiple Clip Applier | Metal/plastic applier preloaded with titanium clips | 3-12 mm; 30 clips per applier | 122810 |  | May 2018
03 - General Miscellaneous | 03.08 - CLOSURE DEVICES | 03.08.03 - Ligating Devices | 03.08.03.03 - Clips with Disposable Applier | Open | JJ039 | 128 | JOHNSON & JOHNSON MEDICAL PTY LTD | Ligaclip* Multiple Clip Applier | Metal/plastic applier preloaded with titanium clips; reloadable | 5-6mm; 20 clips per applier | 122810 |  | May 2018
03 - General Miscellaneous | 03.08 - CLOSURE DEVICES | 03.08.03 - Ligating Devices | 03.08.03.03 - Clips with Disposable Applier | Laparoscopic | JJ186 | 180 | JOHNSON & JOHNSON MEDICAL PTY LTD | Ligaclip Endoscopic Multiclip Applier | Metal/plastic stapler with titanium clips | 10-12 mm shaft diameter, medium to large clip | 122810 |  | May 2018
03 - General Miscellaneous | 03.08 - CLOSURE DEVICES | 03.08.03 - Ligating Devices | 03.08.03.03 - Clips with Disposable Applier | Laparoscopic | JJ482 | 180 | JOHNSON & JOHNSON MEDICAL PTY LTD | LIGAMAX 5mm Endoscopic Clip Applier | LIGAMAX 5mm Endoscopic Clip Applier | Medium / Large | 122810 |  | May 2018
03 - General Miscellaneous | 03.08 - CLOSURE DEVICES | 03.08.03 - Ligating Devices | 03.08.03.03 - Clips with Disposable Applier | Laparoscopic | AS074 | 180 | MEDTRONIC AUSTRALASIA PTY LTD | ENDOCLIP* | Titanium Surgical Stapler | 10mm (ML, M, L)-(20 clips) | 182307 |  | March 2020
03 - General Miscellaneous | 03.08 - CLOSURE DEVICES | 03.08.03 - Ligating Devices | 03.08.03.03 - Clips with Disposable Applier | Laparoscopic | MI213 | 180 | MEDTRONIC AUSTRALASIA PTY LTD | Endo Clip | Laparoscopic Clip Applier | 5mm device with various clip sizes | 182307 |  | November 2021
03 - General Miscellaneous | 03.08 - CLOSURE DEVICES | 03.08.03 - Ligating Devices | 03.08.03.03 - Clips with Disposable Applier | Open | MI217 | 128 | MEDTRONIC AUSTRALASIA PTY LTD | Premium Surgiclip™ | Ligation Clips - Disposable clip applier and ligating clips | Small, Medium, Large Clips | 235587 |  | March 2023
03 - General Miscellaneous | 03.08 - CLOSURE DEVICES | 03.08.03 - Ligating Devices | 03.08.03.03 - Clips with Disposable Applier | Laparoscopic | TX024 | 180 | TELEFLEX MEDICAL AUSTRALIA PTY LTD | Weck Hem-o-lok | Hem-o-lok Automatic Endo Applier | 15 Clips per applier 12 Clips per applier for Large Clips | 121043 93446 |  | May 2018
03 - General Miscellaneous | 03.08 - CLOSURE DEVICES | 03.08.03 - Ligating Devices | 03.08.03.03 - Clips with Disposable Applier | Laparoscopic | WL002 | 180 | The Trustee for CMJH FAMILY TRUST | InnoClip | Disposable clip applier, multi-fire with titanium clips for continuous ligation. | Size: Dia 5.6-10mm, length 300-350mm | 461225 |  | March 2025 | New listing
03 - General Miscellaneous | 03.08 - CLOSURE DEVICES | 03.08.03 - Ligating Devices | 03.08.03.04 - Clip Reload Cartridge |  | BB016 | 52 | B BRAUN AUSTRALIA PTY LTD | Challenger Ligating Clips | Challenger Ligating Clips Titanium Multifire | Medium-large | 136103 |  | May 2018
03 - General Miscellaneous | 03.08 - CLOSURE DEVICES | 03.08.03 - Ligating Devices | 03.08.03.04 - Clip Reload Cartridge |  | BB301 | 52 | B BRAUN AUSTRALIA PTY LTD | Challenger Ligating Clips | Challenger Ligating Clips Titanium Multifire | PL572T - small/medium | 136103 |  | May 2018
03 - General Miscellaneous | 03.08 - CLOSURE DEVICES | 03.08.03 - Ligating Devices | 03.08.03.04 - Clip Reload Cartridge |  | BB321 | 52 | B BRAUN AUSTRALIA PTY LTD | Pneumatic Challenger Multifire Clips | Challenger TI-P SM-Ligat. Clips 12 Cartridge (PL574T) Challenger TI-P ML-Ligat. Clips 12 Cartridge (PL579T) | small-medium, medium-large | 136103 |  | May 2018
03 - General Miscellaneous | 03.08 - CLOSURE DEVICES | 03.08.03 - Ligating Devices | 03.08.03.04 - Clip Reload Cartridge |  | GQ006 | 52 | BIG GREEN SURGICAL COMPANY PTY LIMITED | Microline Surgical Disposable 19 Titanium K2 Clip Cartridge | Disposable cartridge containing 19 surgical grade titanium clips delivered using a reusable handpiece applier | 19 Clips per cartridge | 326239 |  | March 2022
03 - General Miscellaneous | 03.08 - CLOSURE DEVICES | 03.08.03 - Ligating Devices | 03.08.03.04 - Clip Reload Cartridge |  | GQ007 | 52 | BIG GREEN SURGICAL COMPANY PTY LIMITED | Microline Surgical Disposable 10 Titanium K2 Clip Cartridge | Disposable cartridge containing 10 surgical grade titanium clips delivered using a reusable handpiece applier | 10 Clips per cartridge | 326239 |  | March 2022
03 - General Miscellaneous | 03.08 - CLOSURE DEVICES | 03.08.03 - Ligating Devices | 03.08.03.04 - Clip Reload Cartridge |  | JJ040 | 52 | JOHNSON & JOHNSON MEDICAL PTY LTD | Ligaclip* 20/20 Reload Unit | Metal reload cartridge containing titanium clips | 5 mm; 20 clips | 122810 |  | May 2018
03 - General Miscellaneous | 03.08 - CLOSURE DEVICES | 03.08.03 - Ligating Devices | 03.08.03.05 - Sutures |  | ET065 | 68 | ENDOTHERAPEUTICS PTY. LIMITED | HAL-RAR | HAL-Ligating Suture, AMI HAL-Ligating suture, prosthetic component of AMI HAL-RAR Doppler System | One size | 180973 |  | May 2018
03 - General Miscellaneous | 03.08 - CLOSURE DEVICES | 03.08.03 - Ligating Devices | 03.08.03.07 - Cinched suture applier | Endoscopic System | QQ015 | 1473 | BOSTON SCIENTIFIC PTY LTD | OverStitchTM Endoscopic Suturing System | Needle Driver, Anchor Exchange and Tissue Helix Device | 1 size only | 237773 237774 |  | July 2024
03 - General Miscellaneous | 03.08 - CLOSURE DEVICES | 03.08.03 - Ligating Devices | 03.08.03.08 - Suture with cinch | Endoscopic System | QQ107 | 211 | BOSTON SCIENTIFIC PTY LTD | OverStitchTM Endoscopic Suturing System - 2.0 Suture | Endoscopic Polyproprylene Suture with Cinch | 2-0 suture | 236906 245894 |  | July 2024
03 - General Miscellaneous | 03.08 - CLOSURE DEVICES | 03.08.03 - Ligating Devices | 03.08.03.10 - Laparoscopic Suturing Device |  | FQ002 | 680 | APNE SURGICAL PTY LTD | FlexDex Gastric Bypass and Gastrectomy Kit | Kit includes a single-use articulating laparoscopic needle driver with seven degrees of motion and sutures | One size only | 315333 |  | November 2019
03 - General Miscellaneous | 03.08 - CLOSURE DEVICES | 03.08.04 - Staples & Tackers | 03.08.04.01 - Staples, Non-bone (Reload) | Endoscopic, Articulating/Roticulating | ZZ069 | 318 | AA-Med Pty Ltd | AEON Endostapler Reload | Reload Staples | 30mm-60mm | 329235 |  | November 2024
03 - General Miscellaneous | 03.08 - CLOSURE DEVICES | 03.08.04 - Staples & Tackers | 03.08.04.01 - Staples, Non-bone (Reload) | Endoscopic, Articulating/Roticulating | DE472 | 318 | DEVICE TECHNOLOGIES AUSTRALIA PTY. LTD. | Endowrist Stapler 45 | Endowrist Stapler 45 White Reload, 45 Blue Reload, 45 Green Reload | Length of reload: 45mm Staple height: 2.5mm, 3.5mm, 4.3mm | 239813 |  | May 2018
03 - General Miscellaneous | 03.08 - CLOSURE DEVICES | 03.08.04 - Staples & Tackers | 03.08.04.01 - Staples, Non-bone (Reload) | Endoscopic, Articulating/Roticulating | DE560 | 318 | DEVICE TECHNOLOGIES AUSTRALIA PTY. LTD. | EndoWrist/SureForm Stapler Reloads (used with IS Endowrist/SureForm Stapler) | Endowrist/SureForm Stapler Reload. | SureForm 30, 45 & 60mm | 239813 452485 |  | November 2024
03 - General Miscellaneous | 03.08 - CLOSURE DEVICES | 03.08.04 - Staples & Tackers | 03.08.04.01 - Staples, Non-bone (Reload) |  | ER688 | 210 | EMERGO ASIA-PACIFIC PTY. LIMITED | EziSurg easyEndo staple reloads for linear cutting stapler-straight | easyEndo staple reload cartridges for universal and Lite linear stapler-straight | 30, 45, 60 mm | 431192 |  | March 2025 | New listing
03 - General Miscellaneous | 03.08 - CLOSURE DEVICES | 03.08.04 - Staples & Tackers | 03.08.04.01 - Staples, Non-bone (Reload) |  | ER691 | 210 | EMERGO ASIA-PACIFIC PTY. LIMITED | Ezisurg easyEndo powered endoscopic single use stapler- staple reload cartridges | Staple reload cartridges | Anastomosis length 45, 60 mm | 431192 |  | March 2025 | New listing
03 - General Miscellaneous | 03.08 - CLOSURE DEVICES | 03.08.04 - Staples & Tackers | 03.08.04.01 - Staples, Non-bone (Reload) | Endoscopic, Articulating/Roticulating | ER692 | 318 | EMERGO ASIA-PACIFIC PTY. LIMITED | EziSurg easyEndo staple reloads for linear cutting stapler-articulating | easyEndo staple reloads for linear cutting stapler-articulating | 30, 45, 60 mm | 431192 |  | March 2025 | New listing
03 - General Miscellaneous | 03.08 - CLOSURE DEVICES | 03.08.04 - Staples & Tackers | 03.08.04.01 - Staples, Non-bone (Reload) | Endoscopic, Articulating/Roticulating | ER694 | 318 | EMERGO ASIA-PACIFIC PTY. LIMITED | IntoCare Endoscopic reload | Staple reload | Staple line length- 30mm/45mm/60mm | 389093 |  | March 2025 | New listing
03 - General Miscellaneous | 03.08 - CLOSURE DEVICES | 03.08.04 - Staples & Tackers | 03.08.04.01 - Staples, Non-bone (Reload) |  | IJ017 | 210 | INNOVATIVE MEDCARE TECHNOLOGY PTY LTD | Frankenman Linear Stapler Reloads | Linear stapler single use reload with titanium staples | 32mm; 46mm; 60mm; 90mm | 207254 |  | March 2021
03 - General Miscellaneous | 03.08 - CLOSURE DEVICES | 03.08.04 - Staples & Tackers | 03.08.04.01 - Staples, Non-bone (Reload) |  | IJ019 | 210 | INNOVATIVE MEDCARE TECHNOLOGY PTY LTD | Frankenman Linear Cutter Reloads | Single use, linear cutter reload cartridge containing titanium staples | 61mm; 81mm; 100mm | 207254 |  | March 2021
03 - General Miscellaneous | 03.08 - CLOSURE DEVICES | 03.08.04 - Staples & Tackers | 03.08.04.01 - Staples, Non-bone (Reload) | Endoscopic, Articulating/Roticulating | IJ021 | 318 | INNOVATIVE MEDCARE TECHNOLOGY PTY LTD | Frankenman Endoscopic Linear Cutter Reload | The Endoscopic Linear Cutter Reload has applications in resection, transection and/or anastomosis of tissue in open or laparoscopic procedures. | Cartridge Reload - 30mm, 45mm, 60mm staple lengths. Open leg length: 2.0mm - 4.5mm, closed staple height: 0.75mm - 2.0mm. | 207254 |  | March 2021
03 - General Miscellaneous | 03.08 - CLOSURE DEVICES | 03.08.04 - Staples & Tackers | 03.08.04.01 - Staples, Non-bone (Reload) | Endoscopic, Articulating/Roticulating | QQ542 | 318 | INNOVATIVE MEDCARE TECHNOLOGY PTY LTD | iReach Omnia Reload Units | Single Use Loading Units for Powered Articulating Staplers | 30 to 60mm length | 381247 |  | November 2024
03 - General Miscellaneous | 03.08 - CLOSURE DEVICES | 03.08.04 - Staples & Tackers | 03.08.04.01 - Staples, Non-bone (Reload) | Endoscopic, Articulating/Roticulating | QQ625 | 318 | INNOVATIVE MEDCARE TECHNOLOGY PTY LTD | Endo Reach ENDO III | Staple Cartridge PPA | (45-60) mm length x (2.0 - 4.4) mm leg length | 381247 446370 |  | November 2024
03 - General Miscellaneous | 03.08 - CLOSURE DEVICES | 03.08.04 - Staples & Tackers | 03.08.04.01 - Staples, Non-bone (Reload) | Curved | JJ475 | 226 | JOHNSON & JOHNSON MEDICAL PTY LTD | Proximate Contour Curved Cutter/Stapler | Contour Curved Cutter/Stapler 30 & 40mm reload cartridges | Blue (3.85mm) & Green (4.5mm) | 124512 |  | November 2022
03 - General Miscellaneous | 03.08 - CLOSURE DEVICES | 03.08.04 - Staples & Tackers | 03.08.04.01 - Staples, Non-bone (Reload) |  | MN213 | 210 | JOHNSON & JOHNSON MEDICAL PTY LTD | Proximate Linear Stapler | Staple reload | 30 to 100mm | 132170 133407 |  | May 2018
03 - General Miscellaneous | 03.08 - CLOSURE DEVICES | 03.08.04 - Staples & Tackers | 03.08.04.01 - Staples, Non-bone (Reload) |  | MN218 | 210 | JOHNSON & JOHNSON MEDICAL PTY LTD | Endopath Linear Cutter | Staple reload | 35-45mm | 132171 |  | May 2018
03 - General Miscellaneous | 03.08 - CLOSURE DEVICES | 03.08.04 - Staples & Tackers | 03.08.04.01 - Staples, Non-bone (Reload) | Endoscopic, Articulating/Roticulating | MN219 | 318 | JOHNSON & JOHNSON MEDICAL PTY LTD | Echelon | Staple Reload | 35 - 60mm | 125609 234042 276233 |  | May 2018
03 - General Miscellaneous | 03.08 - CLOSURE DEVICES | 03.08.04 - Staples & Tackers | 03.08.04.01 - Staples, Non-bone (Reload) |  | MN220 | 210 | JOHNSON & JOHNSON MEDICAL PTY LTD | EES Linear Cutter | Staple reload | 55-75mm | 179411 |  | March 2025 | Change to ARTG
03 - General Miscellaneous | 03.08 - CLOSURE DEVICES | 03.08.04 - Staples & Tackers | 03.08.04.01 - Staples, Non-bone (Reload) | Curved | QQ587 | 226 | JOHNSON & JOHNSON MEDICAL PTY LTD | ECHELON CONTOUR GST Reload | ECHELON CONTOUR Gripping Surface Technology (GST) Reload, Blue and Green | Closed staple height, 1.5 - 2.0 mm | 124512 |  | November 2024
03 - General Miscellaneous | 03.08 - CLOSURE DEVICES | 03.08.04 - Staples & Tackers | 03.08.04.01 - Staples, Non-bone (Reload) |  | AS076 | 210 | MEDTRONIC AUSTRALASIA PTY LTD | ENDO TA* reloading unit | Titanium Surgical Stapler DLU | 30mm -2.5, 30mm-3.5 | 182307 |  | March 2020
03 - General Miscellaneous | 03.08 - CLOSURE DEVICES | 03.08.04 - Staples & Tackers | 03.08.04.01 - Staples, Non-bone (Reload) |  | AS081 | 210 | MEDTRONIC AUSTRALASIA PTY LTD | ENDO GIA* reloading unit | Titanium Surgical Stapler DLU | 30 - 35mm; 45mm; 60mm. | 181429 |  | March 2020
03 - General Miscellaneous | 03.08 - CLOSURE DEVICES | 03.08.04 - Staples & Tackers | 03.08.04.01 - Staples, Non-bone (Reload) |  | AS092 | 210 | MEDTRONIC AUSTRALASIA PTY LTD | ENDO - Herna reloading unit; VERSA TACK* reloading unit. | Titanium Surgical Stapler DLU | 4mm, 4.8mm (10 staples). | 181429 |  | March 2020
03 - General Miscellaneous | 03.08 - CLOSURE DEVICES | 03.08.04 - Staples & Tackers | 03.08.04.01 - Staples, Non-bone (Reload) | Endoscopic, Articulating/Roticulating | AS186 | 318 | MEDTRONIC AUSTRALASIA PTY LTD | Endo GIA™ Reload with TriStaple™ Technology | Endo GIA™ Reload with TriStaple™ Technology provides three staggered rows of staples on either side of the cut line. | 45mm, 60mm | 186247 |  | November 2021
03 - General Miscellaneous | 03.08 - CLOSURE DEVICES | 03.08.04 - Staples & Tackers | 03.08.04.01 - Staples, Non-bone (Reload) |  | MI215 | 210 | MEDTRONIC AUSTRALASIA PTY LTD | PI/TA Reloading Units | PI/TA Disposable Surgical Loading Unit | 30mm, 45mm, 60mm, 90mm | 181429 185017 |  | May 2018
03 - General Miscellaneous | 03.08 - CLOSURE DEVICES | 03.08.04 - Staples & Tackers | 03.08.04.01 - Staples, Non-bone (Reload) |  | MI216 | 210 | MEDTRONIC AUSTRALASIA PTY LTD | GIA/ILA Reloading Units | Single Use Loading Units | 50mm, 60mm, 80mm, 90mm, 100mm | 181429 |  | May 2018
03 - General Miscellaneous | 03.08 - CLOSURE DEVICES | 03.08.04 - Staples & Tackers | 03.08.04.01 - Staples, Non-bone (Reload) | Endoscopic, Articulating/Roticulating | MI282 | 318 | MEDTRONIC AUSTRALASIA PTY LTD | Tri-Staple™ 2.0 reloads | Tri-Staple™ 2.0 reloads with intelligent chip that communicates with Signia™ stapler | 30mm, 45mm, 60mm | 292807 350111 350112 |  | November 2021
03 - General Miscellaneous | 03.08 - CLOSURE DEVICES | 03.08.04 - Staples & Tackers | 03.08.04.01 - Staples, Non-bone (Reload) |  | MI455 | 210 | MEDTRONIC AUSTRALASIA PTY LTD | Tri-Staple GIA Reloading Units | Single use loading units | 60mm, 80mm | 331482 |  | November 2021
03 - General Miscellaneous | 03.08 - CLOSURE DEVICES | 03.08.04 - Staples & Tackers | 03.08.04.01 - Staples, Non-bone (Reload) | Endoscopic, Articulating/Roticulating | QQ628 | 318 | MEDTRONIC AUSTRALASIA PTY LTD | Signia Small Diameter Reload | Staple reload | 30-45mm | 382171 382172 |  | November 2024
03 - General Miscellaneous | 03.08 - CLOSURE DEVICES | 03.08.04 - Staples & Tackers | 03.08.04.01 - Staples, Non-bone (Reload) | Endoscopic, Articulating/Roticulating | OX037 | 318 | MERIL AUSTRALIA PTY LTD | Mirus Endocutter Staple Reloads | Titanium staples | Open Length - 2.5mm-4.8mm Close Length - 1.0mm-2.0mm | 289171 |  | May 2018
03 - General Miscellaneous | 03.08 - CLOSURE DEVICES | 03.08.04 - Staples & Tackers | 03.08.04.01 - Staples, Non-bone (Reload) |  | OX038 | 210 | MERIL AUSTRALIA PTY LTD | Mirus Disposable Linear Cutter Staple Reloads | Titanium staple reloads | Open Length - 3.8mm-4.8mm Close Length - 1.5mm-2.0mm Number of staples - 64-104 | 289171 |  | May 2018
03 - General Miscellaneous | 03.08 - CLOSURE DEVICES | 03.08.04 - Staples & Tackers | 03.08.04.01 - Staples, Non-bone (Reload) |  | OX039 | 210 | MERIL AUSTRALIA PTY LTD | Mirus Auto Linear Stapler Staple Reloads | Titanium staple reloads | Open Length - 3.5mm-4.8mm Close Length - 1.5mm-2.0mm Number of Staples - 11-33 | 289171 |  | May 2018
03 - General Miscellaneous | 03.08 - CLOSURE DEVICES | 03.08.04 - Staples & Tackers | 03.08.04.01 - Staples, Non-bone (Reload) |  | OX040 | 210 | MERIL AUSTRALIA PTY LTD | Mirus Dial Linear Stapler Staple Reloads | Titanium staple reloads | Open Length - 4.2mm Number of Staples - 11-33 | 289171 |  | May 2018
03 - General Miscellaneous | 03.08 - CLOSURE DEVICES | 03.08.04 - Staples & Tackers | 03.08.04.01 - Staples, Non-bone (Reload) |  | OB003 | 210 | OPTIMED TECHNOLOGIES PTY LTD | Touchstone Linear Cutter Stapler Cartridge (Reloads) 80mm | A disposable staple cartridge used in conjunction with a matched Touchstone Linear Cutter Stapler that lays a double staggered row of staples on each side a cutting knife. Used for extensive bowel, gastric, gynaecological and thoracic surgical stapling procedures. | 80mm length in staple line with choice of 3.8mm, 4.2mm and 4.5mm titanium staples | 262505 |  | May 2018
03 - General Miscellaneous | 03.08 - CLOSURE DEVICES | 03.08.04 - Staples & Tackers | 03.08.04.01 - Staples, Non-bone (Reload) |  | OB006 | 210 | OPTIMED TECHNOLOGIES PTY LTD | Touchstone Linear Cutter Stapler Cartridge (Reloads) 100mm | A disposable staple cartridge used in conjunction with a matched Touchstone Linear Cutter Stapler that lays a double staggered row of staples on each side a cutting knife. Used for extensive bowel, gastric, gynaecological and thoracic surgical stapling procedures. | 100mm length in staple line with choice of 3.8mm and 4.5mm titanium staples | 262505 |  | May 2018
03 - General Miscellaneous | 03.08 - CLOSURE DEVICES | 03.08.04 - Staples & Tackers | 03.08.04.01 - Staples, Non-bone (Reload) |  | OB010 | 210 | OPTIMED TECHNOLOGIES PTY LTD | JustRight 5mm Reload | Endoscopic manual linear cutting Stapler, Single-use | 5mm shaft diameter 25mm jaw length 20cm length | 306951 |  | July 2019
03 - General Miscellaneous | 03.08 - CLOSURE DEVICES | 03.08.04 - Staples & Tackers | 03.08.04.01 - Staples, Non-bone (Reload) | Endoscopic, Articulating/Roticulating | QQ602 | 318 | The Trustee for CMJH FAMILY TRUST | Panther Reloading Unit for Endo Linear Cutter Stapler | Endo articulating reloading units for use with Panther Endo Linear Cutter Stapler (manual) and Panther Smart Endoscopic motorized cutting stapler, featuring smart reload identification and P3H or P2G technology. | 30 - 60 mm reloading units, 2 - 5 mm staple height | 386361 |  | November 2024
03 - General Miscellaneous | 03.08 - CLOSURE DEVICES | 03.08.04 - Staples & Tackers | 03.08.04.02 - Staplers | Endoscopic, Articulating/Roticulating | ZZ068 | 357 | AA-Med Pty Ltd | AEON Endostapler | Endoscopic articulated stapler | Short (60mm) Medium (160mm) Long (260mm) | 329207 |  | March 2025
03 - General Miscellaneous | 03.08 - CLOSURE DEVICES | 03.08.04 - Staples & Tackers | 03.08.04.02 - Staplers | Endoscopic, Articulating/Roticulating, Powered | ZZ106 | 447 | AA-Med Pty Ltd | AEON Powered Endostapler | Endoscopic Powered Stapler | 60mm, 160mm, 260mm | 453405 |  | March 2025 | New listing
03 - General Miscellaneous | 03.08 - CLOSURE DEVICES | 03.08.04 - Staples & Tackers | 03.08.04.02 - Staplers | Endoscopic, Articulating/Roticulating, Powered | DE683 | 447 | DEVICE TECHNOLOGIES AUSTRALIA PTY. LTD. | SureForm | The Curved Tip anvil fits through a smaller dissection window allowing for easy access around vessels, and a 120 degree cone of articulation. | SureForm 30, 45 & 60mm Straight and Curved Tip | 309263 |  | November 2024
03 - General Miscellaneous | 03.08 - CLOSURE DEVICES | 03.08.04 - Staples & Tackers | 03.08.04.02 - Staplers | Endoscopic, Articulating/Roticulating, Powered | ER689 | 447 | EMERGO ASIA-PACIFIC PTY. LIMITED | Ezisurg easyEndo E-lite single use powered endoscopic linear stapler | Ezisurg easyEndo E-lite powered endoscopic linear stapler, single use | Anastomosis length 45, 60 mm Shaft length 160-340mm (overall length 260-440mm) | 431191 |  | March 2025 | New listing
03 - General Miscellaneous | 03.08 - CLOSURE DEVICES | 03.08.04 - Staples & Tackers | 03.08.04.02 - Staplers | Endoscopic, Articulating/Roticulating | ER690 | 357 | EMERGO ASIA-PACIFIC PTY. LIMITED | Ezisurg easyEndo endoscopic linear cutting staplers for single use | Ezisurg easyEndo endoscopic universal and lite disposable linear cutting staplers. | 70-440 mm | 355633 |  | March 2025 | New listing
03 - General Miscellaneous | 03.08 - CLOSURE DEVICES | 03.08.04 - Staples & Tackers | 03.08.04.02 - Staplers | Endoscopic, Articulating/Roticulating, Powered | ER695 | 447 | EMERGO ASIA-PACIFIC PTY. LIMITED | IntoCare Endostapler, including handle | Endoscopic articulated stapler, inclusive of handle | 65-250 mm | 389093 389152 |  | March 2025 | New listing
03 - General Miscellaneous | 03.08 - CLOSURE DEVICES | 03.08.04 - Staples & Tackers | 03.08.04.02 - Staplers | Endoscopic, Articulating/Roticulating | IJ020 | 357 | INNOVATIVE MEDCARE TECHNOLOGY PTY LTD | Frankenman Endoscopic Linear Cutter | The Endoscopic Linear Cutter and Reloads have applications in resection, transection and/or anastomosis of tissue in open or laparoscopic procedures. | Stapler Unit - 280mm, 330mm, 380mm, 430mm, 480mm in 12.5mm shaft OD. Reloadable Cartridges - 30mm, 45mm, 60mm staple lengths. | 205331 |  | March 2021
03 - General Miscellaneous | 03.08 - CLOSURE DEVICES | 03.08.04 - Staples & Tackers | 03.08.04.02 - Staplers | Endoscopic, Articulating/Roticulating, Powered | QQ541 | 447 | INNOVATIVE MEDCARE TECHNOLOGY PTY LTD | iReach Omnia Powered Articulating Stapler | Powered Articulating Stapler, single-use | 85 to 255mm | 381246 |  | November 2024
03 - General Miscellaneous | 03.08 - CLOSURE DEVICES | 03.08.04 - Staples & Tackers | 03.08.04.02 - Staplers | Endoscopic, Articulating/Roticulating, Powered | QQ626 | 447 | INNOVATIVE MEDCARE TECHNOLOGY PTY LTD | iReach Magnum Endo Reach Stapler | Battery Powered Endoscopic Linear Stapler, single-use | (282 - 448) mm shaft length , (45-60) mm cartridge length | 381246 |  | November 2024
03 - General Miscellaneous | 03.08 - CLOSURE DEVICES | 03.08.04 - Staples & Tackers | 03.08.04.02 - Staplers | Endoscopic | JJ903 | 357 | JOHNSON & JOHNSON MEDICAL PTY LTD | Echelon | Disposable stapling device | 45-60mm | 155639 |  | May 2018
03 - General Miscellaneous | 03.08 - CLOSURE DEVICES | 03.08.04 - Staples & Tackers | 03.08.04.02 - Staplers | Endoscopic, Articulating/Roticulating | JJ904 | 357 | JOHNSON & JOHNSON MEDICAL PTY LTD | Echelon | Stapler | 45 - 60mm | 155639 |  | May 2018
03 - General Miscellaneous | 03.08 - CLOSURE DEVICES | 03.08.04 - Staples & Tackers | 03.08.04.02 - Staplers | Endoscopic, Articulating/Roticulating | MN206 | 357 | JOHNSON & JOHNSON MEDICAL PTY LTD | Endopath Cutter | Cutter and Stapler | 45mm | 155639 |  | March 2020
03 - General Miscellaneous | 03.08 - CLOSURE DEVICES | 03.08.04 - Staples & Tackers | 03.08.04.02 - Staplers |  | MN214 | 69 | JOHNSON & JOHNSON MEDICAL PTY LTD | EES Linear Cutter | Single use, reloadable stapler | 55 to 75mm | 155639 |  | May 2018
03 - General Miscellaneous | 03.08 - CLOSURE DEVICES | 03.08.04 - Staples & Tackers | 03.08.04.02 - Staplers | Endoscopic, Articulating/Roticulating, Powered | MN215 | 447 | JOHNSON & JOHNSON MEDICAL PTY LTD | Echelon | Disposable powered stapling device | 35 to 60mm | 195695 |  | March 2025
03 - General Miscellaneous | 03.08 - CLOSURE DEVICES | 03.08.04 - Staples & Tackers | 03.08.04.02 - Staplers | Endoscopic, Articulating/Roticulating, Powered | QQ573 | 447 | JOHNSON & JOHNSON MEDICAL PTY LTD | Echelon 3000 Stapler | Powered surgical stapling device | 45-60mm | 456246 |  | November 2024
03 - General Miscellaneous | 03.08 - CLOSURE DEVICES | 03.08.04 - Staples & Tackers | 03.08.04.02 - Staplers | Endoscopic, Articulating/Roticulating | AS046 | 357 | MEDTRONIC AUSTRALASIA PTY LTD | Endo GIA Stapling System | Endoscopic/thoroscopic | 12mm; One size only. | 346475 |  | July 2021
03 - General Miscellaneous | 03.08 - CLOSURE DEVICES | 03.08.04 - Staples & Tackers | 03.08.04.02 - Staplers | Endoscopic | AS134 | 357 | MEDTRONIC AUSTRALASIA PTY LTD | DST Series EEA Or Vil | Accessory | 21mm, 25mm | 178497 |  | March 2020
03 - General Miscellaneous | 03.08 - CLOSURE DEVICES | 03.08.04 - Staples & Tackers | 03.08.04.02 - Staplers | Endoscopic, Articulating/Roticulating, Powered | MI227 | 447 | MEDTRONIC AUSTRALASIA PTY LTD | Signia™ Powered Intelligent Stapling System | Powered, articulating, endoscopic intelligent stapler with Adaptive Firing and real time technology | 30mm, 45mm, 60mm lengths | 287262 287417 287923 |  | May 2018
03 - General Miscellaneous | 03.08 - CLOSURE DEVICES | 03.08.04 - Staples & Tackers | 03.08.04.02 - Staplers | Endoscopic, Articulating/Roticulating | OX031 | 357 | MERIL AUSTRALIA PTY LTD | Mirus Endocutter | A stapler with triple staggered rows of titanium staples used to cut and close soft tissue. | Small - shaft length 60mm Medium - shaft length 160mm Long - shaft length 260mm | 289071 |  | May 2018
03 - General Miscellaneous | 03.08 - CLOSURE DEVICES | 03.08.04 - Staples & Tackers | 03.08.04.02 - Staplers | Endoscopic, Articulating/Roticulating | QQ605 | 357 | The Trustee for CMJH FAMILY TRUST | Panther Endo Linear Cutter Stapler | Endoscopic articulating stapler | Shaft Length: 60mm, 150mm, 250mm; Staple Lengths: 30mm, 45mm, 60mm | 389982 |  | November 2024
03 - General Miscellaneous | 03.08 - CLOSURE DEVICES | 03.08.04 - Staples & Tackers | 03.08.04.02 - Staplers | Endoscopic | QQ623 | 357 | The Trustee for CMJH FAMILY TRUST | PANTHER SMART Endoscopic motorized cutting stapler | Single-use endoscopic motorized cutting stapler. | Shaft Length 62mm, 152mm, 252mm; Staple lengths 30mm, 45mm, 60mm | 386366 |  | November 2024
03 - General Miscellaneous | 03.08 - CLOSURE DEVICES | 03.08.04 - Staples & Tackers | 03.08.04.03 - Staples, Reinforcer |  | QQ574 | 198 | JOHNSON & JOHNSON MEDICAL PTY LTD | ECHELON ENDOPATH Staple Line Reinforcement | Staple line buttress with click and go applicator | 60mm | 448305 |  | November 2024
03 - General Miscellaneous | 03.08 - CLOSURE DEVICES | 03.08.04 - Staples & Tackers | 03.08.04.03 - Staples, Reinforcer | Integrated | MI287 | 521 | MEDTRONIC AUSTRALASIA PTY LTD | Tri-Staple 2.0 Reinforced reloads | Tri-Staple 2.0 Reinforced reload preloaded with polyglycolic acid staple line reinforcement mesh and with intelligent chip that communicates with Signia stapler. | 45mm, 60mm | 350110 |  | November 2021
03 - General Miscellaneous | 03.08 - CLOSURE DEVICES | 03.08.04 - Staples & Tackers | 03.08.04.03 - Staples, Reinforcer |  | GT224 | 198 | W L GORE & ASSOCIATES (AUSTRALIA) PTY LTD | GORE® SEAMGUARD® Bioabsorbable Staple Line Reinforcement | GORE® SEAMGUARD® Reinforcement is a synthetic 100% bioabsorbable material, constructed from Polyglycolic Acid:Trimethylene Carbonate. Buttressing material is engineered to reduce perioperative leaks and bleeding in a variety of minimally invasive surgeries. | 1BSGEC60- for 60mm Ethicon Stapler Straight, 1BSGEC60A- for 60mm Ethicon Stapler, 1BSGEC45- for 45mm Ethicon Stapler, 1BSGTRI45P- for 45mm Endo GIA Tristapler Purple, 1BSGTRI45B- for 45mm Endo GIA Tristapler Black, 1BSGTRI60P- for 60mm Endo GIA Tristapler Purple, 1BSGTRI60B- for 60mm Endo GIA Tristapler Black | 153351 |  | May 2018
03 - General Miscellaneous | 03.08 - CLOSURE DEVICES | 03.08.04 - Staples & Tackers | 03.08.04.04 - Staples, Non-bone with Disposable Applier | Endoscopic, Circular | ER693 | 671 | EMERGO ASIA-PACIFIC PTY. LIMITED | IntoCare Circular Stapler including handle, powered | Endoscopic Circular Stapler inclusive of handle, powered | 21-33 mm | 390947 |  | March 2025 | New listing
03 - General Miscellaneous | 03.08 - CLOSURE DEVICES | 03.08.04 - Staples & Tackers | 03.08.04.04 - Staples, Non-bone with Disposable Applier |  | ET066 | 292 | ENDOTHERAPEUTICS PTY. LIMITED | Insorb Subcuticular Stapler | A subcuticular (dermal) surgical delivery system loaded with resorbable staples/prostheses | Each staple is 5mm x 3mm | 178665 |  | May 2018
03 - General Miscellaneous | 03.08 - CLOSURE DEVICES | 03.08.04 - Staples & Tackers | 03.08.04.04 - Staples, Non-bone with Disposable Applier | Circular | IJ014 | 648 | INNOVATIVE MEDCARE TECHNOLOGY PTY LTD | Frankenman Haemorrhoidal (CPH) Stapler | Circular stapler for rectal prolapse and haemorrhoids preloaded with titanium staples | Outside diameter: 32.5mm; 34.5mm | 205330 |  | March 2021
03 - General Miscellaneous | 03.08 - CLOSURE DEVICES | 03.08.04 - Staples & Tackers | 03.08.04.04 - Staples, Non-bone with Disposable Applier |  | IJ015 | 292 | INNOVATIVE MEDCARE TECHNOLOGY PTY LTD | Frankenman Linear Cutter Stapler | Single use, reloadable, linear cutter stapler containing titanium staples | 61mm; 81mm; 100mm | 205319 205331 |  | March 2021
03 - General Miscellaneous | 03.08 - CLOSURE DEVICES | 03.08.04 - Staples & Tackers | 03.08.04.04 - Staples, Non-bone with Disposable Applier | Circular | IJ016 | 648 | INNOVATIVE MEDCARE TECHNOLOGY PTY LTD | Frankenman Circular Stapler | Curved intraluminal stapler preloaded with titanium staples. | 21mm; 25mm; 28mm; 32mm | 292060 |  | March 2021
03 - General Miscellaneous | 03.08 - CLOSURE DEVICES | 03.08.04 - Staples & Tackers | 03.08.04.04 - Staples, Non-bone with Disposable Applier |  | IJ018 | 292 | INNOVATIVE MEDCARE TECHNOLOGY PTY LTD | Frankenman Linear Stapler | Linear stapler preloaded with titanium staples | 32mm; 46mm; 60mm; 90mm | 205319 205331 |  | March 2021
03 - General Miscellaneous | 03.08 - CLOSURE DEVICES | 03.08.04 - Staples & Tackers | 03.08.04.04 - Staples, Non-bone with Disposable Applier |  | JJ050 | 292 | JOHNSON & JOHNSON MEDICAL PTY LTD | Proximate* Linear Stapler | Metal/Plastic linear stapler preloaded with titanium staples, manual closure | 55 - 60mm | 132167 |  | May 2018
03 - General Miscellaneous | 03.08 - CLOSURE DEVICES | 03.08.04 - Staples & Tackers | 03.08.04.04 - Staples, Non-bone with Disposable Applier | Articulating/Roticulating | JJ056 | 662 | JOHNSON & JOHNSON MEDICAL PTY LTD | Proximate Articulating Linear Stapler | Articulating linear stapler preloaded with titanium staples | 55mm | 132167 |  | May 2018
03 - General Miscellaneous | 03.08 - CLOSURE DEVICES | 03.08.04 - Staples & Tackers | 03.08.04.04 - Staples, Non-bone with Disposable Applier | Endoscopic | JJ184 | 473 | JOHNSON & JOHNSON MEDICAL PTY LTD | Endopath Multi Stapler | Endoscopic titanium stapler with staples | 11mm shaft diameter | 124512 |  | May 2018
03 - General Miscellaneous | 03.08 - CLOSURE DEVICES | 03.08.04 - Staples & Tackers | 03.08.04.04 - Staples, Non-bone with Disposable Applier | Circular | JJ443 | 648 | JOHNSON & JOHNSON MEDICAL PTY LTD | Proximate Intraluminal Stapler PPH | Proximate Hemorrhoidal Circular Stapler PPH | One Size Only | 99218 |  | May 2018
03 - General Miscellaneous | 03.08 - CLOSURE DEVICES | 03.08.04 - Staples & Tackers | 03.08.04.04 - Staples, Non-bone with Disposable Applier | Curved | JJ812 | 559 | JOHNSON & JOHNSON MEDICAL PTY LTD | CONTOUR Curved Cutter Stapler | Curved cutter and stapler for gastrointestinal transaction and resection. | 40mm | 118291 |  | May 2018
03 - General Miscellaneous | 03.08 - CLOSURE DEVICES | 03.08.04 - Staples & Tackers | 03.08.04.04 - Staples, Non-bone with Disposable Applier | Endoscopic, Circular | MN216 | 671 | JOHNSON & JOHNSON MEDICAL PTY LTD | Ethicon Intraluminal Stapler | Proximate and Endopath staplers | 21 - 33mm | 124512 99218 |  | July 2021
03 - General Miscellaneous | 03.08 - CLOSURE DEVICES | 03.08.04 - Staples & Tackers | 03.08.04.04 - Staples, Non-bone with Disposable Applier |  | MN217 | 292 | JOHNSON & JOHNSON MEDICAL PTY LTD | Proximate | Preloaded stapler | 30-100mm | 132166 132167 133406 |  | May 2018
03 - General Miscellaneous | 03.08 - CLOSURE DEVICES | 03.08.04 - Staples & Tackers | 03.08.04.04 - Staples, Non-bone with Disposable Applier | Curved | QQ586 | 559 | JOHNSON & JOHNSON MEDICAL PTY LTD | ECHELON CONTOUR Curved Cutter Stapler | Curved cutter and stapler applier for gastrointestinal transection and resection | 40 mm | 118291 |  | November 2024
03 - General Miscellaneous | 03.08 - CLOSURE DEVICES | 03.08.04 - Staples & Tackers | 03.08.04.04 - Staples, Non-bone with Disposable Applier | Endoscopic, Circular | QQ746 | 671 | JOHNSON & JOHNSON MEDICAL PTY LTD | ECHELON CIRCULAR Powered Stapler | Powered Endoscopic Circular Staplers | 23-31mm | 329572 |  | November 2024
03 - General Miscellaneous | 03.08 - CLOSURE DEVICES | 03.08.04 - Staples & Tackers | 03.08.04.04 - Staples, Non-bone with Disposable Applier | Endoscopic | AS075 | 473 | MEDTRONIC AUSTRALASIA PTY LTD | ENDO TA* | Titanium Surgical Stapler | 30mm | 185016 |  | March 2020
03 - General Miscellaneous | 03.08 - CLOSURE DEVICES | 03.08.04 - Staples & Tackers | 03.08.04.04 - Staples, Non-bone with Disposable Applier | Endoscopic | AS077 | 473 | MEDTRONIC AUSTRALASIA PTY LTD | ENDO GIA* | Titanium Surgical Stapler | 30 - 35mm | 181272 |  | March 2020
03 - General Miscellaneous | 03.08 - CLOSURE DEVICES | 03.08.04 - Staples & Tackers | 03.08.04.04 - Staples, Non-bone with Disposable Applier | Circular | AS179 | 648 | MEDTRONIC AUSTRALASIA PTY LTD | EEA Haemorrhoid and Prolapse Stapler | Stapling instrument for control of rectal prolapse and haemorrhoid disease. | 33mm Circular Stapling line, 3.5 mm and 4.8mm Staple leg length. | 178674 |  | March 2020
03 - General Miscellaneous | 03.08 - CLOSURE DEVICES | 03.08.04 - Staples & Tackers | 03.08.04.04 - Staples, Non-bone with Disposable Applier |  | MI212 | 292 | MEDTRONIC AUSTRALASIA PTY LTD | TA Stapler | Disposable Surgical Stapler and Loading Unit | 30mm, 45mm, 60mm, 90mm | 181434 185015 |  | March 2025 | Change to Product name, ARTG
03 - General Miscellaneous | 03.08 - CLOSURE DEVICES | 03.08.04 - Staples & Tackers | 03.08.04.04 - Staples, Non-bone with Disposable Applier |  | MI214 | 292 | MEDTRONIC AUSTRALASIA PTY LTD | GIA™ Stapler With DST Series™ | Single use reloadable linear cutting stapler designed with 4.8 mm, 3.8 mm, and 2.5 mm staple heights | 2.5mm, 3.8mm, 4.8mm | 181272 |  | March 2023
03 - General Miscellaneous | 03.08 - CLOSURE DEVICES | 03.08.04 - Staples & Tackers | 03.08.04.04 - Staples, Non-bone with Disposable Applier | Endoscopic, Circular | MI219 | 671 | MEDTRONIC AUSTRALASIA PTY LTD | EEA Circular Stapler | Circular staplers | 21mm to 34mm | 178517 |  | May 2018
03 - General Miscellaneous | 03.08 - CLOSURE DEVICES | 03.08.04 - Staples & Tackers | 03.08.04.04 - Staples, Non-bone with Disposable Applier | Endoscopic, Circular | MI281 | 671 | MEDTRONIC AUSTRALASIA PTY LTD | EEA Circular Stapler with Tri Staple Technology | Circular staplers with 3 row staples, slope faced cartridge with a different staple size in each staple row. | 21mm to 33mm | 293808 |  | March 2020
03 - General Miscellaneous | 03.08 - CLOSURE DEVICES | 03.08.04 - Staples & Tackers | 03.08.04.04 - Staples, Non-bone with Disposable Applier |  | MI456 | 292 | MEDTRONIC AUSTRALASIA PTY LTD | GIA Stapler with Tri-Staple technology | Single use, reloadable stapler | 60mm, 80mm | 331481 |  | November 2021
03 - General Miscellaneous | 03.08 - CLOSURE DEVICES | 03.08.04 - Staples & Tackers | 03.08.04.04 - Staples, Non-bone with Disposable Applier |  | OX032 | 292 | MERIL AUSTRALIA PTY LTD | Mirus Disposable Linear Cutter | Disposable, reloadable linear cutter stapler | Stapling line lengths of 60mm, 80mm and 100mm | 289076 |  | May 2018
03 - General Miscellaneous | 03.08 - CLOSURE DEVICES | 03.08.04 - Staples & Tackers | 03.08.04.04 - Staples, Non-bone with Disposable Applier |  | OX033 | 292 | MERIL AUSTRALIA PTY LTD | Mirus Dial Linear Stapler | A disposable, reloadable linear stapler with dial | Accommodates staple line lengths of 30mm, 45mm, 60mm and 90mm. | 289086 |  | May 2018
03 - General Miscellaneous | 03.08 - CLOSURE DEVICES | 03.08.04 - Staples & Tackers | 03.08.04.04 - Staples, Non-bone with Disposable Applier |  | OX034 | 292 | MERIL AUSTRALIA PTY LTD | Mirus Auto Linear Stapler | A disposable, reloadable linear stapler | Accommodates staple line lengths of 30mm, 45mm, 60mm and 90mm. | 289086 |  | May 2018
03 - General Miscellaneous | 03.08 - CLOSURE DEVICES | 03.08.04 - Staples & Tackers | 03.08.04.04 - Staples, Non-bone with Disposable Applier | Circular | OX035 | 648 | MERIL AUSTRALIA PTY LTD | Mirus Circular Intraluminal Stapler | Disposable circular stapler with mechanism to measure tissue thickness | Available in 2 rows and 3 rows of staples | 289056 |  | May 2018
03 - General Miscellaneous | 03.08 - CLOSURE DEVICES | 03.08.04 - Staples & Tackers | 03.08.04.04 - Staples, Non-bone with Disposable Applier | Circular | OX036 | 648 | MERIL AUSTRALIA PTY LTD | Mirus Hemorrhoids Stapler | Disposable stapler with 2 or 3 staggered rows of titanium staples | Available in models with 2 rows and 3 rows of staples | 289057 |  | May 2018
03 - General Miscellaneous | 03.08 - CLOSURE DEVICES | 03.08.04 - Staples & Tackers | 03.08.04.04 - Staples, Non-bone with Disposable Applier |  | OB002 | 292 | OPTIMED TECHNOLOGIES PTY LTD | Touchstone Linear Cutter Stapler 80mm | A device that incorporates a disposable staple cartridge that lays a double staggered row of staples on each side of a cutting knife. Used for extensive bowel, gastric, gynaecological and thoracic surgical stapling procedures. | 80mm length in staple line with choice of 3.8mm, 4.2mm and 4.5mm titanium staples | 262505 |  | May 2018
03 - General Miscellaneous | 03.08 - CLOSURE DEVICES | 03.08.04 - Staples & Tackers | 03.08.04.04 - Staples, Non-bone with Disposable Applier | Circular | OB004 | 648 | OPTIMED TECHNOLOGIES PTY LTD | Touchstone Circular Stapler | A surgical implanting device for placing s specific size of double staggered row of titanium staples in a circular fashion in the large bowel, small bowel or oesophagus to maintain function of the digestive tract. A suitable size is used to match the lumen size of the patient's digestive tract | External dimension - 21mm, 25mm, 29mm or 33mm | 263001 |  | May 2018
03 - General Miscellaneous | 03.08 - CLOSURE DEVICES | 03.08.04 - Staples & Tackers | 03.08.04.04 - Staples, Non-bone with Disposable Applier |  | OB005 | 292 | OPTIMED TECHNOLOGIES PTY LTD | Touchstone Linear Cutter Stapler 100mm | A device that incorporates a disposable staple cartridge that lays a double staggered row of staples on each side of a cutting knife. Used for extensive bowel, gastric, gynaecological and thoracic surgical stapling procedures. | 100mm length in staple line with choice of 3.8mm and 4.5mm titanium | 262505 |  | May 2018
03 - General Miscellaneous | 03.08 - CLOSURE DEVICES | 03.08.04 - Staples & Tackers | 03.08.04.04 - Staples, Non-bone with Disposable Applier | Circular | OB007 | 648 | OPTIMED TECHNOLOGIES PTY LTD | Touchstone Prolapse Haemorrhoid Stapler | A surgical implanting device for placing a specific size of double staggered row of titanium staples in a circular fashion in the Anal and/or Rectal region for the circumferential excision of the prolapsed distal rectal muscosa, as described by Dr. Longo, Italy. | 33mm and 36mm | 262507 |  | May 2018
03 - General Miscellaneous | 03.08 - CLOSURE DEVICES | 03.08.04 - Staples & Tackers | 03.08.04.04 - Staples, Non-bone with Disposable Applier |  | OB009 | 292 | OPTIMED TECHNOLOGIES PTY LTD | JustRight 5mm Stapler | Endoscopic manual linear cutting stapler, single use | 5mm shaft diameter 25mm jaw length 20cm length | 306951 |  | July 2019
03 - General Miscellaneous | 03.08 - CLOSURE DEVICES | 03.08.04 - Staples & Tackers | 03.08.04.05 - Tackers | Endoscopic | BA203 | 374 | BARD AUSTRALIA PTY. LIMITED | Fixation Anchor Set | Open or Laparoscopic Permanent Fixation System. | 15 Fasteners; 30 Fasteners | 137898 |  | May 2018
03 - General Miscellaneous | 03.08 - CLOSURE DEVICES | 03.08.04 - Staples & Tackers | 03.08.04.05 - Tackers | Absorbable | BA204 | 473 | BARD AUSTRALIA PTY. LIMITED | SorbaFix | Open of Laparoscopic Absorbable Fixation System. | 15 Fasteners; 30 Fasteners | 170112 |  | May 2018
03 - General Miscellaneous | 03.08 - CLOSURE DEVICES | 03.08.04 - Staples & Tackers | 03.08.04.05 - Tackers | Absorbable | BA269 | 473 | BARD AUSTRALIA PTY. LIMITED | Bard Absorbable Fixation System | Open or Laparoscopic Absorbable Fixation System | 30 Absorbable Fastners, 15 Absorbale Fastners | 278914 |  | May 2018
03 - General Miscellaneous | 03.08 - CLOSURE DEVICES | 03.08.04 - Staples & Tackers | 03.08.04.05 - Tackers | Absorbable | MN115 | 473 | JOHNSON & JOHNSON MEDICAL PTY LTD | SECURESTRAP™ | 5mm Absorbable Strap Fixation Device | 5mm | 193268 |  | May 2018
03 - General Miscellaneous | 03.08 - CLOSURE DEVICES | 03.08.04 - Staples & Tackers | 03.08.04.05 - Tackers | Absorbable | MN175 | 473 | JOHNSON & JOHNSON MEDICAL PTY LTD | SECURESTRAP Open | Open Absorbable Strap Fixation Device | Strap length 6.7mm | 230205 |  | May 2018
03 - General Miscellaneous | 03.08 - CLOSURE DEVICES | 03.08.04 - Staples & Tackers | 03.08.04.05 - Tackers | Endoscopic | AS045 | 374 | MEDTRONIC AUSTRALASIA PTY LTD | PROTACK; ENDO UNIVERSAL | Single-use titanium hernia mesh fixation device | 5mm (Qty 30); 4mm, 4.8mm (Qty 10) | 178498 181429 |  | March 2025 | Change to Product name, ARTG, Description, Size
03 - General Miscellaneous | 03.08 - CLOSURE DEVICES | 03.08.04 - Staples & Tackers | 03.08.04.05 - Tackers |  | AS095 | 234 | MEDTRONIC AUSTRALASIA PTY LTD | STATTACK | STATTACK Titanium Helical Tacker | One size only | 178498 |  | March 2020
03 - General Miscellaneous | 03.08 - CLOSURE DEVICES | 03.08.04 - Staples & Tackers | 03.08.04.05 - Tackers | Absorbable, Articulating/Roticulating | AS227 | 653 | MEDTRONIC AUSTRALASIA PTY LTD | ReliaTack Articulating Reloadable Fixation Device | Articulating, reloadable, sterile, single use fixation device prepackaged with 30 standard single use, absorbable reloads | 5.1mm, 30 tacks | 315822 |  | July 2021
03 - General Miscellaneous | 03.08 - CLOSURE DEVICES | 03.08.04 - Staples & Tackers | 03.08.04.05 - Tackers | Absorbable | AS246 | 473 | MEDTRONIC AUSTRALASIA PTY LTD | ABSORBATACK | Absorbable Fixation Device | 5mm | 181415 |  | May 2018
03 - General Miscellaneous | 03.08 - CLOSURE DEVICES | 03.08.04 - Staples & Tackers | 03.08.04.05 - Tackers | Absorbable, Articulating/Roticulating | MI303 | 653 | MEDTRONIC AUSTRALASIA PTY LTD | ReliaTack™ Articulating Reloadable Fixation Device with Deep Purchase Tacks | Articulating, reloadable, sterile, single use fixation device pre-packaged with 29 tacks (three eight-tack deep purchase reloads, and one five tack deep purchase reload) | 7.0 mm, 29 Tacks | 315822 |  | July 2019
03 - General Miscellaneous | 03.08 - CLOSURE DEVICES | 03.08.04 - Staples & Tackers | 03.08.04.06 - Suture Fasteners |  | DE610 | 50 | DEVICE TECHNOLOGIES AUSTRALIA PTY. LTD. | Cor-Knot®Quick Load single | The Cor-Knot®Quick Load houses one sterile Cor-Knot®Titanium Fastener for use with the Cor-Knot®device kit | One size | 219813 |  | May 2018
03 - General Miscellaneous | 03.08 - CLOSURE DEVICES | 03.08.04 - Staples & Tackers | 03.08.04.06 - Suture Fasteners |  | DE611 | 308 | DEVICE TECHNOLOGIES AUSTRALIA PTY. LTD. | Cor-Knot®Quick Load 6 Pouch | The Cor-Knot®Quick load 6 contains six single sterile Cor-Knot® Titanium Fasteners for use with the Cor-Knot® device kit | One size | 219813 |  | July 2022
03 - General Miscellaneous | 03.08 - CLOSURE DEVICES | 03.08.04 - Staples & Tackers | 03.08.04.07 - Tacks, Reload | 5 Tacks, Absorbable | AS228 | 162 | MEDTRONIC AUSTRALASIA PTY LTD | ReliaTack™ Absorbable Tacks | 5 x absorbable reloads to be used with ReliaTack articulating tacking device | 5.1mm, 5 tacks | 315822 |  | March 2023
03 - General Miscellaneous | 03.08 - CLOSURE DEVICES | 03.08.04 - Staples & Tackers | 03.08.04.07 - Tacks, Reload | 10 Tacks, Absorbable | AS229 | 323 | MEDTRONIC AUSTRALASIA PTY LTD | ReliaTack™ Absorbable Tacks | 10 x absorbable reloads to be used with ReliaTack atriculating tacking device | 5.1mm, 10 tacks | 315822 |  | March 2023
03 - General Miscellaneous | 03.08 - CLOSURE DEVICES | 03.08.04 - Staples & Tackers | 03.08.04.07 - Tacks, Reload | 5 Tacks, Absorbable | MI304 | 162 | MEDTRONIC AUSTRALASIA PTY LTD | ReliaTack Articulating Reloadable Fixation Device with Deep Purchase Tacks (Reloads x 5) | 5 x absorbable deep purchase reloads to be used with ReliaTack articulating tacking device | 7.0 mm 5 Tacks | 315822 |  | July 2019
03 - General Miscellaneous | 03.08 - CLOSURE DEVICES | 03.08.04 - Staples & Tackers | 03.08.04.07 - Tacks, Reload | 8 Deep Purchase Tack, absorbable | MI305 | 258 | MEDTRONIC AUSTRALASIA PTY LTD | ReliaTack Articulating Reloadable Fixation Device with Deep Purchase Tacks (Reloads x 8) | 8 x absorbable deep purchase reloads to be used with ReliaTack articulating tacking device | 7.0 mm 8 tacks | 315822 |  | July 2019
03 - General Miscellaneous | 03.08 - CLOSURE DEVICES | 03.08.04 - Staples & Tackers | 03.08.04.08 - Adhesive Tackers | Synthetic, Endoscopic | QQ751 | 463 | B BRAUN AUSTRALIA PTY LTD | Histoacryl LapFix Procedure Pack (Delivery System with Adhesive) | Histoacryl LapFix Surgical Procedure Kit is a laproscopic, single-use, non-medicated Class III medical device. It contains the delivery system and the adhesive. | Single Procedure Kit (Delivery System with Adhesive) | 430877 |  | November 2024
03 - General Miscellaneous | 03.08 - CLOSURE DEVICES | 03.08.04 - Staples & Tackers | 03.08.04.08 - Adhesive Tackers | Synthetic, Endoscopic | DE726 | 211 | DEVICE TECHNOLOGIES AUSTRALIA PTY. LTD. | Glutack | Catheter for controlled application of surgical adhesive. | 25, 40, 50 drops | 313580 |  | March 2023
03 - General Miscellaneous | 03.08 - CLOSURE DEVICES | 03.08.04 - Staples & Tackers | 03.08.04.08 - Adhesive Tackers | Synthetic, Endoscopic | WL001 | 463 | The Trustee for CMJH FAMILY TRUST | LiquiBand Fix8 | Hernia Mesh Fixation System, preloaded into applicator | 33 tacks | 233374 314884 |  | July 2022
04 - Neurosurgical | 04.02 - DURA DEFECT REPAIR | 04.02.05 - Repair, Liquid Sealant (0 to 3ml) |  |  | IG142 | 629 | INTEGRA NEUROSCIENCES PTY LTD | DuraSeal Xact Spinal Dural Sealant | Xact Dural Sealant for spine. Packaged in sterile single use disposable tray. | 3ml | 233759 |  | May 2018
04 - Neurosurgical | 04.02 - DURA DEFECT REPAIR | 04.02.06 - Repair, Liquid Sealant (>3 to 6ml) |  |  | IG141 | 580 | INTEGRA NEUROSCIENCES PTY LTD | Duraseal Dural Sealant | DuraSeal is a Synthetic, absorbable, Polyethylene Glycon, hydrogel sealant used as an adjunct to sutured dural repair to achieve watertight closure. | 5ml of hydrogel sealant | 233618 |  | May 2018
04 - Neurosurgical | 04.02 - DURA DEFECT REPAIR | 04.02.06 - Repair, Liquid Sealant (>3 to 6ml) |  |  | HW659 | 580 | STRYKER AUSTRALIA PTY LTD | ADHERUS Dural Sealant | Dural sealant | 6ml | 202972 |  | November 2021
04 - Neurosurgical | 04.02 - DURA DEFECT REPAIR | 04.02.06 - Repair, Liquid Sealant (>3 to 6ml) |  |  | HW660 | 580 | STRYKER AUSTRALIA PTY LTD | Adherus AutoSpray | Hydrogel sealant with automatic applicator. | 6mL | 202972 |  | November 2020
10 - Vascular | 10.07 - Arterial Closure Devices | 10.07.01 - Arterial Closure Devices |  | L (Large) | SJ451 | 608 | ABBOTT MEDICAL AUSTRALIA PTY LTD. | Prostar | Suture Mediated Closure Device - Closure of Large holes | Up to 24 French | 300736 |  | March 2021
10 - Vascular | 10.07 - Arterial Closure Devices | 10.07.01 - Arterial Closure Devices |  |  | SJ452 | 290 | ABBOTT MEDICAL AUSTRALIA PTY LTD. | Proglide | Suture Mediated Closure Device | 5 - 8 French | 300736 |  | March 2021
10 - Vascular | 10.07 - Arterial Closure Devices | 10.07.01 - Arterial Closure Devices |  |  | SJ459 | 290 | ABBOTT MEDICAL AUSTRALIA PTY LTD. | Perclose ProStyle Suture Mediated Closure and Repair System | Suture-Mediated Closure and Repair System | One size | 300736 |  | July 2021
10 - Vascular | 10.07 - Arterial Closure Devices | 10.07.01 - Arterial Closure Devices |  |  | SJ463 | 290 | ABBOTT MEDICAL AUSTRALIA PTY LTD. | Starclose | 6 Fr Exchange Sheath, Dilator, Guidewire, implantable nitinol clip pre-mounted on a Clip Applier | 6 Fr | 240055 |  | July 2021
10 - Vascular | 10.07 - Arterial Closure Devices | 10.07.01 - Arterial Closure Devices |  |  | JW005 | 290 | CORDIS AUSTRALIA PTY LTD | Mynx Vascular Closure Device | Water-soluble synthetic sealant made of a polyethylene glycol (PEG) The sealant is resorbed by the body within 30 days | 5F, 6/7F | 201265 |  | November 2022
10 - Vascular | 10.07 - Arterial Closure Devices | 10.07.01 - Arterial Closure Devices |  |  | JW008 | 290 | CORDIS AUSTRALIA PTY LTD | EXOSEAL (TM) Vascular Closure Device | Vascular Closure Device | 5 - 7F | 176723 |  | November 2022
10 - Vascular | 10.07 - Arterial Closure Devices | 10.07.01 - Arterial Closure Devices |  |  | JW015 | 290 | CORDIS AUSTRALIA PTY LTD | MYNX Control Vascular Closure Device | The MYNX CONTROL Vascular Closure Device is designed to achieve femoral artery hemostasis via delivery of an extravascular, water-soluble synthetic hydrogel sealant, using a balloon catheter in conjunction with a standard procedural sheath. The sealant is made of a polyethylene glycol (PEG) material which expands upon contact with subcutaneous fluids to seal the arteriotomy. The sealant is resorbed by the body within 30 days. A 10 ml locking syringe is used for balloon inflation and deflation. | 5F, 6/7F | 333853 |  | November 2022
10 - Vascular | 10.07 - Arterial Closure Devices | 10.07.01 - Arterial Closure Devices |  |  | XS001 | 290 | HAEMONETICS AUSTRALIA PTY LTD | VASCADE | Vascular closure system | 5F and 6/7 F | 427854 |  | March 2025 | New listing
10 - Vascular | 10.07 - Arterial Closure Devices | 10.07.01 - Arterial Closure Devices |  | L (Large) | QQ561 | 608 | TELEFLEX MEDICAL AUSTRALIA PTY LTD | Manta Vascular Closure Device | The MANTA Device is a biomechanical vascular closure device designed specifically for large bore femoral arterial access site closure. | 14F or 18F MANTA Closure Device | 395670 |  | November 2024
10 - Vascular | 10.07 - Arterial Closure Devices | 10.07.01 - Arterial Closure Devices |  |  | TU061 | 290 | Terumo Australia | FemoSeal Vascular Closure System | Haemostatic Puncture Closure Device | One Size | 263892 304029 |  | August 2018
10 - Vascular | 10.07 - Arterial Closure Devices | 10.07.01 - Arterial Closure Devices |  |  | TU067 | 290 | Terumo Australia | Angio-Seal VAscular Closure Device - VIP | Angio-Seal Haemostatic Puncture Closure Device, Model VIP Platform | 6F and 8F | 128525 306829 |  | August 2018
10 - Vascular | 10.09 - Long Term Vascular Access Devices | 10.09.01 - Percutaneous Catheters, Single Lumen |  | cu (cuffed) | BA049 | 146 | BARD AUSTRALIA PTY. LIMITED | Hickman/Broviac Catheters | Open-Ended CVC, Single Lumen | 2.7Fr - 9.6Fr | 145466 145469 |  | May 2018
10 - Vascular | 10.09 - Long Term Vascular Access Devices | 10.09.01 - Percutaneous Catheters, Single Lumen |  | cu (cuffed) | BA125 | 146 | BARD AUSTRALIA PTY. LIMITED | Groshong Central Venous Catheter | Closed-Ended CVC, Single Lumen | 5.5Fr - 9.5Fr | 42589 |  | May 2018
10 - Vascular | 10.09 - Long Term Vascular Access Devices | 10.09.01 - Percutaneous Catheters, Single Lumen |  | cu (cuffed) | BA129 | 146 | BARD AUSTRALIA PTY. LIMITED | Groshong Peripherally Inserted Central Catheter | Closed-Ended PICC, Single Lumen | 3Fr - 5Fr | 42589 |  | May 2018
10 - Vascular | 10.09 - Long Term Vascular Access Devices | 10.09.01 - Percutaneous Catheters, Single Lumen |  | pi (power injection) | BA184 | 130 | BARD AUSTRALIA PTY. LIMITED | Peripherally Inserted Central Catheter | Power Injectable PICC, Single Lumen | 3Fr - 6Fr | 155226 286034 286035 286036 |  | May 2018
10 - Vascular | 10.09 - Long Term Vascular Access Devices | 10.09.01 - Percutaneous Catheters, Single Lumen |  | pi (power injection) | BA212 | 130 | BARD AUSTRALIA PTY. LIMITED | Peripherally Inserted Central Catheter | Valved, Power Injectable PICC, Single Lumen | 4Fr - 6Fr | 191603 |  | May 2018
10 - Vascular | 10.09 - Long Term Vascular Access Devices | 10.09.01 - Percutaneous Catheters, Single Lumen |  | pi (power injection) | BA220 | 130 | BARD AUSTRALIA PTY. LIMITED | Groshong Peripherally Inserted Central Catheter | Closed-Ended, Power Injectable PICC, Single Lumen | 5Fr | 198806 |  | May 2018
10 - Vascular | 10.09 - Long Term Vascular Access Devices | 10.09.01 - Percutaneous Catheters, Single Lumen |  | pi (power injection) | BA268 | 130 | BARD AUSTRALIA PTY. LIMITED | PowerGlide Pro | Single lumen, power injectable percutaneous catheter | 18 - 22 Gauge | 228968 |  | March 2020
10 - Vascular | 10.09 - Long Term Vascular Access Devices | 10.09.01 - Percutaneous Catheters, Single Lumen |  | pi (power injection) | BA273 | 130 | BARD AUSTRALIA PTY. LIMITED | PowerMidline | Single lumen, power injectable percutaneous catheter | 3Fr-4Fr | 228968 |  | August 2018
10 - Vascular | 10.09 - Long Term Vascular Access Devices | 10.09.01 - Percutaneous Catheters, Single Lumen |  | pi (power injection) | BA282 | 130 | BARD AUSTRALIA PTY. LIMITED | PowerHohn 5 Fr Single Lumen, Basic Kit | PowerHohn 5 Fr Single Lumen, Basic Kit | 5 Fr | 309587 |  | November 2019
10 - Vascular | 10.09 - Long Term Vascular Access Devices | 10.09.01 - Percutaneous Catheters, Single Lumen |  | cu, pi | BA291 | 146 | BARD AUSTRALIA PTY. LIMITED | PowerHickman Single Lumen Microinducer with SureCuff (2cm & 5 cm) with AirGuard | PowerHickman, 8 Fr Single Lumen, MicroIntroducer Kit with SureCuff (2 cm & 5 cm) | 8 Fr | 309584 309585 |  | July 2020
10 - Vascular | 10.09 - Long Term Vascular Access Devices | 10.09.01 - Percutaneous Catheters, Single Lumen |  | cu, pi | BA292 | 146 | BARD AUSTRALIA PTY. LIMITED | PowerLine Single Lumen MicroIntroducer Kit | PowerLine 5 Fr Single Lumen, Polyurethane Catheter with Surecuff, MicroIntroducer Kit | 5 Fr | 309588 |  | July 2020
10 - Vascular | 10.09 - Long Term Vascular Access Devices | 10.09.01 - Percutaneous Catheters, Single Lumen |  | cu, pi | BA296 | 146 | BARD AUSTRALIA PTY. LIMITED | PowerHickman, 8 Fr Single Lumen, Intermediate Kit with SureCuff Airguard(5 cm) | PowerHickman, 8 Fr Single Lumen, Intermediate Kit with SureCuff Airguard(5 cm) | 8Fr | 309586 |  | July 2020
10 - Vascular | 10.09 - Long Term Vascular Access Devices | 10.09.01 - Percutaneous Catheters, Single Lumen |  | pi (power injection) | BA302 | 130 | BARD AUSTRALIA PTY. LIMITED | Provena™ Midline Catheter | The Provena™ Midline Catheters are intended to be inserted into a patient's vascular system to sample blood, administer fluids and power injection of contrast media. The unique feature of Provena™ Midline Catheters is that they are configured with a smaller outer diameter with minimal reduction to the intraluminal area assisting in providing the optimal catheter to vein ratio, whilst still enabling good flow rates to ensure the therapy delivery is uncompromised. | 3Fr single lumen | 317521 |  | July 2021
10 - Vascular | 10.09 - Long Term Vascular Access Devices | 10.09.01 - Percutaneous Catheters, Single Lumen |  | pi (power injection) | BA308 | 130 | BARD AUSTRALIA PTY. LIMITED | PowerGlide Pro™ Midline Cannula with Cue™ Needle Tracking | Single lumen, power injectable percutaneous catheter | Basic kits: 22G x 8 cm, 20G x 8 cm, 22G x 10 cm, 18G x 8 cm, 18G x 10 cm | 317521 |  | March 2022
10 - Vascular | 10.09 - Long Term Vascular Access Devices | 10.09.01 - Percutaneous Catheters, Single Lumen |  | pi (power injection) | MS069 | 130 | MEDICAL SPECIALTIES AUSTRALASIA PTY LTD | BioFlo Midline | Percutaneous Catheter, Single Lumen, Power Injectable | Length: 20 cm French Size: 3Fr - 5Fr | 312726 |  | November 2019
10 - Vascular | 10.09 - Long Term Vascular Access Devices | 10.09.01 - Percutaneous Catheters, Single Lumen |  | pi (power injection) | MS074 | 130 | MEDICAL SPECIALTIES AUSTRALASIA PTY LTD | Single Lumen Peripherally Inserted Central Catheter | Power injectable with Pressure Activated Safely Valve (PASV) technology | 3F x55cm, 4F x 55cm, 5F x 55cm | 175080 178780 179150 203831 |  | March 2020
10 - Vascular | 10.09 - Long Term Vascular Access Devices | 10.09.01 - Percutaneous Catheters, Single Lumen |  | pi (power injection) | MS075 | 130 | MEDICAL SPECIALTIES AUSTRALASIA PTY LTD | Peripherally Inserted Central Catheter (PICC) | Peripherally Inserted Central Catheter, Single Lumen, Power Injectable | 4Fr - 5Fr | 203832 215418 215419 |  | November 2021
10 - Vascular | 10.09 - Long Term Vascular Access Devices | 10.09.01 - Percutaneous Catheters, Single Lumen |  | pi (power injection) | MS078 | 130 | MEDICAL SPECIALTIES AUSTRALASIA PTY LTD | Peripherally Inserted Central Catheter, Single Lumen | Peripherally Inserted Central Catheter, Single Lumen, Anti-Thrombogenic Catheter Material, Power Injectable | 3Fr - 5Fr | 203831 203832 215411 215412 215418 215419 |  | March 2022
10 - Vascular | 10.09 - Long Term Vascular Access Devices | 10.09.01 - Percutaneous Catheters, Single Lumen |  | pi (power injection) | QQ609 | 130 | TELEFLEX MEDICAL AUSTRALIA PTY LTD | Peripherally Inserted Central catheter - Arrowg+ard Blue Advance - Single Lumen | Peripherally Inserted Central Catheter, Single Lumen, Arrowg+ard Blue Advance Anti -Thrombogenic and Anti -Microbial Catheter Material, Power Injectable. | 4Fr , Single Lumen | 402570 |  | November 2024
10 - Vascular | 10.09 - Long Term Vascular Access Devices | 10.09.01 - Percutaneous Catheters, Single Lumen |  | pi (power injection) | QQ611 | 130 | TELEFLEX MEDICAL AUSTRALIA PTY LTD | Peripherally Inserted Central catheter - Arrowg+ard Blue Advance- Single Lumen Max Barrier Ergo Kit | Peripherally Inserted Central Catheter, Single Lumen, Arrowg+ard Blue Advance Anti -Thrombogenic and Anti -Microbial Catheter Material, Power Injectable, Kit | 4Fr , Single Lumen | 402570 |  | November 2024
10 - Vascular | 10.09 - Long Term Vascular Access Devices | 10.09.01 - Percutaneous Catheters, Single Lumen |  |  | TX026 | 96 | TELEFLEX MEDICAL AUSTRALIA PTY LTD | Arrow Peripherally Inserted Central Catheterisation Sets | Range of Polyurethane single lumen peripherally inserted central catheters with or without stylet | 3 Fr, range of lengths | 148782 148784 |  | May 2018
10 - Vascular | 10.09 - Long Term Vascular Access Devices | 10.09.01 - Percutaneous Catheters, Single Lumen |  |  | TX027 | 96 | TELEFLEX MEDICAL AUSTRALIA PTY LTD | Arrow Peripherally Inserted Central Catheterisation Sets | Range of Polyurethane single lumen peripherally inserted central catheters with or without stylet | 4 Fr, range of lengths | 148782 148784 |  | May 2018
10 - Vascular | 10.09 - Long Term Vascular Access Devices | 10.09.01 - Percutaneous Catheters, Single Lumen |  | A (Anti-infective Agent Coating) | TX030 | 71 | TELEFLEX MEDICAL AUSTRALIA PTY LTD | ARROWg+ard Blue Single Lumen Central Venous Catheters | A polyurethane central venous catheter with Blue FlexTip (of various lengths, sizes and lumen configurations) with antimicrobial impregnation (chlorhexidine and silver sulphadiazine) on the external surface of the polyurethane catheter body. | CS-24301 - 16g x 20cm, Single Lumen, Adult CS-24306E-16g x 16cm, Single Lumen Adult CS-24701 - 14g x 20cm, Single Lumen Adult CS-24706E -14g x 16cm, Single Lumen, Adult | 156637 |  | May 2018
10 - Vascular | 10.09 - Long Term Vascular Access Devices | 10.09.01 - Percutaneous Catheters, Single Lumen |  | pi (power injection) | TX036 | 130 | TELEFLEX MEDICAL AUSTRALIA PTY LTD | Arrow single lumen pressure injectable peripherally inserted central catheter (PICC) sets | Single lumen pressure injectable peripherally inserted central catheter (PICC) sets | 3, 4, Fr single lumen Pressure Injectable PICCs various Pressure Injection rates, various lengths. | 148784 278735 |  | May 2018
10 - Vascular | 10.09 - Long Term Vascular Access Devices | 10.09.01 - Percutaneous Catheters, Single Lumen |  | pi (power injection) | TX061 | 130 | TELEFLEX MEDICAL AUSTRALIA PTY LTD | Arrow Pressure Injectable Midline | The Arrow Pressure Injectable Midline Catheter is a peripherally inserted intravenous catheter manufactured with medical grade, flexible polyurethane. The Arrow Midline is designed with a non-tapered catheter body and softens in-situ to be less traumatic to the vessel. The Arrow Pressure Injectable Midline Catheter is indicated for peripheral access to the venous system for intravenous therapy, blood sampling, infusion, and pressure injection of contrast media. The maximum pressure of pressure injector equipment used with the Arrow Pressure Injectable Midline Catheter may not exceed 300 psi. The maximum pressure injection flow rate for the specific lumen being used for pressure injection is printed on the extension line hub. | Single Lumen Pressure Injectable Midline, 4Fr, 20cm | 371714 |  | March 2022
10 - Vascular | 10.09 - Long Term Vascular Access Devices | 10.09.02 - Percutaneous Catheters, Multiple Lumen |  | cu (cuffed) | BA051 | 293 | BARD AUSTRALIA PTY. LIMITED | Hickman/Leonard Catheters | Open-Ended CVC, Multiple Lumen | 7Fr - 12.5Fr | 145468 145469 |  | May 2018
10 - Vascular | 10.09 - Long Term Vascular Access Devices | 10.09.02 - Percutaneous Catheters, Multiple Lumen |  | cu (cuffed) | BA126 | 293 | BARD AUSTRALIA PTY. LIMITED | Groshong Central Venous Catheter | Closed-Ended CVC, Multiple Lumen | 5.5Fr - 9.5 Fr | 42589 |  | May 2018
10 - Vascular | 10.09 - Long Term Vascular Access Devices | 10.09.02 - Percutaneous Catheters, Multiple Lumen |  |  | BA130 | 96 | BARD AUSTRALIA PTY. LIMITED | Groshong Peripherally Inserted Central Catheter | Closed-Ended PICC, Multiple Lumen | 3Fr - 5Fr | 42589 |  | May 2018
10 - Vascular | 10.09 - Long Term Vascular Access Devices | 10.09.02 - Percutaneous Catheters, Multiple Lumen |  | pi (power injection) | BA183 | 131 | BARD AUSTRALIA PTY. LIMITED | Peripherally Inserted Central Catheter | Power Injectable PICC, Multiple Lumen | 4Fr - 6Fr | 155226 286034 286035 286036 286037 286038 286039 |  | May 2018
10 - Vascular | 10.09 - Long Term Vascular Access Devices | 10.09.02 - Percutaneous Catheters, Multiple Lumen |  | cu (cuffed) | BA209 | 293 | BARD AUSTRALIA PTY. LIMITED | HemoStar Long Term Haemodialysis Catheter | Dialysis Catheter, Multiple Lumen | 14.5Fr - 16Fr | 170529 |  | May 2018
10 - Vascular | 10.09 - Long Term Vascular Access Devices | 10.09.02 - Percutaneous Catheters, Multiple Lumen |  | pi (power injection) | BA213 | 131 | BARD AUSTRALIA PTY. LIMITED | Peripherally Inserted Central Catheter | Valved, Power Injectable PICC, Multiple Lumen | 4Fr-6Fr | 191603 |  | May 2018
10 - Vascular | 10.09 - Long Term Vascular Access Devices | 10.09.02 - Percutaneous Catheters, Multiple Lumen |  | pi (power injection) | BA274 | 131 | BARD AUSTRALIA PTY. LIMITED | PowerMidline | Multiple lumen, power injectable percutaneous catheter | 4Fr - 5Fr | 228968 |  | August 2018
10 - Vascular | 10.09 - Long Term Vascular Access Devices | 10.09.02 - Percutaneous Catheters, Multiple Lumen |  | pi (power injection) | BA283 | 131 | BARD AUSTRALIA PTY. LIMITED | PowerHohn 6 Fr Multi Lumen, Basic Kit | PowerHohn 6 Fr Dual Lumen, Basic Kit | 6 Fr | 309587 |  | November 2019
10 - Vascular | 10.09 - Long Term Vascular Access Devices | 10.09.02 - Percutaneous Catheters, Multiple Lumen |  | cu, pi | BA289 | 293 | BARD AUSTRALIA PTY. LIMITED | PowerHickman, 9.5 Fr Dual Lumen, Intermediate Kit with SureCuff (5 cm) & Airguard | PowerHickman, 9.5 Fr Dual Lumen, Intermediate Kit with SureCuff (5 cm) & Airguard | 9.5 Fr | 309586 |  | July 2020
10 - Vascular | 10.09 - Long Term Vascular Access Devices | 10.09.02 - Percutaneous Catheters, Multiple Lumen |  | cu, pi | BA290 | 293 | BARD AUSTRALIA PTY. LIMITED | PowerLine Multi Lumen Airguard Intermediate Kit | PowerLine 6 Fr Multi Lumen, Polyurethane Catheter with Surecuff, AirGuard, Intermediate Kit | 6 Fr | 309590 |  | July 2020
10 - Vascular | 10.09 - Long Term Vascular Access Devices | 10.09.02 - Percutaneous Catheters, Multiple Lumen |  | cu, pi | BA293 | 293 | BARD AUSTRALIA PTY. LIMITED | PowerLine Multi Lumen MicroIntroducer Kit | PowerLine 5-6 Fr Multi Lumen, Polyurethane Catheter with Surecuff, MicroIntroducer Kit | 5-6Fr | 309588 |  | July 2020
10 - Vascular | 10.09 - Long Term Vascular Access Devices | 10.09.02 - Percutaneous Catheters, Multiple Lumen |  | cu, pi | BA294 | 293 | BARD AUSTRALIA PTY. LIMITED | PowerLine Multi Lumen without Airguard Intermediate Kit | PowerLine 6 Fr Multi Lumen, Polyurethane Catheter with Surecuff, Intermediate Kit | 6 Fr | 309589 |  | July 2020
10 - Vascular | 10.09 - Long Term Vascular Access Devices | 10.09.02 - Percutaneous Catheters, Multiple Lumen |  | cu, pi | BA295 | 293 | BARD AUSTRALIA PTY. LIMITED | PowerHickman, 9.5 Fr Multi Lumen, MicroIntroducer Kit with SureCuff (2 &5 cm) | PowerHickman, 9.5 Fr Dual Lumen, MicroIntroducer Kit with SureCuff (2 & 5 cm) | 9.5 Fr | 309584 309585 |  | July 2020
10 - Vascular | 10.09 - Long Term Vascular Access Devices | 10.09.02 - Percutaneous Catheters, Multiple Lumen |  | pi (power injection) | BA298 | 131 | BARD AUSTRALIA PTY. LIMITED | PowerPICC SOLO²™ HF 5 French Triple Lumen Basic | A peripherally inserted central catheter made from specially formulated and processed medical grade materials. Each PowerPICC SOLO²™ catheter has a kink resistant, reverse tapered design. PowerPICC SOLO²™ is packaged in a tray with accessories for reliable long (greater than 30 days) or short (less than 30 days) term vascular access. The PowerPICC SOLO²™ catheter valve controls the flow of fluids to provide clamp-free infusion therapy. Positive pressure into the catheter (gravity, pump, syringe) will open the valve, allowing fluid infusion. When negative pressure (aspiration) is applied, the valve opens allowing for the withdrawal of blood into a syringe. | 5 French Triple Lumen | 325434 |  | November 2020
10 - Vascular | 10.09 - Long Term Vascular Access Devices | 10.09.02 - Percutaneous Catheters, Multiple Lumen |  | pi (power injection) | BA299 | 131 | BARD AUSTRALIA PTY. LIMITED | PowerPICC SOLO²™ HF 5 French Triple Lumen 3CG | PowerPICC SOLO²™ HF 5-Fr Triple Lumen 3CG comes with a Sherlock 3CG stylet which is made of specifically formulated materials designed to aid in the placement of peripherally inserted central catheters. The stylet material provides internal reinforcement to aid in catheter placement. The Sherlock 3CG stylet may be used with the Sherlock 3CG Tip Confirmation System (TCS) to provide catheter tip placement information during the procedure. The Sherlock 3CG stylet, Sherlock 3CG TCS system, and the Site~Rite 8 Ultrasound System, include a comprehensive, integrated set of PICC placement tools such as vein location, lumen size visualisation, needle guided vein access, catheter tip orientation, catheter tip depth, catheter tip placement using ECG, and ECG placement documentation. In most instances, this removes the need for confirming PICC tip placement through radiological methods. | 5 French Triple Lumen | 325434 |  | November 2020
10 - Vascular | 10.09 - Long Term Vascular Access Devices | 10.09.02 - Percutaneous Catheters, Multiple Lumen |  | pi (power injection) | BA300 | 131 | BARD AUSTRALIA PTY. LIMITED | PowerPICC SOLO²™ HF 5 French Triple Lumen Radiology | A peripherally inserted central catheter made from specially formulated and processed medical grade materials. Each PowerPICC SOLO²™ catheter has a kink resistant, reverse tapered design. PowerPICC SOLO²™ is packaged in a tray with accessories for reliable long (greater than 30 days) or short (less than 30 days) term vascular access. The PowerPICC SOLO²™ catheter valve controls the flow of fluids to provide clamp-free infusion therapy. Positive pressure into the catheter (gravity, pump, syringe) will open the valve, allowing fluid infusion. When negative pressure (aspiration) is applied, the valve opens allowing for the withdrawal of blood into a syringe. | 5 French Triple Lumen with 70cm Nitinol Guidewire 5 French Triple Lumen with 135cm Nitinol Guidewire | 325434 |  | November 2020
10 - Vascular | 10.09 - Long Term Vascular Access Devices | 10.09.02 - Percutaneous Catheters, Multiple Lumen |  | pi (power injection) | BA303 | 131 | BARD AUSTRALIA PTY. LIMITED | Provena™ Midline Catheter | The Provena™ Midline Catheters are intended to be inserted into a patient's vascular system to sample blood, administer fluids and power injection of contrast media. The unique feature of Provena™ Midline Catheters is that they are configured with a smaller outer diameter with minimal reduction to the intraluminal area assisting in providing the optimal catheter to vein ratio, whilst still enabling good flow rates to ensure the therapy delivery is uncompromised. | 4Fr dual lumen | 317521 |  | July 2021
10 - Vascular | 10.09 - Long Term Vascular Access Devices | 10.09.02 - Percutaneous Catheters, Multiple Lumen |  | pi (power injection) | MS071 | 131 | MEDICAL SPECIALTIES AUSTRALASIA PTY LTD | BioFlo Midline | Percutaneous Catheter, Dual Lumen, Power Injectable | Length: 20 cm French Size: 5Fr | 312726 |  | November 2019
10 - Vascular | 10.09 - Long Term Vascular Access Devices | 10.09.02 - Percutaneous Catheters, Multiple Lumen |  | pi (power injection) | MS076 | 131 | MEDICAL SPECIALTIES AUSTRALASIA PTY LTD | Peripherally Inserted Central Catheter (PICC) | Peripherally Inserted Central Catheter, Multiple Lumen, Power Injectable | 5Fr - 6Fr | 203832 215418 215419 |  | November 2021
10 - Vascular | 10.09 - Long Term Vascular Access Devices | 10.09.02 - Percutaneous Catheters, Multiple Lumen |  | pi (power injection) | MS077 | 131 | MEDICAL SPECIALTIES AUSTRALASIA PTY LTD | Peripherally Inserted Central Catheter, Multiple Lumen | Peripherally Inserted Central Catheter, Single Lumen, Anti-Thrombogenic Catheter Material, Power Injectable | 5Fr - 6Fr | 203831 203832 215411 215412 215418 215419 |  | March 2022
10 - Vascular | 10.09 - Long Term Vascular Access Devices | 10.09.02 - Percutaneous Catheters, Multiple Lumen |  | pi (power injection) | MS080 | 131 | MEDICAL SPECIALTIES AUSTRALASIA PTY LTD | Peripherally Inserted Central Catheter, Multiple Lumen | Power injectable with Pressure Accivated Safety Valve (PASV) technology | 5Fr x 55cm (Dual Lumen), 6Fr x 55cm (Dual Lumen), 6Fr x 55cm (Triple Lumen) | 175080 178780 179150 203830 203831 |  | March 2022
10 - Vascular | 10.09 - Long Term Vascular Access Devices | 10.09.02 - Percutaneous Catheters, Multiple Lumen |  | pi (power injection) | QQ610 | 131 | TELEFLEX MEDICAL AUSTRALIA PTY LTD | Peripherally Inserted Central catheter - Arrowg+ard Blue Advance- Multiple Lumen | Peripherally Inserted Central Catheter, Muliple Lumen, Arrowg+ard Blue Advance Anti -Thrombogenic and Anti -Microbial Catheter Material, Power Injectable. | 5Fr-6Fr | 402570 |  | November 2024
10 - Vascular | 10.09 - Long Term Vascular Access Devices | 10.09.02 - Percutaneous Catheters, Multiple Lumen |  | pi (power injection) | QQ612 | 131 | TELEFLEX MEDICAL AUSTRALIA PTY LTD | Peripherally Inserted Central catheter-Arrowg+ard Blue Advance- Multiple Lumen Max Barrier Ergo Kit | Peripherally Inserted Central Catheter, Multiple Lumen, Arrowg+ard Blue Advance Anti -Thrombogenic and Anti -Microbial Catheter Material, Power Injectable, Max Barrier Ergo Kit | 5Fr-6Fr | 402570 |  | November 2024
10 - Vascular | 10.09 - Long Term Vascular Access Devices | 10.09.02 - Percutaneous Catheters, Multiple Lumen |  |  | TX028 | 96 | TELEFLEX MEDICAL AUSTRALIA PTY LTD | Arrow Peripherally Inserted Central Catheterisation Sets | Range of Polyurethane double lumen peripherally inserted central catheters with or without stylet | 4 and 5 Fr, range of lengths | 148782 148784 |  | May 2018
10 - Vascular | 10.09 - Long Term Vascular Access Devices | 10.09.02 - Percutaneous Catheters, Multiple Lumen |  | A (Anti-infective Agent Coating) | TX031 | 104 | TELEFLEX MEDICAL AUSTRALIA PTY LTD | ARROWg+ard Four & Five Lumen Central Venous Catheters | A polyurethane central catheter with Blue FlexTip (of various lengths, sizes and lumen configurations) with antimicrobial impregnation (chlorhexidine and silver sulphadiazine) on the external surface of the polyurethane catheter material | CS-22854E - 8.5 Fr x 16cm, Quad Lumen CS-25854E - 8.5Fr x 20cm, Quad Lumen CS-22855 - 8.5 x 16cm, Five Lumen CS-25855 - 8.5Fr x 20cm, Five Lumen | 156637 |  | May 2018
10 - Vascular | 10.09 - Long Term Vascular Access Devices | 10.09.02 - Percutaneous Catheters, Multiple Lumen |  | A (Anti-infective Agent Coating) | TX032 | 104 | TELEFLEX MEDICAL AUSTRALIA PTY LTD | ARROWg+ard Blue Double & Triple Lumen Central Venous Catheters | A polyurethane central venous catheter with Blue FlexTip (of various lengths, sizes and lumen configurations) with antimicrobial impregnation (chlorhexidine and silver sulphadiazine) on the external surface of the polyurethane catheter material | CS-24402 - 4Fr x 13cm, Dual Lumen CS-22502 -5Fr x 5cm, Dual Lumen CS-25402 - 4Fr x 8cm, Dual Lumen CS-25502 - 5Fr x 12cm, Dual Lumen CS-22702E - 7Fr x 16cm, Double Lumen CS-26702 - 7Fr x 20cm, Double Lumen CS-27702E - 7Fr x 20cm, Double Lumen CS-25553 - 5.5Fr x 8cm, Triple Lumen CS-22703E - 7Fr x 16cm, Triple Lumen CS-26553 -5.5Fr x 13cm, Triple Lumen CS-24703E - 7Fr x 30cm, Triple Lumen CS-25703E - 7Fr x 20cm, Triple Lumen | 156637 |  | May 2018
10 - Vascular | 10.09 - Long Term Vascular Access Devices | 10.09.02 - Percutaneous Catheters, Multiple Lumen |  | A (Anti-infective Agent Coating) | TX033 | 104 | TELEFLEX MEDICAL AUSTRALIA PTY LTD | ARROWg+ard Blue Plus QUAD Lumen Central Venous Catheters | Central Venous Catheters (of various lengths, sizes and lumen configurations with antimicrobial impregnation on: 1. The external indwelling surface of catheter material (chorhexidine and silver sulphadiazine) 2. The entire internal fluid pathway including catheter, extension-lines and hubs (chlorhexidine acetate) | CS-42854E - 8.5Fr x 16cm, Quad Lumen CS-45854E - 8.5Fr x 20cm, Quad Lumen | 157350 |  | May 2018
10 - Vascular | 10.09 - Long Term Vascular Access Devices | 10.09.02 - Percutaneous Catheters, Multiple Lumen |  | A (Anti-infective Agent Coating) | TX034 | 104 | TELEFLEX MEDICAL AUSTRALIA PTY LTD | ARROWg+ard Blue Plus Double & Triple Lumen Central Venous Catheters | Double & Triple Lumen Central Venous Catheters (of various lengths sizes and lumen configurations) with antimicrobial impregnation on: 1. The external indwelling surface of catheter material (chlorhexidine and silver sulphadiazine) 2. The entire internal fluid pathway including catheter, extension-lines and hubs (chlorhexidine acetate) | CS-45802E - 8 Fr x 20cm, Dual Lumen CS-46702E - 7Fr x 20cm, Dual Lumen CS-47702E - 7Fr x 20cm, Dual Lumen CS-42703E - 7Fr x 16cm, Triple Lumen CS-45703E - 7Fr x 20cm, Triple Lumen | 157350 |  | May 2018
10 - Vascular | 10.09 - Long Term Vascular Access Devices | 10.09.02 - Percutaneous Catheters, Multiple Lumen |  | pi (power injection) | TX035 | 131 | TELEFLEX MEDICAL AUSTRALIA PTY LTD | Arrow multi lumen pressure injectable peripherally inserted central catheter (PICC) sets | Arrow multi lumen pressure injectable PICC (peripherally inserted central catheter) sets | 4, 5, 6Fr multi lumen Pressure Injectable PICCs various Pressure Injection rates, various lengths. Double & triple Lumen configurations. | 148784 180279 278735 |  | May 2018
10 - Vascular | 10.09 - Long Term Vascular Access Devices | 10.09.02 - Percutaneous Catheters, Multiple Lumen |  | A (Anti-infective Agent Coating), pi (power injection) | TX043 | 131 | TELEFLEX MEDICAL AUSTRALIA PTY LTD | Pressure Injectable ARROWg+ard® Blue Plus Antimicrobial Multi-Lumen Central Venous Catheters | Pressure Injectable Multi Lumen Central Venous Catheters (of various lengths sizes and lumen configurations) with antimicrobial impregnation of the internal and external catheter with Chlorhexidine and Silver Sulphadiazine. | CS42703HP: 16cm x 7Fr Triple Lumen Catheter CS45703HP: 20cm x 7Fr Triple Lumen Catheter CS42854HP: 16cm x 8.5Fr Quad Lumen Catheter CS45854HP: 20cm x 8.5Fr Quad Lumen Catheter | 177098 |  | May 2018
10 - Vascular | 10.09 - Long Term Vascular Access Devices | 10.09.02 - Percutaneous Catheters, Multiple Lumen |  | pi (power injection) | TX056 | 131 | TELEFLEX MEDICAL AUSTRALIA PTY LTD | Arrow Pressure Injectable Multi-Lumen Central Venous Catheterisation Kit | 7F x 20CM Pressure Injectable Central Venous Catheter with Insertion Kit | 7F x 20CM | 142543 |  | March 2023
10 - Vascular | 10.09 - Long Term Vascular Access Devices | 10.09.02 - Percutaneous Catheters, Multiple Lumen |  | pi (power injection) | TX062 | 131 | TELEFLEX MEDICAL AUSTRALIA PTY LTD | Arrow Pressure Injectable Midline | The Arrow Pressure Injectable Midline Catheter is a peripherally inserted intravenous catheter manufactured with medical grade, flexible polyurethane. The Arrow Midline is designed with a non-tapered catheter body and softens in-situ to be less traumatic to the vessel. The Arrow Pressure Injectable Midline Catheter is indicated for peripheral access to the venous system for intravenous therapy, blood sampling, infusion, and pressure injection of contrast media. The maximum pressure of pressure injector equipment used with the Arrow Pressure Injectable Midline Catheter may not exceed 300 psi. The maximum pressure injection flow rate for the specific lumen being used for pressure injection is printed on the extension line hub. | Double Lumen Pressure Injectable Midline, 5Fr , 20cm | 371714 |  | March 2022
10 - Vascular | 10.09 - Long Term Vascular Access Devices | 10.09.03 - Percutaneous Catheters, Multiple Lumen for Haemodialysis |  | cu (cuffed) | QQ698 | 267 | MERIT MEDICAL AUSTRALIA PTY LTD | BioFlo DuraMax | Percutaneous Catheter for Haemodialysis, Dual Lumen, Cuffed | French Size: 15.5 Fr Catheter Length: 20 - 55 cm Tip-to-Cuff Length: 15 - 50 cm | 283676 283677 283678 283679 283680 |  | November 2024