## Prostheses List
Product Category | Sub Category | Product Group | Product Sub Group | Suffix | Billing Code | Benefit | Sponsor | Product Name | Description | Size | ARTG | Condition | Last Updated | Change
01 - Ophthalmic | 01.02 - POSTERIOR CHAMBER INTRAOCULAR LENSES | 01.02.02 - Foldable | 01.02.02.01 - Microincision | at, pl | TW012 | 308 | SWISSMED PTY LTD | ARTIS PL E | Preloaded Intraocular lens | 0 to 35D | 226270 |  | November 2019 | Transferred from EG016
01 - Ophthalmic | 01.02 - POSTERIOR CHAMBER INTRAOCULAR LENSES | 01.02.02 - Foldable | 01.02.02.01 - Microincision | at, pl, t1 | TW011 | 626 | SWISSMED PTY LTD | ARTIS T PL | Preloaded Toric Intraocular lens | +18 to +25D / C +1.50D | 226270 |  | November 2019 | Transferred from EG015
01 - Ophthalmic | 01.02 - POSTERIOR CHAMBER INTRAOCULAR LENSES | 01.02.02 - Foldable | 01.02.02.03 - Edge modification | at, pl, t1, vblf | AL049 | 659 | Alcon Laboratories (Aust.) Pty Ltd | Clareon AutonoMe Toric | Clareon AutonoMe Toric consists of a Clareon Toric Aspheric Hydrophobic Acrylic Intraocular Lens (Clareon Toric IOL) pre-loaded on the AutonoMe Automated Delivery System. | +6.0 to +30.0 diopters | 92318 |  | November 2019 | New Listing
01 - Ophthalmic | 01.02 - POSTERIOR CHAMBER INTRAOCULAR LENSES | 01.02.02 - Foldable | 01.02.02.03 - Edge modification | at, t1 | AL045 | 609 | Alcon Laboratories (Aust.) Pty Ltd | AcrySof Aspheric UV Absorbing Toric Intraocular Lens | AcrySof UV Absorbing Toric is a biconvex, toric, aspheric, UV-absorbing, single-piece, foldable, hydrophobic monofocal intraocular lens | +6.0 to +34.0 diopter | 92318 |  | November 2019 | New Listing
01 - Ophthalmic | 01.02 - POSTERIOR CHAMBER INTRAOCULAR LENSES | 01.02.02 - Foldable | 01.02.02.04 - Presbyopia correcting | at | AL048 | 677 | Alcon Laboratories (Aust.) Pty Ltd | AcrySof IQ Vivity Extended Vision Intraocular Lens | Vivity Model DAT015 is an extended vision, non-diffractive, UV-absorbing, single-piece, foldable, hydrophobic, posterior chamber intraocular lens | +15.0 to +25.0 diopters | 92318 |  | November 2019 | New Listing
01 - Ophthalmic | 01.02 - POSTERIOR CHAMBER INTRAOCULAR LENSES | 01.02.02 - Foldable | 01.02.02.04 - Presbyopia correcting | at, pl, t1 | KG023 | 1003 | Kevin Grundy (IBD) Pty Ltd | RayOne Trifocal Toric | Trifocal posterior chamber, toric, aberration-neutral technology, pre-loaded single piece acrylic IOL. | Spherical Equivalent: +6.0 D to +30.0 D (0.5 D increments), Cylinders: +0.75 D, +1.5 D, +2.25 D, +3.0 D, +3.75 D, +4.5 D, Trifocal, diffractive, +3.5 D near add and +1.75 D intermediate add at the IOL plane | 220612 |  | November 2019 | New Listing
01 - Ophthalmic | 01.02 - POSTERIOR CHAMBER INTRAOCULAR LENSES | 01.02.02 - Foldable | 01.02.02.04 - Presbyopia correcting | at, t1 | AL047 | 986 | Alcon Laboratories (Aust.) Pty Ltd | AcrySof IQ Vivity Toric Extended Vision Intraocular Lens | Vivity Toric Models DAT315, DAT415 and DAT515 are an extended vision, non-diffractive, UV-absorbing, single-piece, foldable, hydrophobic, posterior chamber intraocular lens | +15.0 to +25.0 diopters | 92318 |  | November 2019 | New Listing
01 - Ophthalmic | 01.02 - POSTERIOR CHAMBER INTRAOCULAR LENSES | 01.02.02 - Foldable | 01.02.02.04 - Presbyopia correcting | at, t1, vblf | AL046 | 1021 | Alcon Laboratories (Aust.) Pty Ltd | AcrySof IQ Vivity Toric Extended Vision Intraocular Lens | Vivity Toric Models DFT315, DFT415 and DFT515 are a toric, extended vision, non-diffractive, UV-absorbing and blue light filtering, single-piece, foldable, hydrophobic, posterior chamber intraocular lens. | +15.0 to +25.0 diopters | 92318 |  | November 2019 | New Listing
01 - Ophthalmic | 01.02 - POSTERIOR CHAMBER INTRAOCULAR LENSES | 01.02.02 - Foldable | 01.02.02.04 - Presbyopia correcting | at, vblf | AL050 | 712 | Alcon Laboratories (Aust.) Pty Ltd | AcrySof IQ Vivity Extended Vision Intraocular Lens | Vivity Model DFT015 is an extended vision, non-diffractive, UV-absorbing and blue light filtering, single-piece, foldable, hydrophobic, posterior chamber intraocular lens | +15.0 to +25.0 diopters | 92318 |  | November 2019 | New Listing
01 - Ophthalmic | 01.02 - POSTERIOR CHAMBER INTRAOCULAR LENSES | 01.02.03 - Pseudo-phakic, piggy-back | 01.02.03.01 - Monofocal |  | KG024 | 276 | Kevin Grundy (IBD) Pty Ltd | Rayner Sulcoflex Ashperic (Premium) I.O.L. | Pseudophakic Supplementary I.O.L.O.L. | -10.0D to -5.50D in 0.5D increments. +5.50D to 10.00D in 0.5D increments | 100926 |  | November 2019 | Transferred from DV246
01 - Ophthalmic | 01.02 - POSTERIOR CHAMBER INTRAOCULAR LENSES | 01.02.03 - Pseudo-phakic, piggy-back | 01.02.03.02 - Multi-focal | at, t1 | KG025 | 1024 | Kevin Grundy (IBD) Pty Ltd | Rayner Premium Sulcoflex Multifocal Toric Supplementary IOL | 653Z-Premium Multifocal Toric Supplementary IOL | -7D to +7D (Spherical Equivalent) Cylinder 1D, 4D, 5D, 6D Addition 3.5D | 100926 |  | November 2019 | Transferred from DV254
01 - Ophthalmic | 01.02 - POSTERIOR CHAMBER INTRAOCULAR LENSES | 01.02.03 - Pseudo-phakic, piggy-back | 01.02.03.02 - Multi-focal | at, t1 | KG026 | 1024 | Kevin Grundy (IBD) Pty Ltd | Rayner Standard Sulcoflex Multifocal Toric Supplementary IOL | 653Z-Standard Multifocal Toric Supplementary IOL | -3D to +3D (Spherical Equivalent) Cylinders 2D and 3D Addition 3.5D | 100926 |  | November 2019 | Transferred from DV255
01 - Ophthalmic | 01.03 - INTRAOCULAR FLUIDS | 01.03.02 - Non Viscous |  |  | LN012 | 46 | Lumos Medical Pty Ltd | SIDA-BLUE | A sterile solution of trypan blue, a selective tissue-staining agent used in ophthalmic surgery. | 1mL vial or 1mL glass pre-filled syringe (PFS) | 317719 |  | November 2019 | New Listing
01 - Ophthalmic | 01.09 - RETINAL DETACHMENT PROSTHESES | 01.09.06 - Intraocular Silicone Oils |  |  | DE701 | 185 | Device Technologies Australia Pty Ltd | ARCIOLANE 5500 | Silicone Oil for Vitreoretinal Surgery | 10ml | 140539 171840 |  | November 2019 | New Listing
01 - Ophthalmic | 01.09 - RETINAL DETACHMENT PROSTHESES | 01.09.06 - Intraocular Silicone Oils |  |  | DE702 | 185 | Device Technologies Australia Pty Ltd | ARCIOLANE 1300 | Silicone Oil for Vitreoretinal Surgery | 10ml | 140539 171840 |  | November 2019 | New Listing
02 - Ear, Nose & Throat | 02.01 - EAR | 02.01.01 - Cochlear Implants |  |  | CO083 | 12892 | Cochlear Limited | Cochlear™ Nucleus® Profile Plus Series (CI632) Cochlear Implant with Slim Modiolar Electrode | Profile Plus Series CI632, 6th generation cochlear implant with Slim Modiolar electrode array. Titanium casing, removable magnet, 22 half-banded platinum electrodes, moulded in a durable tapered silicone seal, compatible with 1.5T and 3T static magnetic field. | One size | 322143 |  | November 2019 | New Listing
02 - Ear, Nose & Throat | 02.01 - EAR | 02.01.01 - Cochlear Implants |  |  | CO084 | 12892 | Cochlear Limited | Cochlear™ Nucleus® Plus Series (CI612) Cochlear Implant with Contour Advance Electrode | Profile Plus Series CI612, 6th generation cochlear implant with Contour Advance electrode array. Titanium casing, removable magnet, 22 half-banded platinum electrodes, moulded in a durable tapered silicone seal, compatible with 1.5T and 3T static magnetic field. | One size | 322141 |  | November 2019 | New Listing
02 - Ear, Nose & Throat | 02.01 - EAR | 02.01.01 - Cochlear Implants |  |  | CO085 | 12892 | Cochlear Limited | Cochlear™ Nucleus® Profile Plus Series (CI622) Cochlear Implant with Slim Straight Electrode | Profile Plus Series CI622, 6th generation cochlear implant with Slim Straight electrode array. Titanium casing, removable magnet, 22 half-banded platinum electrodes, moulded in a durable tapered silicone seal, compatible with 1.5T and 3T static magnetic field. | One size | 322142 |  | November 2019 | New Listing
02 - Ear, Nose & Throat | 02.01 - EAR | 02.01.02 - Speech Processors | 02.01.02.01 - Initial | Electroacoustic | US025 | 12303 | Med-El Implant Systems Australasia Pty Ltd | SONNET 2 EAS Audio Processor | Audio processor with electric and electric acoustic stimulation modes, worn behind the ear with dual omnidirectional microphone, water-resistance, enhanced datalogging and signal processing, Adaptive Intelligence, Automatic Sound Management, wireless connectivity to assistive listening devices | one size with 3 battery options and various magnet strengths | 319472 |  | November 2019 | New Listing
02 - Ear, Nose & Throat | 02.01 - EAR | 02.01.02 - Speech Processors | 02.01.02.02 - Replacement | Generation 4 Electroacoustic | US024 | 8612 | Med-El Implant Systems Australasia Pty Ltd | SONNET 2 EAS Audio Processor (replacement) | Audio processor with electric and electric acoustic stimulation modes, worn behind the ear with dual omnidirectional microphone, water-resistance, enhanced datalogging and signal processing, Adaptive Intelligence, Automatic Sound Management, wireless connectivity to assistive listening devices | one size with 3 battery options and various magnet strengths | 319472 |  | November 2019 | New Listing
03 - General Miscellaneous | 03.02 - DRUG DELIVERY DEVICES | 03.02.02 - Infusion Pumps, Balloon Based | 03.02.02.01 - Fixed Flow Rate | Bolus | TX057 | 78 | Teleflex Medical Australia | Autofuser Fixed Rate w/Bolus | Fixed rate elastomeric infusion pump. Several basal rate options. Bolus volume options with several refill times available. Rigid, rounded, low profile housing. Front low pressure port for ease of filling. Graduated markings for monitoring infusion. The Arrow AutoFuser Disposable Pain Pump from Teleflex is designed to safely and reliably deliver regional anaesthesia medications to help effectively manage post-operative pain in patients following surgery involving implanted prosthesis such as knee, hip or shoulder reconstructions. Effective management of postoperative pain in the immediate and early postoperative period facilitates early patient mobilisation and reduces the likelihood of implanted prosthesis failure. The device is also used to facilitate the delivery of epidural medical during labour in expectant mothers and can also be used for the delivery of medications necessary in the treatment of oncology patients. The Arrow AutoFuser Disposable Pain Pump offers multiple reservoir sizes and configurations to meet a variety of clinical demands. The AutoSelector Variable Rate Selector gives the clinician the ability to adjust the basal infusion rate to meet the individualized needs of each patient to help control their post-operative pain. The patient controlled bolus gives patients the ability to address breakthrough pain without interrupting the basal rate. | 275ml, 550ml | 288197 |  | November 2019 | New Listing
03 - General Miscellaneous | 03.02 - DRUG DELIVERY DEVICES | 03.02.02 - Infusion Pumps, Balloon Based | 03.02.02.01 - Fixed Flow Rate | Set | UX001 | 241 | PITTWATER HEALTHCARE GROUP PTY LTD | DOSI-FUSER | Non electronic, elastomeric balloon driven, ambulatory infusion pump, which can be supplied in a variety of volumes and flow rates to meet different clinical applications. Its primary purpose is for continuous delivery of fluids/medications. | 65ml - 140mm x 45mm x 40mm; 100ml - 140mm x 52mm x 50mm; 150 - 140mm x 55mm x 55mm; 250ml - 140mm x 60mm x 60mm; 400ml, 500ml, 600ml | 324361 |  | November 2019 | Transferred from AH006
03 - General Miscellaneous | 03.02 - DRUG DELIVERY DEVICES | 03.02.02 - Infusion Pumps, Balloon Based | 03.02.02.01 - Fixed Flow Rate | Set | UX002 | 241 | PITTWATER HEALTHCARE GROUP PTY LTD | DOSI-PAIN Kit | The DOSI-PAIN® Kit is a complete pain kit for the administraton of analgesics required for post operative pain relief. The The DOSI-PAIN® Kit contains the DosiFuser elastomeric pump (already registered on the prosthesis listing), a wound catheter and a BD Plastipack syringe. The The DOSI-PAIN® Kit is designed to provide drug infusion at a constant flow without impeding patient mobility. It is indicated for Chemotherapy, antiviral treatments, administration of antibiotics, pain treatments, Aids treatments and immunosuppressants; continuous ambulatory infusion of anaesthetics, anti-emetic drugs, heparin, etc.; continuous ambulatory arterial or intravenous infusion of antibiotics, cytostatic drugs, etc.The DOSI-PAIN® Kit offers a wide range of flow rates. | 65ml - 140mm x 45mm x 40mm; 100ml - 140mm x 52mm x 50mm; 150ml - 140mm x 55mm x 55mm; 250ml - 140mm x 60mm x 60mm | 324361 |  | November 2019 | Transferred from AH014
03 - General Miscellaneous | 03.02 - DRUG DELIVERY DEVICES | 03.02.02 - Infusion Pumps, Balloon Based | 03.02.02.01 - Fixed Flow Rate |  | TX058 | 79 | Teleflex Medical Australia | Autofuser Fixed Rate | Fixed rate elastomeric infusion pump. Several basal rate options. Rigid, rounded, low profile housing. Front low pressure port for ease of filling. Graduated markings for monitoring infusion. The Arrow AutoFuser Disposable Pain Pump from Teleflex is designed to safely and reliably deliver regional anaesthesia medications to help effectively manage post-operative pain in patients following surgery involving implanted prosthesis such as knee, hip or shoulder reconstructions. Effective management of postoperative pain in the immediate and early postoperative period facilitates early patient mobilisation and reduces the likelihood of implanted prosthesis failure. The device is also used to facilitate the delivery of epidural medical during labour in expectant mothers and can also be used for the delivery of medications necessary in the treatment of oncology patients. The Arrow AutoFuser Disposable Pain Pump offers multiple reservoir sizes and configurations to meet a variety of clinical demands. The AutoSelector Variable Rate Selector gives the clinician the ability to adjust the basal infusion rate to meet the individualized needs of each patient to help control their post-operative pain. The patient controlled bolus gives patients the ability to address breakthrough pain without interrupting the continuous basal infusion. | 100ml, 150ml, 275ml | 288197 |  | November 2019 | New Listing
03 - General Miscellaneous | 03.02 - DRUG DELIVERY DEVICES | 03.02.02 - Infusion Pumps, Balloon Based | 03.02.02.02 - Variable Flow Rate | Bolus | TX059 | 416 | Teleflex Medical Australia | Autofuser Autoselector Variable Rate w/Bolus | Fixed rate elastomeric infusion pump. Several basal rate options. Bolus volume options with several refill times available. Rigid, rounded, low profile housing. Front low pressure port for ease of filling. Graduated markings for monitoring infusion. The Arrow AutoFuser Disposable Pain Pump from Teleflex is designed to safely and reliably deliver regional anaesthesia medications to help effectively manage post-operative pain in patients following surgery involving implanted prosthesis such as knee, hip or shoulder reconstructions. Effective management of postoperative pain in the immediate and early postoperative period facilitates early patient mobilisation and reduces the likelihood of implanted prosthesis failure. The device is also used to facilitate the delivery of epidural medical during labour in expectant mothers and can also be used for the delivery of medications necessary in the treatment of oncology patients. The Arrow AutoFuser Disposable Pain Pump offers multiple reservoir sizes and configurations to meet a variety of clinical demands. The AutoSelector Variable Rate Selector gives the clinician the ability to adjust the basal infusion rate to meet the individualized needs of each patient to help control their post-operative pain. The patient controlled bolus gives patients the ability to address breakthrough pain without interrupting the basal rate. | 275ml, 550ml | 288197 |  | November 2019 | New Listing
03 - General Miscellaneous | 03.02 - DRUG DELIVERY DEVICES | 03.02.02 - Infusion Pumps, Balloon Based | 03.02.02.02 - Variable Flow Rate | Set | UX003 | 280 | PITTWATER HEALTHCARE GROUP PTY LTD | DOSI-FUSER PCA Infusion System | Designed to provide drug infusion at a constant rate. Facilitates the ability for a clinician to allow the patient to initiate a controlled bolus with a set lock out period. Bolus reservoir sizes of 0.5ml and 2ml are available with lock-out times of 15, 30, 60 and 80 minutes. | 65ml, 100ml, and 250ml | 324361 |  | November 2019 | Transferred from AH009
03 - General Miscellaneous | 03.02 - DRUG DELIVERY DEVICES | 03.02.02 - Infusion Pumps, Balloon Based | 03.02.02.02 - Variable Flow Rate | Set | UX004 | 347 | PITTWATER HEALTHCARE GROUP PTY LTD | DOSI-FUSER Multiflow System | Elastomeric pump providing drug infusion at a constant flow. Facilitates the ability for a clinician to adjust the infusion rate of the contents of the infuser. Offers a wide range of flow rates from 1ml/h to 7ml/h in steps of 1ml/h, and from 2ml/h to 14ml/h in steps of 2ml/h. | 65ml, 100ml, 150ml, and 250ml. | 324361 |  | November 2019 | Transferred from AH012
03 - General Miscellaneous | 03.02 - DRUG DELIVERY DEVICES | 03.02.02 - Infusion Pumps, Balloon Based | 03.02.02.02 - Variable Flow Rate |  | TX060 | 153 | Teleflex Medical Australia | Autofuser Autoselector Variable Rate | Fixed rate elastomeric infusion pump. Several basal rate options. Bolus volume options with several refill times available. Rigid, rounded, low profile housing. Front low pressure port for ease of filling. Graduated markings for monitoring infusion. The Arrow AutoFuser Disposable Pain Pump from Teleflex is designed to safely and reliably deliver regional anaesthesia medications to help effectively manage post-operative pain in patients following surgery involving implanted prosthesis such as knee, hip or shoulder reconstructions. Effective management of postoperative pain in the immediate and early postoperative period facilitates early patient mobilisation and reduces the likelihood of implanted prosthesis failure. The device is also used to facilitate the delivery of epidural medical during labour in expectant mothers and can also be used for the delivery of medications necessary in the treatment of oncology patients. The Arrow AutoFuser Disposable Pain Pump offers multiple reservoir sizes and configurations to meet a variety of clinical demands. The AutoSelector Variable Rate Selector gives the clinician the ability to adjust the basal infusion rate to meet the individualized needs of each patient to help control their post-operative pain. The patient controlled bolus gives patients the ability to address breakthrough pain without interrupting the continuous basal rate | 100ml, 275ml, 400ml. | 288197 |  | November 2019 | New Listing
03 - General Miscellaneous | 03.02 - DRUG DELIVERY DEVICES | 03.02.03 - Infusion Pumps, Battery Powered | 03.02.03.04 - Other Pharmacology |  | TT005 | 4703 | ICU Medical Australia Pty Limited | Sapphire Infusion System | The Sapphire Infusion System is a new device for ambulatory infusion and acute pain management. It is an infusion pump designed for the volumetric delivery of medications to patients at a programmable rate. Sapphire is the first pump to offer an intuitive, full colour touch screen interface in an ambulatory package, along with best-in-class +/-2.5% product delivery accuracy | Size (in), Weight (oz) 5.6 x 3.8 x 1.9 in. 14.7 oz (including battery) | 201499 |  | November 2019 | Transferred from HO006
03 - General Miscellaneous | 03.02 - DRUG DELIVERY DEVICES | 03.02.03 - Infusion Pumps, Battery Powered | 03.02.03.05 - Programmable/Reprogrammable Flow Rate and Bolus |  | DQ002 | 427 | BIOQ PHARMA PTY LTD | Weight Dose Dispensor | Programmable Infusion Pump | 50ml | 321942 |  | November 2019 | New Listing
03 - General Miscellaneous | 03.02 - DRUG DELIVERY DEVICES | 03.02.05 - Infusion Pump Accessories | 03.02.05.02 - Administration Cassette |  | TT006 | 27 | ICU Medical Australia Pty Limited | Sapphire Infusion Cassette and Set | The Sapphire Infusion Cassette and set is a one piece microfibre infusion set with non vented spike, pinch clamp, administration cassette, female luer lock, entrance with a back check valve, pinch clamp and spin male leur lock for use with the sapphire infusion system. The materail components are made from PVC-Non DEHP (tubing, connectors), silicon (Y site and tubing and polypropylene (valves) | 210cm | 200689 |  | November 2019 | Transferred from HO007
03 - General Miscellaneous | 03.05 - HAEMOSTATIC DEVICES | 03.05.02 - Powder | 03.05.02.02 - Delivery Catheter |  | BA284 | 48 | Bard Australia Pty Ltd | Arista AH FlexiTip XL-R Applicator | Rigid Dual lumen applicator for Arista AH, 38cm long specifically designe for Robotic surgery | 38 cm | 258012 |  | November 2019 | Expanded from BA263
03 - General Miscellaneous | 03.05 - HAEMOSTATIC DEVICES | 03.05.02 - Powder | 03.05.02.02 - Delivery Catheter |  | BA285 | 48 | Bard Australia Pty Ltd | Arista AH Flextip and Flextip XL | Extender tip for delivery of Arista AH powder | 14cm 38cm | 258012 |  | November 2019 | Expanded from BA263
03 - General Miscellaneous | 03.05 - HAEMOSTATIC DEVICES | 03.05.05 - Matrix | 03.05.05.01 - Liquid ≤6ml | Complete Biomaterial | FY001 | 665 | 3-D MATRIX MEDICAL TECHNOLOGY PTY LTD | Purastat | Haemostatic material in the form of a pre-filled syringe | 1ml, 2ml, 5ml | 267486 283717 |  | November 2019 | Transferred from MQ038
03 - General Miscellaneous | 03.05 - HAEMOSTATIC DEVICES | 03.05.05 - Matrix | 03.05.05.05 - Accessory Extender |  | FY003 | 29 | 3-D MATRIX MEDICAL TECHNOLOGY PTY LTD | PuraStat Applicator Type E | PuraStat is used as an adjunct to haemostasis when control of bleeding by ligature or conventional surgical procedures is ineffective or impractical. | 1600mm, 2200mm | 283717 |  | November 2019 | Transferred from MQ040
03 - General Miscellaneous | 03.05 - HAEMOSTATIC DEVICES | 03.05.05 - Matrix | 03.05.05.06 - Powder >6ml | Complete Biomaterial | VB002 | 950 | VICKI PARTRIDGE PTY LTD | HEMOBLAST Bellows | Haemostatic powder comprised of collagen, chondroitin sulfate, and thrombin. | 1.65 gm powder/1500 IU thrombin | 324288 |  | November 2019 | New Listing
03 - General Miscellaneous | 03.06 - LUMINAL STENTS | 03.06.01 - Biliary Stents | 03.06.01.02 - Reinforced Wall, Uncovered/Bare Metal |  | UK013 | 2114 | The Trustee for Giorgios and Katarina Loizou Family Trust | HANAROSTENT | HANAROSTENT Biliary(NNN), HANAROSTENT Biliary Hilar. Un-covered self-expanding nitinol biliary stent | Diameter 6-10mm, Length 40-120mm | 272684 272683 |  | November 2019 | Transferred from BS307
03 - General Miscellaneous | 03.06 - LUMINAL STENTS | 03.06.01 - Biliary Stents | 03.06.01.02 - Reinforced Wall, Uncovered/Bare Metal |  | UK015 | 2114 | The Trustee for Giorgios and Katarina Loizou Family Trust | Benefit Stent | Benefit Biliary Stent. Un-covered self-expanding nitinol biliary stent | Diameter 6-8mm, Length 40-120mm | 272684 272683 |  | November 2019 | Transferred from BS309
03 - General Miscellaneous | 03.06 - LUMINAL STENTS | 03.06.01 - Biliary Stents | 03.06.01.03 - Reinforced Wall, Covered |  | UK012 | 2874 | The Trustee for Giorgios and Katarina Loizou Family Trust | HANAROSTENT | HANAROSTENT Biliary, HANAROSTENT Biliary Flap, HANAROSTENT Biliary Flap Lasso, HANAROSTENT Biliary Lasso (SHCL Models). Self-expanding nitinol biliary stent | Diameter 6-10mm, Length 20-150mm | 272683 272684 |  | November 2019 | Transferred from BS306
03 - General Miscellaneous | 03.06 - LUMINAL STENTS | 03.06.01 - Biliary Stents | 03.06.01.03 - Reinforced Wall, Covered |  | UK014 | 2874 | The Trustee for Giorgios and Katarina Loizou Family Trust | TwynLay | TwynLay Biliary. Self-expanding nitinol biliary stent | Diameter 8-10mm, Length 40-120mm | 272684 272683 |  | November 2019 | Transferred from BS308
03 - General Miscellaneous | 03.06 - LUMINAL STENTS | 03.06.02 - Colonic Stents |  | Self Expanding | UK008 | 2907 | The Trustee for Giorgios and Katarina Loizou Family Trust | HANAROSTENT | HANAROSTENT Intestine Asymmetric, HANAROSTENT Colon/Rectum TTS, HANAROSTENT Colon/Rectum, HANAROSTENT Colon/Rectum Asymmetric, HANAROSTENT Colon/Rectum Lasso. Self-expanding nitinol colon/rectum stent, | Diameter 20-24mm, Length 60-180mm | 272681 |  | November 2019 | Transferred from BS300
03 - General Miscellaneous | 03.06 - LUMINAL STENTS | 03.06.02 - Colonic Stents |  | Self Expanding | UK009 | 2907 | The Trustee for Giorgios and Katarina Loizou Family Trust | TwynLay | TwynLay Colon/Rectum. Self-expanding nitinol colon/rectum stent | Diameter 22-24mm, Length 60-170mm | 272681 |  | November 2019 | Transferred from BS301
03 - General Miscellaneous | 03.06 - LUMINAL STENTS | 03.06.03 - Oesophageal Stents | 03.06.03.03 - Reinforced Wall, Covered |  | UK017 | 3325 | The Trustee for Giorgios and Katarina Loizou Family Trust | CHOOSTENT | CHOOSTENT Esophagus, Esophagus Valve, Esophagus Asymmetric, Esophagus Upper. Covered esophageal stent, self-expanding nitinol | Diameter 18-24mm, Length 50-220mm | 272685 |  | November 2019 | Transferred from BS302
03 - General Miscellaneous | 03.06 - LUMINAL STENTS | 03.06.03 - Oesophageal Stents | 03.06.03.03 - Reinforced Wall, Covered |  | UK018 | 3325 | The Trustee for Giorgios and Katarina Loizou Family Trust | HANAROSTENT | HANAROSTENT Esophagus, Esophagus Valve, Esophagus Benign BS, Bariatric Surgery, Esophagus TTS, Esophagus Skidproof, Esophagus Asymmetric, Esophagus Bone Shape Partial Covered, Esophagus Valve Partial covered. Covered esophagus stent, self-expanding nitinol | Diameter 18-30mm, Length 50-240mm | 272685 |  | November 2019 | Transferred from BS303
03 - General Miscellaneous | 03.06 - LUMINAL STENTS | 03.06.04 - Pancreatic Stents | 03.06.04.01 - Self-expanding metal, Covered |  | UK016 | 3800 | The Trustee for Giorgios and Katarina Loizou Family Trust | HANAROSTENT Pseudocyst | HANAROSTENT Biliary (Flange) Lasso (BCF Models). Self-expanding, nitinol | Diameter 8-16mm, Length 20-150mm | 272683 272684 |  | November 2019 | Transferred from BS310
03 - General Miscellaneous | 03.06 - LUMINAL STENTS | 03.06.05 - Enteral Stents |  |  | UK010 | 3325 | The Trustee for Giorgios and Katarina Loizou Family Trust | HANAROSTENT | HANAROSTENT Duodenum/Pylorus Kim’s Flare, HANAROSTENT Duodenum/Pylorus Lasso, HANAROSTENT Duodenum/Pylorus Lasso. Self-expanding nitinol duodenum/pylorus stent | Diameter 18-24mm, Length 60-180mm | 272682 |  | November 2019 | Transferred from BS304
03 - General Miscellaneous | 03.06 - LUMINAL STENTS | 03.06.05 - Enteral Stents |  |  | UK011 | 3325 | The Trustee for Giorgios and Katarina Loizou Family Trust | TwynLay | TwynLay Duodenum/Pylorus. Self-expanding nitinol duodenum/pylorus stent | Diameter 20mm, Length 60-150mm | 272682 |  | November 2019 | Transferred from BS305
03 - General Miscellaneous | 03.06 - LUMINAL STENTS | 03.06.06 - Tracheobronchial Stents |  |  | UK019 | 2850 | The Trustee for Giorgios and Katarina Loizou Family Trust | HANAROSTENT | HANAROSTENT Trachea/Bronchial. Covered trachea/bronchium stent, self-expanding nitinol | Length 30-80mm, Diameter 12-20mm | 272686 |  | November 2019 | Transferred from BS311
03 - General Miscellaneous | 03.08 - CLOSURE DEVICES | 03.08.01 - Adhesion Barriers | 03.08.01.04 - Gel/Liquid | Complex | FJ004 | 1235 | FZIOMED AUSTRALIA PTY LTD | Oxiplex/IU | Oxiplex/IU® is a clear, single use flowable gel. The gel is a sterile, absorbable combination of sodium carboxymethylcellulose (CMC) and polyethylene oxide (PEO) with calcium chloride and sodium chloride in water. Oxiplex/IU is intended for use as a mechanical barrier to adhesion formation. Oxiplex/IU is intended to be used as an adjunct to intrauterine procedures for reducing the incidence, extent, and severity of adhesions. | 1 x 10ml pre-filled syringe and vaginal applicator. | 313985 |  | November 2019 | New Listing
03 - General Miscellaneous | 03.08 - CLOSURE DEVICES | 03.08.02 - Internal Adhesives | 03.08.02.01 - Adhesive ≤2ml | Synthetic | BB394 | 277 | B Braun Australia Pty Ltd | Histoacryl Pro-set OFX | Histoacryl with applicator | 0.5ml x 2 ampoules with applicator | 206441 |  | November 2019 | Transferred from MQ002
03 - General Miscellaneous | 03.08 - CLOSURE DEVICES | 03.08.02 - Internal Adhesives | 03.08.02.01 - Adhesive ≤2ml | Synthetic | BB395 | 277 | B Braun Australia Pty Ltd | Histoacryl | Surgical adhesive | 0.5ml per ampoule | 206441 |  | November 2019 | Transferred from MQ003
03 - General Miscellaneous | 03.08 - CLOSURE DEVICES | 03.08.02 - Internal Adhesives | 03.08.02.01 - Adhesive ≤2ml | Synthetic | MI317 | 45 | Medtronic Australasia Pty Ltd | INDERMIL Flexifuze | Topical Tissue Adhesive with Applicator | 0.75g per ampoule | 322769 |  | November 2019 | Duplicated from SQ124
03 - General Miscellaneous | 03.08 - CLOSURE DEVICES | 03.08.02 - Internal Adhesives | 03.08.02.04 - Adhesive Accessory | Rigid Delivery System | BX340 | 148 | Baxter Healthcare Pty Ltd | FIBRIJET® Gasless Stray Tip | Gasless spray tip use during open surgery. The spray tip is compatible with both Prima and legacy TISSEEL frozen syringes. | One size only | 299913 |  | November 2019 | New Listing
03 - General Miscellaneous | 03.08 - CLOSURE DEVICES | 03.08.02 - Internal Adhesives | 03.08.02.04 - Adhesive Accessory | Rigid Delivery System | BX341 | 148 | Baxter Healthcare Pty Ltd | EASYGRIP FLO-41 | sterile, single-use endoscopic applicator device designed for single handed application, particularly during laparoscopic and robotic procedures through an easy, precise, and controlled delivery of Floseal. | 41cm | 115590 |  | November 2019 | New Listing
03 - General Miscellaneous | 03.08 - CLOSURE DEVICES | 03.08.02 - Internal Adhesives | 03.08.02.04 - Adhesive Accessory | Rigid Delivery System | FY002 | 148 | 3-D MATRIX MEDICAL TECHNOLOGY PTY LTD | PuraStat Applicator | PuraStat is used as an adjunct to haemostasis when control of bleeding by ligature or conventional surgical procedures is ineffective or impractical. | 250mm | 283717 |  | November 2019 | Transferred from MQ039
03 - General Miscellaneous | 03.08 - CLOSURE DEVICES | 03.08.03 - Ligating Devices | 03.08.03.01 - Clips | Polymeric Non-resorbable | DE698 | 43 | Device Technologies Australia Pty Ltd | LocaClip | Polymer ligating clip | Large, Extra Large and Medium/Large | 316566 |  | November 2019 | New Listing
03 - General Miscellaneous | 03.08 - CLOSURE DEVICES | 03.08.03 - Ligating Devices | 03.08.03.03 - Clips with Disposable Applier | Endoscopic | VM002 | 134 | Vitramed Pty Ltd | Precision Clip | Endoscopic Hemoclip | Jaw Opening 13mm - 16mm | 289170 |  | November 2019 | New Listing
03 - General Miscellaneous | 03.08 - CLOSURE DEVICES | 03.08.03 - Ligating Devices | 03.08.03.10 - Laparoscopic Suturing Device |  | FQ002 | 731 | APNE SURGICAL PTY LTD | FlexDex Gastric Bypass and Gastrectomy Kit | Kit includes a single-use articulating laparoscopic needle driver with seven degrees of motion and sutures | One size only | 315333 |  | November 2019 | New Listing
04 - Neurosurgical | 04.05 - NEUROSTIMULATION THERAPIES FOR PAIN MANAGEMENT | 04.05.05 - Accessories | 04.05.05.03 - Intraoperative Accessories |  | SJ411 | 160 | ABBOTT MEDICAL AUSTRALIA PTY LTD. | Abbott IPG Pocket Sizer | Implant accessory designed to aid in the creation of a pocket for Abbott implantable neurostimulators | 55-58mm | 278847 279015 |  | November 2019 | New Listing
05 - Urogenital | 05.01 - Incontinence Prostheses | 05.01.01 - Inflatable | 05.01.01.01 - Pump |  | ET085 | 4700 | Endotherapeutics Pty Ltd | VICTO Adjustable Artificial Sphincter Pump Replacement Kit | A replacement control pump for the VICTO Adjustable Artificial Sphincter, artificial urinary sphincter. | 1 size. | 203685 |  | November 2019 | New Listing
05 - Urogenital | 05.01 - Incontinence Prostheses | 05.01.01 - Inflatable | 05.01.01.02 - Occlusive cuff |  | ET087 | 2483 | Endotherapeutics Pty Ltd | VICTO Adjustable Artificial Sphincter Cuff Replacement Kit | A replacement cuff for a VICTO Adjustable Artificial Sphincter, artificial urinary sphincter. | 3.7cm, 4.0cm, 4.5cm, and 5.0cm. | 203685 |  | November 2019 | New Listing
05 - Urogenital | 05.01 - Incontinence Prostheses | 05.01.01 - Inflatable | 05.01.01.03 - Regulating Balloon |  | ET086 | 1954 | Endotherapeutics Pty Ltd | VICTO Adjustable Artificial Sphincter Balloon Replacement Kit | A replacement pressure regulating balloon for the VICTO Adjustable Artificial Sphincter, artificial urinary sphincter. | 1 size. | 203685 |  | November 2019 | New Listing
05 - Urogenital | 05.02 - Ureteric Stents | 05.02.01 - Fixed length | 05.02.01.02 - Other synthetic | Therm | BS363 | 203 | Boston Scientific Australia Pty Ltd | Tria Ureteral Stent | Tria Firm ureteral stent with attached suture | Diameters up to 8Fr & lengths up to 30cm | 129376 |  | November 2019 | New Listing
05 - Urogenital | 05.06 - Testicular Prostheses | 05.06.01 - Testicular prostheses |  |  | UQ001 | 620 | The Trustee for BE & MLP Unit Trust | Testicular Implant | Silicone Elastomer | Small / Medium / Large | 137352 |  | November 2019 | Transferred from SP002
05 - Urogenital | 05.10 - Vesicoureteral Reflux Prostheses | 05.10.01 - Vesicoureteral Reflux Prostheses |  |  | RW001 | 950 | PALETTE LIFE SCIENCES AUSTRALIA PTY LTD | Deflux | Deflux is a sterile, highly viscous gel of dextranomer microspheres and non-animal stabilised hyaluronic acid constituting a biocompatible and biodegradable implant for the treatment of vesicoureteral reflux. The stabilised hyaluronic acid acts mainly as | 1ml in syringe | 267148 |  | November 2019 | Transferred from LD002
05 - Urogenital | 05.10 - Vesicoureteral Reflux Prostheses | 05.10.01 - Vesicoureteral Reflux Prostheses |  |  | RW002 | 950 | PALETTE LIFE SCIENCES AUSTRALIA PTY LTD | Deflux and Metal needle kit | Deflux is a sterile, highly viscous gel of dextranomer microspheres and non-animal stabilised hyaluronic acid constituting a biocompatible and biodegradable implant for the treatment of vesicoureteral reflux. The stabilised hyaluronic acid acts mainly as | 1 ml syringe and needle size 3.7FR x 23G x 350mm | 267148 |  | November 2019 | Transferred from LD001
06 - Specialist Orthopaedic | 06.01 - ANKLE AND FOOT | 06.01.02 - Sinus Tarsi Implant | 06.01.02.01 - Metal |  | IT035 | 1320 | Integrant Pty Ltd | Fuse It Healing Screw | Fenestrated conical fusion cage - intended to be used in situations where an aid is required to help facilitate bone fusion and alignment generally following an osteotomy but also in the instance of large bone deformities and complex fusion procedures. | Diameters from 6mm-16mm, lengths from 10mm-30mm | 308601 |  | November 2019 | New Listing
06 - Specialist Orthopaedic | 06.02 - UPPER LIMB | 06.02.05 - Shoulder - Glenoid | 06.02.05.01 - Glenoid component, All poly |  | FA028 | 1895 | EXACTECH AUSTRALIA PTY LTD | Equinoxe Glenoid, pegged | UHMWPE component used to replace the Glenoid during total shoulder arthroplasty. This component is to be used with the Equinoxe total shoulder replacement | small, medium, large, X-Large | 278648 264381 |  | November 2019 | Expanded from EX061
06 - Specialist Orthopaedic | 06.02 - UPPER LIMB | 06.02.05 - Shoulder - Glenoid | 06.02.05.03 - Glenoid component & insert |  | FA029 | 3884 | EXACTECH AUSTRALIA PTY LTD | Equinoxe Glenoid, Cage Pegged | UHMWPE component with Ti Alloy peripheral pegs and a Ti Alloy & Ti plasma-coated central peg. It is used to replace the Glenoid during total shoulder arthroplasty. This component is to be used with the Equinoxe total shoulder replacement. | small, medium, large, X-Large | 270232 293762 |  | November 2019 | Expanded from EX061
06 - Specialist Orthopaedic | 06.03 - SKELETAL RECONSTRUCTION | 06.03.01 - Intramedullary Nails | 06.03.01.05 - Humeral |  | ZA071 | 878 | Zimmer Biomet Pty Ltd | Affixus Humeral Nail System | Humeral Nails, Universal and Proximal, Titanium, Locking, cannulated | 7-11mm x 160-280mm | 124766 |  | November 2019 | New Listing
06 - Specialist Orthopaedic | 06.03 - SKELETAL RECONSTRUCTION | 06.03.02 - Intramedullary Nail Accessories | 06.03.02.02 - Reconstruction screw |  | ZA069 | 222 | Zimmer Biomet Pty Ltd | Affixus Humeral Nail System | Cancellous Screws Titanium - Partially Threaded & Fixed Angle | 4x20mm - 4x60mm (in 2mm increments) | 274566 |  | November 2019 | New Listing
06 - Specialist Orthopaedic | 06.03 - SKELETAL RECONSTRUCTION | 06.03.02 - Intramedullary Nail Accessories | 06.03.02.04 - End caps and extension caps |  | ZA070 | 96 | Zimmer Biomet Pty Ltd | Affixus Humeral Nail System | End caps for Affixus Humeral Nail System | 0mm, 8.5x0mm - 8.5x20mm, 9.5x5mm - 9.5x20mm, 10.5x2.5mm - 10.5x7.5mm, 11x2.5mm - 11x7.5mm | 170659 |  | November 2019 | New Listing
06 - Specialist Orthopaedic | 06.03 - SKELETAL RECONSTRUCTION | 06.03.03 - Plates | 06.03.03.04 - Small (screw size 2.71mm – 4.49mm)(including blade) ≤ 6 holes | VAL | TN067 | 784 | Newclip Technics Australia Pty Ltd | Newclip Plating System | VAL Locking plates | ≤ 6 holes | 260229 260232 |  | November 2019 | New Listing
06 - Specialist Orthopaedic | 06.03 - SKELETAL RECONSTRUCTION | 06.03.03 - Plates | 06.03.03.05 - Small (screw size 2.71mm – 4.49mm)(including blade) ≥ 7 to ≤ 15 holes | Com, LK | SL138 | 916 | Smith & Nephew Pty Ltd | Smith & Nephew Plate and Screw System- EVOS | Small Fragment plate | ≥ 7 to ≤ 15 holes | 108428 |  | November 2019 | New Listing
06 - Specialist Orthopaedic | 06.03 - SKELETAL RECONSTRUCTION | 06.03.03 - Plates | 06.03.03.05 - Small (screw size 2.71mm – 4.49mm)(including blade) ≥ 7 to ≤ 15 holes | Com, VAL | TN066 | 1229 | Newclip Technics Australia Pty Ltd | Newclip Plating System | VAL Locking plates | 7 to 15 holes | 260229 260232 |  | November 2019 | New Listing
06 - Specialist Orthopaedic | 06.03 - SKELETAL RECONSTRUCTION | 06.03.03 - Plates | 06.03.03.05 - Small (screw size 2.71mm – 4.49mm)(including blade) ≥ 7 to ≤ 15 holes | VAL | TN063 | 849 | Newclip Technics Australia Pty Ltd | Newclip Locking plates | Variable Angle Locking Plate | 7 to 15 holes | 260229 260232 |  | November 2019 | New Listing
06 - Specialist Orthopaedic | 06.03 - SKELETAL RECONSTRUCTION | 06.03.03 - Plates | 06.03.03.06 - Small (screw size 2.71mm – 4.49mm)(including blade) ≥ 16 holes | Com, LK | SL139 | 1397 | Smith & Nephew Pty Ltd | Smith & Nephew Plate and Screw System - EVOS | Small Fragment Plate | ≥ 16 holes | 108428 |  | November 2019 | New Listing
06 - Specialist Orthopaedic | 06.03 - SKELETAL RECONSTRUCTION | 06.03.03 - Plates | 06.03.03.07 - Mini (screw size ≤2.7mm)(including blade) ≤ 6 holes | Com | SL136 | 1007 | Smith & Nephew Pty Ltd | Smith & Nephew Plate and Screw System - EVOS | Small Fragment Plate | ≤ 6 holes | 108428 |  | November 2019 | New Listing
06 - Specialist Orthopaedic | 06.03 - SKELETAL RECONSTRUCTION | 06.03.03 - Plates | 06.03.03.08 - Mini (screw size ≤2.7mm)(including blade) ≥ 7 to ≤ 15 holes | Com | SL137 | 762 | Smith & Nephew Pty Ltd | Smith & Nephew Plate and Screw System - EVOS | Small Fragment Plate | ≥ 7 to ≤ 15 holes | 108428 |  | November 2019 | New Listing
06 - Specialist Orthopaedic | 06.03 - SKELETAL RECONSTRUCTION | 06.03.03 - Plates | 06.03.03.08 - Mini (screw size ≤2.7mm)(including blade) ≥ 7 to ≤ 15 holes | Com, LK | SL140 | 1018 | Smith & Nephew Pty Ltd | Smith & Nephew Plate and Screw System - EVOS | Small Fragment Plate | ≥ 7 to ≤ 15 holes | 108428 |  | November 2019 | New Listing
06 - Specialist Orthopaedic | 06.03 - SKELETAL RECONSTRUCTION | 06.03.03 - Plates | 06.03.03.09 - Mini (screw size ≤2.7mm)(including blade) ≥ 16 holes | Com, LK | SL141 | 1273 | Smith & Nephew Pty Ltd | Smith & Nephew Plate and Screw System - EVOS | Small Fragment Plate | ≥ 16 holes | 108428 |  | November 2019 | New Listing
06 - Specialist Orthopaedic | 06.03 - SKELETAL RECONSTRUCTION | 06.03.03 - Plates | 06.03.03.16 - Periarticular anatomic - Clavicle plate ≤ 6 holes | VAL | SL142 | 1663 | Smith & Nephew Pty Ltd | Smith & Nephew Plate and Screw System - EVOS | VAL Periarticular Anatomical Small Fragment plate - Clavicle | ≤ 6 holes | 108428 |  | November 2019 | New Listing
06 - Specialist Orthopaedic | 06.03 - SKELETAL RECONSTRUCTION | 06.03.03 - Plates | 06.03.03.17 - Periarticular anatomic - Clavicle plate ≥ 7 to ≤ 15 holes | VAL | SL153 | 1995 | Smith & Nephew Pty Ltd | Smith & Nephew Plate and Screw System - EVOS | VAL Periarticular Anatomical Small Fragment plate - Clavicle | ≥ 7 to ≤ 15 holes | 108428 |  | November 2019 | New Listing
06 - Specialist Orthopaedic | 06.03 - SKELETAL RECONSTRUCTION | 06.03.03 - Plates | 06.03.03.17 - Periarticular anatomic - Clavicle plate ≥ 7 to ≤ 15 holes | VAL | TN062 | 1995 | Newclip Technics Australia Pty Ltd | Newclip Clavicle plates | Locking Clavicle plates | 7 to 15 holes | 260229 260232 |  | November 2019 | New Listing
06 - Specialist Orthopaedic | 06.03 - SKELETAL RECONSTRUCTION | 06.03.03 - Plates | 06.03.03.19 - Periarticular anatomic - Humerus ≤ 6 holes | VAL | SL143 | 1643 | Smith & Nephew Pty Ltd | Smith & Nephew Plate and Screw System - EVOS | VAL Periarticular Anatomical Small Fragment plate - Humerus | ≤ 6 holes | 108428 |  | November 2019 | New Listing
06 - Specialist Orthopaedic | 06.03 - SKELETAL RECONSTRUCTION | 06.03.03 - Plates | 06.03.03.22 - Periarticular anatomic - Radius ≤ 6 holes | VAL | SL148 | 1439 | Smith & Nephew Pty Ltd | Smith & Nephew Plate and Screw System - EVOS | VAL Periarticular anatomic Radius Plate | ≤ 6 holes | 108428 |  | November 2019 | New Listing
06 - Specialist Orthopaedic | 06.03 - SKELETAL RECONSTRUCTION | 06.03.03 - Plates | 06.03.03.23 - Periarticular anatomic - Radius ≥ 7 to ≤ 15 holes | VAL | SL149 | 1439 | Smith & Nephew Pty Ltd | Smith & Nephew Plate and Screw System - EVOS | VAL Periarticular anatomic Radius Plate | ≥ 7 to ≤ 15 holes | 108428 |  | November 2019 | New Listing
06 - Specialist Orthopaedic | 06.03 - SKELETAL RECONSTRUCTION | 06.03.03 - Plates | 06.03.03.24 - Periarticular anatomic - Radius ≥ 16 holes | VAL | LM382 | 1691 | LMT Surgical Pty Ltd | Volar Distal Radius Plates | Fixation Plate for Distal Radius Fractures | 16 holes or more | 278692 |  | November 2019 | New Listing
06 - Specialist Orthopaedic | 06.03 - SKELETAL RECONSTRUCTION | 06.03.03 - Plates | 06.03.03.25 - Periarticular anatomic - Ulna ≤ 6 holes | VAL | SL144 | 1439 | Smith & Nephew Pty Ltd | Smith & Nephew Plate and Screw System - EVOS | VAL Periarticular Anatomical Small Fragment plate - Ulna | ≤ 6 holes | 108428 |  | November 2019 | New Listing
06 - Specialist Orthopaedic | 06.03 - SKELETAL RECONSTRUCTION | 06.03.03 - Plates | 06.03.03.26 - Periarticular anatomic - Ulna ≥ 7 to ≤ 15 holes | VAL | SL145 | 1439 | Smith & Nephew Pty Ltd | Smith & Nephew Plate and Screw System - EVOS | VAL Periarticular Anatomical Small Fragment plate - Ulna | ≥ 7 to ≤ 15 holes | 108428 |  | November 2019 | New Listing
06 - Specialist Orthopaedic | 06.03 - SKELETAL RECONSTRUCTION | 06.03.03 - Plates | 06.03.03.36 - Periarticular anatomic - Fibula ≥ 7 to ≤ 15 holes | VAL | SL146 | 1643 | Smith & Nephew Pty Ltd | Smith & Nephew Plate and Screw System - EVOS | VAL Periarticular Anatomical Small Fragment plate - Fibula | ≥ 7 to ≤ 15 holes | 108428 |  | November 2019 | New Listing
06 - Specialist Orthopaedic | 06.03 - SKELETAL RECONSTRUCTION | 06.03.03 - Plates | 06.03.03.39 - Periarticular anatomic - Tibia ≥ 7 to ≤ 15 holes | VAL | SF166 | 1495 | Signature Orthopaedics | PS HTO Plate | Medial Opening Wedge Anatomical Plate | Left and Right | 310582 |  | November 2019 | New Listing
06 - Specialist Orthopaedic | 06.03 - SKELETAL RECONSTRUCTION | 06.03.03 - Plates | 06.03.03.39 - Periarticular anatomic - Tibia ≥ 7 to ≤ 15 holes | VAL | SL154 | 1495 | Smith & Nephew Pty Ltd | Smith & Nephew Plate and Screw System- EVOS | VAL Periarticular Anatomical Small Fragment plate - Tibia | ≥ 7 to ≤ 15 holes | 108428 |  | November 2019 | New Listing
06 - Specialist Orthopaedic | 06.03 - SKELETAL RECONSTRUCTION | 06.03.03 - Plates | 06.03.03.40 - Periarticular anatomic - Tibia ≥ 16 holes | VAL | SL147 | 1728 | Smith & Nephew Pty Ltd | Smith & Nephew Plate and Screw System- EVOS | VAL Periarticular Anatomical Small Fragment plate - Tibia | ≥ 16 holes | 108428 |  | November 2019 | New Listing
06 - Specialist Orthopaedic | 06.03 - SKELETAL RECONSTRUCTION | 06.03.04 - Screws | 06.03.04.01 - Standard ( ≥4.5mm) | CN | SF165 | 191 | Signature Orthopaedics | PS Dual Thread Screw | Canulated, Dual thread, Cortical Screw | 4.5mm, 24-52mm length | 184460 |  | November 2019 | New Listing
06 - Specialist Orthopaedic | 06.03 - SKELETAL RECONSTRUCTION | 06.03.04 - Screws | 06.03.04.01 - Standard ( ≥4.5mm) | CN | UQ002 | 191 | The Trustee for BE & MLP Unit Trust | OsteoMed Plating & Fixation System | Plates - Fracture; Screws - Cannulated Lag | 6 Hole Fracture Plate 47 - 52mm; 2 x 2 Hole Angled Fracture Plate; 3 x 3 Hole Angled Fracture Plate; 6.5mm x (30 -150)mm; 7.3mm x (30 - 150)mm | 130508 130509 |  | November 2019 | Transferred from SP029
06 - Specialist Orthopaedic | 06.03 - SKELETAL RECONSTRUCTION | 06.03.04 - Screws | 06.03.04.01 - Standard ( ≥4.5mm) | CN,DT,LK | SF163 | 425 | Signature Orthopaedics | PS Dual Thread Screw | Dual Threaded, locking, canulated Screw | 4.5mm Diameter, 24 - 90mm Long | 184460 |  | November 2019 | New Listing
06 - Specialist Orthopaedic | 06.03 - SKELETAL RECONSTRUCTION | 06.03.04 - Screws | 06.03.04.01 - Standard ( ≥4.5mm) | DT | SF164 | 236 | Signature Orthopaedics | PS Dual Thread Cortical Screw | Dual Thread Cortical screw | 4.5mm, 24-52mm length | 184460 |  | November 2019 | New Listing
06 - Specialist Orthopaedic | 06.03 - SKELETAL RECONSTRUCTION | 06.03.04 - Screws | 06.03.04.01 - Standard ( ≥4.5mm) | LK | OH651 | 128 | Orthotech Pty Ltd | Foot and Ankle Screws - Locking | Locking Screw | D: 4.5-5.5, L: 20-60mm | 286861 |  | November 2019 | Expanded from OH564
06 - Specialist Orthopaedic | 06.03 - SKELETAL RECONSTRUCTION | 06.03.04 - Screws | 06.03.04.01 - Standard ( ≥4.5mm) | LK | SF161 | 128 | Signature Orthopaedics | PS DT Locking Screw | Dual Thread Variable Angle Locking screw | 4.5mm Diameter, 24-90mm Length | 184460 |  | November 2019 | New Listing
06 - Specialist Orthopaedic | 06.03 - SKELETAL RECONSTRUCTION | 06.03.04 - Screws | 06.03.04.01 - Standard ( ≥4.5mm) | LK | SL151 | 128 | Smith & Nephew Pty Ltd | Smith & Nephew Plate and Screw System - EVOS | Standard screws - Locking | ≥4.5mm | 104369 |  | November 2019 | New Listing
06 - Specialist Orthopaedic | 06.03 - SKELETAL RECONSTRUCTION | 06.03.04 - Screws | 06.03.04.01 - Standard ( ≥4.5mm) |  | OH653 | 65 | Orthotech Pty Ltd | Foot and Ankle Screws Cortical, Cancellous | Cortical, Cancellous Screw | D: 4.5 - 5.5 L: 20-60mm | 286861 |  | November 2019 | Expanded from OH565
06 - Specialist Orthopaedic | 06.03 - SKELETAL RECONSTRUCTION | 06.03.04 - Screws | 06.03.04.01 - Standard ( ≥4.5mm) |  | SL152 | 65 | Smith & Nephew Pty Ltd | Smith & Nephew Plate and Screw System - EVOS | Standard screws | ≥4.5mm | 104369 |  | November 2019 | New Listing
06 - Specialist Orthopaedic | 06.03 - SKELETAL RECONSTRUCTION | 06.03.04 - Screws | 06.03.04.02 - Small (2.71mm – 4.49mm) | CN | DE696 | 208 | Device Technologies Australia Pty Ltd | Patella Fracture Screw | 4mm Blunt Tip Cannulated Lag Screw | 4mm x 24mm - 4mm x 60mm | 284416 |  | November 2019 | New Listing
06 - Specialist Orthopaedic | 06.03 - SKELETAL RECONSTRUCTION | 06.03.04 - Screws | 06.03.04.02 - Small (2.71mm – 4.49mm) | CN | UQ003 | 208 | The Trustee for BE & MLP Unit Trust | OsteoMed Plating & Fixation System | Screws - Cannulated Lag | Diameter 2.71mm – 4.49mm | 130509 |  | November 2019 | Transferred from SP132
06 - Specialist Orthopaedic | 06.03 - SKELETAL RECONSTRUCTION | 06.03.04 - Screws | 06.03.04.02 - Small (2.71mm – 4.49mm) | LK | OH652 | 145 | Orthotech Pty Ltd | Foot and Ankle Screws - Locking | Locking Screw | D: 3.0-3.5mm, L: 10-60mm | 286861 |  | November 2019 | Expanded from OH564
06 - Specialist Orthopaedic | 06.03 - SKELETAL RECONSTRUCTION | 06.03.04 - Screws | 06.03.04.02 - Small (2.71mm – 4.49mm) |  | OH654 | 82 | Orthotech Pty Ltd | Foot and Ankle Screws Cortical, Cancellous | Cortical, Cancellous Screw | D: 3.5-4.0mm, L: 10-60mm | 286861 |  | November 2019 | Expanded from OH565
06 - Specialist Orthopaedic | 06.03 - SKELETAL RECONSTRUCTION | 06.03.04 - Screws | 06.03.04.02 - Small (2.71mm – 4.49mm) |  | UQ004 | 82 | The Trustee for BE & MLP Unit Trust | OsteoMed Plating & Fixation System | Lag Screws - Maxi, MMF, 3.0mm | 2.4mm x (8 - 42)mm; 2.4 x (12 - 18)mm; 3.0mm x (12 - 36)mm; | 130509 |  | November 2019 | Transferred from SP032
06 - Specialist Orthopaedic | 06.03 - SKELETAL RECONSTRUCTION | 06.03.04 - Screws | 06.03.04.03 - Mini (2.01 – 2.7 mm) | CN | UQ005 | 210 | The Trustee for BE & MLP Unit Trust | OsteoMed Plating & Fixation System | Screws - Cannulated Lag | Diameter 2.01 – 2.7 mm | 130509 |  | November 2019 | Transferred from SP133
06 - Specialist Orthopaedic | 06.03 - SKELETAL RECONSTRUCTION | 06.03.04 - Screws | 06.03.04.03 - Mini (2.01 – 2.7 mm) | CN,DT | UQ006 | 381 | The Trustee for BE & MLP Unit Trust | ExtremiFix Screws | Headless Cannulated Compression Screw | Diameter 2.0mm, 2.4mm. Length 10mm to 52mm; Diameter 2.01mm - 2.7mm | 130509 |  | November 2019 | Transferred from SP121
06 - Specialist Orthopaedic | 06.03 - SKELETAL RECONSTRUCTION | 06.03.04 - Screws | 06.03.04.03 - Mini (2.01 – 2.7 mm) | CN,LK | TN068 | 273 | Newclip Technics Australia Pty Ltd | Cannulated Locking Screws | Cannulated Locking Screws | 2.01 – 2.7 mm diameter | 260233 260234 |  | November 2019 | New Listing
06 - Specialist Orthopaedic | 06.03 - SKELETAL RECONSTRUCTION | 06.03.04 - Screws | 06.03.04.04 - Micro (≤ 2.0mm) | LK | TN064 | 123 | Newclip Technics Australia Pty Ltd | Newclip Locking Screws | VAL Locking screws | Micro Screws ≤ 2.0mm | 260233 260234 |  | November 2019 | New Listing
06 - Specialist Orthopaedic | 06.03 - SKELETAL RECONSTRUCTION | 06.03.04 - Screws | 06.03.04.04 - Micro (≤ 2.0mm) |  | TN065 | 60 | Newclip Technics Australia Pty Ltd | Newclip Cortical Screws | Cortical screws | Micro Screws ≤ 2.0mm | 260233 260234 |  | November 2019 | New Listing
06 - Specialist Orthopaedic | 06.03 - SKELETAL RECONSTRUCTION | 06.03.04 - Screws | 06.03.04.07 - Screw post/peg |  | SL150 | 126 | Smith & Nephew Pty Ltd | Smith & Nephew Plate and Screw System - EVOS | Locking Peg | Various length | 104369 |  | November 2019 | New Listing
06 - Specialist Orthopaedic | 06.03 - SKELETAL RECONSTRUCTION | 06.03.05 - Surgical Accessories | 06.03.05.02 - Pins |  | HG001 | 27 | HEALTHSCOPE OPERATIONS PTY LTD | HSP K - Wire | Stainless Steel Wire with Trocar point, single, double. | Diameter - 0.7mm - 2.0mm Length - 80mm - 250mm | 295191 |  | November 2019 | New Listing
06 - Specialist Orthopaedic | 06.03 - SKELETAL RECONSTRUCTION | 06.03.05 - Surgical Accessories | 06.03.05.02 - Pins |  | LM383 | 27 | LMT Surgical Pty Ltd | K-Wire | K-Wire | Multiple sizes to suit patient and surgeon requirements | 317003 |  | November 2019 | New Listing
06 - Specialist Orthopaedic | 06.03 - SKELETAL RECONSTRUCTION | 06.03.06 - Staples | 06.03.06.01 - Staples | COMP | PB061 | 396 | Australian Pacific Medical Pty Ltd | Compression Staple | Compression Staple | Multiple Sizes | 319175 |  | November 2019 | New Listing
06 - Specialist Orthopaedic | 06.03 - SKELETAL RECONSTRUCTION | 06.03.07 - Soft Tissue Fixation Devices | 06.03.07.02 - Suture, Small anchors (≤2.3mm) |  | DE697 | 294 | Device Technologies Australia Pty Ltd | Mini Hip SutureTak | Suture anchor | Diameter: 2mm Length: 8.6mm | 126657 |  | November 2019 | New Listing
06 - Specialist Orthopaedic | 06.03 - SKELETAL RECONSTRUCTION | 06.03.07 - Soft Tissue Fixation Devices | 06.03.07.02 - Suture, Small anchors (≤2.3mm) |  | PF030 | 294 | Perios Pty Ltd | ARC Anchors | All Suture Anchor, multiple suture options | Small, Medium | 308785 |  | November 2019 | New Listing
06 - Specialist Orthopaedic | 06.03 - SKELETAL RECONSTRUCTION | 06.03.07 - Soft Tissue Fixation Devices | 06.03.07.03 - Suture, Medium anchors (2.4 – 3.9mm) | AB | SL155 | 501 | Smith & Nephew Pty Ltd | RAPTOR Anchor | Absorbable suture anchor for repair and reattachment of the soft tissue | 2.4 – 3.9mm | 164725 164726 164727 169170 |  | November 2019 | Compressed from SN908,SM178
06 - Specialist Orthopaedic | 06.03 - SKELETAL RECONSTRUCTION | 06.03.07 - Soft Tissue Fixation Devices | 06.03.07.03 - Suture, Medium anchors (2.4 – 3.9mm) |  | PF029 | 442 | Perios Pty Ltd | ARC Anchors | All suture soft tissue anchor | Large | 308785 |  | November 2019 | New Listing
06 - Specialist Orthopaedic | 06.03 - SKELETAL RECONSTRUCTION | 06.03.07 - Soft Tissue Fixation Devices | 06.03.07.04 - Suture, Large anchors (≥4mm) |  | MN246 | 442 | Johnson & Johnson Medical Pty Ltd | HEALIX Anchor System | PEEK anchor with Dynacord suture | 4.5 - 6.5mm anchor diameter | 215753 |  | November 2019 | New Listing
06 - Specialist Orthopaedic | 06.03 - SKELETAL RECONSTRUCTION | 06.03.07 - Soft Tissue Fixation Devices | 06.03.07.04 - Suture, Large anchors (≥4mm) |  | PJ036 | 442 | PurePlay Orthopaedics | V-Lox Titanium Suture Anchors | Titanium Fully Threaded Suture Anchor | 4.5mm; 5.0mm; 5.5mm; 6.5mm, double loaded and triple loaded suture anchors | 177866 |  | November 2019 | Transferred from SV040
06 - Specialist Orthopaedic | 06.03 - SKELETAL RECONSTRUCTION | 06.03.07 - Soft Tissue Fixation Devices | 06.03.07.05 - Button/thread/tape or Button/thread/button |  | LV148 | 374 | ConMed Linvatec Australia Pty Ltd | Infinity Femoral Adjustable Loop Button | The Infinity Fixation System is a metal buttons and non-absorbable Hi-Fi suture for suspensory fixation of soft tissue grafts to bone used in ligament reconstruction procedures.The cradle is an adaptor for the adjustable loop button, used for wide tunnels. | N/A | 136631 |  | November 2019 | New Listing
06 - Specialist Orthopaedic | 06.03 - SKELETAL RECONSTRUCTION | 06.03.07 - Soft Tissue Fixation Devices | 06.03.07.05 - Button/thread/tape or Button/thread/button |  | PJ035 | 374 | PurePlay Orthopaedics | Parcus - GFS II Large and GFS Mini | Parcus - GFS Fixation for knee ligament reconstruction | Button Sizes: 3.9mm-4.4mm in width x 12mm-16.5mm in length. Loop sizes: 12mm, 15mm, 20mm, 25mm, 30mm, 35mm, 40mm, 45mm, 50mm, 55mm | 178101 |  | November 2019 | Transferred from SV038
06 - Specialist Orthopaedic | 06.03 - SKELETAL RECONSTRUCTION | 06.03.07 - Soft Tissue Fixation Devices | 06.03.07.06 - Button |  | LV149 | 374 | ConMed Linvatec Australia Pty Ltd | Infinity Tibial Button | The tibial buttons are available in two (2) sizes to accommodate various tunnel sizes and is meant to be used with the adjustable free loop for suspensory fixation of soft tissue grafts to bone in ligament reconstruction procedures. | Standard and Large | 136631 |  | November 2019 | New Listing
06 - Specialist Orthopaedic | 06.03 - SKELETAL RECONSTRUCTION | 06.03.07 - Soft Tissue Fixation Devices | 06.03.07.06 - Button |  | SV076 | 374 | Signature Spine and Joint Pty Ltd | PARCUS GFS Naked | Graft Fixation System for use in the fixation of ligament or tendon repairs. | Button widths: 1.4mm -4.4mm Button lengths: 5.9mm - 21mm | 178101 |  | November 2019 | New Listing
06 - Specialist Orthopaedic | 06.03 - SKELETAL RECONSTRUCTION | 06.03.08 - Soft Tissue Substitute | 06.03.08.03 - Non-biological cartilage substitute | ≤ 10mm | WR455 | 1420 | Wright Medical Australia | Cartiva® Synthetic Cartilage Implant | Polymer Cartilage Implant | Diameter: 6mm, 8mm, 10mm | 278815 |  | November 2019 | Transferred from DE582
06 - Specialist Orthopaedic | 06.03 - SKELETAL RECONSTRUCTION | 06.03.11 - External Fixateurs | 06.03.11.06 - Frame Component - Full Circular Ring |  | WR450 | 685 | Wright Medical Australia | SALVATION Full Ring | Salvation External Fixation Full Ring | 120mm - 220mm | 198486 |  | November 2019 | New Listing
06 - Specialist Orthopaedic | 06.03 - SKELETAL RECONSTRUCTION | 06.03.11 - External Fixateurs | 06.03.11.07 - Frame Component - Partial Circular Ring |  | WR449 | 1050 | Wright Medical Australia | SALVATION Partial Ring | Salvation External Fixation Partial Ring | 140mm - 220mm | 198486 |  | November 2019 | New Listing
06 - Specialist Orthopaedic | 06.03 - SKELETAL RECONSTRUCTION | 06.03.11 - External Fixateurs | 06.03.11.09 - Frame Component - Circular Frame Strut Device |  | WR454 | 950 | Wright Medical Australia | SALVATION Strut | SALVATION External Fixation Strut | 60mm - 230mm | 198486 |  | November 2019 | New Listing
06 - Specialist Orthopaedic | 06.03 - SKELETAL RECONSTRUCTION | 06.03.11 - External Fixateurs | 06.03.11.16 - Frame Component - Pin Clamp Assembly Post |  | WR453 | 105 | Wright Medical Australia | SALVATION L Bracket | L Bracket | 1-6 hole. Short and tall | 198486 |  | November 2019 | New Listing
06 - Specialist Orthopaedic | 06.03 - SKELETAL RECONSTRUCTION | 06.03.11 - External Fixateurs | 06.03.11.19 - Lower body kit |  | WR451 | 5397 | Wright Medical Australia | SALVATION Frame Assembly | Salvation External Frames Assembly | 160mm - 180mm | 198486 |  | November 2019 | New Listing
06 - Specialist Orthopaedic | 06.03 - SKELETAL RECONSTRUCTION | 06.03.11 - External Fixateurs | 06.03.11.19 - Lower body kit |  | WR452 | 5397 | Wright Medical Australia | SALVATION Frame Assembly | Salvation External Frame Assembly | 200mm - 220mm | 198486 |  | November 2019 | New Listing
06 - Specialist Orthopaedic | 06.03 - SKELETAL RECONSTRUCTION | 06.03.15 - Bone Graft Substitute | 06.03.15.01 - Ceramic, 0-5cc | CDS | UQ007 | 1188 | The Trustee for BE & MLP Unit Trust | Osteovation | Calcium Phosphate Bone substitute kit, quick set, EX/Impact/Inject | 0-5cc | 130509 |  | November 2019 | Transferred from SP131
06 - Specialist Orthopaedic | 06.03 - SKELETAL RECONSTRUCTION | 06.03.15 - Bone Graft Substitute | 06.03.15.01 - Ceramic, 0-5cc |  | PC009 | 722 | Precision Surgical Pty Ltd | uDesis Gel 1cc-5cc | uDesis is a synthetic, highly crystalline beta-tricalcium phosphate bone substitute. | 1cc, 2.5cc, 5cc | 283845 |  | November 2019 | Duplicated from JA003
06 - Specialist Orthopaedic | 06.03 - SKELETAL RECONSTRUCTION | 06.03.15 - Bone Graft Substitute | 06.03.15.01 - Ceramic, 0-5cc |  | SV075 | 722 | Signature Spine and Joint Pty Ltd | TriPore Putty 5cc | Synthetic bone graft comprised of Hydroxyapatite (HA) and aqueous gel. | 5cc | 322207 |  | November 2019 | New Listing
06 - Specialist Orthopaedic | 06.03 - SKELETAL RECONSTRUCTION | 06.03.15 - Bone Graft Substitute | 06.03.15.02 - Ceramic, >5cc - 10cc | CDS | UQ008 | 1449 | The Trustee for BE & MLP Unit Trust | Osteovation | Calcium Phosphate Bone substitute kit; Quick Set; EX/Impact/Inject | 10cc | 159382 |  | November 2019 | Transferred from SP066
06 - Specialist Orthopaedic | 06.03 - SKELETAL RECONSTRUCTION | 06.03.15 - Bone Graft Substitute | 06.03.15.06 - Demineralised Bone Matrix, 2 – 5cc |  | GI026 | 503 | Geistlich Pharma Australia Pty Ltd | Orthoss - Bone implant material | Orthoss Spongiosa Block. Bone Implant material, biological, animal source. | 1 x 1x 2 approx. 1.6g | 146885 |  | November 2019 | Transferred from LH476
06 - Specialist Orthopaedic | 06.03 - SKELETAL RECONSTRUCTION | 06.03.15 - Bone Graft Substitute | 06.03.15.07 - Demineralised Bone Matrix, >5cc - 10cc |  | GI027 | 1330 | Geistlich Pharma Australia Pty Ltd | Orthoss - Bone implant material | Orthoss Granules Spongiosa. Bone implant material, biological, animal source | Granule Size 2-4mm, 3g (approx. 8-10cc) | 146885 |  | November 2019 | Transferred from LH474
06 - Specialist Orthopaedic | 06.03 - SKELETAL RECONSTRUCTION | 06.03.15 - Bone Graft Substitute | 06.03.15.07 - Demineralised Bone Matrix, >5cc - 10cc |  | GI028 | 1330 | Geistlich Pharma Australia Pty Ltd | Orthoss - Bone implant material | Orthoss Spongiosa Block. Bone Implant material, biological, animal source. | 2 x 2 x 1.3cm (approx. 3.6g) | 146885 |  | November 2019 | Transferred from LH475
06 - Specialist Orthopaedic | 06.03 - SKELETAL RECONSTRUCTION | 06.03.15 - Bone Graft Substitute | 06.03.15.08 - Demineralised Bone Matrix, >10cc |  | GI029 | 1710 | Geistlich Pharma Australia Pty Ltd | Orthoss - Bone implant material | Orthoss Granules Spongiosa, Bone implant material, biological, animal source | Granule size 1-2mm, 5g-7g; (approx.. 13-20cc) | 146885 |  | November 2019 | Transferred from LH473
06 - Specialist Orthopaedic | 06.03 - SKELETAL RECONSTRUCTION | 06.03.15 - Bone Graft Substitute | 06.03.15.09 - Composite (Extracellular Collagen Matrix with DBM or Ceramic), 0 - 5cc |  | HW664 | 808 | Stryker Australia Pty Ltd | VITOSS Foam - Compression Resistant Synthetic Cancellous Bone Void Filler | Highly porous bone graft material made from beta-tricalcium phosphate (β-TCP) and Type I bovine collagen | 0-5cc | 142666 |  | November 2019 | Compressed from SK466,SK476,SK477,SK478
06 - Specialist Orthopaedic | 06.03 - SKELETAL RECONSTRUCTION | 06.03.15 - Bone Graft Substitute | 06.03.15.10 - Composite (Extracellular Collagen Matrix with DBM or Ceramic), >5cc - 10cc |  | HW665 | 1889 | Stryker Australia Pty Ltd | VITOSS Foam - Compression Resistant Synthetic Cancellous Bone Void Filler | Highly porous bone graft material made from beta-tricalcium phosphate (β-TCP) and Type I bovine collagen. | >5cc - 10cc | 142666 |  | November 2019 | Compressed from SK467,SK479
07 - Plastic and Reconstructive | 07.01 - CRANIOMAXILLOFACIAL RECONSTRUCTION & FIXATION | 07.01.01 - Mesh - Metal | 07.01.01.04 - 0.2-0.49mm thick, 11-50cm² |  | UQ009 | 683 | The Trustee for BE & MLP Unit Trust | OsteoMed Plating & Fixation System | Micro, Mini, Maxi | 0.2-0.49mm thick, 11-50cm² | 130508 |  | November 2019 | Transferred from SP126
07 - Plastic and Reconstructive | 07.01 - CRANIOMAXILLOFACIAL RECONSTRUCTION & FIXATION | 07.01.01 - Mesh - Metal | 07.01.01.05 - 0.2-0.49mm thick, 51-200cm² |  | UQ010 | 1365 | The Trustee for BE & MLP Unit Trust | OsteoMed Plating & Fixation System | Plates | 0.2-0.49mm thick, 51-200cm² | 130508 |  | November 2019 | Transferred from SP129
07 - Plastic and Reconstructive | 07.01 - CRANIOMAXILLOFACIAL RECONSTRUCTION & FIXATION | 07.01.01 - Mesh - Metal | 07.01.01.08 - 0.5-0.8mm thick, 11-50cm² |  | UQ013 | 497 | The Trustee for BE & MLP Unit Trust | OsteoMed Plating & Fixation System | Plates | 0.5-0.8mm thick, 11-50cm² | 130508 |  | November 2019 | Transferred from SP127
07 - Plastic and Reconstructive | 07.01 - CRANIOMAXILLOFACIAL RECONSTRUCTION & FIXATION | 07.01.01 - Mesh - Metal | 07.01.01.09 - 0.5-0.8mm thick, 51-200cm² |  | UQ014 | 1146 | The Trustee for BE & MLP Unit Trust | OsteoMed Plating & Fixation System | Plates | 90 x 90mm Osteoform Mesh, Mesh 51 to 100cm2 area. | 130508 |  | November 2019 | Transferred from SP110
07 - Plastic and Reconstructive | 07.01 - CRANIOMAXILLOFACIAL RECONSTRUCTION & FIXATION | 07.01.01 - Mesh - Metal | 07.01.01.10 - 0.5-0.8mm thick, >200cm² |  | UQ015 | 2187 | The Trustee for BE & MLP Unit Trust | OsteoMed Plating & Fixation System | Plates | 125 x 180mm Mesh Plate, 150 x 300mm Mesh Plate, Mesh >200cm2 area. | 130508 |  | November 2019 | Transferred from SP112
07 - Plastic and Reconstructive | 07.01 - CRANIOMAXILLOFACIAL RECONSTRUCTION & FIXATION | 07.01.04 - Non-mesh | 07.01.04.01 - Resorbable |  | NR015 | 336 | Nobel Biocare Australia Pty Ltd | creos xenoprotect | creos xenoprotect is a resorbable dental membrane. A resorbable collagen membrane is used for guided bone regeneration (GBR) and guided tissue regeneration (GTR) procedures. It's composed of a network of interwoven, highly purified porcine collagen and elastin fibers, providing the membrane with high mechanical strength. | 15 x 20mm 25 x 30mm 30 x 40mm | 297240 |  | November 2019 | New Listing
07 - Plastic and Reconstructive | 07.01 - CRANIOMAXILLOFACIAL RECONSTRUCTION & FIXATION | 07.01.04 - Non-mesh | 07.01.04.01 - Resorbable |  | SB014 | 336 | Straumann Pty Ltd | Jason membrane | Resorbable collagen membrane for dental regeneration | 15 x 20mm, 20 x 30mm, 30 x 40mm | 307644 |  | November 2019 | New Listing
07 - Plastic and Reconstructive | 07.01 - CRANIOMAXILLOFACIAL RECONSTRUCTION & FIXATION | 07.01.05 - Fracture or Reconstruction Plates | 07.01.05.01 - <0.5mm thick, <4 holes |  | UQ011 | 63 | The Trustee for BE & MLP Unit Trust | Plates | Micro, Midface & Mini | Straight Plate - 2 Hole, Plate < 4 holes. | 130508 |  | November 2019 | Transferred from SP076
07 - Plastic and Reconstructive | 07.01 - CRANIOMAXILLOFACIAL RECONSTRUCTION & FIXATION | 07.01.05 - Fracture or Reconstruction Plates | 07.01.05.05 - 0.5-0.99mm thick, <4 holes |  | UQ016 | 93 | The Trustee for BE & MLP Unit Trust | Plates | Micro, Midface & Mini | Straight Plate - 2 Hole, Plate < 4 holes. | 130508 |  | November 2019 | Transferred from SP075
07 - Plastic and Reconstructive | 07.01 - CRANIOMAXILLOFACIAL RECONSTRUCTION & FIXATION | 07.01.05 - Fracture or Reconstruction Plates | 07.01.05.06 - 0.5-0.99mm thick, 4-7 holes | Burr | UQ018 | 166 | The Trustee for BE & MLP Unit Trust | Plates | Micro, Mini, Maxi | Burr Hole Plates, Calvarium Plate - Small & Large - Calvarium Plate, Plates 4 to 7 Holes | 130508 |  | November 2019 | Transferred from SP072
07 - Plastic and Reconstructive | 07.01 - CRANIOMAXILLOFACIAL RECONSTRUCTION & FIXATION | 07.01.05 - Fracture or Reconstruction Plates | 07.01.05.06 - 0.5-0.99mm thick, 4-7 holes | Complex | UQ044 | 240 | The Trustee for BE & MLP Unit Trust | Plates | Micro, Mini, Maxi | Gap Plates, Plates 4 to 7 holes | 130509 |  | November 2019 | Transferred from SP070
07 - Plastic and Reconstructive | 07.01 - CRANIOMAXILLOFACIAL RECONSTRUCTION & FIXATION | 07.01.05 - Fracture or Reconstruction Plates | 07.01.05.06 - 0.5-0.99mm thick, 4-7 holes | Compression | UQ019 | 166 | The Trustee for BE & MLP Unit Trust | OsteoMed Plating & Fixation System | Compression Plates - Micro, Mini & Maxi | Micro: 2 x 3 Hole Compression T Plate, Oblique Left & Right Compression T Plate, 4 Hole Straight Compression Plate; 5 Hole Straight Plate, 13mm Left & Right L Plate, 19mm T Plate, 2 x 3 Hole Quad Plate; Mini: 4 Hole Left & Right L Plate, 4 Hole Left & Rig | 130508 |  | November 2019 | Transferred from SP033
07 - Plastic and Reconstructive | 07.01 - CRANIOMAXILLOFACIAL RECONSTRUCTION & FIXATION | 07.01.05 - Fracture or Reconstruction Plates | 07.01.05.06 - 0.5-0.99mm thick, 4-7 holes |  | UQ017 | 166 | The Trustee for BE & MLP Unit Trust | Plates | Micro, Midface, Mini, Maxi, BSSO, TR BSSO | 0.5-0.99mm thick, 4-7 holes | 130508 |  | November 2019 | Transferred from SP128
07 - Plastic and Reconstructive | 07.01 - CRANIOMAXILLOFACIAL RECONSTRUCTION & FIXATION | 07.01.05 - Fracture or Reconstruction Plates | 07.01.05.07 - 0.5-0.99mm thick, 8-32 holes | 3D | UQ021 | 205 | The Trustee for BE & MLP Unit Trust | Plates | Micro, Mini, Maxi | Quad Plates, Medium 2 x 4 Hole Quad Plate, Plates 8 to 15 holes | 130508 |  | November 2019 | Transferred from SP071
07 - Plastic and Reconstructive | 07.01 - CRANIOMAXILLOFACIAL RECONSTRUCTION & FIXATION | 07.01.05 - Fracture or Reconstruction Plates | 07.01.05.07 - 0.5-0.99mm thick, 8-32 holes |  | UQ020 | 199 | The Trustee for BE & MLP Unit Trust | Plates | Micro, Midface, Mini, Maxi | 0.5-0.99mm thick, 8-32 holes | 130508 |  | November 2019 | Transferred from SP125
07 - Plastic and Reconstructive | 07.01 - CRANIOMAXILLOFACIAL RECONSTRUCTION & FIXATION | 07.01.05 - Fracture or Reconstruction Plates | 07.01.05.08 - 0.5-0.99mm thick, >32 holes |  | UQ012 | 293 | The Trustee for BE & MLP Unit Trust | Plates | Micro, Mini | 40 Hole Straight Plate, Mesh 18 row, Plate >32 holes. | 130508 |  | November 2019 | Transferred from SP081
07 - Plastic and Reconstructive | 07.01 - CRANIOMAXILLOFACIAL RECONSTRUCTION & FIXATION | 07.01.05 - Fracture or Reconstruction Plates | 07.01.05.10 - 1.0-1.99mm thick, 4-7 holes | Complex | UQ022 | 341 | The Trustee for BE & MLP Unit Trust | Plates | Micro, Midface, Mini & Maxi | Chin Plate 2, 3, 4, 6, 8, 10 & 12mm, Plates 4 to 7 holes. | 130508 |  | November 2019 | Transferred from SP018
07 - Plastic and Reconstructive | 07.01 - CRANIOMAXILLOFACIAL RECONSTRUCTION & FIXATION | 07.01.05 - Fracture or Reconstruction Plates | 07.01.05.10 - 1.0-1.99mm thick, 4-7 holes | Compression | UQ023 | 161 | The Trustee for BE & MLP Unit Trust | OsteoMed Plating & Fixation System | Plates - Fracture | 1.0-1.99mm thick, 4-7 holes | 130508 |  | November 2019 | Transferred from SP123
07 - Plastic and Reconstructive | 07.01 - CRANIOMAXILLOFACIAL RECONSTRUCTION & FIXATION | 07.01.05 - Fracture or Reconstruction Plates | 07.01.05.10 - 1.0-1.99mm thick, 4-7 holes | Locking | UQ024 | 458 | The Trustee for BE & MLP Unit Trust | OsteoMed Plating & Fixation System | Plates - Fracture | 8 Hole Fracture Plate, 4 & 6 hole locking fracture plate, 4 to 7 hole locking plate. | 130508 |  | November 2019 | Transferred from SP027
07 - Plastic and Reconstructive | 07.01 - CRANIOMAXILLOFACIAL RECONSTRUCTION & FIXATION | 07.01.05 - Fracture or Reconstruction Plates | 07.01.05.11 - 1.0-1.99mm thick, 8-15 holes | Locking | UQ026 | 629 | The Trustee for BE & MLP Unit Trust | OsteoMed Plating & Fixation System | Mandible Locking plates | 8-15 Hole Plates, 1.0-1.99 mm thick | 130508 |  | November 2019 | Transferred from SP117
07 - Plastic and Reconstructive | 07.01 - CRANIOMAXILLOFACIAL RECONSTRUCTION & FIXATION | 07.01.05 - Fracture or Reconstruction Plates | 07.01.05.11 - 1.0-1.99mm thick, 8-15 holes |  | UQ025 | 409 | The Trustee for BE & MLP Unit Trust | Plates | Mini & Maxi | 12 Hole Straight Plate 1.0 mm thick, 8 Hole Straight Plate 1.0 mm thick, Plates 8 to 15 holes | 130508 |  | November 2019 | Transferred from SP086
07 - Plastic and Reconstructive | 07.01 - CRANIOMAXILLOFACIAL RECONSTRUCTION & FIXATION | 07.01.05 - Fracture or Reconstruction Plates | 07.01.05.12 - 1.0-1.99mm thick, 16-32 holes | Locking | UQ028 | 798 | The Trustee for BE & MLP Unit Trust | OsteoMed Plating & Fixation System | Mandible Locking Plates | 16-32 Hole Plates, 1.0-1.99 mm thick | 130508 |  | November 2019 | Transferred from SP118
07 - Plastic and Reconstructive | 07.01 - CRANIOMAXILLOFACIAL RECONSTRUCTION & FIXATION | 07.01.05 - Fracture or Reconstruction Plates | 07.01.05.12 - 1.0-1.99mm thick, 16-32 holes |  | UQ027 | 199 | The Trustee for BE & MLP Unit Trust | Plates | Micro, Mini, Maxi | 16 Hole Straight Plate, 1.0mm thick, Plate 15 to 32 holes | 130508 |  | November 2019 | Transferred from SP067
07 - Plastic and Reconstructive | 07.01 - CRANIOMAXILLOFACIAL RECONSTRUCTION & FIXATION | 07.01.05 - Fracture or Reconstruction Plates | 07.01.05.14 - 2.0-2.99mm thick, 4-7 holes |  | UQ029 | 604 | The Trustee for BE & MLP Unit Trust | OsteoMed Plating & Fixation System | Mandible locking plates | 4-7 Holes, 2.0-2.99 mm thick | 130508 |  | November 2019 | Transferred from SP120
07 - Plastic and Reconstructive | 07.01 - CRANIOMAXILLOFACIAL RECONSTRUCTION & FIXATION | 07.01.05 - Fracture or Reconstruction Plates | 07.01.05.16 - 2.0-2.99mm thick, 16-32 holes | Locking | UQ030 | 1073 | The Trustee for BE & MLP Unit Trust | OsteoMed Plating & Fixation System | Plates - Fracture | Rigid Comminuted Fracture Plate | 130508 |  | November 2019 | Transferred from SP026
07 - Plastic and Reconstructive | 07.01 - CRANIOMAXILLOFACIAL RECONSTRUCTION & FIXATION | 07.01.06 - Screws | 07.01.06.01 - Diameter ≤1.24mm | Compression | UQ032 | 78 | The Trustee for BE & MLP Unit Trust | OsteoMed Plating & Fixation System | Lag Screws - Micro, Mini | 1.2mm x (6 - 16)mm; 1.6mm x (10-12)mm; 2.0mm x (8 - 22)mm; | 130509 |  | November 2019 | Transferred from SP031
07 - Plastic and Reconstructive | 07.01 - CRANIOMAXILLOFACIAL RECONSTRUCTION & FIXATION | 07.01.06 - Screws | 07.01.06.01 - Diameter ≤1.24mm |  | UQ031 | 68 | The Trustee for BE & MLP Unit Trust | Screws | Micro, Maxi & Self Drilling | "Size 1.2mm self-drilling screws, 1.2mm x (2 - 14)mm, Screws diameter < 1.24mm" | 130509 |  | November 2019 | Transferred from SP088
07 - Plastic and Reconstructive | 07.01 - CRANIOMAXILLOFACIAL RECONSTRUCTION & FIXATION | 07.01.06 - Screws | 07.01.06.02 - Diameter 1.25-3.24mm | Locking | UQ034 | 88 | The Trustee for BE & MLP Unit Trust | OsteoMed Plating & Fixation System | Locking Screws | Diameter 1.25-3.24mm | 130509 |  | November 2019 | Transferred from SP130
07 - Plastic and Reconstructive | 07.01 - CRANIOMAXILLOFACIAL RECONSTRUCTION & FIXATION | 07.01.06 - Screws | 07.01.06.02 - Diameter 1.25-3.24mm |  | UQ033 | 42 | The Trustee for BE & MLP Unit Trust | Screws | Micro, Maxi & Self Drilling | Diameter 1.25-3.24mm | 130509 |  | November 2019 | Transferred from SP124
07 - Plastic and Reconstructive | 07.01 - CRANIOMAXILLOFACIAL RECONSTRUCTION & FIXATION | 07.01.07 - Ancillary Components | 07.01.07.05 - Anchor Bone |  | UQ035 | 137 | The Trustee for BE & MLP Unit Trust | OsteoMed Plating & Fixation System | Screws | MMF / Anchorage Screws 1.2/1.6/2.0mm Anchor, Bone | 130509 |  | November 2019 | Transferred from SP096
07 - Plastic and Reconstructive | 07.01 - CRANIOMAXILLOFACIAL RECONSTRUCTION & FIXATION | 07.01.07 - Ancillary Components | 07.01.07.07 - Screws |  | UQ036 | 137 | The Trustee for BE & MLP Unit Trust | OsteoMed Plating & Fixation System | Screws | Locking Screw Inserts, Other ancillary | 130509 |  | November 2019 | Transferred from SP095
07 - Plastic and Reconstructive | 07.02 - CRANIOMAXILLOFACIAL IMPLANTS | 07.02.02 - Cranium | 07.02.02.03 - Composite |  | UQ037 | 2535 | The Trustee for BE & MLP Unit Trust | OsteoMed Plating & Fixation System | Plates | 90 x 90mm, 95 x 165mm, & Large Pre-formed Osteoform Mesh, Cranium. | 130508 |  | November 2019 | Transferred from SP113
07 - Plastic and Reconstructive | 07.02 - CRANIOMAXILLOFACIAL IMPLANTS | 07.02.05 - Mandible, Maxilla and Temperomandibular Joint (TMJ) | 07.02.05.01 - Mandible, Full |  | UQ038 | 1482 | The Trustee for BE & MLP Unit Trust | Osteo Plating & Fixation System | Plates - Reconstruction | 5 x 20 x 5 Hole Full Mandible Plate; 5 x 16 x 5 Hole Full Mandible Plate; Mandible, Full | 130508 |  | November 2019 | Transferred from SP092
07 - Plastic and Reconstructive | 07.02 - CRANIOMAXILLOFACIAL IMPLANTS | 07.02.05 - Mandible, Maxilla and Temperomandibular Joint (TMJ) | 07.02.05.03 - Mandibular Angle | Compression | UQ039 | 148 | The Trustee for BE & MLP Unit Trust | Plates | Micro, Mini, Maxi | Angled EDC Plate, Angled Long EDC Plate, 40mm 6 Hole Fracture Plate, 6 Hole Curved EDC Plate, 33mm & 38mm 4 Hole EDC Plate, 48mm 6 Hole EDC Plate, Mandible, Mandible/Reduction, Mandible Angle | 130508 |  | November 2019 | Transferred from SP069
07 - Plastic and Reconstructive | 07.02 - CRANIOMAXILLOFACIAL IMPLANTS | 07.02.05 - Mandible, Maxilla and Temperomandibular Joint (TMJ) | 07.02.05.07 - Surgical Guide | Biomodelled | MV007 | 2584 | More Group Pty Ltd | MGuide | 3D printed surgical template | Custom-made, patient specific so size will vary | 232867 |  | November 2019 | New Listing
07 - Plastic and Reconstructive | 07.02 - CRANIOMAXILLOFACIAL IMPLANTS | 07.02.05 - Mandible, Maxilla and Temperomandibular Joint (TMJ) | 07.02.05.07 - Surgical Guide | Biomodelled | UI001 | 2584 | SPECIFICA PTY LTD | OsGuide | A non-sterile, custom-made surgical guide manufactured by 3-D printing and CAD/CAM techniques | Custom-made. Patient specific | 292759 |  | November 2019 | Transferred from RQ082
07 - Plastic and Reconstructive | 07.02 - CRANIOMAXILLOFACIAL IMPLANTS | 07.02.07 - Orbit | 07.02.07.02 - Orbital Floor |  | UQ040 | 868 | The Trustee for BE & MLP Unit Trust | Plates | Micro, Mini | Orbital Plate, Orbital Plate Large | 130508 |  | November 2019 | Transferred from SP079
07 - Plastic and Reconstructive | 07.02 - CRANIOMAXILLOFACIAL IMPLANTS | 07.02.09 - Anatomical Biomodel |  |  | UI002 | 1950 | SPECIFICA PTY LTD | BIOMODEL | 3D CT Based Patient Specific biomodels generated from Patient’s CT scan to replicate patient particular anatomical contours | Custom - made. Patient specific | 292561 |  | November 2019 | Transferred from RQ083
07 - Plastic and Reconstructive | 07.03 - DENTAL IMPLANTS | 07.03.03 - Endosseous Implant | 07.03.03.06 - Graft Material ≥1.0ml |  | ER534 | 293 | Emergo Asia Pacific Pty Ltd | NovaBone Dental Putty | NovaBone® Dental Putty is 100% synthetic and fully resorbable. | CARTRIDGES 2 UNITS X 0.5CC CARTRIDGES 4 UNITS X 0.25CC CARTRIDGES 4 UNITS X 0.5CC SYRINGE, 1 UNIT X 0.5CC | 242772 |  | November 2019 | Transferred from NW008
07 - Plastic and Reconstructive | 07.04 - DISTRACTOR SYSTEMS | 07.04.01 - Complete | 07.04.01.03 - Internal/Intraoral | Multivector | UQ041 | 3022 | The Trustee for BE & MLP Unit Trust | Logic Distraction System | Distractor, spacers & activation set | Straight, Curved 18-52mm | 130510 |  | November 2019 | Transferred from SP045
07 - Plastic and Reconstructive | 07.05 - SOFT TISSUE & TISSUE EXPANDERS | 07.05.02 - Tissue Expanders | 07.05.02.01 - Skin or Mammary |  | UQ042 | 653 | The Trustee for BE & MLP Unit Trust | Nagor Tissue Expander | Two Stage, Valved | 10 to 2000cc | 137351 |  | November 2019 | Transferred from SP010
07 - Plastic and Reconstructive | 07.06 - MAMMARY IMPLANTS | 07.06.02 - Gel Filled | 07.06.02.01 - <500cc |  | UQ043 | 595 | The Trustee for BE & MLP Unit Trust | Gel Filled Mammary Prosthesis Models RGI-D, RGI-DH and RGI-DEH | Smooth Round | 80 to 800ml | 142860 |  | November 2019 | Transferred from SP048
08 - Cardiac | 08.03 - ICDs with CRT | 08.03.02 - Features of 8.3.1 plus auto test sensing parameters, auto capture threshold test, lead impedance test, wireless remote analysis |  | a,d,e | RF019 | 37980 | MICROPORT CRM PTY LIMITED | Platinium 4LV SonR CRT-D 1844 | Implantable cardioverter defibrillator with remote monitoring, cardiac resynchronisation therapy and SonR optimisation. | 78.1 X 54.3 X 11.1 mm 33.7cc 91g | 321363 |  | November 2019 | New Listing
08 - Cardiac | 08.03 - ICDs with CRT | 08.03.02 - Features of 8.3.1 plus auto test sensing parameters, auto capture threshold test, lead impedance test, wireless remote analysis |  | a,d,e | RF020 | 37980 | MICROPORT CRM PTY LIMITED | Platinium 4LV CRT-D 1744 | Implantable cardioverter defibrillator with cardiac resynchronisation therapy and remote monitoring | 78.1 X 54.3 X 11.1 mm 91g 33.7cc | 321362 |  | November 2019 | New Listing
08 - Cardiac | 08.05 - Dual Chamber Pacemakers | 08.05.04 - DDDR with continuous threshold monitoring in atrium + ventricle with ability to adapt pacing outputs accordingly, & with four or more advanced features |  | g | BT242 | 8482 | Biotronik Australia Pty Ltd | Enitra 8 DR-T | Dual Chamber Pacemaker, ventricular capture control, physiological rate adaption,automatic event (IEGM) & trend triggered transmission. Wandless telemetry, Home Monitoring, MRI AutoDetect, MRI conditional, IS-1 connector | 11 cm3/ 23.2 g 48 mm × 44 mm × 6.5 mm | 321346 |  | November 2019 | New Listing
08 - Cardiac | 08.06 - CRT Pacemakers | 08.06.02 - Features of 8.6.1 plus continuous threshold monitoring in atrium & ventricle with ability to adapt pacing outputs accordingly |  | i | BT241 | 9734 | Biotronik Australia Pty Ltd | Enitra 8 HF-T QP | Triple Chamber CRT-Pacemaker, capture management all chambers, physiological rate adaption, quadripolar LV pacing, atrial overdrive pacing, event triggered IEMG transmission, Wandless telemetry, Home Monitoring, MRI AutoDetect, MRI conditional, IS-4 IS-1 connectors | 15 cm3/ 31.2g 53 mm × 53 mm × 6.5 mm | 321348 |  | November 2019 | New Listing
08 - Cardiac | 08.06 - CRT Pacemakers | 08.06.02 - Features of 8.6.1 plus continuous threshold monitoring in atrium & ventricle with ability to adapt pacing outputs accordingly |  | i | BT243 | 9734 | Biotronik Australia Pty Ltd | Enitra 8 HF-T | Triple Chamber CRT Pacemaker, capture management all chambers, physiological rate adaption, atrial overdrive pacing, event triggered IEMG transmission, Wandless telemetry, Home Monitoring, MRI AutoDetect, MRI conditional, IS-1 connector | 14 cm3/ 26.9g 53 mm × 52 mm × 6.5 mm | 321347 |  | November 2019 | New Listing
08 - Cardiac | 08.17 - Catheter Delivery | 08.17.01 - Transcatheter Aortic Valve Implantation |  |  | MI315 | 22932 | Medtronic Australasia Pty Ltd | Medtronic CoreValve™ Evolut™ PRO transcatheter aortic valve | Transcatheter aortic valve, self-expanding, re-sheath and/or complete recapture after partial deployment and redeployment | 23mm-29mm | 319850 |  | November 2019 | New Listing
09 - Cardiothoracic | 09.11 - Implant Ventricular Assist System | 09.11.01 - Ventricular Assist System |  |  | MI316 | 95000 | Medtronic Australasia Pty Ltd | HeartWare Ventricular Assist System | Implant and patient sets include: 1. The HVAD pump, the HVAD strain relief, the HVAD sewing ring, and the HVAD driveline Cap; 2. The HVAD pump surgical tools; 3. the HVAD pump outflow graft; 4. the HVAD driveline extension cable; 5. The HVAD controller kits (2); 6. The DC adapter, the battery charger and the batteries (4); and 7. Shower bag, patient pack, shoulder pack and waist pack. | n/a | 181875 |  | November 2019 | Transferred from CQ001
10 - Vascular | 10.01 - Vascular Stents | 10.01.01 - Bare Metal Stents | 10.01.01.02 - Self Expandable, <150mm |  | BS365 | 1710 | Boston Scientific Australia Pty Ltd | Veniti VICI Venous Stent System | VICI and VICI VERTO Venous Stent System | dia (12-16 mm) x length (60-120 mm) | 235679 |  | November 2019 | Transferred from ER266
10 - Vascular | 10.01 - Vascular Stents | 10.01.01 - Bare Metal Stents | 10.01.01.02 - Self Expandable, <150mm |  | VD007 | 1710 | VISTAMED PTY LTD | MER Self-Expanding Stent with Delivery System | The MER Self-Expanding Stent with Delivery System consists of a laser-cut Nitinol stent loaded onto the end of a rapid-exchange delivery system. The device is intended to be implanted in the carotid artery to maintain its patency and improve its luminal diameter for the treatment of atherosclerotic carotid artery disease. | Straight Stent Model: Stent Diameter: 4-10mm Stent Length: 20-80mm Delivery System Length: 80-165cm Tapered Stent Model: Distal Diameter: 5-8mm Proximal Diameter: 7-10mm Stent Length: 20-80mm Delivery System Length: 80-165cm | 321233 |  | November 2019 | New Listing
10 - Vascular | 10.02 - Stent Grafts | 10.02.01 - Tube (Thoracic Aorta) | 10.02.01.01 - <180mm length |  | MI313 | 10476 | Medtronic Australasia Pty Ltd | Valiant Navion Stent Graft System | Lower profile stent graft system | 20-46mm diameter; up to less than 180mm | 321417 |  | November 2019 | New Listing
10 - Vascular | 10.02 - Stent Grafts | 10.02.01 - Tube (Thoracic Aorta) | 10.02.01.02 - ≥180mm length |  | MI314 | 13775 | Medtronic Australasia Pty Ltd | Valiant Navion Stent Graft System | Lower profile Valiant Navion stent graft with delivery system. | 20-46mm diameter, length greater than or equal to 180mm | 321417 |  | November 2019 | New Listing
10 - Vascular | 10.06 - Embolic Protection Devices | 10.06.02 - Arterial |  |  | BS364 | 1995 | Boston Scientific Australia Pty Ltd | Sentinel Cerebral Protection System | The Sentinel System utilizes an embolic filter delivered to the brachiocephalic artery (Proximal Filter), and a second embolic filter delivered to the left common carotid artery (Distal Filter) | Proximal filter 15mm, Distal filter 7-10mm | 319101 |  | November 2019 | New Listing
10 - Vascular | 10.06 - Embolic Protection Devices | 10.06.02 - Arterial |  |  | VD006 | 1995 | VISTAMED PTY LTD | ROBIN Neuroprotection System | The ROBIN Neuroprotection System is an emboli capture guidewire intended to collect embolic material during carotid artery angioplasty procedures including stent placement. The device consists of a nitinol "filtering basket" structure, attached to a guidewire. | Filtering Basket Diameter: 4-8mm Guidewire Length: 170cm, 300cm | 321802 |  | November 2019 | New Listing
10 - Vascular | 10.08 - Occlusion Devices | 10.08.05 - Liquid |  |  | ME229 | 2185 | Getz Healthcare Pty Ltd | SQUID LIQUID EMBOLIC AGENT | SQUID is a non-adhesive, liquid embolic agent consisting of an ethylene vinyl alcohol (EVOH ) copolymer dissolved in DMSO (dimethyl sulfoxide), and suspended micronized tantalum powder to provide contrast for visualisation under fluoroscopy. The SQUID Liquid Embolic System consists of a vial of SQUID, a vial of DMSO, two SQUID delivery syringes, one DMSO delivery syringe, two syringe adapters and 8 stickers to identify the vials of SQUID. A SQUID-compatible delivery micro-catheter, the use of which is indicated for the neurovascular system (Sonic, Balt catheters) is used to access the embolization site. The adapter is an interface between the SQUID delivery syringe and the delivery catheter. | 12, 12LD, 18, 18LD formulations | 262852 262853 |  | November 2019 | New Listing
10 - Vascular | 10.09 - Long Term Vascular Access Devices | 10.09.01 - Percutaneous Catheters, Single Lumen |  | pi (power injection) | BA282 | 148 | Bard Australia Pty Ltd | PowerHohn 5 Fr Single Lumen, Basic Kit | PowerHohn 5 Fr Single Lumen, Basic Kit | 5 Fr | 309587 |  | November 2019 | New Listing
10 - Vascular | 10.09 - Long Term Vascular Access Devices | 10.09.01 - Percutaneous Catheters, Single Lumen |  | pi (power injection) | MS069 | 148 | Medical Specialties Australasia Pty Ltd | BioFlo Midline | Percutaneous Catheter, Single Lumen, Power Injectable | Length: 20 cm French Size: 3Fr - 5Fr | 312726 |  | November 2019 | New Listing
10 - Vascular | 10.09 - Long Term Vascular Access Devices | 10.09.02 - Percutaneous Catheters, Multiple Lumen |  | pi (power injection) | BA283 | 203 | Bard Australia Pty Ltd | PowerHohn 6 Fr Multi Lumen, Basic Kit | PowerHohn 6 Fr Dual Lumen, Basic Kit | 6 Fr | 309587 |  | November 2019 | New Listing
10 - Vascular | 10.09 - Long Term Vascular Access Devices | 10.09.02 - Percutaneous Catheters, Multiple Lumen |  | pi (power injection) | MS071 | 203 | Medical Specialties Australasia Pty Ltd | BioFlo Midline | Percutaneous Catheter, Dual Lumen, Power Injectable | Length: 20 cm French Size: 5Fr | 312726 |  | November 2019 | New Listing
10 - Vascular | 10.09 - Long Term Vascular Access Devices | 10.09.02 - Percutaneous Catheters, Multiple Lumen |  | pi (power injection) | TX056 | 203 | Teleflex Medical Australia | Arrow Pressure Injectable Multi-Lumen Central Venous Catheterisation Kit | 7F x 20CM Pressure Injectable Central Venous Catheter with Insertion Kit | 7F x 20CM | 196747 |  | November 2019 | New Listing
10 - Vascular | 10.09 - Long Term Vascular Access Devices | 10.09.03 - Percutaneous Catheters, Multiple Lumen for Haemodialysis |  | cu (cuffed) | MS070 | 297 | Medical Specialties Australasia Pty Ltd | BioFlo DuraMax | Percutaneous Catheter for Haemodialysis, Dual Lumen, Cuffed | French Size: 15.5 Fr Catheter Length: 20 - 55 cm Tip-to-Cuff Length: 15 - 50 cm | 283676 283677 283678 283679 283680 |  | November 2019 | New Listing
10 - Vascular | 10.09 - Long Term Vascular Access Devices | 10.09.04 - Infuser Ports, Single Chamber |  | pi (power injection) | SI054 | 567 | Smiths Medical Australasia Pty Ltd | POWER PORT-A-CATH Single Lumen | PORT-A-CATH® POWER PAC Polysulfone/Titanium Implantable Venous Access Systems, Single Lumen with Multiple French sizes | 6 -10 fr | 161540 161541 175619 |  | November 2019 | New Listing
10 - Vascular | 10.09 - Long Term Vascular Access Devices | 10.09.04 - Infuser Ports, Single Chamber |  |  | SI053 | 450 | Smiths Medical Australasia Pty Ltd | PORT-A-CATH Single Lumen | PORT-A-CATH® Polysulfone/Titanium Implantable Venous Access Systems, Single Lumen with Multiple French sizes | 6 - 10 fr | 154982 154988 169403 175617 175621 154989 |  | November 2019 | New Listing
10 - Vascular | 10.09 - Long Term Vascular Access Devices | 10.09.05 - Infuser Ports, Multiple Chamber |  |  | SI055 | 707 | Smiths Medical Australasia Pty Ltd | PORT-A-CATH Double Lumen | PORT-A-CATH® Polysulfone/Titanium Implantable Venous Access Systems. Dual Lumen with Multiple French sizes | 7-10Fr | 175618 175620 |  | November 2019 | New Listing
11 - Hip | 11.01 - FEMORAL COMPONENTS - PRIMARY AND REVISION | 11.01.04 - Uncemented, HA Coated | 11.01.04.01 - Grit Blast |  | LI119 | 3779 | Amplitude Australia | EVOK Stem | Cementless Stem with HA | Sizes 7 to 20 Collared and Collarless | 315774 315775 |  | November 2019 | New Listing
12 - Knee | 12.03 - TIBIAL TRAY COMPONENT - TOTAL KNEE ARTHROPLASTY | 12.03.01 - Cemented, All polyethylene |  |  | HW663 | 1118 | Stryker Australia Pty Ltd | Triathlon All Polyethylene Tibial Component - CS | All poly monoblock tibial baseplate. | 1-8 | 220722 |  | November 2019 | New Listing
12 - Knee | 12.05 - TIBIAL INSERT: TOTAL KNEE ARTHROPLASTY | 12.05.01 - Minimally Stabilised |  |  | HW662 | 1019 | Stryker Australia Pty Ltd | Scorpio FLEX CR insert | CR Knee poly insert for Scorpio CR minor revisions | 3-11 in thicknesses 8, 10, 12, 15, 18, 21 & 24 | 293035 |  | November 2019 | New Listing
13 - Spinal | 13.01 - Bone Screws | 13.01.01 - Pedicle, Monoaxial |  | Cannulated | PB059 | 924 | Australian Pacific Medical Pty Ltd | TINA Minimally Invasive Spine System | Monoaxial Cannulated Screw | All sizes | 214788 |  | November 2019 | New Listing
13 - Spinal | 13.01 - Bone Screws | 13.01.01 - Pedicle, Monoaxial |  |  | DR005 | 895 | MEDIVANCE PTY LTD | Life Spine Pedicle Screw System - Pedicle Screw, Monoaxial | Life Spine Pedicle Screw System - Pedicle Screw, Monoaxial, Standard/Reduction | dia (4.5-8.5)mm x length (30-125)mm | 321122 |  | November 2019 | New Listing
13 - Spinal | 13.01 - Bone Screws | 13.01.02 - Pedicle, Polyaxial |  | Cannulated | DR006 | 1338 | MEDIVANCE PTY LTD | Life Spine Pedicle Screw System - Pedicle Screw, Polyaxial, Cannulated | Life Spine Pedicle Screw System (Nautilus, Avatar)-Pedicle Screw, Polyaxial, Cannulated, | dia (4.5-10 mm) x length (25-125 mm) | 321122 |  | November 2019 | New Listing
13 - Spinal | 13.01 - Bone Screws | 13.01.02 - Pedicle, Polyaxial |  | Cannulated | PB060 | 1338 | Australian Pacific Medical Pty Ltd | TINA Minimally Invasive Spine System | Polyaxial Cannulated Screw | All sizes | 214788 |  | November 2019 | New Listing
13 - Spinal | 13.01 - Bone Screws | 13.01.02 - Pedicle, Polyaxial |  |  | DR013 | 1280 | MEDIVANCE PTY LTD | Life Spine Pedicle Screw System - Pedicle Screw, Polyaxial | Life Spine Pedicle Screw System (Nautilus) - Pedicle Screw, Polyaxial Standard or Reduction | dia (4.5-8.5mm) x length (25-125mm) | 321122 |  | November 2019 | New Listing
13 - Spinal | 13.01 - Bone Screws | 13.01.02 - Pedicle, Polyaxial |  |  | LB191 | 1280 | Globus Medical Australia | CREO DLX Polyaxial Screw | Polyaxial screws | Diameter: 4.0mm to 10.5mm Length: 20mm to 120mm | 190039 |  | November 2019 | New Listing
13 - Spinal | 13.01 - Bone Screws | 13.01.03 - Standard |  | Closed | PC012 | 202 | Precision Surgical Pty Ltd | Redmond Lumbar Cage System - Locking screw, closed | Titanium screw | Diameter: 5.5mm; Length: 15, 20, 25, 30, 35mm | 211536 |  | November 2019 | Duplicated from BF014
13 - Spinal | 13.01 - Bone Screws | 13.01.03 - Standard |  | Dual Thread | PC008 | 462 | Precision Surgical Pty Ltd | Advantage Dual Thread Screw | Dual thread ALIF cage screw | Diameter 5.5 and 6mm | 246581 |  | November 2019 | Duplicated from SF156
13 - Spinal | 13.01 - Bone Screws | 13.01.03 - Standard |  | Dual Thread | PC011 | 462 | Precision Surgical Pty Ltd | XM Plate Screws | Dual thread screws for XM Plate | Diameter 5.5 & 6.0mm, 20-32mm | 203838 |  | November 2019 | Duplicated from SF150
13 - Spinal | 13.01 - Bone Screws | 13.01.03 - Standard |  |  | DE703 | 193 | Device Technologies Australia Pty Ltd | Sierra Occipital Screw | Occipital Screw | 5mm diameter x 6mm-14mm lengths | 275794 |  | November 2019 | New Listing
13 - Spinal | 13.01 - Bone Screws | 13.01.03 - Standard |  |  | JA025 | 193 | JOY SURGICAL PTY LTD | Centinel Spine | Stalif Bone Screws | D: 4.5 - 6.0mm L: 25 - 40mm | 196068 |  | November 2019 | Transferred from OH255
13 - Spinal | 13.01 - Bone Screws | 13.01.03 - Standard |  |  | JA026 | 193 | JOY SURGICAL PTY LTD | Stalif C | Stalif Screws | D: 4.0mm L: 13 - 17mm | 196068 |  | November 2019 | Transferred from OH479
13 - Spinal | 13.01 - Bone Screws | 13.01.03 - Standard |  |  | LB185 | 193 | Globus Medical Australia | Independence MIS Anchor | Lumbar anchor for use with the Independence Spacer | Diameter: 5.5mm Length, 25mm, 27mm and 30mm | 190071 |  | November 2019 | New Listing
13 - Spinal | 13.01 - Bone Screws | 13.01.03 - Standard |  |  | PC014 | 193 | Precision Surgical Pty Ltd | Redmond Screw | Variable or constrained self-drilling/self-tapping/oversized screw | Length: 12mm, 13mm, 14mm, 15mm, 16mm, 17mm, 18mm, 20mm Diameter: 4.0m (self-drilling and self-tapping); 4.5mm (oversized) | 211536 |  | November 2019 | Duplicated from BF023
13 - Spinal | 13.01 - Bone Screws | 13.01.03 - Standard |  |  | SF162 | 193 | Signature Orthopaedics | Nik-Alias Screw | Spine cage screw | 20-40mm | 246581 |  | November 2019 | New Listing
13 - Spinal | 13.02 - Accessories for bone screws and connector components | 13.02.01 - Nut/Set Screw/Locking Screw |  |  | DR008 | 164 | MEDIVANCE PTY LTD | Life Spine Pedicle Screw System - Locking Cap | Life Spine Screw System (Nautilus, Avatar) - Locking Caps | One Size | 321122 |  | November 2019 | New Listing
13 - Spinal | 13.02 - Accessories for bone screws and connector components | 13.02.01 - Nut/Set Screw/Locking Screw |  |  | LB190 | 164 | Globus Medical Australia | CREO DLX Threaded Locking Cap | Threaded Locking Cap | One Size Only | 190039 |  | November 2019 | New Listing
13 - Spinal | 13.02 - Accessories for bone screws and connector components | 13.02.01 - Nut/Set Screw/Locking Screw |  |  | PC016 | 164 | Precision Surgical Pty Ltd | Redmond Lumbar Cage System - Locking Cap | Titanium locking cap | Diameter: 3mm; Length: 4mm or 6mm | 211536 |  | November 2019 | Duplicated from BF017
13 - Spinal | 13.02 - Accessories for bone screws and connector components | 13.02.02 - Collar/Sleeve |  |  | DE699 | 217 | Device Technologies Australia Pty Ltd | Sierra Occipital Clip | Occipital Clip | One Size | 275794 |  | November 2019 | New Listing
13 - Spinal | 13.02 - Accessories for bone screws and connector components | 13.02.07 - Hook/Clamp/Plate |  |  | NV161 | 385 | Nuvasive Australia and NZ Pty Ltd | Reline Small Stature Iliac Saddle | Pelvic Saddle Hook | 5.0mm to 6.0mm | 209199 |  | November 2019 | New Listing
13 - Spinal | 13.02 - Accessories for bone screws and connector components | 13.02.08 - Sublaminar Cable |  |  | NV159 | 789 | Nuvasive Australia and NZ Pty Ltd | Versatie Band | PET Band | 4.5mm - 5.5mm | 209199 |  | November 2019 | New Listing
13 - Spinal | 13.03 - Connector | 13.03.01 - In-Line |  |  | DR012 | 732 | MEDIVANCE PTY LTD | Life Spine Pedicle Screw System - Inline Connector | Life Spine Pedicle Screw System - Inline Connector, Axial or Parallel | Inline, Slimline, Domino or Wedding Band (3.5-5.5)mm | 321122 |  | November 2019 | New Listing
13 - Spinal | 13.03 - Connector | 13.03.01 - In-Line |  |  | NV160 | 732 | Nuvasive Australia and NZ Pty Ltd | VersaTie Clamp | Inline connector | 5.0-6.0mm | 209199 |  | November 2019 | New Listing
13 - Spinal | 13.03 - Connector | 13.03.02 - Offset |  |  | DE700 | 732 | Device Technologies Australia Pty Ltd | Sierra Connector | Sierra OCT Lateral Connector | One Size | 275794 |  | November 2019 | New Listing
13 - Spinal | 13.03 - Connector | 13.03.02 - Offset |  |  | DR011 | 732 | MEDIVANCE PTY LTD | Life Spine Pedicle Screw System - Offset Connector | Life Spine Pedicle Screw System - Offset Connector (Open or Closed) | dia 5.5mm x length (20-40)mm | 321122 |  | November 2019 | New Listing
13 - Spinal | 13.03 - Connector | 13.03.02 - Offset |  |  | LB188 | 732 | Globus Medical Australia | CREO DLX Offset Connectors | Head, Closed and Open Offset Connectors | 15mm to 150mm | 190039 |  | November 2019 | New Listing
13 - Spinal | 13.03 - Connector | 13.03.03 - Transverse (Rod-to-Rod) | 13.03.03.02 - Adjustable |  | DR009 | 1299 | MEDIVANCE PTY LTD | Life Spine Pedicle Screw System - Transverse Connectors, Adjustable | Life Spine Pedicle Screw System - Transverse Connectors, Adjustable. Arched or Straight | Closed (25-90)mm x Open (32-100)mm | 321122 |  | November 2019 | New Listing
13 - Spinal | 13.03 - Connector | 13.03.03 - Transverse (Rod-to-Rod) | 13.03.03.02 - Adjustable |  | LB186 | 1299 | Globus Medical Australia | CREO DLX Cross Connector | Adjustable Cross Connectors | 20mm-78mm to 22mm-91mm | 190039 |  | November 2019 | New Listing
13 - Spinal | 13.04 - Hook | 13.04.01 - Hook |  |  | DR010 | 789 | MEDIVANCE PTY LTD | Life Spine Pedicle Screw System - Hooks | Life Spine Pedicle Screw System - Hooks (Pedicle, Laminar, Offset Left/Right) | Small, Medium & Large in Standard, Wide, Narrow & Reduced | 321122 |  | November 2019 | New Listing
13 - Spinal | 13.04 - Hook | 13.04.01 - Hook |  |  | LB187 | 789 | Globus Medical Australia | CREO DLX Hook | Hooks-Thoracic, Laminar, Transverse Process and Pedicle | Small, Medium, Large, Right Large Left Large Right Medium Left Medium Offset Right Offset Left 30 degree Offset Right 30 degree Offset Left | 190039 |  | November 2019 | New Listing
13 - Spinal | 13.05 - Plate | 13.05.01 - Integral Fixation | 13.05.01.02 - ThoracoLumbar / Lumbar / Lumbosacral |  | PC010 | 2118 | Precision Surgical Pty Ltd | XM Plate | Lumbar Fusion Plate | 17-27mm, in 2mm increments. | 208160 |  | November 2019 | Duplicated from SF149
13 - Spinal | 13.06 - Rod | 13.06.01 - Standard |  | Dual Diameter | DR007 | 529 | MEDIVANCE PTY LTD | Life Spine Pedicle Screw System - Rod, Dual Diameter | Life Spine Pedicle Screw System (Nautilus, Avatar) - Rod, Dual Diameter | (3.5-5.5) Various Lengths | 321122 |  | November 2019 | New Listing
13 - Spinal | 13.06 - Rod | 13.06.01 - Standard |  |  | DR014 | 426 | MEDIVANCE PTY LTD | Life Spine Pedicle Screw System - Rods | Life Spine Pedicle Screw System (Naultilus, Avatar) - Rods, Straight, Curved and Deformity, open or percutaneous (Ti or CoCr). | dia. (5.5) x length (25-600) | 321122 |  | November 2019 | New Listing
13 - Spinal | 13.06 - Rod | 13.06.01 - Standard |  |  | LB189 | 426 | Globus Medical Australia | CREO DLX Rods | Curved, Straight and Hex-ended Rods | Diameter: 6.35mm Length: 20mm-600mm | 190039 |  | November 2019 | New Listing
13 - Spinal | 13.10 - Fusion Cage | 13.10.01 - Interbody, Integral Fixation | 13.10.01.01 - Cervical |  | JA027 | 4379 | JOY SURGICAL PTY LTD | Stalif C | Interbody Fusion Cage - Domed | 5.5 - 9.5 | 196068 |  | November 2019 | Transferred from OH487
13 - Spinal | 13.10 - Fusion Cage | 13.10.01 - Interbody, Integral Fixation | 13.10.01.01 - Cervical |  | JA030 | 4379 | JOY SURGICAL PTY LTD | Stalif C | Interbody Fusion Cage - Tapered | 5.5 – 9.5 | 196068 |  | November 2019 | Transferred from OH497
13 - Spinal | 13.10 - Fusion Cage | 13.10.01 - Interbody, Integral Fixation | 13.10.01.01 - Cervical |  | JA031 | 4379 | JOY SURGICAL PTY LTD | Stalif | Cervical Interbody Fusion Cage - Lordotic(Tapered)/Anatomic(Domed) | Depth 12 - 16mm, Height 5.5 - 11.5mm | 196068 |  | November 2019 | Transferred from OH498
13 - Spinal | 13.10 - Fusion Cage | 13.10.01 - Interbody, Integral Fixation | 13.10.01.01 - Cervical |  | PC013 | 4379 | Precision Surgical Pty Ltd | Redmond Cervical Cage | Stand-alone cervical interbody fusion cage with locking cap | 14mm L x 15mm W; 5mm - 12mm H 15mm L x 15mm W; 5mm - 12mm H 15mm L x 17mm W; 5mm - 12mm H | 211536 |  | November 2019 | Duplicated from BF022
13 - Spinal | 13.10 - Fusion Cage | 13.10.01 - Interbody, Integral Fixation | 13.10.01.02 - ThoracoLumbar / Lumbar |  | JA028 | 6256 | JOY SURGICAL PTY LTD | Stalif | Lumbar/Thoracolumbar Interbody Fusion Cage | W: 30-42mm H: 11-21mm Lordosis: 8-20° | 196068 |  | November 2019 | Transferred from OH495
13 - Spinal | 13.10 - Fusion Cage | 13.10.01 - Interbody, Integral Fixation | 13.10.01.02 - ThoracoLumbar / Lumbar |  | JA029 | 6256 | JOY SURGICAL PTY LTD | Stalif Midline II Ti | Interbody Fusion Cage | 30-42 | 196068 |  | November 2019 | Transferred from OH496
13 - Spinal | 13.10 - Fusion Cage | 13.10.01 - Interbody, Integral Fixation | 13.10.01.02 - ThoracoLumbar / Lumbar |  | PC015 | 6256 | Precision Surgical Pty Ltd | Redmond Lumbar Cage System - Fusion Cage | PEEK titanium ALIF | Height: 12, 14, 16, 18, 20mm Width: 28, 34, 36, 39, 43mm Length: 24, 27, 30, 32mm Angle: 6º, 12º, 18º | 211536 |  | November 2019 | Duplicated from BF013
13 - Spinal | 13.10 - Fusion Cage | 13.10.02 - Interbody, No Integral Fixation | 13.10.02.01 - Cervical |  | MN250 | 2409 | Johnson & Johnson Medical Pty Ltd | EIT Cervical Cage | Cervical Cage with Titanium | 4-10mm heights | 319880 |  | November 2019 | Duplicated from LH575
13 - Spinal | 13.10 - Fusion Cage | 13.10.02 - Interbody, No Integral Fixation | 13.10.02.01 - Cervical |  | MN252 | 2409 | Johnson & Johnson Medical Pty Ltd | EIT SMART ACDF | Cellular Titanium Cage with Graft Hole | 4-12mm height | 319880 |  | November 2019 | Duplicated from LH584
13 - Spinal | 13.10 - Fusion Cage | 13.10.02 - Interbody, No Integral Fixation | 13.10.02.02 - ThoracoLumbar / Lumbar | Paired | MN248 | 2888 | Johnson & Johnson Medical Pty Ltd | EIT PLIF Cage | Lumbar Cage with Titanium | 7-16mm Heights | 319880 |  | November 2019 | Duplicated from LH571
13 - Spinal | 13.10 - Fusion Cage | 13.10.02 - Interbody, No Integral Fixation | 13.10.02.02 - ThoracoLumbar / Lumbar | Paired | MN253 | 2888 | Johnson & Johnson Medical Pty Ltd | EIT SMART PLIF | Cellular Titanium Cage with Graft Hole | 8-16mm | 319880 |  | November 2019 | Duplicated from LH585
13 - Spinal | 13.10 - Fusion Cage | 13.10.02 - Interbody, No Integral Fixation | 13.10.02.02 - ThoracoLumbar / Lumbar |  | MN247 | 3465 | Johnson & Johnson Medical Pty Ltd | EIT ALIF Cage | Lumbar Cage with Titanium | 8-18mm heights | 319880 |  | November 2019 | Duplicated from LH570
13 - Spinal | 13.10 - Fusion Cage | 13.10.02 - Interbody, No Integral Fixation | 13.10.02.02 - ThoracoLumbar / Lumbar |  | MN249 | 3465 | Johnson & Johnson Medical Pty Ltd | EIT TLIF Cage | Titanium Lumbar Cage | 7-15mm heights | 319880 |  | November 2019 | Duplicated from LH573
13 - Spinal | 13.10 - Fusion Cage | 13.10.02 - Interbody, No Integral Fixation | 13.10.02.02 - ThoracoLumbar / Lumbar |  | MN251 | 3465 | Johnson & Johnson Medical Pty Ltd | EIT SMART ALIF | Cellular Titanium Cage with Graft Hole | 8-20mm height | 319880 |  | November 2019 | Duplicated from LH583
13 - Spinal | 13.10 - Fusion Cage | 13.10.02 - Interbody, No Integral Fixation | 13.10.02.02 - ThoracoLumbar / Lumbar |  | MN254 | 3465 | Johnson & Johnson Medical Pty Ltd | EIT SMART TLIF | Cellular Titanium Cage with Graft Hole | 7-15mm heights | 319880 |  | November 2019 | Duplicated from LH586
13 - Spinal | 13.10 - Fusion Cage | 13.10.02 - Interbody, No Integral Fixation | 13.10.02.02 - ThoracoLumbar / Lumbar |  | MN255 | 3465 | Johnson & Johnson Medical Pty Ltd | EIT SMART LLIF system | Lateral Lumbar Interbody Cage | 8-16mm Height | 319880 |  | November 2019 | Duplicated from LH599
13 - Spinal | 13.10 - Fusion Cage | 13.10.02 - Interbody, No Integral Fixation | 13.10.02.02 - ThoracoLumbar / Lumbar |  | SF160 | 3465 | Signature Orthopaedics | Aerofoil Cage | Lumbar interbody Cage | Length 40-60mm, Height 8-16mm, Curvature 0 - 12 degrees | 181030 |  | November 2019 | New Listing
13 - Spinal | 13.11 - Disc Replacement | 13.11.01 - System | 13.11.01.01 - Cervical |  | ER533 | 6256 | Emergo Asia Pacific Pty Ltd | Simplify Disc | Cervical disc prosthesis | Footprints: 12mm x 15mm, 14mm x 16mm, 16mm x 18mm Heights: 4mm, 5mm, 6mm | 237772 |  | November 2019 | New Listing
13 - Spinal | 13.11 - Disc Replacement | 13.11.01 - System | 13.11.01.01 - Cervical |  | JA024 | 6256 | JOY SURGICAL PTY LTD | Pro-Disc C (Vivo) | Prosthesis used to replace a cervical inter-vertebral disc and to restore disc height and segmental motion. | 5-7mm Hright 15-19 mm Width 12-18mm Depth | 323813 |  | November 2019 | New Listing
13 - Spinal | 13.11 - Disc Replacement | 13.11.01 - System | 13.11.01.01 - Cervical |  | JA032 | 6256 | JOY SURGICAL PTY LTD | Prodisc-C | Cervical Intervertebral Disc | 5-7mm Height; 15-19mm Width; 12-18mm Depth | 196068 |  | November 2019 | Transferred from OH630
13 - Spinal | 13.11 - Disc Replacement | 13.11.02 - End Plate |  |  | JA021 | 4043 | JOY SURGICAL PTY LTD | Pro-Disc L Superior Plate Component | Pro-Disc L Superior Plate Component | 3 Degree, 6 Degree, 11 Degree, Medium, Large | 323814 |  | November 2019 | New Listing
13 - Spinal | 13.11 - Disc Replacement | 13.11.02 - End Plate |  |  | JA022 | 4043 | JOY SURGICAL PTY LTD | Pro-Disc L Inferior Plate Component | Pro-Disc L Inferior Plate Component | 0 Degree, 6 Degree, 8 Degree, Medium, Large | 323814 |  | November 2019 | New Listing
13 - Spinal | 13.11 - Disc Replacement | 13.11.02 - End Plate |  |  | JA033 | 4043 | JOY SURGICAL PTY LTD | Spine Solutions Prodisc | Artificial mechanical disc, superior plate component | 3 Degree, 6 Degree, 11 Degree, Medium, Large | 299018 |  | November 2019 | Transferred from OH631
13 - Spinal | 13.11 - Disc Replacement | 13.11.02 - End Plate |  |  | JA034 | 4043 | JOY SURGICAL PTY LTD | Spine Solutions Prodisc | Artificial mechanical disc, inferior plate component | 0 Degree, 3 Degree, 8 Degree,Medium, Large | 299018 |  | November 2019 | Transferred from OH632
13 - Spinal | 13.11 - Disc Replacement | 13.11.03 - Core |  |  | JA023 | 1107 | JOY SURGICAL PTY LTD | Pro-Disc L - Core Component - Polyethylene Inlay | Pro-Disc L - Core Component - Polyethylene Inlay | 10, 12, 14mm, Medium, Large | 323814 |  | November 2019 | New Listing
13 - Spinal | 13.11 - Disc Replacement | 13.11.03 - Core |  |  | JA035 | 1107 | JOY SURGICAL PTY LTD | Spine Solutions Prodisc | Artificial mechanical disc, polyethylene inlay | 10,12,14mm, Medium, Large | 299018 |  | November 2019 | Transferred from OH633