## Prostheses List
Product Category | Sub Category | Product Group | Product Sub Group | Suffix | Billing Code | Benefit | Sponsor | Product Name | Description | Size | ARTG | Condition | Last Updated | Change
01 - Ophthalmic | 01.02 - POSTERIOR CHAMBER INTRAOCULAR LENSES | 01.02.02 - Foldable | 01.02.02.03 - Edge modification | at | LN013 | 275 | Lumos Medical Pty Ltd | Vision Pro Hydrophobic Acrylic Aspheric Intraocular Lens (RS60A) | Hydrophobic Acrylic Aspheric Posterior Chamber Foldable IOL | Aspheric IOL: +0 to +34 D in 0.5 D increments; Overall diameter 13mm, Optic size 6mm. | 344091 |  | November 2020 | New Listing
01 - Ophthalmic | 01.02 - POSTERIOR CHAMBER INTRAOCULAR LENSES | 01.02.02 - Foldable | 01.02.02.03 - Edge modification | at | SO084 | 275 | Spectrum Surgical | Aspira-aXA | Posterior chamber IOL, foldable, UV absorber, Aspheric, aberration technology, 360° LEC barrier, HD optic. | -20D to +40 D. | 227764 |  | November 2020 | New Listing
01 - Ophthalmic | 01.02 - POSTERIOR CHAMBER INTRAOCULAR LENSES | 01.02.02 - Foldable | 01.02.02.03 - Edge modification | at, pl | BL040 | 282 | Bausch & Lomb (Australia) PTY LTD | Enhanced enVista One-Piece Hydrophobic Acrylic IOL Bausch + Lomb SimplifEYE Preloaded Delivery Syst | The enVista Family of Intraocular Lenses (IOLs) are ultraviolet-absorbing, posterior chamber, hydrophobic acrylic IOLs. They have an aspheric lens optic, square posterior edge, and modified C haptics. The lenses can be folded for insertion into the eye. The MXPLC combines the preloaded IOL with an inserter and is sold in a common package. This alternate packaging configuration allows for a simpler loading of the injector. | Specification Optic Body Diameter 6.0 ± 0.1 mm Overall Diameter 12.5 ± 0.2 mm Haptic Thickness 0.35 ± 0.04 mm Haptic Angulations Planar Haptic Lens Power Range +0.0 to +34.0D (+0.0 to +9.0D in 1D increments) (+10.0 to +30.0D in 0.5D increments) (+31.0 to +34.0D in 1D increments) | 98915 |  | November 2020 | New Listing
01 - Ophthalmic | 01.02 - POSTERIOR CHAMBER INTRAOCULAR LENSES | 01.02.02 - Foldable | 01.02.02.04 - Presbyopia correcting | at, t1 | DE718 | 902 | Device Technologies Australia Pty Ltd | Oculentis FEMTIS Comfort Toric FB313MF15T0-T3 | Foldable one-piece toric multifocal acrylic plate haptic IOL for fixation in the capsulorhexis | Optic Size 5.7mm, Overall length 10.5mm. Available Dioptres: SE +15.0D to 30.0D (0.5Dsteps), cyl T0 +0.75D ¦ T1 +1.5D ¦ T2 +2.25D ¦ T3 +3.0D | 328681 |  | November 2020 | New Listing
01 - Ophthalmic | 01.06 - EYELID PROSTHESES | 01.06.02 - Weights | 01.06.02.01 - Gold <1.8 grams |  | KG032 | 384 | Kevin Grundy (IBD) Pty Ltd | Lid Load Gold Eyelid Weights; | Gold | 0.6, 0.8, 1.0, 1.2, 1.4, 1.6 grams | 337652 |  | November 2020 | Duplicated from DE183
01 - Ophthalmic | 01.06 - EYELID PROSTHESES | 01.06.02 - Weights | 01.06.02.02 - Gold ≥1.8 grams |  | KG033 | 722 | Kevin Grundy (IBD) Pty Ltd | Lid Load Gold Eyelid Weights; | Gold | 1.8, 2.0, 2.2, 2.4, 2.6, 2.8 grams | 337652 |  | November 2020 | Duplicated from DE182
01 - Ophthalmic | 01.09 - RETINAL DETACHMENT PROSTHESES | 01.09.01 - Buckles, bands, tyres and sponges | 01.09.01.01 - Sponges |  | KG031 | 82 | Kevin Grundy (IBD) Pty Ltd | Labtician Retinal Implants - Sponges | Silicone Sponge- Retinal Implant Used in Scleral Buckling (Silicone Elastomer Sponge) | S 1981-4 Oval Sponge, S 1981-5 Oval Sponge, S 1981-7 Oval Sponge, S 1981-7.5 Oval Sponge, S 1982-1.5 Round Sponge 1.5mm, S 1982-2 Round Sponge 2mm, S 1982-2.5 Round Sponge 2.5mm, S 1982-3 Round Sponge 3mm, S 1982-4 Round Sponge 4mm, S 1982-5 Round Sponge 5mm, S 1982-5T Round Tunnel Sponge 5mm, S 1982-7 Round Sponge 7mm, S 1982-7.5 Round Sponge 7.5mm x 50mm, S 1983-2.3 Grooved Sponge, S 1983-2.5 Grooved Part Thickness Sponge, S 1983-2.8 Grooved Part Thickness Sponge, S 1983-3 Grooved Sponge, S 1983-3.2 Grooved Sponge, S 1983-3.5 Grooved Sponge, S 1983-4 Grooved Sponge, S 1983-5 Grooved Sponge, S 1983-7.5 Grooved Sponge, S 1984-2.5 Part Thickness Sponge, S 1984-3 Partial Thickness Sponge, S 1984-3.3 Partial Thickness Sponge, S 1984-5 Partial Thickness Sponge, S 1984-7.5 Partial Thickness Sponge, S 1986-3.5 Oblong Sponge, S 1986-4 Oblong Sponge, S 1987-7 Accessory Sponge, S 1987-8 Accessory Sponge | 337137 |  | November 2020 | New Listing
01 - Ophthalmic | 01.09 - RETINAL DETACHMENT PROSTHESES | 01.09.01 - Buckles, bands, tyres and sponges |  |  | KG028 | 41 | Kevin Grundy (IBD) Pty Ltd | Labtician - Retinal Implants | Solid Silicone- Tire/Meridional/ Wedge/Pad. Retinal Implant used in Scleral Buckling (Dimethylmethylvinyl Siloxane Copolymer) | S 2965 Silicone Strip , S 2967 Silicone Strip , S 2968 Silicone Strip, S 2970 Silicone Strip , S 2971 Silicone Strip , S 2976 Silicone Button , S 2977 Silicone Tire 10mm , S 2986 Silicone Tire 7mm, S 2991 Silicone Tire 9mm, S 2994 Silicone Tire 6.0mm , S 2995 Silicone Tire 8.5mm , S 2996 Silicone Tire 10mm , S 2996 L Silicone Tire 10mm LG , S 2997 Silicone Tire 12.5mm, S 2999 Silicone Tire 7.0mm , S 2999 L Silicone Tire Wide Groove , S 3004 Silicone Tire 9mm , S 3010 Silicone Tire 6mm, S 3014 Silicone Tire 7mm , S 3014 L Silicone Tire 7mm WG , S 3016 Silicone Tire 10mm , S 3017 Silicone Tire , S 3018 Silicone Sleeve , S 3019 Silicone Sleeve, S 3025 Wong Meridional Implant , S 3071 Silicone Sleeve, S 5020 Silicone Lace™ 2mm , S 5025 Silicone Lace™ 2.5mm. | 337137 |  | November 2020 | New Listing
01 - Ophthalmic | 01.09 - RETINAL DETACHMENT PROSTHESES | 01.09.01 - Buckles, bands, tyres and sponges |  |  | KG029 | 41 | Kevin Grundy (IBD) Pty Ltd | Labtician Retinal Implants | Band/Strip: solid silicone | S 2950 Circling Band, S 2969 Circling Band, S 2978 Meridional Implant - Flat, S 2987 Circling Band, S 2988 Meridional Implant, S 2989 Boat, S 2992 Silicone Strip, S 2993 Pad, S 2998 Silicone Strip, S 3012 Boat, S 3013 Silicone Strip, S 3020 Meridional Implant, S 3021 Wedge, S 3022 Wedge, S 3083 Labtician Oval Sleeve, S 3084 Labtician Oval Sleeve, S 3093 Labtician Buckling Sleeve, S 3094 Labtician Buckling Sleeve, S 4050 Silicone Strip, S 4055 Silicone Strip, S 4060 Silicone Strip, S 4065 Silicone Strip | 337137 |  | November 2020 | New Listing
01 - Ophthalmic | 01.09 - RETINAL DETACHMENT PROSTHESES | 01.09.06 - Intraocular Silicone Oils |  |  | KG030 | 176 | Kevin Grundy (IBD) Pty Ltd | LSO Silicone Oil | Highly purified, sterile, transparent, silicone oil available in both a 1,000 cP and a 5,000 cP viscosity. | 10mL vial, 10mL syringe | 337138 |  | November 2020 | New Listing
02 - Ear, Nose & Throat | 02.01 - EAR | 02.01.01 - Cochlear Implants |  |  | US028 | 12892 | Med-El Implant Systems Australasia Pty Ltd | Mi1250 SYNCHRONY 2 Cochlear Implant / Mi1250 SYNCHRONY 2 PIN Cochlear Implant | Ultra small titanium implant with symmetrical central and flexible atraumatic electrode arrays provide complete cochlea coverage. Removable and self-aligning magnet is conditionally MRI safe for 3.0 Tesla MRI scans (without magnet removal). | Stimulator Housing: L 47.3 mm, W 24 mm, Thin 4.5 mm, Weight 7.7g Electrode: Standard (26.4mm), Medium (20.9mm), Compressed (12.1mm), FLEXsoft (26.4mm), FLEX28 (23.1mm), FLEX26 (20.9mm), FLEX24 (20.9mm), FLEX20 (15.4mm), FORM24 (18.7mm), FORM19 (14.3mm) | 340943 340944 |  | November 2020 | New Listing
02 - Ear, Nose & Throat | 02.01 - EAR | 02.01.02 - Speech Processors | 02.01.02.01 - Initial | Electroacoustic, AutoScan, 2.4GHz Wireless | BD027 | 12796 | Advanced Bionics Australia Pty Ltd | Naida CI Electric Acoustic Solution | The Naida CI Q90 sound processor is one part of a cochlear implant system that enables hearing. The other necessary parts of the system are the implantable Cochlear Stimulator (ICS), headpiece and headpiece cable. The sound processor consists of two parts: the sound processor and battery power source. The Naida CI Q90 is compatible with the Naida CI Acoustic Earhook, supplying both electric and acoustic stimulation. | The Naida CI Sound Processor comes in one size. The Naida CI Acoustic Earhook comes in 5 length options, and is available for left and right ear (10 configurations). | 282255 300028 |  | November 2020 | New Listing
02 - Ear, Nose & Throat | 02.01 - EAR | 02.01.02 - Speech Processors | 02.01.02.02 - Replacement | Electroacoustic, AutoScan, 2.4GHz Wireless | BD028 | 9078 | Advanced Bionics Australia Pty Ltd | Naida CI Electric Acoustic Solution | The Naida CI Q90 sound processor is one part of a cochlear implant system that enables hearing. The other necessary parts of the system are the implantable Cochlear Stimulator (ICS), headpiece and headpiece cable. The sound processor consists of two parts: the sound processor and battery power source. The Naida CI Q90 is compatible with the Naida CI Acoustic Earhook, supplying both electric and acoustic stimulation. | The Naida CI Sound Processor comes in one size. The Naida CI Acoustic Earhook comes in 5 length options, and is available for left and right ear (10 configurations). | 282255 300028 |  | November 2020 | New Listing
02 - Ear, Nose & Throat | 02.01 - EAR | 02.01.06 - Ventilation Tube/Grommet |  |  | DE719 | 18 | Device Technologies Australia Pty Ltd | Micromedics Ventilation Tubes | Silicone and fluroplastic ventilation tubes | Lumen size: 0.76mm, 1.0mm, 1.14mm, 1.27mm, 1.42mm | 199400 |  | November 2020 | Transferred from MG037
03 - General Miscellaneous | 03.01 - BRACHYTHERAPY | 03.01.03 - Tissue Expander/Separator | 03.01.03.01 - Gel 3ml |  | BS370 | 858 | Boston Scientific Australia Pty Ltd | TraceIT Gel System | TraceIT System is intended to create a temporary space within soft tissue during radiation therapy. | 3mL | 268092 |  | November 2020 | Transferred from MB025
03 - General Miscellaneous | 03.01 - BRACHYTHERAPY | 03.01.03 - Tissue Expander/Separator | 03.01.03.02 - Gel 10mL or Balloon |  | BS368 | 1760 | Boston Scientific Australia Pty Ltd | SpaceOAR System | The SpaceOAR System consists of components for preparation of a synthetic, absorbable hydrogel spacer and a delivery mechanism packaged in a single kit. The hydrogel spacer creates a temporary space between the prostate and rectum during radiation therapy. | 10CC | 179172 |  | November 2020 | Transferred from MB017
03 - General Miscellaneous | 03.01 - BRACHYTHERAPY | 03.01.03 - Tissue Expander/Separator | 03.01.03.02 - Gel 10mL or Balloon |  | BS369 | 1760 | Boston Scientific Australia Pty Ltd | TraceIT Gel System | TraceIT System is intended to create a temporary space within soft tissue during radiation therapy. | 10mL | 268092 |  | November 2020 | Transferred from MB024
03 - General Miscellaneous | 03.02 - DRUG DELIVERY DEVICES | 03.02.03 - Infusion Pumps, Battery Powered | 03.02.03.03 - Device has capability to automatically adjust the insulin delivery based on continuous glucose monitoring data | DE, SS | AN018 | 8574 | Australasian Medical & Scientific Ltd | t:slim X2 Insulin Pump with Control-IQ Technology | Ambulatory insulin infusion pump with real-time continuous glucose monitoring (CGM) capability and incorporating Control-IQ Technology. | One size only | 304681 |  | November 2020 | New Listing
03 - General Miscellaneous | 03.02 - DRUG DELIVERY DEVICES | 03.02.06 - Pharmaceutical Beads | 03.02.06.01 - Single Units |  | BS371 | 1760 | Boston Scientific Australia Pty Ltd | DC Bead | Drug delivery embolisation system | 70-150, 100-300, 300-500, 500-700, 700-900 (microns) | 131473 |  | November 2020 | Transferred from DE275
03 - General Miscellaneous | 03.02 - DRUG DELIVERY DEVICES | 03.02.06 - Pharmaceutical Beads | 03.02.06.01 - Single Units |  | BS372 | 1760 | Boston Scientific Australia Pty Ltd | DC Bead M1 | Drug delivery embolization system | 70-150um | 187101 |  | November 2020 | Transferred from DE580
03 - General Miscellaneous | 03.02 - DRUG DELIVERY DEVICES | 03.02.06 - Pharmaceutical Beads | 03.02.06.01 - Single Units |  | BS373 | 1760 | Boston Scientific Australia Pty Ltd | DC Bead LUMI | Drug delivery embolisation system | 70-150 microns (black) 100-300 microns (yellow) | 307152 |  | November 2020 | Transferred from DE647
03 - General Miscellaneous | 03.08 - CLOSURE DEVICES | 03.08.02 - Internal Adhesives | 03.08.02.01 - Adhesive ≤2ml | Synthetic | DE720 | 258 | Device Technologies Australia Pty Ltd | Glubran 2 | Synthetic cyanoacrylic surgical glue: N-Butyl (2) cyanoacrylate and methacryloxysulfolane co-monomer | 0.25 ml to 1 ml | 158438 |  | November 2020 | Transferred from MG038
03 - General Miscellaneous | 03.08 - CLOSURE DEVICES | 03.08.02 - Internal Adhesives | 03.08.02.01 - Adhesive ≤2ml | Synthetic | DE721 | 42 | Device Technologies Australia Pty Ltd | Glubran Tiss2 | Tissue adhesive | 0.25 ml, 0.35 ml, 0.50 ml | 158442 |  | November 2020 | Transferred from MG047
03 - General Miscellaneous | 03.08 - CLOSURE DEVICES | 03.08.02 - Internal Adhesives | 03.08.02.04 - Adhesive Accessory | Applicator Tip | DE722 | 22 | Device Technologies Australia Pty Ltd | Glubran 2 Applicators | Dispensing tip/Drop control device for applying Glubran 2. | 5-6 and 7-8 French | 162589 |  | November 2020 | Transferred from MG034
03 - General Miscellaneous | 03.08 - CLOSURE DEVICES | 03.08.02 - Internal Adhesives | 03.08.02.04 - Adhesive Accessory | Extender | DE723 | 27 | Device Technologies Australia Pty Ltd | Glubran 2 Catheter for Laparoscopy | Catheter for laparoscopic application of Glubran 2. | One size only | 162589 |  | November 2020 | Transferred from MG035
03 - General Miscellaneous | 03.08 - CLOSURE DEVICES | 03.08.02 - Internal Adhesives | 03.08.02.04 - Adhesive Accessory | Rigid Delivery System | DE727 | 138 | Device Technologies Australia Pty Ltd | Glubran 2 Spray Device | Spray device for nebulized application of Glubran 2 | Cannula length: 5cm, 40cm, 30cm, 33cm | 321253 |  | November 2020 | Transferred from MG044
03 - General Miscellaneous | 03.08 - CLOSURE DEVICES | 03.08.03 - Ligating Devices | 03.08.03.01 - Clips |  | DE724 | 10 | Device Technologies Australia Pty Ltd | Everest Ligating Clip | Titanium clip | Small, Medium, Medium-Large, Large (6 per cartridge) | 235137 |  | November 2020 | Transferred from MG045
03 - General Miscellaneous | 03.08 - CLOSURE DEVICES | 03.08.03 - Ligating Devices | 03.08.03.01 - Clips |  | DE725 | 41 | Device Technologies Australia Pty Ltd | Everest Ligating Clip | Titanium clip | Small, Medium (24 per cartridge) | 235137 |  | November 2020 | Transferred from MG046
03 - General Miscellaneous | 03.08 - CLOSURE DEVICES | 03.08.04 - Staples & Tackers | 03.08.04.08 - Adhesive Tackers | Synthetic, Endoscopic | DE726 | 215 | Device Technologies Australia Pty Ltd | Glutack | Catheter for controlled application of surgical adhesive. | 25, 40, 50 drops | 313580 |  | November 2020 | Transferred from MG048
04 - Neurosurgical | 04.03 - HYDROCEPHALUS DEVICES | 04.03.01 - Valves | 04.03.01.01 - Valve, Externally Adjustable | Distal catheter, Proximal catheter, Reservoir/Priming function | LM463 | 2437 | LMT Surgical Pty Ltd | Sterile Hydrocephalic Shunts | Plastic/magnetic. Programmable valve. Programmer kit and shunts kit. | 3, 8 settings | 143218 |  | November 2020 | Transferred from NK029
04 - Neurosurgical | 04.04 - DEEP BRAIN STIMULATION (DBS) | 04.04.01 - Implantable Pulse Generator | 04.04.01.01 - Primary Cell Pulse Generator (non-rechargeable) | Dual Channel | LM433 | 13592 | LMT Surgical Pty Ltd | Dual Channel Implantable Pulse generator | Dual Channel Implantable Pulse generator | Sizes as suitable for patient anatomy | 307525 |  | November 2020 | Transferred from NK111
04 - Neurosurgical | 04.04 - DEEP BRAIN STIMULATION (DBS) | 04.04.01 - Implantable Pulse Generator | 04.04.01.01 - Primary Cell Pulse Generator (non-rechargeable) |  | LM429 | 8168 | LMT Surgical Pty Ltd | Single Channel Implantable Pulse Generator | Single Channel Implantable Pulse Generator | Suitable for patient anatomy | 307524 |  | November 2020 | Transferred from NK107
04 - Neurosurgical | 04.04 - DEEP BRAIN STIMULATION (DBS) | 04.04.01 - Implantable Pulse Generator | 04.04.01.02 - Rechargeable Pulse Generator | Dual Channel | LM434 | 17283 | LMT Surgical Pty Ltd | Dual Channel Rechargeable Implantable Pulse Generator | Dual Channel Rechargeable Implantable Pulse Generator | Sized as suitable for patient anatomy | 307526 |  | November 2020 | Transferred from NK112
04 - Neurosurgical | 04.04 - DEEP BRAIN STIMULATION (DBS) | 04.04.02 - External Components | 04.04.02.01 - Patient Programmer |  | LM431 | 1264 | LMT Surgical Pty Ltd | Patient or Clinician Programmer | Patient or Clinician Programmer | N/A | 308945 |  | November 2020 | Transferred from NK109
04 - Neurosurgical | 04.04 - DEEP BRAIN STIMULATION (DBS) | 04.04.02 - External Components | 04.04.02.01 - Patient Programmer |  | MI367 | 1264 | Medtronic Australasia Pty Ltd | Medtronic Activa Patient Programming System | Medtronic Activa Patient Programming System | One size only | 339925 |  | November 2020 | New Listing
04 - Neurosurgical | 04.04 - DEEP BRAIN STIMULATION (DBS) | 04.04.02 - External Components | 04.04.02.02 - Recharger |  | LM432 | 1782 | LMT Surgical Pty Ltd | Patient programmer Recharger | Patient programmer Recharger | N/A | 309804 |  | November 2020 | Transferred from NK110
04 - Neurosurgical | 04.04 - DEEP BRAIN STIMULATION (DBS) | 04.04.02 - External Components | 04.04.02.02 - Recharger |  | MI398 | 1782 | Medtronic Australasia Pty Ltd | Medtronic Recharging System for Deep Brain Stimulation | Wireless recharging System for Deep Brain Stimulation | One size only | 121279 341408 341712 |  | November 2020 | New Listing
04 - Neurosurgical | 04.04 - DEEP BRAIN STIMULATION (DBS) | 04.04.03 - Leads | 04.04.03.01 - Permanent Lead |  | LM430 | 3746 | LMT Surgical Pty Ltd | Implantable Lead Kits | Implantable Lead Kits | Multiple sizes suitable for patient anatomy | 313134 |  | November 2020 | Transferred from NK108
04 - Neurosurgical | 04.04 - DEEP BRAIN STIMULATION (DBS) | 04.04.03 - Leads | 04.04.03.02 - Lead Extension |  | LM435 | 1895 | LMT Surgical Pty Ltd | Implantable Extension Kit | Implantable Extension Kit | Suitable for patient anatomy | 313133 |  | November 2020 | Transferred from NK113
04 - Neurosurgical | 04.05 - NEUROSTIMULATION THERAPIES FOR PAIN MANAGEMENT | 04.05.05 - Accessories | 04.05.05.03 - Intraoperative Accessories |  | ER557 | 152 | Emergo Asia Pacific Pty Ltd | Nevro Passing Elevator Tool | Passing elevator tool | One size only | 337490 |  | November 2020 | New Listing
04 - Neurosurgical | 04.09 - Intracranial Pressure (ICP) Monitoring | 04.09.01 - Transducer |  | Catheter | LM449 | 1173 | LMT Surgical Pty Ltd | Intracranial Pressure and Temperature Catheter | Intracranial Pressure and Temperature Catheter | Suitable for all patient anatomy | 308492 308491 |  | November 2020 | Transferred from NK101
05 - Urogenital | 05.02 - Ureteric Stents | 05.02.01 - Fixed length | 05.02.01.03 - Metal | Therm | ET089 | 3589 | Endotherapeutics Pty Ltd | Memokath 051 Long-Term Ureteric Stent | Memokath 051 Long-Term Ureteric Stent is a long-term ureteric stent, comprised of thermo-expandable bio-compatible nickel-titanium with either one or two fixation cones. | Length: 30mm - 200mm. | 141654 |  | November 2020 | New Listing
05 - Urogenital | 05.05 - Penile Prostheses | 05.05.01 - Malleable |  |  | BS367 | 776 | Boston Scientific Australia Pty Ltd | Tactra | Malleable Penile Prosthesis | 9.5mm - 13mm | 165751 |  | November 2020 | New Listing
05 - Urogenital | 05.07 - Sacral Neuromodulation | 05.07.04 - Accessories | 05.07.04.01 - Implant/Revision Kits |  | MI387 | 514 | Medtronic Australasia Pty Ltd | InterStim neurostimulator- Lead Introducer Kit | Sacral Nerve Stimulation Lead Introducer Kit | One size | 240576 |  | November 2020 | New Listing
06 - Specialist Orthopaedic | 06.02 - UPPER LIMB | 06.02.02 - Finger Joint Articulations | 06.02.02.11 - Finger, interphalangeal - proximal component |  | HW675 | 760 | Stryker Australia Pty Ltd | Tactys PIP - Proximal System | Proximal Surface and Stem | XS, S, M & L | 237793 |  | November 2020 | New Listing
06 - Specialist Orthopaedic | 06.02 - UPPER LIMB | 06.02.02 - Finger Joint Articulations | 06.02.02.11 - Finger, interphalangeal - proximal component |  | OH655 | 760 | Orthotech Pty Ltd | Martin Endoprosthesis System CapFlex PIP | CapFlex PIP Proximal | S,M,L | 266373 |  | November 2020 | New Listing
06 - Specialist Orthopaedic | 06.02 - UPPER LIMB | 06.02.02 - Finger Joint Articulations | 06.02.02.12 - Finger, interphalangeal - distal component |  | HW676 | 760 | Stryker Australia Pty Ltd | Tactys PIP - Distal System | Distal Surface and Stem | XS, S, M & L | 237793 |  | November 2020 | New Listing
06 - Specialist Orthopaedic | 06.02 - UPPER LIMB | 06.02.02 - Finger Joint Articulations | 06.02.02.12 - Finger, interphalangeal - distal component |  | OH656 | 760 | Orthotech Pty Ltd | Martin Endoprosthesis System CapFlex PIP | CapFlex PIP Distal | S,M,L, Height: 2.1, 3.0 & 4.4mm | 266373 |  | November 2020 | New Listing
06 - Specialist Orthopaedic | 06.02 - UPPER LIMB | 06.02.04 - Shoulder - Humeral | 06.02.04.08 - Modular Humeral component - diaphyseal, cemented, short (≤220mm) |  | WR458 | 3800 | Wright Medical Australia | Aequalis Ascend Flex Cemented Humeral Stem | Convertible humeral stem for cemented used | Length: 66mm, 74mm, 82mm, 88mm, 90mm, 98mm, 109mm, 120mm. Size: 2 to 8. Angulation: 127.5º, 132.5º, 137.5º | 218731 |  | November 2020 | New Listing
06 - Specialist Orthopaedic | 06.03 - SKELETAL RECONSTRUCTION | 06.03.03 - Plates | 06.03.03.04 - Small (screw size 2.71mm – 4.49mm)(including blade) ≤ 6 holes | VAL | SQ178 | 784 | Surgical Specialties | PediFoot Deformity Correction System | 3.5mm Plates, Compression/Neutral, Recon, Angle Iron, Wedge, Clover | 7-70mm length, 4-6mm wedge length, 2-6 holes | 191530 |  | November 2020 | New Listing
06 - Specialist Orthopaedic | 06.03 - SKELETAL RECONSTRUCTION | 06.03.03 - Plates | 06.03.03.05 - Small (screw size 2.71mm – 4.49mm)(including blade) ≥ 7 to ≤ 15 holes | VAL | SQ174 | 849 | Surgical Specialties | PediFoot Deformity Correction System | 3.5mm Plates, Recon | 70mm length, 8 holes | 191530 |  | November 2020 | New Listing
06 - Specialist Orthopaedic | 06.03 - SKELETAL RECONSTRUCTION | 06.03.03 - Plates | 06.03.03.07 - Mini (screw size ≤2.7mm)(including blade) ≤ 6 holes | VAL | SQ182 | 1197 | Surgical Specialties | PediFoot Deformity Correction System | 2.7mm Plates, Compression/Neutral, Recon, Angle Iron, Wedge, Clover | 5-56mm length, 2-4mm wedge length, 2-6 holes | 191530 |  | November 2020 | New Listing
06 - Specialist Orthopaedic | 06.03 - SKELETAL RECONSTRUCTION | 06.03.03 - Plates | 06.03.03.08 - Mini (screw size ≤2.7mm)(including blade) ≥ 7 to ≤ 15 holes | VAL | SQ177 | 952 | Surgical Specialties | PediFoot Deformity Correction System | 2.7mm Plates, Recon | 56mm length, 8 holes | 191530 |  | November 2020 | New Listing
06 - Specialist Orthopaedic | 06.03 - SKELETAL RECONSTRUCTION | 06.03.03 - Plates | 06.03.03.22 - Periarticular anatomic - Radius ≤ 6 holes | VAL | ER543 | 1439 | Emergo Asia Pacific Pty Ltd | Osteomed ExtremiLock Plate (≤ 6 holes) | VDR Radial/Intermediate Column; Standard; Left or Right and Styloid Plates; 6 hole | 6 holes | 337239 |  | November 2020 | New Listing
06 - Specialist Orthopaedic | 06.03 - SKELETAL RECONSTRUCTION | 06.03.03 - Plates | 06.03.03.23 - Periarticular anatomic - Radius ≥ 7 to ≤ 15 holes | VAL | ER558 | 1439 | Emergo Asia Pacific Pty Ltd | Osteomed ExtremiLock Plate (≥ 7 to ≤ 15 holes) | VDR Narrow, standard, PQ sparing plates, left or right | ≥ 7 to ≤ 15 holes | 337239 |  | November 2020 | New Listing
06 - Specialist Orthopaedic | 06.03 - SKELETAL RECONSTRUCTION | 06.03.04 - Screws | 06.03.04.01 - Standard ( ≥4.5mm) | CN | LM395 | 185 | LMT Surgical Pty Ltd | Cannulated Screws | Cannulated Screws | 4.50 mm or larger diameter | 329613 |  | November 2020 | New Listing
06 - Specialist Orthopaedic | 06.03 - SKELETAL RECONSTRUCTION | 06.03.04 - Screws | 06.03.04.01 - Standard ( ≥4.5mm) | CN,DT | LM397 | 351 | LMT Surgical Pty Ltd | Headless Compression Screws | Headless Compression Screws | 4.50mm or larger diameter | 329613 |  | November 2020 | New Listing
06 - Specialist Orthopaedic | 06.03 - SKELETAL RECONSTRUCTION | 06.03.04 - Screws | 06.03.04.02 - Small (2.71mm – 4.49mm) | CN | LM399 | 202 | LMT Surgical Pty Ltd | Cannulated Screws | Cannulated Screws | 2.71mm – 4.49mm diameter | 329613 |  | November 2020 | New Listing
06 - Specialist Orthopaedic | 06.03 - SKELETAL RECONSTRUCTION | 06.03.04 - Screws | 06.03.04.02 - Small (2.71mm – 4.49mm) | CN,DT | LM394 | 368 | LMT Surgical Pty Ltd | Headless Compression Screw | Headless Compression Screw | 2.71mm – 4.49mm diameter | 329613 |  | November 2020 | New Listing
06 - Specialist Orthopaedic | 06.03 - SKELETAL RECONSTRUCTION | 06.03.04 - Screws | 06.03.04.02 - Small (2.71mm – 4.49mm) | LK | SQ181 | 141 | Surgical Specialties | PediFoot Deformity Correction System | 3.5mm Variable Angle Locking Screws | 18-60mm length | 191602 |  | November 2020 | New Listing
06 - Specialist Orthopaedic | 06.03 - SKELETAL RECONSTRUCTION | 06.03.04 - Screws | 06.03.04.02 - Small (2.71mm – 4.49mm) |  | SQ176 | 80 | Surgical Specialties | PediFoot Deformity Correction System | 3.5mm Cortical Screws | 8-60mm length | 191602 |  | November 2020 | New Listing
06 - Specialist Orthopaedic | 06.03 - SKELETAL RECONSTRUCTION | 06.03.04 - Screws | 06.03.04.03 - Mini (2.01 – 2.7 mm) | CN | LM392 | 204 | LMT Surgical Pty Ltd | Cannulated Screws | Cannulated Screws | 2.01 mm – 2.70 mm diameter | 329613 |  | November 2020 | New Listing
06 - Specialist Orthopaedic | 06.03 - SKELETAL RECONSTRUCTION | 06.03.04 - Screws | 06.03.04.03 - Mini (2.01 – 2.7 mm) | CN | SQ175 | 204 | Surgical Specialties | Cannulated Screws | Cannulated, Short, Medium, Full Thread | 2.5mm Diameter 8-30mm Length | 191602 |  | November 2020 | New Listing
06 - Specialist Orthopaedic | 06.03 - SKELETAL RECONSTRUCTION | 06.03.04 - Screws | 06.03.04.03 - Mini (2.01 – 2.7 mm) | CN,DT | HJ002 | 370 | AVANT-GARDE SURGICAL PTY LTD | Surgifeet Cannulated Compression Screw | Compression screw. Cannulated, Dual thread, self drilling/tapping, Headless | Diameter 2.55mm. Length 10-34mm, Left or Right thread. | 336654 |  | November 2020 | New Listing
06 - Specialist Orthopaedic | 06.03 - SKELETAL RECONSTRUCTION | 06.03.04 - Screws | 06.03.04.03 - Mini (2.01 – 2.7 mm) | CN,DT | LM396 | 370 | LMT Surgical Pty Ltd | Headless Compression Screw | Headless Compression Screw | 2.01 – 2.7 mm | 329613 |  | November 2020 | New Listing
06 - Specialist Orthopaedic | 06.03 - SKELETAL RECONSTRUCTION | 06.03.04 - Screws | 06.03.04.03 - Mini (2.01 – 2.7 mm) | CN,DT,LK | ER547 | 431 | Emergo Asia Pacific Pty Ltd | Osteomed ExtremiLock Screw, Mini (2.01 – 2.7 mm), variable angle locking, cannulated, dual thread | variable angle locking screw, cannulated, dual thread | dia 2.4 mm x lenght (12-40 mm) | 337240 |  | November 2020 | New Listing
06 - Specialist Orthopaedic | 06.03 - SKELETAL RECONSTRUCTION | 06.03.04 - Screws | 06.03.04.03 - Mini (2.01 – 2.7 mm) | LK | ER560 | 143 | Emergo Asia Pacific Pty Ltd | Osteomed ExtremiLock Screw, Mini (2.01 – 2.7 mm), variable angle locking | Variable angle locking screws, fully or partially threaded | dia (2.4-2.7 mm) x length (8-40 mm) | 337240 |  | November 2020 | New Listing
06 - Specialist Orthopaedic | 06.03 - SKELETAL RECONSTRUCTION | 06.03.04 - Screws | 06.03.04.03 - Mini (2.01 – 2.7 mm) | LK | SQ179 | 143 | Surgical Specialties | PediFoot Deformity Correction System | 2.7mm Variable Angle Locking Screws | 18-60mm length | 191602 |  | November 2020 | New Listing
06 - Specialist Orthopaedic | 06.03 - SKELETAL RECONSTRUCTION | 06.03.04 - Screws | 06.03.04.03 - Mini (2.01 – 2.7 mm) |  | ER559 | 81 | Emergo Asia Pacific Pty Ltd | Osteomed ExtremiLock Screw, Mini (2.01 – 2.7 mm), standard | Cortex screw | dia (2.4-2.7 mm) x lenth (8-40 mm) | 337240 |  | November 2020 | New Listing
06 - Specialist Orthopaedic | 06.03 - SKELETAL RECONSTRUCTION | 06.03.04 - Screws | 06.03.04.03 - Mini (2.01 – 2.7 mm) |  | SQ180 | 81 | Surgical Specialties | PediFoot Deformity Correction System | 2.7mm Cortical Screw | 6-60mm length | 191602 |  | November 2020 | New Listing
06 - Specialist Orthopaedic | 06.03 - SKELETAL RECONSTRUCTION | 06.03.04 - Screws | 06.03.04.04 - Micro (≤ 2.0mm) | Breakoff | HJ001 | 273 | AVANT-GARDE SURGICAL PTY LTD | Surgifeet Weil Screw | Snap off screw , self drilling, self tapping. | Diameter 2mm Length 11-15mm | 336654 |  | November 2020 | New Listing
06 - Specialist Orthopaedic | 06.03 - SKELETAL RECONSTRUCTION | 06.03.04 - Screws | 06.03.04.04 - Micro (≤ 2.0mm) | CN | LM398 | 180 | LMT Surgical Pty Ltd | Cannulated Screws | Cannulated Screws | 2.0mm diameter and smaller | 329613 |  | November 2020 | New Listing
06 - Specialist Orthopaedic | 06.03 - SKELETAL RECONSTRUCTION | 06.03.04 - Screws | 06.03.04.04 - Micro (≤ 2.0mm) | CN,DT | LM393 | 346 | LMT Surgical Pty Ltd | Headless Compression Screws | Headless Compression Screws | 2.0mm or smaller diameter | 329613 |  | November 2020 | New Listing
06 - Specialist Orthopaedic | 06.03 - SKELETAL RECONSTRUCTION | 06.03.04 - Screws | 06.03.04.06 - Screw Washers |  | ER561 | 90 | Emergo Asia Pacific Pty Ltd | Osteomed ExtremiLock Screw, Mini (2.01 – 2.7 mm), screw washer | Screw washer | 2.4/2.7 mm | 337240 |  | November 2020 | New Listing
06 - Specialist Orthopaedic | 06.03 - SKELETAL RECONSTRUCTION | 06.03.05 - Surgical Accessories | 06.03.05.02 - Pins | OL | RV011 | 117 | PERSONALISED SURGERY PTY LTD | PS Olive Wires | Olive Wires | 2-3.2mm diameter | 330187 |  | November 2020 | New Listing
06 - Specialist Orthopaedic | 06.03 - SKELETAL RECONSTRUCTION | 06.03.05 - Surgical Accessories | 06.03.05.02 - Pins | TH | RV012 | 26 | PERSONALISED SURGERY PTY LTD | PS Threaded K-Wire | Threaded K-Wire | 2-3.0mm, Length 200 mm | 330187 |  | November 2020 | New Listing
06 - Specialist Orthopaedic | 06.03 - SKELETAL RECONSTRUCTION | 06.03.05 - Surgical Accessories | 06.03.05.02 - Pins |  | ER545 | 26 | Emergo Asia Pacific Pty Ltd | Osteomed ExtremiLock K-Wire | K-Wire | 0.9-1.6 mm | 337153 |  | November 2020 | New Listing
06 - Specialist Orthopaedic | 06.03 - SKELETAL RECONSTRUCTION | 06.03.05 - Surgical Accessories | 06.03.05.02 - Pins |  | RV010 | 26 | PERSONALISED SURGERY PTY LTD | PS K-Wires | K-Wires | Dia 1-3.0 mm, Length 150 mm | 330187 |  | November 2020 | New Listing
06 - Specialist Orthopaedic | 06.03 - SKELETAL RECONSTRUCTION | 06.03.07 - Soft Tissue Fixation Devices | 06.03.07.01 - No suture (including arrows) |  | LM455 | 234 | LMT Surgical Pty Ltd | Biotek ligament anchor, knotless | A device designed to be implanted into bone for the attachment of soft tissues either directly or via a suture attached to the device. It is typically used in shoulder and some lower-limb operations, and functions as an alternative to drilling a hole in bone for passing a suture. The device is made of a material that cannot be chemically degraded or absorbed via natural body processes | Diameter: 2.8mm; 5.0mm; 5.5mm; 6.0mm; 7.0mm; 8.0mm | 338393 |  | November 2020 | Duplicated from BW007
06 - Specialist Orthopaedic | 06.03 - SKELETAL RECONSTRUCTION | 06.03.07 - Soft Tissue Fixation Devices | 06.03.07.02 - Suture, Small anchors (≤2.3mm) |  | BW014 | 294 | STABLE ORTHOPAEDICS PTY LTD | Biotek Ligament Anchor PEEK | Soft tissue ligament anchor loaded with UHMWPE fiber and needle | Diameter: 1.8mm - 2.00mm | 314305 |  | November 2020 | New Listing
06 - Specialist Orthopaedic | 06.03 - SKELETAL RECONSTRUCTION | 06.03.07 - Soft Tissue Fixation Devices | 06.03.07.02 - Suture, Small anchors (≤2.3mm) |  | DZ080 | 294 | AUSTRALIAN ORTHOPAEDIC FIXATIONS PTY LTD | PEEK Suture Anchor | PEEK Suture Anchor | 1.5mm, 2.3mm | 325207 |  | November 2020 | New Listing
06 - Specialist Orthopaedic | 06.03 - SKELETAL RECONSTRUCTION | 06.03.07 - Soft Tissue Fixation Devices | 06.03.07.02 - Suture, Small anchors (≤2.3mm) |  | LM457 | 294 | LMT Surgical Pty Ltd | Biotek Ligament Anchor | Soft tissue ligament anchor loaded with UHMWPE fiber and needle | Diameter: 1.8mm - 2.00mm | 338393 |  | November 2020 | Duplicated from BW009
06 - Specialist Orthopaedic | 06.03 - SKELETAL RECONSTRUCTION | 06.03.07 - Soft Tissue Fixation Devices | 06.03.07.02 - Suture, Small anchors (≤2.3mm) |  | MU178 | 294 | Medacta Australia Pty Ltd | MectaLock All-Suture Anchor Size 1 | Suture Anchor | Ø 1.8 mm | 330998 |  | November 2020 | New Listing
06 - Specialist Orthopaedic | 06.03 - SKELETAL RECONSTRUCTION | 06.03.07 - Soft Tissue Fixation Devices | 06.03.07.03 - Suture, Medium anchors (2.4 – 3.9mm) |  | DZ081 | 442 | AUSTRALIAN ORTHOPAEDIC FIXATIONS PTY LTD | PEEK Suture Anchor | PEEK Suture Anchor | 2.9mm, 3.5mm | 325207 |  | November 2020 | New Listing
06 - Specialist Orthopaedic | 06.03 - SKELETAL RECONSTRUCTION | 06.03.07 - Soft Tissue Fixation Devices | 06.03.07.03 - Suture, Medium anchors (2.4 – 3.9mm) |  | LM452 | 442 | LMT Surgical Pty Ltd | Biotek ligament anchor titanium | A device designed to be implanted into bone for the attachment of soft tissues either directly or via a suture attached to the device. It is typically used in shoulder and some lower-limb operations, and functions as an alternative to drilling a hole in bone for passing a suture. The device is made of a material that cannot be chemically degraded or absorbed via natural body processes | Diameter: 2.8mm; 3.5mm; | 338393 |  | November 2020 | Duplicated from BW004
06 - Specialist Orthopaedic | 06.03 - SKELETAL RECONSTRUCTION | 06.03.07 - Soft Tissue Fixation Devices | 06.03.07.03 - Suture, Medium anchors (2.4 – 3.9mm) |  | LM453 | 442 | LMT Surgical Pty Ltd | Biotek ligament anchor PEEK | A device designed to be implanted into bone for the attachment of soft tissues either directly or via a suture attached to the device. It is typically used in shoulder and some lower-limb operations, and functions as an alternative to drilling a hole in bone for passing a suture. The device is made of a material that cannot be chemically degraded or absorbed via natural body processes | Diameter: 2.8mm; 3.0mm; 3.5mm | 338393 |  | November 2020 | Duplicated from BW005
06 - Specialist Orthopaedic | 06.03 - SKELETAL RECONSTRUCTION | 06.03.07 - Soft Tissue Fixation Devices | 06.03.07.03 - Suture, Medium anchors (2.4 – 3.9mm) |  | MU179 | 442 | Medacta Australia Pty Ltd | MectaLock All-Suture Anchor Size 2 | Suture Anchor | Ø 2.4 mm | 330998 |  | November 2020 | New Listing
06 - Specialist Orthopaedic | 06.03 - SKELETAL RECONSTRUCTION | 06.03.07 - Soft Tissue Fixation Devices | 06.03.07.03 - Suture, Medium anchors (2.4 – 3.9mm) |  | VF001 | 442 | REHACARE PTY LTD | RoG suture anchors | Implantable suture anchors made of PEEK material intended to aid in soft tissue fixation due to injury or degenerative diseases. The knotted variants come with sutures supplied. | 2.9mm diameter x 10mm length (supplied with 1 x USP#2 high strength polyethylene suture) | 329721 |  | November 2020 | New Listing
06 - Specialist Orthopaedic | 06.03 - SKELETAL RECONSTRUCTION | 06.03.07 - Soft Tissue Fixation Devices | 06.03.07.04 - Suture, Large anchors (≥4mm) |  | LM454 | 442 | LMT Surgical Pty Ltd | Biotek large ligament anchor titanium | A device designed to be implanted into bone for the attachment of soft tissues either directly or via a suture attached to the device. It is typically used in shoulder and some lower-limb operations, and functions as an alternative to drilling a hole in bone for passing a suture. The device is made of a material that cannot be chemically degraded or absorbed via natural body processes | Diameter: 5.0mm; 5.5mm; 6.5mm | 338393 |  | November 2020 | Duplicated from BW006
06 - Specialist Orthopaedic | 06.03 - SKELETAL RECONSTRUCTION | 06.03.07 - Soft Tissue Fixation Devices | 06.03.07.04 - Suture, Large anchors (≥4mm) |  | LM456 | 442 | LMT Surgical Pty Ltd | Biotek large suture anchor PEEK | A device designed to be implanted into bone for the attachment of soft tissues either directly or via a suture attached to the device. It is typically used in shoulder and some lower-limb operations, and functions as an alternative to drilling a hole in bone for passing a suture. The device is made of a material that cannot be chemically degraded or absorbed via natural body processes | Diameter: 5.5mm | 338393 |  | November 2020 | Duplicated from BW008
06 - Specialist Orthopaedic | 06.03 - SKELETAL RECONSTRUCTION | 06.03.07 - Soft Tissue Fixation Devices | 06.03.07.04 - Suture, Large anchors (≥4mm) |  | LM458 | 442 | LMT Surgical Pty Ltd | Biotek Ligament Anchor | Soft tissue ligament anchor loaded with UHMWPE fiber and needle | 4.50mm - 8.00mm | 338393 |  | November 2020 | Duplicated from BW010
06 - Specialist Orthopaedic | 06.03 - SKELETAL RECONSTRUCTION | 06.03.07 - Soft Tissue Fixation Devices | 06.03.07.04 - Suture, Large anchors (≥4mm) |  | MN271 | 442 | Johnson & Johnson Medical Pty Ltd | HEALIX Anchor System | Self-Punching PEEK Anchor | 4.9 mm, 5.5 mm | 215753 |  | November 2020 | New Listing
06 - Specialist Orthopaedic | 06.03 - SKELETAL RECONSTRUCTION | 06.03.07 - Soft Tissue Fixation Devices | 06.03.07.04 - Suture, Large anchors (≥4mm) |  | VF002 | 442 | REHACARE PTY LTD | RoG suture anchors | Implantable suture anchors made of PEEK material intended to aid in soft tissue fixation due to injury or degenerative diseases. The knotted variants come with sutures supplied. | 5.5mm diameter x 17.5 mm length (1.Knotted – supplied with 2 x USP#2 high strength polyethylene sutures. 2. Knotless – without suture) | 329721 |  | November 2020 | New Listing
06 - Specialist Orthopaedic | 06.03 - SKELETAL RECONSTRUCTION | 06.03.07 - Soft Tissue Fixation Devices | 06.03.07.06 - Button |  | EO111 | 374 | Medartis | APTUS | Insert for Suture or Screw Fixation | Various | 206157 |  | November 2020 | New Listing
06 - Specialist Orthopaedic | 06.03 - SKELETAL RECONSTRUCTION | 06.03.07 - Soft Tissue Fixation Devices | 06.03.07.06 - Button |  | MU180 | 374 | Medacta Australia Pty Ltd | MectaFix Continuous Loop | ACL reconstructions | 15 - 60 mm | 332525 |  | November 2020 | New Listing
06 - Specialist Orthopaedic | 06.03 - SKELETAL RECONSTRUCTION | 06.03.14 - Bone Cement | 06.03.14.05 - Accessories - Restrictors |  | UK024 | 234 | The Trustee for Giorgios and Katarina Loizou Family Trust | Cement Restrictors + inserter | Restrictors | 12-18mm, 18-24mm | 325020 |  | November 2020 | New Listing
06 - Specialist Orthopaedic | 06.03 - SKELETAL RECONSTRUCTION | 06.03.15 - Bone Graft Substitute | 06.03.15.01 - Ceramic, 0-5cc | AUG | EV038 | 1026 | Evolution Surgical | GlassBONE Injectable Putty | Injectable putty for bone grafting | 0.1cc to 5cc | 341771 |  | November 2020 | New Listing
06 - Specialist Orthopaedic | 06.03 - SKELETAL RECONSTRUCTION | 06.03.15 - Bone Graft Substitute | 06.03.15.01 - Ceramic, 0-5cc |  | ZA085 | 722 | Zimmer Biomet Pty Ltd | Accufill Porous Bone Substitute Material | Calcium phosphate bone graft substitute | 3cc, 5cc | 319940 |  | November 2020 | New Listing
06 - Specialist Orthopaedic | 06.03 - SKELETAL RECONSTRUCTION | 06.03.15 - Bone Graft Substitute | 06.03.15.02 - Ceramic, >5cc - 10cc | AUG | EV037 | 2185 | Evolution Surgical | GlassBONE Injectable Putty | Injectable putty for bone grafting | 10cc | 341771 |  | November 2020 | New Listing
06 - Specialist Orthopaedic | 06.03 - SKELETAL RECONSTRUCTION | 06.03.17 - Tumour / Limb Deficiency | 06.03.17.02 - Spacer |  | BW013 | 6242 | STABLE ORTHOPAEDICS PTY LTD | Keep Walking Spacer | Polyethylene spacer | Size: Small, Medium, Large. Diameter: 54mm, 58mm, 62mm. | 307660 |  | November 2020 | New Listing
06 - Specialist Orthopaedic | 06.03 - SKELETAL RECONSTRUCTION | 06.03.17 - Tumour / Limb Deficiency | 06.03.17.07 - Fixture |  | BW012 | 35055 | STABLE ORTHOPAEDICS PTY LTD | Keep Walking Femoral stem | Titanium alloy femoral stem component | Length: 120mm - 180mm Diameter: 12mm - 17mm | 307660 |  | November 2020 | New Listing
06 - Specialist Orthopaedic | 06.03 - SKELETAL RECONSTRUCTION | 06.03.17 - Tumour / Limb Deficiency | 06.03.17.09 - Abutment Screw |  | BW015 | 5486 | STABLE ORTHOPAEDICS PTY LTD | Keep Walking Washer-Screw Assembly | Washer and screw assembly | one size only | 307660 |  | November 2020 | New Listing
07 - Plastic and Reconstructive | 07.01 - CRANIOMAXILLOFACIAL RECONSTRUCTION & FIXATION | 07.01.01 - Mesh - Metal | 07.01.01.03 - 0.2-0.49mm thick, 1-10cm² |  | BB402 | 341 | B Braun Australia Pty Ltd | Aesculap Neuro Plating System | Cranial Fixation Mesh Plate | 28.8 - 48.8 mm x 14.5 - 16.2 mm Thickness 0.4mm | 140600 |  | November 2020 | New Listing
07 - Plastic and Reconstructive | 07.01 - CRANIOMAXILLOFACIAL RECONSTRUCTION & FIXATION | 07.01.01 - Mesh - Metal | 07.01.01.04 - 0.2-0.49mm thick, 11-50cm² |  | BB401 | 683 | B Braun Australia Pty Ltd | Aesculap Neuro Plating System | Cranial Fixation Mesh Plate | 40.2 - 42.2mm x 25.1 - 50.2mm Thickness 0.3mm - 0.4mm | 140600 |  | November 2020 | New Listing
07 - Plastic and Reconstructive | 07.01 - CRANIOMAXILLOFACIAL RECONSTRUCTION & FIXATION | 07.01.05 - Fracture or Reconstruction Plates | 07.01.05.06 - 0.5-0.99mm thick, 4-7 holes |  | HW677 | 166 | Stryker Australia Pty Ltd | Stryker Mini Plating System | Craniomaxillofacial reconstruction fixation plates. | 0.5-0.99mm thick, 4-7 holes | 200615 295882 |  | November 2020 | New Listing
07 - Plastic and Reconstructive | 07.01 - CRANIOMAXILLOFACIAL RECONSTRUCTION & FIXATION | 07.01.05 - Fracture or Reconstruction Plates | 07.01.05.14 - 2.0-2.99mm thick, 4-7 holes | Compression | HW674 | 702 | Stryker Australia Pty Ltd | Stryker Mini Plating System | Craniomaxillofacial reconstruction fixation plates. | 2.0-2.99mm thick, 4-7 holes | 295882 |  | November 2020 | New Listing
07 - Plastic and Reconstructive | 07.02 - CRANIOMAXILLOFACIAL IMPLANTS | 07.02.05 - Mandible, Maxilla and Temperomandibular Joint (TMJ) | 07.02.05.05 - Plate | Biomodelled | GI030 | 4095 | Geistlich Pharma Australia Pty Ltd | Yxoss CBR | Yxoss CBR is a customized 3-D printed pure titanium or titanium alloys (certified medical grade 4) scaffold for use in craniofacial surgery, to regenerate complex alveolar bone in craniofacial bone rejuvenation and augmentation (Attachments 1 & 2). | Patient specific - size matches individual patient. | 280805 |  | November 2020 | New Listing
07 - Plastic and Reconstructive | 07.02 - CRANIOMAXILLOFACIAL IMPLANTS | 07.02.07 - Orbit | 07.02.07.02 - Orbital Floor |  | VL010 | 868 | SU-POR AUSTRALIA PTY LTD | Su-Por Orbital Floor | An implantable device intended to support, contour, and provide structure for the face including the cheeks and eye socket. Made of high-density polyethylene material with an interconnecting pore structure that supports tissue ingrowth. The device is available in various size and can be cut by the surgeon to meet the patient's specific needs. | 24mm, 30mm, 34mm, 35mm, 40mm | 335454 |  | November 2020 | New Listing
07 - Plastic and Reconstructive | 07.03 - DENTAL IMPLANTS | 07.03.02 - Zygomatic Bone Implant |  |  | GZ001 | 780 | AUSTRALIAN CRANIOFACIAL IMPLANTS PTY LTD | JDZygoma Dental Implants | Titanium Dental Implants | 30mm to 52.5mm | 334160 |  | November 2020 | New Listing
07 - Plastic and Reconstructive | 07.03 - DENTAL IMPLANTS | 07.03.03 - Endosseous Implant | 07.03.03.03 - Implants and Fixtures |  | GZ002 | 351 | AUSTRALIAN CRANIOFACIAL IMPLANTS PTY LTD | JD Evolution Dental Implants | Titanium Dental Implants | 2.75mm to 6.0mm | 334160 |  | November 2020 | New Listing
07 - Plastic and Reconstructive | 07.03 - DENTAL IMPLANTS | 07.03.03 - Endosseous Implant | 07.03.03.05 - Graft Material 0.5ml-<1.0ml |  | SB021 | 293 | Straumann Pty Ltd | cerabone | Bone grafting material derived from bovine bone | Granule size 0.5 - 1.0mm; 0.5ml. Granule size 1.0 - 2.0mm; 0.5ml. | 329433 |  | November 2020 | New Listing
07 - Plastic and Reconstructive | 07.03 - DENTAL IMPLANTS | 07.03.03 - Endosseous Implant | 07.03.03.06 - Graft Material ≥1.0ml |  | SB020 | 293 | Straumann Pty Ltd | cerabone | Bone grafting material derived from bovine bone | Granule size 0.5 - 1.0ml; 2cc(ml), 5cc(ml). Granule size 1.0 - 2.0mm; 2cc(ml), 5cc(ml). | 329433 |  | November 2020 | New Listing
07 - Plastic and Reconstructive | 07.03 - DENTAL IMPLANTS | 07.03.03 - Endosseous Implant | 07.03.03.06 - Graft Material ≥1.0ml |  | SB022 | 293 | Straumann Pty Ltd | cerabone | Bone grafting material derived from bovine bone | Granule size: 0.5 - 1.0mm; 1ml. Granule size: 1.0 - 2.0mm; 1ml. | 329433 |  | November 2020 | New Listing
08 - Cardiac | 08.01 - Single Chamber ICDs | 08.01.02 - Features of 8.1.1 plus auto test sensing parameters, auto capture threshold test, lead impedance test, wireless remote analysis |  | a, d | MI385 | 29250 | Medtronic Australasia Pty Ltd | Crome™ VR ICD MRI SureScan™ | Single Chamber Implantable Cardioverter Defibrillator with PhysionCurve Design, MRI compatible, Optimised Battery Chemistry, SmartShock 2.0 Technology, Complete Capture Management, BlueSync technology, DF1 | 33.2 cm3, 79 g | 339486 |  | November 2020 | New Listing
08 - Cardiac | 08.01 - Single Chamber ICDs | 08.01.02 - Features of 8.1.1 plus auto test sensing parameters, auto capture threshold test, lead impedance test, wireless remote analysis |  | a, d | MI386 | 29250 | Medtronic Australasia Pty Ltd | Cobalt™ VR ICD MRI SureScan™ | Single Chamber Implantable Cardioverter Defibrillator with PhysionCurve Design, MRI compatible, Optimised Battery Chemistry, SmartShock 2.0 Technology, Complete Capture Management, BlueSync technology, DF1 | 33.2 cm3, 79 g | 339485 |  | November 2020 | New Listing
08 - Cardiac | 08.01 - Single Chamber ICDs | 08.01.02 - Features of 8.1.1 plus auto test sensing parameters, auto capture threshold test, lead impedance test, wireless remote analysis |  | a, d | MI394 | 29250 | Medtronic Australasia Pty Ltd | Cobalt™ XT VR ICD MRI SureScan™ | Single Chamber Implantable Cardioverter Defibrillator with PhysionCurve Design, MRI compatible, Optimised Battery Chemistry, SmartShock 2.0+ Technology, Optivol 2.0 Fluid Status Monitoring, Complete Capture Management, BlueSync technology, DF1 | 33.2 cm3, 79 g | 339484 |  | November 2020 | New Listing
08 - Cardiac | 08.01 - Single Chamber ICDs | 08.01.02 - Features of 8.1.1 plus auto test sensing parameters, auto capture threshold test, lead impedance test, wireless remote analysis |  | a, d, e | MI384 | 29750 | Medtronic Australasia Pty Ltd | Crome™ VR ICD MRI SureScan™ | Single Chamber Implantable Cardioverter Defibrillator with PhysionCurve Design, MRI compatible, Optimised Battery Chemistry, SmartShock 2.0 Technology, Complete Capture Management, BlueSync technology, DF4 | 32.8 cm3, 79 g | 339486 |  | November 2020 | New Listing
08 - Cardiac | 08.01 - Single Chamber ICDs | 08.01.02 - Features of 8.1.1 plus auto test sensing parameters, auto capture threshold test, lead impedance test, wireless remote analysis |  | a, d, e | MI388 | 29750 | Medtronic Australasia Pty Ltd | Cobalt™ VR ICD MRI SureScan™ | Single Chamber Implantable Cardioverter Defibrillator with PhysionCurve Design, MRI compatible, Optimised Battery Chemistry, SmartShock 2.0 Technology, Complete Capture Management, BlueSync technology, DF4 | 32.8 cm3, 79 g | 339485 |  | November 2020 | New Listing
08 - Cardiac | 08.01 - Single Chamber ICDs | 08.01.02 - Features of 8.1.1 plus auto test sensing parameters, auto capture threshold test, lead impedance test, wireless remote analysis |  | a, d, e | MI393 | 29750 | Medtronic Australasia Pty Ltd | Cobalt™ XT VR ICD MRI SureScan™ | Single Chamber Implantable Cardioverter Defibrillator with PhysionCurve Design, MRI compatible, Optimised Battery Chemistry, SmartShock 2.0+ Technology, Optivol 2.0 Fluid Status Monitoring, Complete Capture Management, BlueSync technology, DF4 | 32.8 cm3, 79 g | 339484 |  | November 2020 | New Listing
08 - Cardiac | 08.02 - Dual Chamber ICDs | 08.02.02 - Features of 8.2.1 plus auto test sensing parameters, auto capture threshold test, lead impedance test, wireless remote analysis |  | a,c,d | MI382 | 31389 | Medtronic Australasia Pty Ltd | Cobalt™ DR ICD MRI SureScan™ | Dual Chamber Implantable Cardioverter Defibrillator with PhysioCurve Design, MRI compatible, Optimised Battery Chemistry, SmartShock 2.0 Technology, Complete Capture Management, BlueSync technology, DF1 | 33.1 cm3, 79 g | 339482 |  | November 2020 | New Listing
08 - Cardiac | 08.02 - Dual Chamber ICDs | 08.02.02 - Features of 8.2.1 plus auto test sensing parameters, auto capture threshold test, lead impedance test, wireless remote analysis |  | a,c,d | MI383 | 31389 | Medtronic Australasia Pty Ltd | Crome™ DR ICD MRI SureScan™ | Dual Chamber Implantable Cardioverter Defibrillator with PhysioCurve Design, MRI compatible, Optimised Battery Chemistry, SmartShock 2.0 Technology, Complete Capture Management, BlueSync technology, DF1 | 33.1 cm3, 79 g | 339483 |  | November 2020 | New Listing
08 - Cardiac | 08.02 - Dual Chamber ICDs | 08.02.02 - Features of 8.2.1 plus auto test sensing parameters, auto capture threshold test, lead impedance test, wireless remote analysis |  | a,c,d | MI392 | 31389 | Medtronic Australasia Pty Ltd | Cobalt™ XT DR ICD MRI SureScan™ | Dual Chamber Implantable Cardioverter Defibrillator with PhysioCurve Design, MRI compatible, Optimised Battery Chemistry, SmartShock 2.0+ Technology, Optivol 2.0 Fluid Status Monitoring, Complete Capture Management, BlueSync technology, DF1 | 33.1 cm3, 79 g | 339481 |  | November 2020 | New Listing
08 - Cardiac | 08.02 - Dual Chamber ICDs | 08.02.02 - Features of 8.2.1 plus auto test sensing parameters, auto capture threshold test, lead impedance test, wireless remote analysis |  | a,c,d,e | MI379 | 31888 | Medtronic Australasia Pty Ltd | Cobalt™ XT DR ICD MRI SureScan™ | Dual Chamber Implantable Cardioverter Defibrillator with PhysioCurve Design, MRI compatible, Optimised Battery Chemistry, SmartShock 2.0+ Technology, Optivol 2.0 Fluid Status Monitoring, Complete Capture Management, BlueSync technology, DF4 | 33.7 cm3, 80 g | 339481 |  | November 2020 | New Listing
08 - Cardiac | 08.02 - Dual Chamber ICDs | 08.02.02 - Features of 8.2.1 plus auto test sensing parameters, auto capture threshold test, lead impedance test, wireless remote analysis |  | a,c,d,e | MI380 | 31888 | Medtronic Australasia Pty Ltd | Cobalt™ DR ICD MRI SureScan™ | Dual Chamber Implantable Cardioverter Defibrillator with PhysioCurve Design, MRI compatible, Optimised Battery Chemistry, SmartShock 2.0 Technology, Complete Capture Management, BlueSync technology, DF4 | 33.7 cm3, 80 g | 339482 |  | November 2020 | New Listing
08 - Cardiac | 08.02 - Dual Chamber ICDs | 08.02.02 - Features of 8.2.1 plus auto test sensing parameters, auto capture threshold test, lead impedance test, wireless remote analysis |  | a,c,d,e | MI381 | 31888 | Medtronic Australasia Pty Ltd | Crome™ DR ICD MRI SureScan™ | Dual Chamber Implantable Cardioverter Defibrillator with PhysioCurve Design, MRI compatible, Optimised Battery Chemistry, SmartShock 2.0 Technology, Complete Capture Management, BlueSync technology, DF4 | 33.7 cm3, 80 g | 339483 |  | November 2020 | New Listing
08 - Cardiac | 08.03 - ICDs with CRT | 08.03.02 - Features of 8.3.1 plus auto test sensing parameters, auto capture threshold test, lead impedance test, wireless remote analysis |  | a,c,d | MI372 | 34632 | Medtronic Australasia Pty Ltd | Cobalt™ XT HF Quad CRT-D MRI SureScan™ | Implantable Cardioverter Defibrillator with Cardiac Resynchronisation therapy, MRI compatible, SmartShock 2.0+ Technology, OptiVol 2.0 Fluid Status Monitoring, CardioSync Optimisation Test, VectorExpress LV Automated Test, Complete Capture Management, BlueSync technology, DF1 | 36.3 cm3, 83 g | 341549 |  | November 2020 | New Listing
08 - Cardiac | 08.03 - ICDs with CRT | 08.03.02 - Features of 8.3.1 plus auto test sensing parameters, auto capture threshold test, lead impedance test, wireless remote analysis |  | a,c,d | MI376 | 34632 | Medtronic Australasia Pty Ltd | Cobalt™ HF Quad CRT-D MRI SureScan™ | Implantable Cardioverter Defibrillator with Cardiac Resynchronisation therapy, MRI compatible, SmartShock 2.0 Technology, OptiVol 2.0 Fluid Status Monitoring, CardioSync Optimisation Test, VectorExpress LV Automated Test, Complete Capture Management, BlueSync technology, DF1 | 36.3 cm3, 83 g | 341550 |  | November 2020 | New Listing
08 - Cardiac | 08.03 - ICDs with CRT | 08.03.02 - Features of 8.3.1 plus auto test sensing parameters, auto capture threshold test, lead impedance test, wireless remote analysis |  | a,c,d | MI377 | 34632 | Medtronic Australasia Pty Ltd | Cobalt™ HF CRT-D MRI SureScan™ | Implantable Cardioverter Defibrillator with Cardiac Resynchronisation therapy, MRI compatible, SmartShock 2.0 Technology, OptiVol 2.0 Fluid Status Monitoring, CardioSync Optimisation Test, Complete Capture Management, BlueSync technology, DF1 | 35 cm3, 83 g | 341551 |  | November 2020 | New Listing
08 - Cardiac | 08.03 - ICDs with CRT | 08.03.02 - Features of 8.3.1 plus auto test sensing parameters, auto capture threshold test, lead impedance test, wireless remote analysis |  | a,c,d | MI378 | 34632 | Medtronic Australasia Pty Ltd | Crome™ HF CRT-D MRI SureScan™ | Implantable Cardioverter Defibrillator with Cardiac Resynchronisation therapy, MRI compatible, SmartShock 2.0 Technology, OptiVol 2.0 Fluid Status Monitoring, CardioSync Optimisation Test, Complete Capture Management, BlueSync technology, DF1 | 35 cm3, 83 g | 341552 |  | November 2020 | New Listing
08 - Cardiac | 08.03 - ICDs with CRT | 08.03.02 - Features of 8.3.1 plus auto test sensing parameters, auto capture threshold test, lead impedance test, wireless remote analysis |  | a,c,d | MI390 | 34632 | Medtronic Australasia Pty Ltd | Cobalt™ XT HF CRT-D MRI SureScan™ | Implantable Cardioverter Defibrillator with Cardiac Resynchronisation therapy, MRI compatible, SmartShock 2.0+ Technology, OptiVol 2.0 Fluid Status Monitoring, CardioSync Optimisation Test, Complete Capture Management, BlueSync technology, DF1 | 35 cm3, 83 g | 341548 |  | November 2020 | New Listing
08 - Cardiac | 08.03 - ICDs with CRT | 08.03.02 - Features of 8.3.1 plus auto test sensing parameters, auto capture threshold test, lead impedance test, wireless remote analysis |  | a,c,d | MI391 | 34632 | Medtronic Australasia Pty Ltd | Crome™ HF Quad CRT-D MRI SureScan™ | Implantable Cardioverter Defibrillator with Cardiac Resynchronisation therapy, MRI compatible, SmartShock 2.0 Technology, OptiVol 2.0 Fluid Status Monitoring, CardioSync Optimisation Test, VectorExpress LV Automated Test, Complete Capture Management, BlueSync technology, DF1 | 36.3 cm3, 83 g | 341547 |  | November 2020 | New Listing
08 - Cardiac | 08.03 - ICDs with CRT | 08.03.02 - Features of 8.3.1 plus auto test sensing parameters, auto capture threshold test, lead impedance test, wireless remote analysis |  | a,c,d,e | MI370 | 35132 | Medtronic Australasia Pty Ltd | Cobalt™ XT HF Quad CRT-D MRI SureScan™ | Implantable Cardioverter Defibrillator with Cardiac Resynchronisation therapy with PhysioCurve Design, MRI compatible, SmartShock 2.0+ Technology, OptiVol 2.0 Fluid Status Monitoring, CardioSync Optimisation Test, VectorExpress LV Automated Test, Complete Capture Management, BlueSync technology, Quad DF4 | 35.5 cm3, 83 g | 341549 |  | November 2020 | New Listing
08 - Cardiac | 08.03 - ICDs with CRT | 08.03.02 - Features of 8.3.1 plus auto test sensing parameters, auto capture threshold test, lead impedance test, wireless remote analysis |  | a,c,d,e | MI371 | 35132 | Medtronic Australasia Pty Ltd | Cobalt™ XT HF CRT-D MRI SureScan™ | Implantable Cardioverter Defibrillator with Cardiac Resynchronisation therapy with PhysioCurve Design, MRI compatible, SmartShock 2.0+ Technology, OptiVol 2.0 Fluid Status Monitoring, CardioSync Optimisation Test, Complete Capture Management, BlueSync technology, DF4 | 35 cm3, 83 g | 341548 |  | November 2020 | New Listing
08 - Cardiac | 08.03 - ICDs with CRT | 08.03.02 - Features of 8.3.1 plus auto test sensing parameters, auto capture threshold test, lead impedance test, wireless remote analysis |  | a,c,d,e | MI373 | 35132 | Medtronic Australasia Pty Ltd | Cobalt™ HF CRT-D MRI SureScan™ | Implantable Cardioverter Defibrillator with Cardiac Resynchronisation therapy with PhysioCurve Design, MRI compatible, SmartShock 2.0 Technology, OptiVol 2.0 Fluid Status Monitoring, CardioSync Optimisation Test, Complete Capture Management, BlueSync technology, DF4 | 35 cm3, 83 g | 341551 |  | November 2020 | New Listing
08 - Cardiac | 08.03 - ICDs with CRT | 08.03.02 - Features of 8.3.1 plus auto test sensing parameters, auto capture threshold test, lead impedance test, wireless remote analysis |  | a,c,d,e | MI374 | 35132 | Medtronic Australasia Pty Ltd | Crome™ HF Quad CRT-D MRI SureScan™ | Implantable Cardioverter Defibrillator with Cardiac Resynchronisation therapy with PhysioCurve Design, MRI compatible, SmartShock 2.0 Technology, OptiVol 2.0 Fluid Status Monitoring, CardioSync Optimisation Test, VectorExpress LV Automated Test, Complete Capture Management, BlueSync technology, Quad DF4 | 35.5 cm3, 83 g | 341547 |  | November 2020 | New Listing
08 - Cardiac | 08.03 - ICDs with CRT | 08.03.02 - Features of 8.3.1 plus auto test sensing parameters, auto capture threshold test, lead impedance test, wireless remote analysis |  | a,c,d,e | MI375 | 35132 | Medtronic Australasia Pty Ltd | Crome™ HF CRT-D MRI SureScan™ | Implantable Cardioverter Defibrillator with Cardiac Resynchronisation therapy with PhysioCurve Design, MRI compatible, SmartShock 2.0 Technology, OptiVol 2.0 Fluid Status Monitoring, CardioSync Optimisation Test, Complete Capture Management, BlueSync technology, DF4 | 35 cm3, 83 g | 341552 |  | November 2020 | New Listing
08 - Cardiac | 08.03 - ICDs with CRT | 08.03.02 - Features of 8.3.1 plus auto test sensing parameters, auto capture threshold test, lead impedance test, wireless remote analysis |  | a,c,d,e | MI389 | 35132 | Medtronic Australasia Pty Ltd | Cobalt™ HF Quad CRT-D MRI SureScan™ | Implantable Cardioverter Defibrillator with Cardiac Resynchronisation therapy with PhysioCurve Design, MRI compatible, SmartShock 2.0 Technology, OptiVol 2.0 Fluid Status Monitoring, CardioSync Optimisation Test, VectorExpress LV Automated Test, Complete Capture Management, BlueSync technology, Quad DF4 | 35.5 cm3, 83 g | 341550 |  | November 2020 | New Listing
08 - Cardiac | 08.03 - ICDs with CRT | 08.03.02 - Features of 8.3.1 plus auto test sensing parameters, auto capture threshold test, lead impedance test, wireless remote analysis |  | a,d,e Remote Monitoring Service | SJ424 | 36582 | ABBOTT MEDICAL AUSTRALIA PTY LTD. | Gallant HF CRT-D Model CDHFA500Q | Cardiac Resynchronisation Therapy Defibrillator | 34cc, 76g | 341252 | The benefit includes a component for remote monitoring services provided via a remote monitoring system or a smart device application. A separate benefit cannot be claimed in respect of a remote monitoring system listed on Part C of the Schedule. | November 2020 | New Listing
08 - Cardiac | 08.03 - ICDs with CRT | 08.03.02 - Features of 8.3.1 plus auto test sensing parameters, auto capture threshold test, lead impedance test, wireless remote analysis |  | a,d,e Remote Monitoring Service | SJ425 | 36582 | ABBOTT MEDICAL AUSTRALIA PTY LTD. | Neutrino NxT HF CRT-D Model CDHFA600Q | Cardiac Resynchronisation Therapy Defibrillator | 34cc, 76g | 341253 | The benefit includes a component for remote monitoring services provided via a remote monitoring system or a smart device application. A separate benefit cannot be claimed in respect of a remote monitoring system listed on Part C of the Schedule. | November 2020 | New Listing
08 - Cardiac | 08.03 - ICDs with CRT | 08.03.02 - Features of 8.3.1 plus auto test sensing parameters, auto capture threshold test, lead impedance test, wireless remote analysis |  | a,d,e Remote Monitoring Service | SJ426 | 36582 | ABBOTT MEDICAL AUSTRALIA PTY LTD. | Entrant HF CRT-D Model CDHFA300Q | Cardiac Resynchronisation Therapy Defibrillator | 34cc, 76g | 341254 | The benefit includes a component for remote monitoring services provided via a remote monitoring system or a smart device application. A separate benefit cannot be claimed in respect of a remote monitoring system listed on Part C of the Schedule. | November 2020 | New Listing
08 - Cardiac | 08.07 - ICD Leads | 08.07.05 - Transvenous/Steroid/Passive |  | e | MI369 | 5994 | Medtronic Australasia Pty Ltd | Medtronic Sprint Quattro 6946M Lead | Passive fixation, tined, steroid eluting, quadripolar, dual coil defibrillation leads with silicone backfill and DF-4 connector, including MRI compatible models | 55-62 cm | 341671 |  | November 2020 | New Listing
09 - Cardiothoracic | 09.04 - Atrio-Ventricular Rings and Bands | 09.04.05 - Atrio-Ventricular Ring or Band, Modified |  |  | SA189 | 2280 | Livanova Australia Pty Limited | Memo 4D Mitral/tricuspid annuloplasty ring | Memo 4D Mitral/tricuspid annuloplasty ring device is intended for correction of mitral insufficiencies or steno-insufficiencies. The use of the Memo 4D device is indicated for correction of congenital or acquired mitral insufficiencies with dilatation and deformation of the mitral annulus. | Sizes 24,26,28,30, 32,34, 36, 38, 40, 42 mm | 332851 |  | November 2020 | New Listing
09 - Cardiothoracic | 09.09 - Grafts (Proximal Aorta) | 09.09.01 - Modified Tube (end modified eg valsalva) |  |  | MQ041 | 3154 | Maquet Australia Pty Ltd | Cardioroot | Woven polyester vascular prosthesis, gelatin sealed | Diameter 24mm - 34mm Length 15cm | 343016 |  | November 2020 | New Listing
10 - Vascular | 10.01 - Vascular Stents | 10.01.01 - Bare Metal Stents | 10.01.01.05 - Catheter with 4 or 6 stents |  | ER542 | 1625 | Emergo Asia Pacific Pty Ltd | Tack Endovascular System | The Tack Endovascular System is a dissection repair device that is purpose-built to provide precision treatment of peripheral arterial dissections following balloon angioplasty. | Diameter: 5.7-9.8mm (unconstrained); Diameter treatment range: 1.5-8.0 mm; Length: ~6-8mm |  |  | November 2020 | New Listing
10 - Vascular | 10.08 - Occlusion Devices | 10.08.01 - Particle |  |  | BS374 | 166 | Boston Scientific Australia Pty Ltd | Bead Block | Polyvinyl Alcohol hydrogel microspheres in pre-loaded syringe | 2ml- (100 - 300, 300 - 500, 500 - 700, 700 - 900, 900 - 1200 microns | 271535 |  | November 2020 | Transferred from DE294
10 - Vascular | 10.09 - Long Term Vascular Access Devices | 10.09.02 - Percutaneous Catheters, Multiple Lumen |  | pi (power injection) | BA298 | 183 | Bard Australia Pty Ltd | PowerPICC SOLO²™ HF 5 French Triple Lumen Basic | A peripherally inserted central catheter made from specially formulated and processed medical grade materials. Each PowerPICC SOLO²™ catheter has a kink resistant, reverse tapered design. PowerPICC SOLO²™ is packaged in a tray with accessories for reliable long (greater than 30 days) or short (less than 30 days) term vascular access. The PowerPICC SOLO²™ catheter valve controls the flow of fluids to provide clamp-free infusion therapy. Positive pressure into the catheter (gravity, pump, syringe) will open the valve, allowing fluid infusion. When negative pressure (aspiration) is applied, the valve opens allowing for the withdrawal of blood into a syringe. | 5 French Triple Lumen | 325434 |  | November 2020 | New Listing
10 - Vascular | 10.09 - Long Term Vascular Access Devices | 10.09.02 - Percutaneous Catheters, Multiple Lumen |  | pi (power injection) | BA299 | 183 | Bard Australia Pty Ltd | PowerPICC SOLO²™ HF 5 French Triple Lumen 3CG | PowerPICC SOLO²™ HF 5-Fr Triple Lumen 3CG comes with a Sherlock 3CG stylet which is made of specifically formulated materials designed to aid in the placement of peripherally inserted central catheters. The stylet material provides internal reinforcement to aid in catheter placement. The Sherlock 3CG stylet may be used with the Sherlock 3CG Tip Confirmation System (TCS) to provide catheter tip placement information during the procedure. The Sherlock 3CG stylet, Sherlock 3CG TCS system, and the Site~Rite 8 Ultrasound System, include a comprehensive, integrated set of PICC placement tools such as vein location, lumen size visualisation, needle guided vein access, catheter tip orientation, catheter tip depth, catheter tip placement using ECG, and ECG placement documentation. In most instances, this removes the need for confirming PICC tip placement through radiological methods. | 5 French Triple Lumen | 325434 |  | November 2020 | New Listing
10 - Vascular | 10.09 - Long Term Vascular Access Devices | 10.09.02 - Percutaneous Catheters, Multiple Lumen |  | pi (power injection) | BA300 | 183 | Bard Australia Pty Ltd | PowerPICC SOLO²™ HF 5 French Triple Lumen Radiology | A peripherally inserted central catheter made from specially formulated and processed medical grade materials. Each PowerPICC SOLO²™ catheter has a kink resistant, reverse tapered design. PowerPICC SOLO²™ is packaged in a tray with accessories for reliable long (greater than 30 days) or short (less than 30 days) term vascular access. The PowerPICC SOLO²™ catheter valve controls the flow of fluids to provide clamp-free infusion therapy. Positive pressure into the catheter (gravity, pump, syringe) will open the valve, allowing fluid infusion. When negative pressure (aspiration) is applied, the valve opens allowing for the withdrawal of blood into a syringe. | 5 French Triple Lumen with 70cm Nitinol Guidewire 5 French Triple Lumen with 135cm Nitinol Guidewire | 325434 |  | November 2020 | New Listing
11 - Hip | 11.03 - ACETABULAR COMPONENTS | 11.03.08 - Acetabular Reconstruction Devices | 11.03.08.02 - Cage |  | MN272 | 1197 | Johnson & Johnson Medical Pty Ltd | BI-MENTUM Dual Mobility | Acetabular Reinforcement Plate | Left and Right. Internal plate diameter from 50 to 60 mm. | 330120 |  | November 2020 | New Listing
11 - Hip | 11.04 - ACCESSORIES | 11.04.01 - Augment |  | Bone Reconstruction | SL163 | 2769 | Smith & Nephew Pty Ltd | REDAPT Acetabular Augment | Titanium Alloy Acetabular Augment | 50 to 74mm | 292977 |  | November 2020 | New Listing
11 - Hip | 11.04 - ACCESSORIES | 11.04.20 - Spacer- Unique |  |  | LC203 | 1309 | Lima Orthopaedics Australia Pty Ltd | SpaceFlex Hip | Modular Hip Spacer Mold | 10mm 13mm 15mm | 329464 |  | November 2020 | New Listing
12 - Knee | 12.01 - FEMORAL COMPONENT: TOTAL KNEE ARTHROPLASTY | 12.01.04 - Uncemented, Alloy | 12.01.04.01 - Minimally Stabilised |  | MN273 | 3226 | Johnson & Johnson Medical Pty Ltd | Attune Knee System | Cruciate Retaining Cementless Component | Sizes 1-10 including narrow | 290326 |  | November 2020 | New Listing
12 - Knee | 12.03 - TIBIAL TRAY COMPONENT - TOTAL KNEE ARTHROPLASTY | 12.03.04 - Cemented, Alloy, for Mobile Insert |  | Revision, Hinged | MN270 | 3838 | Johnson & Johnson Medical Pty Ltd | Attune Knee System | Revision mobile bearing tibial tray, also usable with specific hinged insert | 2-10 | 298539 |  | November 2020 | New Listing
12 - Knee | 12.03 - TIBIAL TRAY COMPONENT - TOTAL KNEE ARTHROPLASTY | 12.03.07 - Uncemented, Alloy, for Mobile Insert |  |  | MN274 | 2573 | Johnson & Johnson Medical Pty Ltd | Attune Knee System | Rotating Platform Cementless Components | Size 1-10 | 290324 |  | November 2020 | New Listing
12 - Knee | 12.04 - TIBIAL TRAY COMPONENT: UNI-COMPARTMENTAL KNEE ARTHROPLASTY | 12.04.04 - Cemented, Alloy, for Mobile Insert |  |  | ZA083 | 1527 | Zimmer Biomet Pty Ltd | Oxford Meniscal Knee System Uni Tibial Baseplate | tibial baseplate | AA-F | 205937 206061 206976 |  | November 2020 | New Listing
12 - Knee | 12.11 - KNEE ACCESSORIES | 12.11.11 - Stem Extenders, Sleeves and other couplings |  | Metaphyseal | MU175 | 2356 | Medacta Australia Pty Ltd | 3DMetal Diaphyseal Femoral Cones | Femoral cone | Small, Medium, Large, Extra Large | 254755 |  | November 2020 | New Listing
13 - Spinal | 13.01 - Bone Screws | 13.01.01 - Pedicle, Monoaxial |  | Cannulated | DR036 | 889 | MEDIVANCE PTY LTD | Z-Medical Pedicle Screw System - Pedicle Screws, Monoaxial | Z-Medical Pedicle Screw System - Pedicle Screws, Monoaxial, Cannulated | Dia (5-8)mm x Length (35-55)mm | 343676 |  | November 2020 | New Listing
13 - Spinal | 13.01 - Bone Screws | 13.01.01 - Pedicle, Monoaxial |  | Cannulated | KH081 | 889 | KH NXGEN (AUS) Pty Limited | ZINA MIS Monoaxial Screw | ZINA MIS Spine System - Cannulated Monoaxial Screw | Diameter x Length ( mm ) 4.5×30 4.5×35 4.5×40 4.5×45 4.5×50 4.5×55 4.5×60 4.5×65 5.0×30 5.0×35 5.0×40 5.0×45 5.0×50 5.0×55 5.0×60 5.0×65 5.5×30 5.5×35 5.5×40 5.5×45 5.5×50 5.5×55 5.5×60 5.5×65 6.0×30 6.0×35 6.0×40 6.0×45 6.0×50 6.0×55 6.0×60 6.0×65 6.5×30 6.5×35 6.5×40 6.5×45 6.5×50 6.5×55 6.5×60 6.5×65 7.0×30 7.0×35 7.0×40 7.0×45 7.0×50 7.0×55 7.0×60 7.0×65 7.5×30 7.5×35 7.5×40 7.5×45 7.5×50 7.5×55 7.5×60 7.5×65 | 312520 |  | November 2020 | New Listing
13 - Spinal | 13.01 - Bone Screws | 13.01.01 - Pedicle, Monoaxial |  |  | LM448 | 861 | LMT Surgical Pty Ltd | Excella Uniplanar Pedicle Screw | Excella Pedicle Screw System Uniplanar Pedicle Screw | 4.0 to 6.5mm diameter 25 to 55 long | 295225 |  | November 2020 | Transferred from NK064
13 - Spinal | 13.01 - Bone Screws | 13.01.02 - Pedicle, Polyaxial |  | Cannulated | BF026 | 1288 | Matrix Medical Innovations | Pedicle Screw | Cannulated Screw, Carbon Fiber Reinforced Polymer | (6.5-7.5)mm x (35-55) mm length | 288089 | To be reimbursed only when used in patients with spinal tumours | November 2020 | Transferred from LH591
13 - Spinal | 13.01 - Bone Screws | 13.01.02 - Pedicle, Polyaxial |  | Cannulated | DR034 | 1288 | MEDIVANCE PTY LTD | Z-Medical Pedicle Screw System - Pedicle Screws, Cannulated | Z-Medical Pedicle Screw - Cannulated (polyaxial and uniplanar) | Dia. (5-8)mm x Length (35-55)mm | 343676 |  | November 2020 | New Listing
13 - Spinal | 13.01 - Bone Screws | 13.01.02 - Pedicle, Polyaxial |  | Cannulated | DU057 | 1288 | SPINEART AUSTRALIA PTY. LTD. | Perla TL Posterior thoraco-lumbar fixation system - cannulated polyaxial screw | Cannulated polyaxial screws, cannulated sagittal screws: cannulated /cannulated & fenestrated | Diameter: 4.5-10.5mm | 198720 |  | November 2020 | New Listing
13 - Spinal | 13.01 - Bone Screws | 13.01.02 - Pedicle, Polyaxial |  | Cannulated | KH080 | 1288 | KH NXGEN (AUS) Pty Limited | ZINA MIS Polyaxial Screw | ZINA MIS Spine System - Cannulated Polyaxial Screw | Diameter x Length ( mm ) 4.5×25 4.5×30 4.5×35 4.5×40 4.5×45 4.5×50 4.5×55 4.5×60 4.5×65 5.0×30 5.0×35 5.0×40 5.0×45 5.0×50 5.0×55 5.0×60 5.0×65 5.5×30 5.5×35 5.5×40 5.5×45 5.5×50 5.5×55 5.5×60 5.5×65 6.0×30 6.0×35 6.0×40 6.0×45 6.0×50 6.0×55 6.0×60 6.0×65 6.5×30 6.5×35 6.5×40 6.5×45 6.5×50 6.5×55 6.5×60 6.5×65 7.0×30 7.0×35 7.0×40 7.0×45 7.0×50 7.0×55 7.0×60 7.0×65 7.5×30 7.5×35 7.5×40 7.5×45 7.5×50 7.5×55 7.5×60 7.5×65 8.0×30 8.0×35 8.0×40 8.0×45 8.0×50 8.0×55 8.0×60 8.0×65 8.5×30 8.5×35 8.5×40 8.5×45 8.5×50 8.5×55 8.5×60 8.5×65 | 312520 |  | November 2020 | New Listing
13 - Spinal | 13.01 - Bone Screws | 13.01.02 - Pedicle, Polyaxial |  | Cannulated | LB199 | 1288 | Globus Medical Australia | CREO S2AI Preferred Angle | Cannulated CoCr polyaxial screw | Diameter 6.0 -10.5mm Length 60-120mm | 190039 |  | November 2020 | New Listing
13 - Spinal | 13.01 - Bone Screws | 13.01.02 - Pedicle, Polyaxial |  | Cannulated | LM436 | 1288 | LMT Surgical Pty Ltd | Amendia Savannah-T Pedicle Screw System-Polyaxial Pedicle Screw-Cannulated | Pedicle Screw System-Polyaxial Pedicle Screw-Cannulated, Low, Mid, High Top standard and Grip Quick Threads | dia (5.5-7.5 mm) x length (30-65 mm) | 281992 |  | November 2020 | Transferred from NK116
13 - Spinal | 13.01 - Bone Screws | 13.01.02 - Pedicle, Polyaxial |  | Cannulated | LM444 | 1288 | LMT Surgical Pty Ltd | Excella Cannulated Pedicle Screw | Cannulated Pedicle Screw | 4.75 to 8.5mm diameter 25 to 60 mm length | 295225 |  | November 2020 | Transferred from NK059
13 - Spinal | 13.01 - Bone Screws | 13.01.02 - Pedicle, Polyaxial |  | Cannulated | MI395 | 1288 | Medtronic Australasia Pty Ltd | CD HORIZON Voyager Fenestrated Screws | Fenestrated multi-axial screw | Diameter:4.5mm-10.5mm, Length: 30mm-80mm | 187126 |  | November 2020 | New Listing
13 - Spinal | 13.01 - Bone Screws | 13.01.02 - Pedicle, Polyaxial |  | Shank | DU058 | 616 | SPINEART AUSTRALIA PTY. LTD. | Perla TL Posterior thoraco-lumbar fixation system - cannulated polyaxial screw-shank | Modular cannulated polyaxial bone screw shanks, modular cannulated fenestrated polyaxial bone screw shanks | Diameter: 4.5 - 8.5mm Length: 25 - 60mm | 198720 |  | November 2020 | New Listing
13 - Spinal | 13.01 - Bone Screws | 13.01.02 - Pedicle, Polyaxial |  | Shank | ER544 | 616 | Emergo Asia Pacific Pty Ltd | Biedermann Motech MOSS Spinal Fixation System-Ti Pedicle Screw | Polyaxial Screw shank-solid and cannulated/fenestrated | Ø4.3mm - Ø10.0 mm diameter, 20-120mm length | 337238 |  | November 2020 | New Listing
13 - Spinal | 13.01 - Bone Screws | 13.01.02 - Pedicle, Polyaxial |  | Shank | LH708 | 616 | Lifehealthcare Pty Ltd | Athena Polyaxial screw shank | Polyaxial screw shank intended for pedicle or cortical bone trajectory screw insertion. The shanks have a quad to dual lead thread for increased cortical bone purchase. The screw shanks are also fenestrated to enable screw augmentation with bone cement | 4.5mm -8.5mm diameter 40mm to 100mm screw lengths | 337150 |  | November 2020 | New Listing
13 - Spinal | 13.01 - Bone Screws | 13.01.02 - Pedicle, Polyaxial |  |  | BF025 | 1232 | Matrix Medical Innovations | Pedicle Screw | Polyaxial Screw | (5.5 - 7.5)mm x (35-55) mm | 288089 | To be reimbursed only when used in patients with spinal tumours | November 2020 | Transferred from LH590
13 - Spinal | 13.01 - Bone Screws | 13.01.02 - Pedicle, Polyaxial |  |  | EV042 | 1232 | Evolution Surgical | BA Posterior Screw | Polyaxial Screw | Ø3.5, Ø4.0, Ø4.5 8mm to 50mm in length. | 329318 |  | November 2020 | Duplicated from SF177
13 - Spinal | 13.01 - Bone Screws | 13.01.02 - Pedicle, Polyaxial |  |  | HC033 | 1232 | Health Care Surgical Pty Ltd | SAXXO SCREW | POLYAXIAL SCREW | W:4.5-8mm L:30-55mm | 331780 |  | November 2020 | New Listing
13 - Spinal | 13.01 - Bone Screws | 13.01.02 - Pedicle, Polyaxial |  |  | LM401 | 1232 | LMT Surgical Pty Ltd | Fortex Pedicle Screw system - Pedicle Screw | Polyaxial pedicle screw | 4.75, 5.5, 6.5, 7.5, 8.25mm diameter. 30, 35, 40, 45, 50, 55mm lengths | 160750 170220 159605 |  | November 2020 | Transferred from NK006
13 - Spinal | 13.01 - Bone Screws | 13.01.02 - Pedicle, Polyaxial |  |  | LM413 | 1232 | LMT Surgical Pty Ltd | Certex Spinal Implant System Screw | Screws | Diameter 3.5mm - 4.5mm Length 10mm – 42mm | 160750 |  | November 2020 | Transferred from NK034
13 - Spinal | 13.01 - Bone Screws | 13.01.02 - Pedicle, Polyaxial |  |  | LM441 | 1232 | LMT Surgical Pty Ltd | Excella Polyaxial Pedicle Screw | Polyaxial Pedicle Screw | 5.5 to 7.5 mm diameter 35 to 60 mm length | 295225 |  | November 2020 | Transferred from NK056
13 - Spinal | 13.01 - Bone Screws | 13.01.02 - Pedicle, Polyaxial |  |  | LM460 | 1232 | LMT Surgical Pty Ltd | X90 Pedicle Screw | Capless, Polyaxial pedicle screw | Diameter 4.75 - 8.25mm Length 30 -55mm | 159605 |  | November 2020 | Transferred from NK016
13 - Spinal | 13.01 - Bone Screws | 13.01.03 - Standard |  | Cannulated | LM462 | 194 | LMT Surgical Pty Ltd | Fixcet Spinal Facet Screw | Spinal facet screw | 25mm - 45mm | 160750 |  | November 2020 | Transferred from NK021
13 - Spinal | 13.01 - Bone Screws | 13.01.03 - Standard |  | Dual Thread | LM423 | 445 | LMT Surgical Pty Ltd | Silex Bone Screw | Dual-Thread Sacroiliac Locking Screw | 7mm x 30-70mm | 228758 |  | November 2020 | Transferred from NK046
13 - Spinal | 13.01 - Bone Screws | 13.01.03 - Standard |  | Dual Thread | LM461 | 445 | LMT Surgical Pty Ltd | Fixcet Spinal Facet Screw | Spinal facet screw | 30mm - 45mm | 160750 |  | November 2020 | Transferred from NK017
13 - Spinal | 13.01 - Bone Screws | 13.01.03 - Standard |  |  | DU055 | 186 | SPINEART AUSTRALIA PTY. LTD. | Perla Posterior Occipito-Cervico-Thoracic fixation system - occipital screw | Occipital screw | Diameter: 4.5, 5 mm. Length: 6 - 16 mm. | 198720 |  | November 2020 | New Listing
13 - Spinal | 13.01 - Bone Screws | 13.01.03 - Standard |  |  | ER548 | 186 | Emergo Asia Pacific Pty Ltd | Biedermann Motech MOSS Spinal Fixation System-Ti hook bone screw | Bone screw for hook | 10.5mm - 13.5mm | 337238 |  | November 2020 | New Listing
13 - Spinal | 13.01 - Bone Screws | 13.01.03 - Standard |  |  | EY032 | 186 | E4 SURGICAL PTY LTD | Osimplant Bone Screw | Bone Screws | Lengths: 12 - 20 mm | 287906 |  | November 2020 | New Listing
13 - Spinal | 13.01 - Bone Screws | 13.01.03 - Standard |  |  | LH709 | 186 | Lifehealthcare Pty Ltd | Integrated Anterior Lumbar Spine Truss System Screw | Fixation Screw | 23-31mm lengths | 252733 |  | November 2020 | New Listing
13 - Spinal | 13.01 - Bone Screws | 13.01.03 - Standard |  |  | LM402 | 186 | LMT Surgical Pty Ltd | Spider Cervical Plating System - Spider Screw | Titanium, Self Tapping and Self Drilling | 4.0 - 4.25mm, lengths 12-16mm | 170220 160750 159605 |  | November 2020 | Transferred from NK007
13 - Spinal | 13.01 - Bone Screws | 13.01.03 - Standard |  |  | LM412 | 186 | LMT Surgical Pty Ltd | IRIX - C Screws | Bone screws | Diameter 3.5mm and 3.7mm; Length 12-21mm | 160750 |  | November 2020 | Transferred from NK031
13 - Spinal | 13.01 - Bone Screws | 13.01.03 - Standard |  |  | LM421 | 186 | LMT Surgical Pty Ltd | IRIX-A Screw | Bone Screw | Diameter 5.5 and 6.0mm, Length 25-40mm | 238872 |  | November 2020 | Transferred from NK044
13 - Spinal | 13.01 - Bone Screws | 13.01.03 - Standard |  |  | LM427 | 186 | LMT Surgical Pty Ltd | Occipital Screws | Occipital Screws | Multiple sizes to suit patient anatomy | 159605 |  | November 2020 | Transferred from NK103
13 - Spinal | 13.01 - Bone Screws | 13.01.03 - Standard |  |  | LM465 | 186 | LMT Surgical Pty Ltd | Cervical Screw | Cervical Screw | 14-18mm | 232017 |  | November 2020 | Transferred from NK042
13 - Spinal | 13.01 - Bone Screws | 13.01.03 - Standard |  |  | MU176 | 186 | Medacta Australia Pty Ltd | Mecta-C Stand Alone Screws | Anterior cervical bone screws | Diameter: 3.8 mm and 4.2 mm Length: from 12 mm to 20 mm | 222456 |  | November 2020 | New Listing
13 - Spinal | 13.01 - Bone Screws | 13.01.03 - Standard |  |  | NV166 | 186 | Nuvasive Australia and NZ Pty Ltd | 3DP Interfixated ALIF Bolt | Bone Screw | 5.0 - 6.0mm X 15-25mm | 132498 |  | November 2020 | New Listing
13 - Spinal | 13.02 - Accessories for bone screws and connector components | 13.02.01 - Nut/Set Screw/Locking Screw |  |  | BF027 | 158 | Matrix Medical Innovations | Locking Element | Locking Element for Screws and Connectors | std or 45 degree | 288089 | To be reimbursed only when used in patients with spinal tumours | November 2020 | Transferred from LH592
13 - Spinal | 13.02 - Accessories for bone screws and connector components | 13.02.01 - Nut/Set Screw/Locking Screw |  |  | DR035 | 158 | MEDIVANCE PTY LTD | Z-Medicle Pedicle Screw System - Locking Screw | Z-Medicle Pedicle Screw System - Locking Screw | One Size | 343676 |  | November 2020 | New Listing
13 - Spinal | 13.02 - Accessories for bone screws and connector components | 13.02.01 - Nut/Set Screw/Locking Screw |  |  | ER552 | 158 | Emergo Asia Pacific Pty Ltd | Biedermann Motech MOSS Spinal Fixation System-Ti Lock Screw | Lock Screw | Various sizes | 337238 |  | November 2020 | New Listing
13 - Spinal | 13.02 - Accessories for bone screws and connector components | 13.02.01 - Nut/Set Screw/Locking Screw |  |  | EV040 | 158 | Evolution Surgical | BA Posterior Set Screw | BA Posterior Set Screw | Various | 329318 |  | November 2020 | Duplicated from SF172
13 - Spinal | 13.02 - Accessories for bone screws and connector components | 13.02.01 - Nut/Set Screw/Locking Screw |  |  | HC032 | 158 | Health Care Surgical Pty Ltd | SAXXO NUT | NUT | NUT 9.1 ,NUT 9.8 | 331780 |  | November 2020 | New Listing
13 - Spinal | 13.02 - Accessories for bone screws and connector components | 13.02.01 - Nut/Set Screw/Locking Screw |  |  | LH711 | 158 | Lifehealthcare Pty Ltd | Athena Nut | Buttress Locking Cap for poly axial tulip | Standard - one size only | 337150 |  | November 2020 | New Listing
13 - Spinal | 13.02 - Accessories for bone screws and connector components | 13.02.01 - Nut/Set Screw/Locking Screw |  |  | LM405 | 158 | LMT Surgical Pty Ltd | Fortex Pedicle Screw Set Screw | Pedicle Screw Set | 3.1mm height | 160750 170220 159605 |  | November 2020 | Transferred from NK010
13 - Spinal | 13.02 - Accessories for bone screws and connector components | 13.02.01 - Nut/Set Screw/Locking Screw |  |  | LM414 | 158 | LMT Surgical Pty Ltd | Certex Spinal Implant System Cap | Cap | One Size Only | 160750 |  | November 2020 | Transferred from NK035
13 - Spinal | 13.02 - Accessories for bone screws and connector components | 13.02.01 - Nut/Set Screw/Locking Screw |  |  | LM438 | 158 | LMT Surgical Pty Ltd | Amendia Savannah T Pedicle Screw System-Set Screws | Pedicle Screw System-Set Screws | one size | 281992 |  | November 2020 | Transferred from NK119
13 - Spinal | 13.02 - Accessories for bone screws and connector components | 13.02.01 - Nut/Set Screw/Locking Screw |  |  | LM442 | 158 | LMT Surgical Pty Ltd | Excella System Locking Cap | Excella Pedicle Screw System Locking Cap | one size | 295225 |  | November 2020 | Transferred from NK057
13 - Spinal | 13.02 - Accessories for bone screws and connector components | 13.02.05 - Block/Screw head |  |  | ER553 | 705 | Emergo Asia Pacific Pty Ltd | Biedermann Motech MOSS Spinal Fixation System-Ti Polyaxial head | Tulip Screw Head, standard,/reduction,modular | Various sizes | 337238 |  | November 2020 | New Listing
13 - Spinal | 13.02 - Accessories for bone screws and connector components | 13.02.05 - Block/Screw head |  |  | LH710 | 705 | Lifehealthcare Pty Ltd | Athena Cup | Modular Polyaxial tulip heads, available in standard, reduction and MIS reduction | Standard, Reduction, MIS Reduction | 337150 |  | November 2020 | New Listing
13 - Spinal | 13.03 - Connector | 13.03.01 - In-Line |  |  | ER546 | 705 | Emergo Asia Pacific Pty Ltd | Biedermann Motech MOSS Spinal Fixation System-Ti In-line Connector | Side by side / end to end connectors | Various sizes | 337238 |  | November 2020 | New Listing
13 - Spinal | 13.03 - Connector | 13.03.01 - In-Line |  |  | EV045 | 705 | Evolution Surgical | BA Posterior Screw Domino Connector | BA Posterior Screw Domino Connector | Various Sizes | 329318 |  | November 2020 | Duplicated from SF181
13 - Spinal | 13.03 - Connector | 13.03.01 - In-Line |  |  | LM418 | 705 | LMT Surgical Pty Ltd | Certex Spinal Implant System Connector | Connector | 3.5mm x 22-26mm | 160750 |  | November 2020 | Transferred from NK039
13 - Spinal | 13.03 - Connector | 13.03.02 - Offset |  |  | ER551 | 705 | Emergo Asia Pacific Pty Ltd | Biedermann Motech MOSS Spinal Fixation System-Ti Offset Connector | Offset Connector | dia 5.5-6.0mm | 337238 |  | November 2020 | New Listing
13 - Spinal | 13.03 - Connector | 13.03.02 - Offset |  |  | EV041 | 705 | Evolution Surgical | BA Posterior Screw Lateral Offset Connector | BA Posterior Screw Lateral Offset Connector | 10-25mm | 329318 |  | November 2020 | Duplicated from SF173
13 - Spinal | 13.03 - Connector | 13.03.02 - Offset |  |  | LM447 | 705 | LMT Surgical Pty Ltd | Excella System Offset Connecter | Excella Pedicle Screw System offset connector | 25 to 45 mm | 295225 |  | November 2020 | Transferred from NK062
13 - Spinal | 13.03 - Connector | 13.03.02 - Offset |  |  | LM451 | 705 | LMT Surgical Pty Ltd | Offset Connectors | Offset Connectors | Multiple to suit patient anatomy | 159605 |  | November 2020 | Transferred from NK105
13 - Spinal | 13.03 - Connector | 13.03.03 - Transverse (Rod-to-Rod) | 13.03.03.01 - Fixed |  | ER554 | 389 | Emergo Asia Pacific Pty Ltd | Biedermann Motech MOSS Spinal Fixation System-Ti Cross Connector | Adjustable Cross Connector, compatible with dia 5.5 mm and 6.0 mm MOSS Rods | 70mm - 110mm | 337238 |  | November 2020 | New Listing
13 - Spinal | 13.03 - Connector | 13.03.03 - Transverse (Rod-to-Rod) | 13.03.03.01 - Fixed |  | ER555 | 389 | Emergo Asia Pacific Pty Ltd | Yukon Head to Head Connectors | Head to Head transverse connector | 21-55mm | 154442 |  | November 2020 | New Listing
13 - Spinal | 13.03 - Connector | 13.03.03 - Transverse (Rod-to-Rod) | 13.03.03.01 - Fixed |  | LM445 | 389 | LMT Surgical Pty Ltd | Excella System Connectors | Excella Cross Connectors - Fixed | 20 to 35 mm | 295225 |  | November 2020 | Transferred from NK060
13 - Spinal | 13.03 - Connector | 13.03.03 - Transverse (Rod-to-Rod) | 13.03.03.01 - Fixed |  | LM459 | 389 | LMT Surgical Pty Ltd | Capless LI Pedicle screw system - X Link cross connector - Fixed | Titanium, lowprofile transverse crossconnector | low profile, multiple sizes, 25-35mm | 159605 160750 170220 |  | November 2020 | Transferred from NK011
13 - Spinal | 13.03 - Connector | 13.03.03 - Transverse (Rod-to-Rod) | 13.03.03.02 - Adjustable |  | EV043 | 1250 | Evolution Surgical | BA Posterior Screw Rod to Rod Connector | Rod to Rod Connector | 25-66mm | 329318 |  | November 2020 | Duplicated from SF179
13 - Spinal | 13.03 - Connector | 13.03.03 - Transverse (Rod-to-Rod) | 13.03.03.02 - Adjustable |  | EV044 | 1250 | Evolution Surgical | BA Posterior Screw Head to Head Connector | BA Posterior Screw Head to Head Connector | 25-66mm | 329318 |  | November 2020 | Duplicated from SF180
13 - Spinal | 13.03 - Connector | 13.03.03 - Transverse (Rod-to-Rod) | 13.03.03.02 - Adjustable |  | LM406 | 1250 | LMT Surgical Pty Ltd | Capless LI Pedicle screw system - X Link cross connector - Variable | Titanium, lowprofile transverse dual articulation crossconnector | Low profile, Multiple sizes, 37-80mm | 159605 170220 160750 |  | November 2020 | Transferred from NK012
13 - Spinal | 13.03 - Connector | 13.03.03 - Transverse (Rod-to-Rod) | 13.03.03.02 - Adjustable |  | LM419 | 1250 | LMT Surgical Pty Ltd | Certex Spinal Implant System Connector Adjustable | Connector Adjustable | 3.5mm x 28-33mm to 42-58mm | 160750 |  | November 2020 | Transferred from NK040
13 - Spinal | 13.03 - Connector | 13.03.03 - Transverse (Rod-to-Rod) | 13.03.03.02 - Adjustable |  | LM446 | 1250 | LMT Surgical Pty Ltd | Excella System Connectors | Pedicle Screw System Rod Connectors - Transverse adjustable | Fits 5.5 or 6mm rods Various sizes from 39 to 81 mm | 295225 |  | November 2020 | Transferred from NK061
13 - Spinal | 13.04 - Hook | 13.04.01 - Hook |  |  | ER550 | 759 | Emergo Asia Pacific Pty Ltd | Biedermann Motech MOSS Spinal Fixation System-Ti Hooks | Pedicle Hook, Laminar Hook | Various sizes | 337238 |  | November 2020 | New Listing
13 - Spinal | 13.04 - Hook | 13.04.01 - Hook |  |  | LM415 | 759 | LMT Surgical Pty Ltd | Certex Spinal Implant System Hooks | Hook | 4.5-6mm | 160750 |  | November 2020 | Transferred from NK036
13 - Spinal | 13.04 - Hook | 13.04.01 - Hook |  |  | LM450 | 759 | LMT Surgical Pty Ltd | Excella System Hook | Excella Pedicle Screw System Hook | 7 to 9mm x 6 to 9mm | 295225 |  | November 2020 | Transferred from NK065
13 - Spinal | 13.04 - Hook | 13.04.01 - Hook |  |  | ZA084 | 759 | Zimmer Biomet Pty Ltd | Vitality Spine System- Hook | Hook | 4.0mm, 5.0mm, 6.0mm, 7.5mm, 9.0mm | 287242 |  | November 2020 | New Listing
13 - Spinal | 13.05 - Plate | 13.05.01 - Integral Fixation | 13.05.01.01 - Cervical | >55mm | LM408 | 1575 | LMT Surgical Pty Ltd | Spider Cervical Plating System - Spider Plate | Titanium, anterior cervical plate system | 56-77mm | 160750 159605 170220 |  | November 2020 | Transferred from NK014
13 - Spinal | 13.05 - Plate | 13.05.01 - Integral Fixation | 13.05.01.01 - Cervical |  | LM407 | 1297 | LMT Surgical Pty Ltd | Spider Cervical Plating System - Spider Plate | Titanium, Anterior Cervical Plate System - | 22-54mm | 159605 160750 170220 |  | November 2020 | Transferred from NK013
13 - Spinal | 13.05 - Plate | 13.05.02 - No Integral Fixation | 13.05.02.01 - Cervical | >55mm | EY029 | 1575 | E4 SURGICAL PTY LTD | Slim HP Plates | Plates | 55 -105mm | 287906 |  | November 2020 | New Listing
13 - Spinal | 13.05 - Plate | 13.05.02 - No Integral Fixation | 13.05.02.01 - Cervical |  | LM464 | 1204 | LMT Surgical Pty Ltd | PLAK RSF | Titanium Cervical Plate | 17mm & 19mm | 231600 |  | November 2020 | Transferred from NK041
13 - Spinal | 13.05 - Plate | 13.05.02 - No Integral Fixation | 13.05.02.03 - Occipital |  | DU061 | 2085 | SPINEART AUSTRALIA PTY. LTD. | Perla Posterior Occipito-Cervico-Thoracic fixation system - occipital plate | Occipital plate | 31 - 45 mm, Small, medium, large | 198720 |  | November 2020 | New Listing
13 - Spinal | 13.05 - Plate | 13.05.02 - No Integral Fixation | 13.05.02.03 - Occipital |  | LM426 | 2085 | LMT Surgical Pty Ltd | Occipital Plate | Occipital Plate | Multiple sizes to suit patient anatomy | 159605 |  | November 2020 | Transferred from NK102
13 - Spinal | 13.06 - Rod | 13.06.01 - Standard |  | Dual Diameter | ER556 | 509 | Emergo Asia Pacific Pty Ltd | Biedermann Motech MOSS Spinal Fixation System-Multiple diameter rod | Dual Diameter Transition Rods, Ti or CoCr | Ø 3.0 - Ø6.0mm range in various sizes | 337238 |  | November 2020 | New Listing
13 - Spinal | 13.06 - Rod | 13.06.01 - Standard |  | Dual Diameter | EY030 | 509 | E4 SURGICAL PTY LTD | Reform POCT Rod | Transition Rod | Lengths 250mm - 650mm | 287905 |  | November 2020 | New Listing
13 - Spinal | 13.06 - Rod | 13.06.01 - Standard |  | Dual Diameter | LM417 | 509 | LMT Surgical Pty Ltd | Certex Spinal Implant System Transitional Rod | Transitional Rod | 3.5mm - 5.5mm x100mm - 500mm | 160750 |  | November 2020 | Transferred from NK038
13 - Spinal | 13.06 - Rod | 13.06.01 - Standard |  | Shaped | BF028 | 555 | Matrix Medical Innovations | Rods, Curved | curved and S shaped rods, carbon fiber reinforced polymer | 6.0mm x (30-300)mm length | 288089 | To be reimbursed only when used in patients with spinal tumours | November 2020 | Transferred from LH593
13 - Spinal | 13.06 - Rod | 13.06.01 - Standard |  |  | BF029 | 410 | Matrix Medical Innovations | Rods | Straight | 6mm x (32-300)mm | 288089 | To be reimbursed only when used in patients with spinal tumours | November 2020 | Transferred from LH594
13 - Spinal | 13.06 - Rod | 13.06.01 - Standard |  |  | DR033 | 410 | MEDIVANCE PTY LTD | Z-Medical Pedicle Screw System - Rods | Z-Medical Pedicle Screw System - Rods 5.5mm, Straight & Curved (Open or Percutaneous) | dia (5.5)mm x length (20-500)mm | 343676 |  | November 2020 | New Listing
13 - Spinal | 13.06 - Rod | 13.06.01 - Standard |  |  | DU056 | 410 | SPINEART AUSTRALIA PTY. LTD. | Perla Posterior Occipito-Cervico-Thoracic fixation system - adjustable occipital rod | Adjustable occipital rod (titanium) | Small, Medium | 198720 |  | November 2020 | New Listing
13 - Spinal | 13.06 - Rod | 13.06.01 - Standard |  |  | DU059 | 410 | SPINEART AUSTRALIA PTY. LTD. | Perla TL Posterior thoraco-lumbar fixation system - percutaneous rod | Percutaneous straight rods, pre-bent rods - Titanium | Diameter: 5.5, 6mm. Length: 30 - 250mm | 198720 |  | November 2020 | New Listing
13 - Spinal | 13.06 - Rod | 13.06.01 - Standard |  |  | DU060 | 410 | SPINEART AUSTRALIA PTY. LTD. | Perla Posterior Occipito-Cervico-Thoracic fixation system - occipital rod | Occipital rod - Titanium or cobalt chromium | 3.5 x 220 - 90mm or 3.5 x 120 - 90 mm | 198720 |  | November 2020 | New Listing
13 - Spinal | 13.06 - Rod | 13.06.01 - Standard |  |  | ER549 | 410 | Emergo Asia Pacific Pty Ltd | Biedermann Motech MOSS Spinal Fixation System-Rod | Rod, Ti or CoCr, straight or curved, bullet or hexagonal end | Ø4.5mm -Ø6.0mm diameter, 30 - 600mm length, Ti and CoCr | 337238 |  | November 2020 | New Listing
13 - Spinal | 13.06 - Rod | 13.06.01 - Standard |  |  | EV039 | 410 | Evolution Surgical | BA Posterior Screw Rod | BA Posterior Screw Rod Straight/PreBent CrCo/Titanium | Ø3.5 to 5.5 20-500mm | 329318 |  | November 2020 | Duplicated from SF171
13 - Spinal | 13.06 - Rod | 13.06.01 - Standard |  |  | HC031 | 410 | Health Care Surgical Pty Ltd | SAXXO ROD | ROD | 35-400mm | 331780 |  | November 2020 | New Listing
13 - Spinal | 13.06 - Rod | 13.06.01 - Standard |  |  | KH079 | 410 | KH NXGEN (AUS) Pty Limited | ZINA MIS Rod | ZINA MIS Spine System - Rod | Diameter x Length ( mm ) 5.5×30 5.5×35 5.5×40 5.5×45 5.5×50 5.5×55 5.5×60 5.5×65 5.5×70 5.5×75 5.5×80 5.5×85 5.5×90 5.5×95 5.5×100 5.5×110 5.5×120 5.5×130 5.5×140 5.5×150 5.5×160 5.5×170 5.5×180 5.5×190 5.5×200 5.5×210 5.5×220 5.5×230 5.5×240 5.5×250 5.5×300 5.5×350 5.5×400 5.5×450 5.5×500 | 312520 |  | November 2020 | New Listing
13 - Spinal | 13.06 - Rod | 13.06.01 - Standard |  |  | LH712 | 410 | Lifehealthcare Pty Ltd | Athena Rod | titanium alloy rods in both straight and curved | Diameter 5.5mm Lengths 40mm -700mm | 337150 |  | November 2020 | New Listing
13 - Spinal | 13.06 - Rod | 13.06.01 - Standard |  |  | LM409 | 410 | LMT Surgical Pty Ltd | Capless Li Pedicle screw system - rod | Titanium rod. Straight and pre- bent | Straight and pre- bent, multiple sizes, 40-300mm | 170220 160750 159605 |  | November 2020 | Transferred from NK015
13 - Spinal | 13.06 - Rod | 13.06.01 - Standard |  |  | LM416 | 410 | LMT Surgical Pty Ltd | Certex Spinal Implant System Rod | Rod | 3.5mm x 30-500mm | 160750 |  | November 2020 | Transferred from NK037
13 - Spinal | 13.06 - Rod | 13.06.01 - Standard |  |  | LM437 | 410 | LMT Surgical Pty Ltd | Amendia Savannah-T Pedicle Screw System-Rods | Pedicle Screw System-Rods, Straight and curved | dia 5.5 mm x length (30-500 mm) | 281992 |  | November 2020 | Transferred from NK118
13 - Spinal | 13.06 - Rod | 13.06.01 - Standard |  |  | LM443 | 410 | LMT Surgical Pty Ltd | Excella Systems Rods | Pedicle Screw System Rods, Straight and curved | 5.5 & 6mm diameter 35 to 600mm length | 295225 |  | November 2020 | Transferred from NK058
13 - Spinal | 13.06 - Rod | 13.06.03 - Dual Unit | 13.06.03.02 - Occipital |  | LM428 | 2085 | LMT Surgical Pty Ltd | Pre-Bent rods | Pre-Bent rods | 3.5mm diameter rods | 159605 |  | November 2020 | Transferred from NK104
13 - Spinal | 13.08 - Washer/Staple | 13.08.01 - Washer |  |  | LM424 | 218 | LMT Surgical Pty Ltd | Silex Washer | Silex Washer | 13mm | 228758 |  | November 2020 | Transferred from NK047
13 - Spinal | 13.08 - Washer/Staple | 13.08.01 - Washer |  |  | LM466 | 218 | LMT Surgical Pty Ltd | Silex Sacroiliac Joint Fusion System | Washers for the Silex Sacroiliac Joint Fusion System | 11, 13 & 15mm | 228758 |  | November 2020 | Transferred from NK033
13 - Spinal | 13.10 - Fusion Cage | 13.10.01 - Interbody, Integral Fixation | 13.10.01.01 - Cervical |  | LM411 | 4215 | LMT Surgical Pty Ltd | IRIX - C Implants | Cervical intergrated fusion system | 18 x 14mm and 16 x 13mm; Heights 5 - 12mm; Shape - Lordotic and parallel | 160750 |  | November 2020 | Transferred from NK030
13 - Spinal | 13.10 - Fusion Cage | 13.10.01 - Interbody, Integral Fixation | 13.10.01.02 - ThoracoLumbar / Lumbar |  | LM420 | 6021 | LMT Surgical Pty Ltd | IRIX-A Implant | Lumbar Integrated Fusion System. | 33mm x 26mm, 38mm x 28mm, 42mm x 30mm at 8 degrees and 12 degrees. | 238872 |  | November 2020 | Transferred from NK043
13 - Spinal | 13.10 - Fusion Cage | 13.10.01 - Interbody, Integral Fixation | 13.10.01.02 - ThoracoLumbar / Lumbar |  | PC017 | 6021 | Precision Surgical Pty Ltd | Nik-Alias Cage | Anterior Lumbar Cage with integral fixation (PEEK, HA PEEK, Titanium, Porous Titanium) | Angle 0 - 12 degrees, Length 40 - 60mm, Height 8 - 16mm | 181030 |  | November 2020 | Duplicated from SF157
13 - Spinal | 13.10 - Fusion Cage | 13.10.02 - Interbody, No Integral Fixation | 13.10.02.01 - Cervical |  | EY028 | 2319 | E4 SURGICAL PTY LTD | Osimplant BIA ACDF Implant | ACDF Cage | Small through large footprints | 333220 |  | November 2020 | New Listing
13 - Spinal | 13.10 - Fusion Cage | 13.10.02 - Interbody, No Integral Fixation | 13.10.02.01 - Cervical |  | EY033 | 2319 | E4 SURGICAL PTY LTD | Osimplant Cage | Cervical Cage | Small through large footprints | 333220 |  | November 2020 | New Listing
13 - Spinal | 13.10 - Fusion Cage | 13.10.02 - Interbody, No Integral Fixation | 13.10.02.01 - Cervical |  | LM400 | 2319 | LMT Surgical Pty Ltd | Zoe Cervical Cage | The ZOE anterior cervical cage is an implant intended for the surgical treatment of the cervical vertebrae. It is designed for stabilisation and arthrodesis between the cervical verterbrae by the anterior approach, to optimize bone fusion from C3 to C7 levels. | Length: 12 - 14mm, Width: 14 - 16mm, Height: 4.5 - 10mm | 195211 |  | November 2020 | Transferred from NK001
13 - Spinal | 13.10 - Fusion Cage | 13.10.02 - Interbody, No Integral Fixation | 13.10.02.01 - Cervical |  | LM403 | 2319 | LMT Surgical Pty Ltd | Calix Interbody Spacer | Cervical cage, PEEK | Heights 5-12mm. Lordotic and Convex | 160750 170220 159605 |  | November 2020 | Transferred from NK008
13 - Spinal | 13.10 - Fusion Cage | 13.10.02 - Interbody, No Integral Fixation | 13.10.02.01 - Cervical |  | MU177 | 2319 | Medacta Australia Pty Ltd | Mecta-C Stand Alone TiPEEK Cages | TiPEEK Anterior cervical interbody fusion device | Height: from 5 mm to 12 mm in 1 mm increments 15 mm x 13 mm, 16 mm x 14 mm, 18 mm x 15 mm 7° lordosis | 333435 |  | November 2020 | New Listing
13 - Spinal | 13.10 - Fusion Cage | 13.10.02 - Interbody, No Integral Fixation | 13.10.02.02 - ThoracoLumbar / Lumbar | Paired | LB198 | 2780 | Globus Medical Australia | SUSTAIN-RT | Insert and rotate lumbar fusion device | 8-10mm X 22mm X 6-17mm | 191535 |  | November 2020 | New Listing
13 - Spinal | 13.10 - Fusion Cage | 13.10.02 - Interbody, No Integral Fixation | 13.10.02.02 - ThoracoLumbar / Lumbar | Paired | LM404 | 2780 | LMT Surgical Pty Ltd | Calix Peek Lumbar System | Peek lumbar interbody spacer for fusion of the lumbar spine using an anterior, posterior or transverse approach. | 36mm x 24mm x 8mm x 8 deg 36mm x 24mm x 10mm x 8 deg 36mm x 24mm x 12mm x 8 deg 36mm x 24mm x 14mm x 8 deg 36mm x 24mm x 16mm x 8 deg 36mm x 24mm x 18mm x 8 deg 36mm x 24mm x 20mm x 8 deg 36mm x 24mm x 8mm x 12 deg 36mm x 24mm x 10mm x 12 deg 36mm x 24mm x 12mm x 12 deg 36mm x 24mm x 14mm x 12 deg 36mm x 24mm x 16mm x 12 deg 36mm x 24mm x 18mm x 12 deg 36mm x 24mm x 20mm x 12 deg 28mm x 10mm x 6mm 28mm x 10mm x 7mm 28mm x 10mm x 8mm 28mm x 10mm x 9mm 28mm x 10mm x 10mm 28mm x 10mm x 11mm 28mm x 10mm x 12mm 28mm x 10mm x 13mm 28mm x 10mm x 14mm 28mm x 10mm x 15mm 28mm x 10mm x 16mm 22mm x 10mm x 6mm 22mm x 10mm x 7mm 22mm x 10mm x 8mm 22mm x 10mm x 9mm 22mm x 10mm x 10mm 22mm x 10mm x 11mm 22mm x 10mm x 12mm 22mm x 10mm x 13mm 22mm x 10mm x 14mm 22mm x 10mm x 15mm 22mm x 10mm x 16mm 26mm x 10mm x 6mm 26mm x 10mm x 8mm 26mm x 10mm x 10mm 26mm x 10mm x 12mm 26mm x 10mm x 14mm 26mm x 10mm x 6mm x 5o 26mm x 10mm x 8mm x 5o 26mm x 10mm x 10mm x 5o 26mm x 10mm x 12mm x 5o 26mm x 10mm x 14mm x 5o | 159605 170220 160750 |  | November 2020 | Transferred from NK009
13 - Spinal | 13.10 - Fusion Cage | 13.10.02 - Interbody, No Integral Fixation | 13.10.02.02 - ThoracoLumbar / Lumbar | Paired | LM440 | 2780 | LMT Surgical Pty Ltd | Amendia Zeus Fusion Cages-PLIF | Amendia Zeus Fusion Cages-PLIF (paired), PEEK | width (9-13 mm) x length (22-30 mm) x height (7-18 mm) x lordosis (0-8 degrees) | 233730 |  | November 2020 | Transferred from NK123
13 - Spinal | 13.10 - Fusion Cage | 13.10.02 - Interbody, No Integral Fixation | 13.10.02.02 - ThoracoLumbar / Lumbar | Paired | MI396 | 2780 | Medtronic Australasia Pty Ltd | Adaptix Cage | PLIF Vertebral Body Spacer | Length: 24-28 mm | 126313 |  | November 2020 | New Listing
13 - Spinal | 13.10 - Fusion Cage | 13.10.02 - Interbody, No Integral Fixation | 13.10.02.02 - ThoracoLumbar / Lumbar |  | DU062 | 3335 | SPINEART AUSTRALIA PTY. LTD. | Scarlet AL-T Hyperlordotic Secured Lumbar Cage | Secured Lumbar Cage | Small, Medium, Large footprint Height: 13 to 26mm. Lordosis: 20, 25 and 30°. | 166194 |  | November 2020 | New Listing
13 - Spinal | 13.10 - Fusion Cage | 13.10.02 - Interbody, No Integral Fixation | 13.10.02.02 - ThoracoLumbar / Lumbar |  | EY027 | 3335 | E4 SURGICAL PTY LTD | BMD Titanium ALIF Cage | Lumbar Interbody Cage | Heights: 9mm to 19mm | 323520 |  | November 2020 | New Listing
13 - Spinal | 13.10 - Fusion Cage | 13.10.02 - Interbody, No Integral Fixation | 13.10.02.02 - ThoracoLumbar / Lumbar |  | EY031 | 3335 | E4 SURGICAL PTY LTD | BMD Titanium XLIF Cage | Lumbar Interbody Fusion Cage | 9mm to 17mm Heights | 323520 |  | November 2020 | New Listing
13 - Spinal | 13.10 - Fusion Cage | 13.10.02 - Interbody, No Integral Fixation | 13.10.02.02 - ThoracoLumbar / Lumbar |  | LB200 | 3335 | Globus Medical Australia | SUSTAIN-RT | Insert and rotate lumbar fusion device | 8-10mm x 26-30mm x 6-17mm | 191535 |  | November 2020 | New Listing
13 - Spinal | 13.10 - Fusion Cage | 13.10.02 - Interbody, No Integral Fixation | 13.10.02.02 - ThoracoLumbar / Lumbar |  | LH714 | 3335 | Lifehealthcare Pty Ltd | Integrated Anterior Lumbar Spine Truss Cage | Cage with integral fixation | 8-20mm heights | 252733 |  | November 2020 | New Listing
13 - Spinal | 13.10 - Fusion Cage | 13.10.02 - Interbody, No Integral Fixation | 13.10.02.02 - ThoracoLumbar / Lumbar |  | LM439 | 3335 | LMT Surgical Pty Ltd | Amendia Zeus Fusion Cages-TLIF | Zeus Fusion Cages-TLIF, PEEK (straight-versatile/curved/bullet nosed) | width (9-13 mm) x length (20-36 mm) x height (7-16 mm) | 233730 |  | November 2020 | Transferred from NK122
13 - Spinal | 13.10 - Fusion Cage | 13.10.02 - Interbody, No Integral Fixation | 13.10.02.02 - ThoracoLumbar / Lumbar |  | MI368 | 3335 | Medtronic Australasia Pty Ltd | Adaptix Cage | TLIF Vertebral Body Spacer | Length: 34-38 mm | 126313 |  | November 2020 | New Listing
13 - Spinal | 13.10 - Fusion Cage | 13.10.02 - Interbody, No Integral Fixation | 13.10.02.02 - ThoracoLumbar / Lumbar |  | NK153 | 3335 | National Surgical Pty Ltd | Medicrea Fusion Cage | Lumbar Fusion Cage | Multiple sizes to suit patient anatomy | 335731 |  | November 2020 | New Listing
13 - Spinal | 13.10 - Fusion Cage | 13.10.02 - Interbody, No Integral Fixation | 13.10.02.02 - ThoracoLumbar / Lumbar |  | NV167 | 3335 | Nuvasive Australia and NZ Pty Ltd | 3DP Interfixated ALIF | Interbody fusion device with integral fixation | 6-10mm X 34-42mm X 24-32mm 10 - 20 degrees lordosis | 132498 |  | November 2020 | New Listing
13 - Spinal | 13.11 - Disc Replacement | 13.11.01 - System | 13.11.01.01 - Cervical |  | LM425 | 6021 | LMT Surgical Pty Ltd | Synergy Disc | The Synergy Disc is a three-component system consisting of an Inferior titanium endplate, a UHMWPE core and a Superior titanium endplate. | Small (A-P: 14 mm, Lateral: 15 mm), Medium (A-P: 16 mm, Lateral: 17 mm) and Large (A-P: 16 mm, Lateral: 17 mm). | 238877 |  | November 2020 | Transferred from NK079
13 - Spinal | 13.12 - Vertebral Body Replacement | 13.12.03 - Mesh |  |  | LB196 | 3340 | Globus Medical Australia | COLOSSEUM Mesh Corpectomy Spacer | Titanium mesh corpectomy spacer | 12-25mm X 14-30mm, 8-120mm | 325140 |  | November 2020 | New Listing
13 - Spinal | 13.12 - Vertebral Body Replacement | 13.12.04 - Mesh, End Plate |  |  | LB197 | 1227 | Globus Medical Australia | COLLOSSEUM Mesh Endcap | Endcap | 12-25mm X 14-30mm, 2-8mm | 325140 |  | November 2020 | New Listing
13 - Spinal | 13.13 - Interspinous Fixation | 13.13.01 - Interspinous Fixation Device |  |  | LM410 | 1321 | LMT Surgical Pty Ltd | Axle Interspinous fusion System | Interspinous fusion plate system | Plates: 28mm to 55mm Inserts: 8-18mm | 160750 |  | November 2020 | Transferred from NK027
13 - Spinal | 13.14 - Sacroiliac Joint Fixation | 13.14.01 - Sacroiliac Joint Fixation Device |  | no suffix | LH713 | 1853 | Lifehealthcare Pty Ltd | ISaF (IlioSacral autogenous Fusion) System | Consists of cannulated and fenestrated devices of various widths and lengths for SI joint compression and stabilisation when fusion of the sacroiliac joint is desired. This device may be implanted via a minimally invasive approach. | 9-13mm diameter, 20-60mm length | 343652 |  | November 2020 | New Listing
13 - Spinal | 13.14 - Sacroiliac Joint Fixation | 13.14.01 - Sacroiliac Joint Fixation Device |  | no suffix | LM422 | 1853 | LMT Surgical Pty Ltd | Silex Joint Fixation Device | Single-Thread Sacroiliac Anchor Implant or Dual-Thread Sacroiliac Anchor Implant | 12.5mm x 30-70mm | 228758 |  | November 2020 | Transferred from NK045