## Prostheses List
Product Category | Sub Category | Product Group | Product Sub Group | Suffix | Billing Code | Benefit | Sponsor | Product Name | Description | Size | ARTG | Condition | Last Updated | Change
01 - Ophthalmic | 01.02 - POSTERIOR CHAMBER INTRAOCULAR LENSES | 01.02.02 - Foldable | 01.02.02.03 - Edge modification | at, pl | IS052 | 282 | Insight Surgical Pty Ltd | Primus-HD Clear | Preloaded Injector system, Posterior convex IOL, aspheric, foldable, one piece, High purity hydrophobic acrylic, UV filter, 360 square edge | Powers from -10.0 to +36.0 in 0.5D increments | 344350 |  | November 2021 | New Listing
01 - Ophthalmic | 01.02 - POSTERIOR CHAMBER INTRAOCULAR LENSES | 01.02.02 - Foldable | 01.02.02.03 - Edge modification | at, pl, vblf | IS053 | 305 | Insight Surgical Pty Ltd | Primus-HD Yellow | Preloaded Injector system, Posterior convex IOL, aspheric, foldable, one piece, High purity hydrophobic acrylic, blue light filter, 360 square edge | Powers from -10.0 to +36.0 in 0.5D increments | 344350 |  | November 2021 | New Listing
01 - Ophthalmic | 01.02 - POSTERIOR CHAMBER INTRAOCULAR LENSES | 01.02.02 - Foldable | 01.02.02.03 - Edge modification | at, pl, vblf | IW001 | 305 | Beaver-Visitec International Australia Pty Ltd | MicroPure 123 | Preloaded, posterior chamber, UV absorbing, foldable, aspheric, acrylic, single piece hydrophobic glistening-free Intra Ocular Lens. | Overall diameter of 10D to 24.5D: 11.00mm 25D to 30D: 10.75mm Optic diameter of 10D to 24.5D: 6.00mm 25D to 30 D: 5.75mm Power from 10D to 30D with 0.5 diopter increments. | 363012 |  | November 2021 | Duplicated from BL037
01 - Ophthalmic | 01.02 - POSTERIOR CHAMBER INTRAOCULAR LENSES | 01.02.02 - Foldable | 01.02.02.03 - Edge modification | at, t1, vblf | AL056 | 587 | Alcon Laboratories (Aust.) Pty Ltd | Clareon Toric Aspheric Hydrophobic Acrylic IOL | The Clareon Toric Aspheric Hydrophobic Acrylic IOL is a toric, UV-absorbing, blue light filtering, foldable, single-piece posterior chamber intraocular lens. | +6.0 to +30.0 diopters (in 0.5 diopter increments). Cylinder 1.00 – 6.00 diopters | 92318 |  | November 2021 | New Listing
01 - Ophthalmic | 01.02 - POSTERIOR CHAMBER INTRAOCULAR LENSES | 01.02.02 - Foldable | 01.02.02.03 - Edge modification | at, vblf | AL057 | 290 | Alcon Laboratories (Aust.) Pty Ltd | Clareon Aspheric Hydrophobic Acrylic Intraocular Lens (Model SY60WF) | Clareon™ Aspheric Hydrophobic Acrylic IOL Model SY60WF is an ultraviolet and blue light filtering, foldable, single-piece, monofocal intraocular lens. | +6.0 to +30.0 diopters | 92318 |  | November 2021 | New Listing
01 - Ophthalmic | 01.02 - POSTERIOR CHAMBER INTRAOCULAR LENSES | 01.02.02 - Foldable | 01.02.02.04 - Presbyopia correcting | at, t1, vblf | IW002 | 934 | Beaver-Visitec International Australia Pty Ltd | FineVision Toric POD FT | Posterior chamber, toric, trifocal diffractive (aspheric), UV and blue light blocker, single piece acrylic IOL. | An overall diameter of 11.40mm and optic diameter of 6.00mm. From 0 to +35 Diopters with 0.5 diopter increments. | 363012 |  | November 2021 | Duplicated from BL036
01 - Ophthalmic | 01.02 - POSTERIOR CHAMBER INTRAOCULAR LENSES | 01.02.02 - Foldable | 01.02.02.04 - Presbyopia correcting | at, vblf | IW003 | 651 | Beaver-Visitec International Australia Pty Ltd | FineVision Micro F | Posterior chamber, UV absorbing, foldable, aspheric, acrylic, single piece lens with apodised diffractive , trifocal optic and blue light protection | An overall diameter of 10.75mm and optic diameter of 6.15mm. From 0 to +35 dopters with 0.5 diopter increments. | 363012 |  | November 2021 | Duplicated from BL034
01 - Ophthalmic | 01.02 - POSTERIOR CHAMBER INTRAOCULAR LENSES | 01.02.02 - Foldable | 01.02.02.04 - Presbyopia correcting | at, vblf | IW004 | 651 | Beaver-Visitec International Australia Pty Ltd | B+L FINEVISION HP (POD F GF) | POD F GF test intraocular lens (IOL) is a foldable IOL with a quadripode “POD” open-loop design intended for capsular bag implantation. The IOL is made of the proprietary hydrophobic glistening-free(GFree®) material containing a UV-blocker and additional blue blocker. The material is a hydrophobic acrylic copolymer of medical quality which includes a UV(wavelength less than 400 nm) absorbing filter and a blue light-filtering chromophore which is covalently bounded to the hydrophobic material. The optical part of the test POD F GF lens is biconvex and aspherical partially compensating the positive spherical aberration of the cornea. The optic bears a diffractive TRIFOCAL element on its anterior side (toward patient pupil), allowing for presbyopia correction and spectacle independence for near and intermediate visions. The add-power at the IOL plane for the near vision is + 3.5 diopters and for the intermediate vision + 1.75 diopters. POD F GF is intended for implantation in the capsular bag after human lens extraction after cataract. The IOL material is capable of being folded prior to insertion, allowing placement through an incision (2.0-2.2 mm) smaller than the optic diameter of the lens. After surgical insertion into the eye, the lens unfolds to ReSTOR the optical performance. The supporting haptics provide for proper positioning and fixation of the IOL optic within the eye | Optic diameter: 6.00mm Total diameter: 11.40mm From Ø to +35 Diopters, with 0.5 Diopter increments | 363012 |  | November 2021 | Duplicated from BL038
01 - Ophthalmic | 01.03 - INTRAOCULAR FLUIDS | 01.03.01 - Viscoelastic |  |  | KG035 | 65 | Kevin Grundy (IBD) Pty Ltd | Methylvisc 2.0% | Hydroxypropyl Methylcellulose, viscoelastic solution for intraocular application. Pre-loaded in single-use sterile syringe with single-use injection cannula. | 2mL | 366798 |  | November 2021 | New Listing
01 - Ophthalmic | 01.07 - LACRIMAL DUCT DRAINAGE PROSTHESES | 01.07.01 - Intracanalicular |  | mc/sr | SO086 | 217 | Spectrum Surgical | Lacrijet | Self retaining mono-canalicular stent without nasal retrieval that is pre-loaded into a handpiece. | 15mm to 50mm | 143177 |  | November 2021 | New Listing
01 - Ophthalmic | 01.08 - ORBITAL PROSTHESES | 01.08.02 - Extrascleral | 01.08.02.01 - Complex and permeable | vp | SO085 | 1741 | Spectrum Surgical | Ezypor | High density porous polyethylene orbital implant | 12mm to 22mm | 143210 |  | November 2021 | New Listing
02 - Ear, Nose & Throat | 02.01 - EAR | 02.01.01 - Cochlear Implants |  |  | BD030 | 12892 | Advanced Bionics Australia Pty Ltd | HiRes Ultra 3D Cochlear Implant | The HiRes Ultra 3D Cochlear Implant is the implanted component of the HiResolution Bionic Ear System. It receives information through an RF transmission coil, processes the information and then sends the resulting signal to an electrode array implanted in the cochlear. It consists of receiving/transmitting coil, Stimulator electrodes and two electrode variations HiFocus MidScala or HiFocus SlimJ Electrode array | Implant Size: 56.2mm (L) x 28.5mm (w) x 4.5mm (thickness). HiFocus MidScala Electrode: Active length 15mm, Tip diameter 0.5mm, Basal diameter 0.7mm. Total length of electrode array 23.7mm HiFocus SlimJ Electrode: Electrode size: Active length 20mm, Tip diameter 0.26mm, Basal electrode diameter 0.56mm. Total length of electrode array 23.7mm | 375483 |  | November 2021 | New Listing
02 - Ear, Nose & Throat | 02.03 - THROAT | 02.03.03 - Tracheal Stents |  | Nitinol | JI001 | 2256 | INTERVENE MEDICAL PTY LTD | Tracheobronxane Silmet | Nitinol wire - tracheal and bronchial stents - Dumon | 12 - 20mm diameter, 20 - 90mm length | 143612 |  | November 2021 | Transferred from LH576
02 - Ear, Nose & Throat | 02.03 - THROAT | 02.03.03 - Tracheal Stents |  | Nitinol | JI007 | 2256 | INTERVENE MEDICAL PTY LTD | Aerstent | Self Expandable Tracheal and Bronchial Stent | Straight or Y, (10-24) mm diameter | 297568 |  | November 2021 | Transferred from LH595
02 - Ear, Nose & Throat | 02.03 - THROAT | 02.03.03 - Tracheal Stents |  | Silicone | JI008 | 903 | INTERVENE MEDICAL PTY LTD | GSS & Dumon | Silicone tracheal and bronchial stents | 10 - 20mm diameter, 20 - 110mm length | 143612 |  | November 2021 | Transferred from LH574
03 - General Miscellaneous | 03.01 - BRACHYTHERAPY | 03.01.03 - Tissue Expander/Separator | 03.01.03.02 - Gel 10mL or Balloon |  | BS388 | 1760 | Boston Scientific Australia Pty Ltd | SpaceOAR VUE System | The SpaceOAR VUE System is a radiotherapy protection spacer consisting of components for preparation of synthetic absorbable hydrogel spacer and a delivery mechanism packaged in a single kit. The hydrogel spacer creates a temporary space between the prostate and rectum during radiation therapy. The hydrogel is radiopaque for visibility under computed tomography (CT) and cone beam CT. | 10CC | 373630 |  | November 2021 | New Listing
03 - General Miscellaneous | 03.01 - BRACHYTHERAPY | 03.01.03 - Tissue Expander/Separator | 03.01.03.02 - Gel 10mL or Balloon |  | RW004 | 1760 | PALETTE LIFE SCIENCES AUSTRALIA PTY LTD | Barrigel | Biodegradable gel of 9ml hyaluronic acid supplied in a kit of three 3 ml syringes | One size only | 339926 |  | November 2021 | New Listing
03 - General Miscellaneous | 03.08 - CLOSURE DEVICES | 03.08.02 - Internal Adhesives | 03.08.02.06 - Pleurodesis Powder |  | JI006 | 129 | INTERVENE MEDICAL PTY LTD | Steritalc | Sterile granules of talc implanted in pleural space to act as permanent adhesive | 3 grams & 4 grams | 143613 |  | November 2021 | Transferred from LH572
03 - General Miscellaneous | 03.08 - CLOSURE DEVICES | 03.08.03 - Ligating Devices | 03.08.03.06 - Ligating Bands with Disposable Applier |  | DH011 | 36 | Mediplast Australia Pty Ltd | KilRoid | KilRoid® is a disposable haemorrhoid suction ligator with and without tubing. | 6 bands - available with and without tubing. | 326510 |  | November 2021 | New Listing
03 - General Miscellaneous | 03.08 - CLOSURE DEVICES | 03.08.04 - Staples & Tackers | 03.08.04.01 - Staples, Non-bone (Reload) | Endoscopic, Articulating/Roticulating | ZZ069 | 323 | AA-Med Pty Ltd | AEON Endostapler Reload | Reload Staples | 45mm-60mm | 329235 |  | November 2021 | New Listing
03 - General Miscellaneous | 03.08 - CLOSURE DEVICES | 03.08.04 - Staples & Tackers | 03.08.04.01 - Staples, Non-bone (Reload) |  | MI455 | 210 | Medtronic Australasia Pty Ltd | Tri-Staple GIA Reloading Units | Single use loading units | 60mm, 80mm | 331482 |  | November 2021 | New Listing
03 - General Miscellaneous | 03.08 - CLOSURE DEVICES | 03.08.04 - Staples & Tackers | 03.08.04.02 - Staplers | Endoscopic, Articulating/Roticulating | ZZ068 | 357 | AA-Med Pty Ltd | AEON Endostapler | Endoscopic articulated stapler | Short (60mm) Medium (160mm) Long (260mm) | 329207 |  | November 2021 | New Listing
03 - General Miscellaneous | 03.08 - CLOSURE DEVICES | 03.08.04 - Staples & Tackers | 03.08.04.04 - Staples, Non-bone with Disposable Applier |  | MI456 | 318 | Medtronic Australasia Pty Ltd | GIA Stapler with Tri-Staple technology | Single use, reloadable stapler | 60mm, 80mm | 331481 |  | November 2021 | New Listing
03 - General Miscellaneous | 03.08 - CLOSURE DEVICES | 03.08.11 - Dynamic Wound Closure Devices | 03.08.11.01 - Closure Set |  | LM492 | 6318 | LMT Surgical Pty Ltd | DermaClose | DERMACLOSE continuous external tissue expander | Multiple lengths to suit size of wound | 341527 |  | November 2021 | New Listing
04 - Neurosurgical | 04.02 - DURA DEFECT REPAIR | 04.02.01 - Repair, Graft, Small (≤10cm²) |  |  | IJ022 | 65 | INNOVATIVE MEDCARE TECHNOLOGY PTY LTD | Regenerative Dural Repair Patch (ReDuraTM) | Absorbable synthetic patch with biomimetic design. | Small | 363114 | The the PL benefit is limited to use of the device for procedures related to dura defect repair in spinal and neurosurgical procedures only. | November 2021 | New Listing
04 - Neurosurgical | 04.02 - DURA DEFECT REPAIR | 04.02.02 - Repair, Graft, Medium (>10 to 50cm²) |  |  | IJ023 | 426 | INNOVATIVE MEDCARE TECHNOLOGY PTY LTD | Regenerative Dural Repair Patch (ReDuraTM) | Absorbable synthetic patch with biomimetic design. | Medium | 363114 | The the PL benefit is limited to use of the device for procedures related to dura defect repair in spinal and neurosurgical procedures only. | November 2021 | New Listing
04 - Neurosurgical | 04.02 - DURA DEFECT REPAIR | 04.02.03 - Repair, Graft, Large (>50 to 100cm²) |  |  | IJ024 | 709 | INNOVATIVE MEDCARE TECHNOLOGY PTY LTD | Regenerative Dural Repair Patch (ReDuraTM) | Absorbable synthetic patch with biomimetic design | Large | 363114 | The the PL benefit is limited to use of the device for procedures related to dura defect repair in spinal and neurosurgical procedures only. | November 2021 | New Listing
04 - Neurosurgical | 04.02 - DURA DEFECT REPAIR | 04.02.04 - Repair, Graft, Extra Large (>100cm²) |  |  | IJ025 | 591 | INNOVATIVE MEDCARE TECHNOLOGY PTY LTD | Regenerative Dural Repair Patch (ReDuraTM) | Absorbable synthetic patch with biomimetic design. | Extra Large | 363114 | The the PL benefit is limited to use of the device for procedures related to dura defect repair in spinal and neurosurgical procedures only. | November 2021 | New Listing
04 - Neurosurgical | 04.04 - DEEP BRAIN STIMULATION (DBS) | 04.04.01 - Implantable Pulse Generator | 04.04.01.02 - Rechargeable Pulse Generator | Unlimited Deep Discharge Battery | BS387 | 19855 | Boston Scientific Australia Pty Ltd | Vercise Genus | Dual Channel,16 & 32 Contact, Zero Volt Rechargeable Deep Brain Stimulation IPG with anodic stimulation | 52 mm x 46 mm x 11 mm | 363573 363574 |  | November 2021 | New Listing
04 - Neurosurgical | 04.04 - DEEP BRAIN STIMULATION (DBS) | 04.04.04 - Microtargetting Electrodes |  |  | ER612 | 1354 | Emergo Asia Pacific Pty Ltd | Alpha Omega NeuroProbe Microelectrodes | Alpha Omega Neuroprobe family of microtargeting electrodes; shielded, Sonus shielded or unshielded, various configurations, sterile | Length: 240-300 mm Microtip length: 2.5-27 mm | 346530 |  | November 2021 | New Listing
04 - Neurosurgical | 04.04 - DEEP BRAIN STIMULATION (DBS) | 04.04.05 - Accessories | 04.04.05.02 - Connectors and cables |  | ER614 | 181 | Emergo Asia Pacific Pty Ltd | Alpha Omega Electrode cable | Alpha Omega Elecrode cable, sterile | Various | 321642 |  | November 2021 | New Listing
04 - Neurosurgical | 04.04 - DEEP BRAIN STIMULATION (DBS) | 04.04.05 - Accessories | 04.04.05.03 - Intraoperative accessories |  | ER613 | 158 | Emergo Asia Pacific Pty Ltd | Alpha Omega Cannula | Alpha Omega Cannula, standard or tapered used for microelectrodes recording (MER) and for lead insertion; stylet, sterile | Length: 130-300 mm Inner diameter: 0.6-1.6 mm Outer diameter: 1.83 mm | 346590 |  | November 2021 | New Listing
04 - Neurosurgical | 04.05 - NEUROSTIMULATION THERAPIES FOR PAIN MANAGEMENT | 04.05.01 - Pulse Generators | 04.05.01.02 - Rechargeable Pulse Generator | Adaptive Stimulation, Unlimited Deep Discharge Battery, 32 Electrode IPG | BS389 | 23465 | Boston Scientific Australia Pty Ltd | WaveWriter Alpha | 16 or 32-output, multi-channel, zero-volt rechargeable neurostimulation system IPG with Combination Therapy, Sub-Perception Algorithms and Waveform Automation | One Size Only | 362972 362973 |  | November 2021 | New Listing
04 - Neurosurgical | 04.05 - NEUROSTIMULATION THERAPIES FOR PAIN MANAGEMENT | 04.05.02 - External Components | 04.05.02.01 - Patient Programmer |  | ER608 | 1354 | Emergo Asia Pacific Pty Ltd | Nevro PTRC2300 Patient Remote Control | External patient programmer for Senza spinal cord stimulation system | One size only | 330707 |  | November 2021 | New Listing
04 - Neurosurgical | 04.05 - NEUROSTIMULATION THERAPIES FOR PAIN MANAGEMENT | 04.05.03 - Leads | 04.05.03.01 - Permanent Lead | 8 electrodes | ER606 | 3817 | Emergo Asia Pacific Pty Ltd | Surpass-C Surgical Lead | Surgical lead, 8 electrode | 50cm, 70cm, 90cm | 368530 |  | November 2021 | New Listing
04 - Neurosurgical | 04.05 - NEUROSTIMULATION THERAPIES FOR PAIN MANAGEMENT | 04.05.03 - Leads | 04.05.03.01 - Permanent Lead | greater than 8 and less than 32 electrodes, Bifurcated proximal tail | ER607 | 8123 | Emergo Asia Pacific Pty Ltd | Surpass-C Surgical Lead | Surgical lead, 10, 12 and 14 electrode | 50cm, 70cm, 90cm | 368530 |  | November 2021 | New Listing
05 - Urogenital | 05.06 - Testicular Prostheses | 05.06.01 - Testicular prostheses |  |  | EG026 | 620 | Emagin Pty Ltd | Testicular Implant | Gel Filled Testicular Implant | Height : 25 , 34, 40, 50, 53mm | 343218 |  | November 2021 | New Listing
05 - Urogenital | 05.07 - Sacral Neuromodulation | 05.07.02 - External Components | 05.07.02.03 - Recharger |  | MI451 | 1215 | Medtronic Australasia Pty Ltd | InterStim MRI rechargeable neurostimulator- Recharger | Recharger kit | One size | 121279 |  | November 2021 | New Listing
06 - Specialist Orthopaedic | 06.01 - ANKLE AND FOOT | 06.01.01 - Ankle joint component | 06.01.01.01 - Liner - fixed bearing |  | HW894 | 627 | Stryker Australia Pty Ltd | Salto Talaris Ankle Prosthesis - Tibial insert | Tibial insert, fixed, UHMWPE | Sizes 0,1,2,3, Left and Right, each size available in the following thicknesses, 8mm, 9mm,10mm,11mm, 13mm,15mm, 17mm, 19mm, 21mm. Sizes 00, Left and Right, available in the following thicknesses, 8mm,9mm,10mm,11mm. | 134055 198095 |  | November 2021 | Transferred from WR367
06 - Specialist Orthopaedic | 06.01 - ANKLE AND FOOT | 06.01.01 - Ankle joint component | 06.01.01.02 - Liner - mobile bearing |  | HW884 | 591 | Stryker Australia Pty Ltd | Cheville Salto Ankle Prostheses | Mobile insert UHMWPE | Sizes 0,1,2,3. Each size has thickness 4,5,6 & 7mm | 198095 |  | November 2021 | Transferred from WR356
06 - Specialist Orthopaedic | 06.01 - ANKLE AND FOOT | 06.01.02 - Sinus Tarsi Implant | 06.01.02.01 - Metal |  | HW912 | 1321 | Stryker Australia Pty Ltd | Futura Conical Subtalar Implant | The Conical Subtalar Implant (CSI) is designed to treat hyperpronated foot and to stabilize the subtalar joint. It is intended to block forward, downward and medial displacement of the talus, allowing for normal subtalar joint motion while simultaneously | 7 - 12 | 130055 |  | November 2021 | Transferred from WR389
06 - Specialist Orthopaedic | 06.01 - ANKLE AND FOOT | 06.01.03 - Ankle joint | 06.01.03.01 - Talar component |  | HW827 | 2185 | Stryker Australia Pty Ltd | INBONE® II Total Ankle System: Talar Component | Modular Talar Dome and Talar Stem | Sizes 1-6 | 168052 |  | November 2021 | Transferred from WR273
06 - Specialist Orthopaedic | 06.01 - ANKLE AND FOOT | 06.01.03 - Ankle joint | 06.01.03.01 - Talar component |  | HW860 | 2185 | Stryker Australia Pty Ltd | INVISION Talar Component | Talar Dome | Size 1, 2, 3, 4, 5 | 168052 |  | November 2021 | Transferred from WR328
06 - Specialist Orthopaedic | 06.01 - ANKLE AND FOOT | 06.01.03 - Ankle joint | 06.01.03.01 - Talar component |  | HW883 | 2185 | Stryker Australia Pty Ltd | Salto Ankle Prostheses | Talar component mobile bearing CoCr, Ti, HA | Sizes 0,1,2,3 left and right | 198095 |  | November 2021 | Transferred from WR355
06 - Specialist Orthopaedic | 06.01 - ANKLE AND FOOT | 06.01.03 - Ankle joint | 06.01.03.01 - Talar component |  | HW892 | 2185 | Stryker Australia Pty Ltd | Salto Talaris Ankle Prosthesis - Talar component | Talar compoment, CrCo + Ti | Sizes 0, 1, 2, 3, Left and Right | 198095 |  | November 2021 | Transferred from WR365
06 - Specialist Orthopaedic | 06.01 - ANKLE AND FOOT | 06.01.03 - Ankle joint | 06.01.03.01 - Talar component |  | HW965 | 2185 | Stryker Australia Pty Ltd | INVISION Talar Component | Talar Dome | Size 1, 2, 3, 4, 5 - Standard and Thick (+3mm) | 168052 |  | November 2021 | Transferred from WR456
06 - Specialist Orthopaedic | 06.01 - ANKLE AND FOOT | 06.01.03 - Ankle joint | 06.01.03.01 - Talar component |  | HW984 | 2185 | Stryker Australia Pty Ltd | INFINITY Total Ankle System: Talar Component | Talar dome | Sizes 1-5 | 168052 |  | November 2021 | Transferred from WR321
06 - Specialist Orthopaedic | 06.01 - ANKLE AND FOOT | 06.01.03 - Ankle joint | 06.01.03.02 - Tibial component |  | HW882 | 1900 | Stryker Australia Pty Ltd | Cheville Salto Ankle Prostheses | Tibial component mobile bearing CoCr, Ti, HA | Sizes 0,1,2,3 left and right | 134055 |  | November 2021 | Transferred from WR354
06 - Specialist Orthopaedic | 06.01 - ANKLE AND FOOT | 06.01.03 - Ankle joint | 06.01.03.03 - Tibial component, cemented/uncemented, fixed bearing |  | HW828 | 1638 | Stryker Australia Pty Ltd | INBONE® II Total Ankle System: Tibial Component | Modular Tibial Tray, Tibial Base Stem, Tibial Top Stem | Sizes 2-5 | 168052 |  | November 2021 | Transferred from WR274
06 - Specialist Orthopaedic | 06.01 - ANKLE AND FOOT | 06.01.03 - Ankle joint | 06.01.03.03 - Tibial component, cemented/uncemented, fixed bearing |  | HW859 | 1638 | Stryker Australia Pty Ltd | INVISION Tibial Component | Tibial Tray, Standard or Long | Sizes 2, 3, 4, 5; Standard or Long; +4mm; +8mm | 168052 |  | November 2021 | Transferred from WR327
06 - Specialist Orthopaedic | 06.01 - ANKLE AND FOOT | 06.01.03 - Ankle joint | 06.01.03.03 - Tibial component, cemented/uncemented, fixed bearing |  | HW893 | 1638 | Stryker Australia Pty Ltd | Salto Talaris Ankle Prosthesis - Tibial component | Tibial component, fixed bearing, CrCo + Ti | Sizes 0, 1,2,3 | 134055 |  | November 2021 | Transferred from WR366
06 - Specialist Orthopaedic | 06.01 - ANKLE AND FOOT | 06.01.03 - Ankle joint | 06.01.03.03 - Tibial component, cemented/uncemented, fixed bearing |  | HW983 | 1638 | Stryker Australia Pty Ltd | INFINITY Total Ankle System: Tibial Component | Tibial tray | Sizes 1-5 and 3 Long, 4 Long, 5 Long | 168052 |  | November 2021 | Transferred from WR320
06 - Specialist Orthopaedic | 06.01 - ANKLE AND FOOT | 06.01.03 - Ankle joint | 06.01.03.04 - Stem extension |  | HW861 | 719 | Stryker Australia Pty Ltd | INVISION Talar Augment | Talar Augment | 15, 20, 25, 30, 35mm Diameter; 6mm and 10mm Depth | 168052 |  | November 2021 | Transferred from WR329
06 - Specialist Orthopaedic | 06.01 - ANKLE AND FOOT | 06.01.03 - Ankle joint | 06.01.03.04 - Stem extension |  | HW862 | 719 | Stryker Australia Pty Ltd | INVISION Talar Plate | Talar Plate | Sizes 1 – 5, Left or right, standard or long, 3mm, 6mm | 168052 |  | November 2021 | Transferred from WR330
06 - Specialist Orthopaedic | 06.01 - ANKLE AND FOOT | 06.01.03 - Ankle joint | 06.01.03.04 - Stem extension |  | HW980 | 719 | Stryker Australia Pty Ltd | INBONE II Total Ankle System: Tibial Stem Extender | Modular Tibial Segment – Mid Stem | 12mm, 14mm, 16mm, 18mm | 168052 |  | November 2021 | Transferred from WR275
06 - Specialist Orthopaedic | 06.02 - UPPER LIMB | 06.02.01 - Wrist | 06.02.01.03 - Carpal spacer |  | HW923 | 2043 | Stryker Australia Pty Ltd | BioProfile Pyrocarbon Total Wrist Replacement (Capitate Resurfacing) | Low Temperature Isotropic Pyrolytic Carbon Implants for capitate resurfacing (reverse total wrist arthroplasty) | Medium, Large | 94262 |  | November 2021 | Transferred from WR403
06 - Specialist Orthopaedic | 06.02 - UPPER LIMB | 06.02.01 - Wrist | 06.02.01.03 - Carpal spacer |  | HW924 | 2043 | Stryker Australia Pty Ltd | BioProfile Pyrocarbon Carpal Implants | Low temperature Isotropic Pyrolytic Carbon Implants for carpal replacement/interposition, includes Proximal Scaphoid, Scapho/Trapezio/Trapezoid & Trapezium | Small, Medium, Large & Extra Large | 94262 |  | November 2021 | Transferred from WR404
06 - Specialist Orthopaedic | 06.02 - UPPER LIMB | 06.02.01 - Wrist | 06.02.01.04 - Distal ulnar stem |  | HW926 | 1064 | Stryker Australia Pty Ltd | Eclypse Modular Pyrocarbon Ulnar Head | A modular titanium stem for ulnar head prostheses | 6, 7.5, 9mm | 121874 |  | November 2021 | Transferred from WR406
06 - Specialist Orthopaedic | 06.02 - UPPER LIMB | 06.02.01 - Wrist | 06.02.01.05 - Distal ulnar head |  | HW925 | 1064 | Stryker Australia Pty Ltd | Eclypse Modular Pyrocarbon Ulnar Head | A modular pyrocarbon ulnar head prosthesis | 14, 16, 18mm | 121874 |  | November 2021 | Transferred from WR405
06 - Specialist Orthopaedic | 06.02 - UPPER LIMB | 06.02.02 - Finger Joint Articulations | 06.02.02.13 - Interpositional Devices |  | HW933 | 665 | Stryker Australia Pty Ltd | BIOProfile Pyrocarbon Carpometacarpal Implants | Low Temperature Isotropic Pyrolytic Carbon Implants for carpometacarpal resurfacing (arthroplasty) | Small, Medium, Large & Extra Large | 94262 |  | November 2021 | Transferred from WR418
06 - Specialist Orthopaedic | 06.02 - UPPER LIMB | 06.02.03 - Elbow | 06.02.03.01 - Distal humeral component/s |  | HW985 | 4387 | Stryker Australia Pty Ltd | Latitude EV Humeral Stem | Cobalt-chromium humeral stem with Ti Plasma spray | Stem length: Standard, 150mm, 200mm | 200974 |  | November 2021 | Transferred from WR432
06 - Specialist Orthopaedic | 06.02 - UPPER LIMB | 06.02.03 - Elbow | 06.02.03.02 - Proximal radial stem |  | HW885 | 1259 | Stryker Australia Pty Ltd | RHS Radial Head System, Radial Stem | RHS Elbow prosthesis, Proximal Radial Stem, Press-fit Short Stems or Long Cemented Stems, Ti Co | Press-Fit Short Stems: 6 to 10mm , neck 13mm or 16mm. Cementeed Long Stems: 6.5 or 8mm, neck 19 or 22mm | 94231 |  | November 2021 | Transferred from WR357
06 - Specialist Orthopaedic | 06.02 - UPPER LIMB | 06.02.03 - Elbow | 06.02.03.02 - Proximal radial stem |  | HW888 | 1259 | Stryker Australia Pty Ltd | Latitude Elbow Prosthesis | Latitude Radial Stem component | Diam 6.5mm or 5mm | 200973 |  | November 2021 | Transferred from WR360
06 - Specialist Orthopaedic | 06.02 - UPPER LIMB | 06.02.03 - Elbow | 06.02.03.02 - Proximal radial stem |  | HW928 | 1259 | Stryker Australia Pty Ltd | MoPyC-Modular Pyrocarbon Radial head Prosthesis | A modular titanium stem for radial head prosthesis | 7mm, 8mm, 9mm, 10mm | 94231 |  | November 2021 | Transferred from WR408
06 - Specialist Orthopaedic | 06.02 - UPPER LIMB | 06.02.03 - Elbow | 06.02.03.03 - Proximal radial head/neck |  | HW886 | 1267 | Stryker Australia Pty Ltd | RHS Radial Head System, Radial Head | RHS Elbow prosthesis, Radial Head, Ti Co | 18mm to 24mm | 94231 |  | November 2021 | Transferred from WR358
06 - Specialist Orthopaedic | 06.02 - UPPER LIMB | 06.02.03 - Elbow | 06.02.03.03 - Proximal radial head/neck |  | HW887 | 1267 | Stryker Australia Pty Ltd | Latitude Elbow Prosthesis | Latitude Radial Head component | Small, Medium, Large, Large + | 200973 |  | November 2021 | Transferred from WR359
06 - Specialist Orthopaedic | 06.02 - UPPER LIMB | 06.02.03 - Elbow | 06.02.03.03 - Proximal radial head/neck |  | HW927 | 1267 | Stryker Australia Pty Ltd | MoPyC-Modular Pyrocarbon Radial head Prosthesis | A modular pyrocarbon radial head / neck prosthesis | 18mm, 20mm, 22mm | 94231 |  | November 2021 | Transferred from WR407
06 - Specialist Orthopaedic | 06.02 - UPPER LIMB | 06.02.03 - Elbow | 06.02.03.04 - Proximal ulnar component |  | HW866 | 3398 | Stryker Australia Pty Ltd | Tornier Latitude Total Elbow Prosthesis | Ulnar component, CoCr + UHMWPE | Small, Medium, Large | 201352 |  | November 2021 | Transferred from WR335
06 - Specialist Orthopaedic | 06.02 - UPPER LIMB | 06.02.03 - Elbow | 06.02.03.04 - Proximal ulnar component |  | HW944 | 3398 | Stryker Australia Pty Ltd | Latitude EV Ulnar Stem | Chromium cobalt ulnar stem with Ti Plasma spray | Stem length: Short, Standard, 70mm, 125mm, 150mm | 201352 |  | November 2021 | Transferred from WR433
06 - Specialist Orthopaedic | 06.02 - UPPER LIMB | 06.02.03 - Elbow | 06.02.03.06 - Elbow pin |  | HW938 | 788 | Stryker Australia Pty Ltd | Latitude Elbow Prosthesis – Humeral Screw | Humeral Screw for revision surgery | Small, Medium and Large | 200974 |  | November 2021 | Transferred from WR425
06 - Specialist Orthopaedic | 06.02 - UPPER LIMB | 06.02.03 - Elbow | 06.02.03.07 - Accessories - bushing / insert / spool |  | HW881 | 1368 | Stryker Australia Pty Ltd | Latitude Elbow Prosthesis | Latitude Humeral Spool component, standard or anatomic, CoCr + PEEK | Standard spool: Small, Medium, Large, Large +, anterior, posterior or centered, Anatomic Spool: Small, Medium, Large, Large +, Left and Right, Anterior Centred and Posterior Offset | 200974 |  | November 2021 | Transferred from WR352
06 - Specialist Orthopaedic | 06.02 - UPPER LIMB | 06.02.03 - Elbow | 06.02.03.07 - Accessories - bushing / insert / spool |  | HW937 | 1368 | Stryker Australia Pty Ltd | Latitude Total Elbow Prosthesis – Ulnar Bushing | Ultra-high molecular weight polyethylene ulnar bushing | Small, Medium, Large – Right and Left | 201352 |  | November 2021 | Transferred from WR424
06 - Specialist Orthopaedic | 06.02 - UPPER LIMB | 06.02.04 - Shoulder - Humeral | 06.02.04.02 - Humeral component - cemented | Reverse | HW874 | 6460 | Stryker Australia Pty Ltd | Aequalis Reversed fracture-standard | Monobloc Humeral Stem CoCr cemented | Length 130mm Dia 7 9 11 13 15 | 211015 |  | November 2021 | Transferred from WR344
06 - Specialist Orthopaedic | 06.02 - UPPER LIMB | 06.02.04 - Shoulder - Humeral | 06.02.04.02 - Humeral component - cemented | Reverse | HW875 | 6460 | Stryker Australia Pty Ltd | Aequalis Reversed Fracture Shoulder - Revision | Monobloc Humeral Stem CoCr and HA coated proximally | Length 170, 180 or 210mm Dia 7 9 11 13mm | 211015 |  | November 2021 | Transferred from WR345
06 - Specialist Orthopaedic | 06.02 - UPPER LIMB | 06.02.04 - Shoulder - Humeral | 06.02.04.03 - Humeral component - uncemented |  | HW867 | 3325 | Stryker Australia Pty Ltd | Aequalis Fracture Shoulder HA Coated | Fracture shoulder humeral stem Cobalt Chrome, HA coated | Diam 6.5mm - 130mm and 170mm lengths, Diam 9mm - 130mm, 180mm and 210mm lengths. Diam 12mm - 130mm, 180mm and 210mm lengths | 208886 |  | November 2021 | Transferred from WR337
06 - Specialist Orthopaedic | 06.02 - UPPER LIMB | 06.02.04 - Shoulder - Humeral | 06.02.04.03 - Humeral component - uncemented |  | HW946 | 3325 | Stryker Australia Pty Ltd | Simpliciti - Nucleus | Uncemented humeral component, titanium, coated with a sintered titanium CP Ti bead coating | 1,2,3 | 222657 |  | November 2021 | Transferred from WR435
06 - Specialist Orthopaedic | 06.02 - UPPER LIMB | 06.02.04 - Shoulder - Humeral | 06.02.04.03 - Humeral component - uncemented |  | HW948 | 3325 | Stryker Australia Pty Ltd | Aequalis Ascend Flex PTC Humeral Stem | Convertible humeral stem with proximal PTC titanium plasma spray coating | Length: 66mm, 70mm, 74mm, 78mm, 82mm, 86mm, 88mm, 90mm, 93mm, 94mm, 98mm, 104mm, 109mm, 115mm, 120mm, 125mm, 130mm Sizes: 1 to 9 Angulation: 127.5º, 132.5º, 137.5º | 218732 |  | November 2021 | Transferred from WR437
06 - Specialist Orthopaedic | 06.02 - UPPER LIMB | 06.02.04 - Shoulder - Humeral | 06.02.04.05 - Modular humeral component - metaphyseal, uncemented |  | HW870 | 2451 | Stryker Australia Pty Ltd | Aequalis Reversed Shoulder -Metaphysis (Cemented or Cementless) | Cemented: CoCr and UMWHPE, Cementless: CoCr, HA Coated and UMWHPE | D.36mm & 42mm | 208525 208524 |  | November 2021 | Transferred from WR340
06 - Specialist Orthopaedic | 06.02 - UPPER LIMB | 06.02.04 - Shoulder - Humeral | 06.02.04.08 - Modular Humeral component - diaphyseal, cemented, short (≤220mm) |  | HW889 | 3800 | Stryker Australia Pty Ltd | Aequalis Reversed Shoulder, Cemented Stem | Aequalis Reversed Shoulder prosthesis, Cemented Stem, CoCr | Diam 6.5mm to 15mm, Length 100 to 210mm | 208476 |  | November 2021 | Transferred from WR361
06 - Specialist Orthopaedic | 06.02 - UPPER LIMB | 06.02.04 - Shoulder - Humeral | 06.02.04.08 - Modular Humeral component - diaphyseal, cemented, short (≤220mm) |  | HW967 | 3800 | Stryker Australia Pty Ltd | Aequalis Ascend Flex Cemented Humeral Stem | Convertible humeral stem for cemented used | Length: 66mm, 74mm, 82mm, 88mm, 90mm, 98mm, 109mm, 120mm. Size: 2 to 8. Angulation: 127.5º, 132.5º, 137.5º | 218731 |  | November 2021 | Transferred from WR458
06 - Specialist Orthopaedic | 06.02 - UPPER LIMB | 06.02.04 - Shoulder - Humeral | 06.02.04.09 - Modular Humeral component - diaphyseal, uncemented, short (≤220mm) |  | HW890 | 2660 | Stryker Australia Pty Ltd | Aequalis Reversed Shoulder, Cementless Stem | Aequalis Reversed Shoulder prosthetis, Cementless stem Ti, HA Coated | Diam 6.5mm to 154mm, Length 100mm to 210mm | 208459 |  | November 2021 | Transferred from WR362
06 - Specialist Orthopaedic | 06.02 - UPPER LIMB | 06.02.04 - Shoulder - Humeral | 06.02.04.12 - Standard humeral head |  | HW863 | 1261 | Stryker Australia Pty Ltd | Aequalis Primary Shoulder Prostheses | Aequalis Primary Eccentric Humeral Head, CoCr | Diameter: 37, 39, 41, 43, 46, 48, 50, 52, 54mm | 206492 |  | November 2021 | Transferred from WR332
06 - Specialist Orthopaedic | 06.02 - UPPER LIMB | 06.02.04 - Shoulder - Humeral | 06.02.04.12 - Standard humeral head |  | HW945 | 1261 | Stryker Australia Pty Ltd | Simpliciti - Humeral Head | Anatomic humeral head, centred, CoCr | 39 x 14, 41 x 15, 43 x 16, 46 x 17, 48 x 18, 50 x 16, 50 x 19, 52 x 19, 52 x 23 | 211853 |  | November 2021 | Transferred from WR434
06 - Specialist Orthopaedic | 06.02 - UPPER LIMB | 06.02.04 - Shoulder - Humeral | 06.02.04.12 - Standard humeral head |  | HW949 | 1261 | Stryker Australia Pty Ltd | Aequalis Ascend Flex Humeral Head | Cobalt chrome humeral head | Diameter: 37mm, 39mm, 41mm, 43mm, 46mm, 48mm, 50mm, 52mm, 54mm Height: 13.5mm, 14mm, 15mm, 16mm, 17mm, 18mm, 19mm, 23mm, 27mm Offset: 1.5mm, 3.5mm, 4mm | 218733 |  | November 2021 | Transferred from WR438
06 - Specialist Orthopaedic | 06.02 - UPPER LIMB | 06.02.04 - Shoulder - Humeral | 06.02.04.13 - Resurfacing humeral head |  | HW868 | 3040 | Stryker Australia Pty Ltd | Aequalis Resurfacing Shoulder | Resurfacing humeral head | 12 head sizes from 37mm x 13.5mm to 54mm x 27mm, 3 stem lengths: 30, 35 and 40mm | 207910 |  | November 2021 | Transferred from WR338
06 - Specialist Orthopaedic | 06.02 - UPPER LIMB | 06.02.04 - Shoulder - Humeral | 06.02.04.14 - Humeral cup |  | HW869 | 774 | Stryker Australia Pty Ltd | Aequalis Reversed Shoulder Eccentric humeral Insert (High Mobility Cup) | Eccentric Humeral Insert (High Mobility Cup) for Aequalis Reversed Shoulder | 36mm and 42mm, 2mm eccentric +6mm and +9mm, 4mm eccentric +9mm and +12mm | 209514 |  | November 2021 | Transferred from WR339
06 - Specialist Orthopaedic | 06.02 - UPPER LIMB | 06.02.04 - Shoulder - Humeral | 06.02.04.14 - Humeral cup |  | HW950 | 774 | Stryker Australia Pty Ltd | Aequalis Ascend Flex Reversed Insert | Reversed insert/ retentive reversed insert - UHMWPE and Ti Alloy | Diameter: 33mm, 36mm, 39mm, 42mm Thickness: 6mm, 9mm Angulation: 7.5º, 12.5º, 17.5º | 218735 |  | November 2021 | Transferred from WR439
06 - Specialist Orthopaedic | 06.02 - UPPER LIMB | 06.02.05 - Shoulder - Glenoid | 06.02.05.01 - Glenoid component, All poly |  | HW947 | 1895 | Stryker Australia Pty Ltd | Aequalis PerFORM Glenoid - CortiLoc | UHMWPE pegged glenoid with CortiLoc central peg | Small - backside radius of 30mm, 35mm and 40mm Medium - backside radius of 30mm, 35mm and 40mm Large - backside radius of 40mm, 50mm and 60mm Extra large - backside radius of 40mm, 50mm and 60mm | 206662 |  | November 2021 | Transferred from WR436
06 - Specialist Orthopaedic | 06.02 - UPPER LIMB | 06.02.05 - Shoulder - Glenoid | 06.02.05.01 - Glenoid component, All poly |  | HW952 | 1895 | Stryker Australia Pty Ltd | Aequalis PerFORM Pegged Glenoid | UHMWPE pegged glenoid | Small - backside radius: 30mm, 35mm, 40mm Medium - backside radius: 30mm, 35mm, 40mm Large - backside radius: 40mm, 50mm, 60mm Extra large - backside radius: 40mm, 50mm, 60mm | 206662 |  | November 2021 | Transferred from WR441
06 - Specialist Orthopaedic | 06.02 - UPPER LIMB | 06.02.05 - Shoulder - Glenoid | 06.02.05.01 - Glenoid component, All poly |  | HW986 | 1895 | Stryker Australia Pty Ltd | Aequalis PerFORM Keeled Glenoid | UHMWPE keeled glenoid | Small - backside radius: 30mm, 35mm, 40mm Medium - backside radius: 30mm, 35mm, 40mm Large - backside radius: 40mm, 50mm, 60mm Extra large - backside radius: 40mm, 50mm, 60mm | 206662 |  | November 2021 | Transferred from WR442
06 - Specialist Orthopaedic | 06.02 - UPPER LIMB | 06.02.05 - Shoulder - Glenoid | 06.02.05.05 - Reverse glenoid component, Base plate, uncemented |  | HW879 | 1991 | Stryker Australia Pty Ltd | Aequalis Reversed Shoulder, Glenoid Base Plate | Glenoid Base Plate (Metaglene) with Long Post option for revision | Standard or Revision (Long Post) dia 25mm and dia 29mm | 209243 |  | November 2021 | Transferred from WR349
06 - Specialist Orthopaedic | 06.02 - UPPER LIMB | 06.02.05 - Shoulder - Glenoid | 06.02.05.05 - Reverse glenoid component, Base plate, uncemented |  | HW940 | 1991 | Stryker Australia Pty Ltd | Aequalis Reversed Shoulder - Hemi Prosthesis Adaptor | Hemi Prosthesis Adaptor including union screw | 36mm and 42mm diameter | 209724 |  | November 2021 | Transferred from WR427
06 - Specialist Orthopaedic | 06.02 - UPPER LIMB | 06.02.05 - Shoulder - Glenoid | 06.02.05.05 - Reverse glenoid component, Base plate, uncemented |  | ZA095 | 1991 | Zimmer Biomet Pty Ltd | Comprehensive Reverse Augmented Baseplate | Augmented Baseplate | 25mm | 345190 |  | November 2021 | New Listing
06 - Specialist Orthopaedic | 06.02 - UPPER LIMB | 06.02.05 - Shoulder - Glenoid | 06.02.05.06 - Glenosphere |  | HW880 | 2176 | Stryker Australia Pty Ltd | Aequalis Reversed Shoulder, Glenoid Sphere | Glenoid Sphere, standard, eccentric, wear compensation or lateralised | Diameter 33, 36, 39 and 42mm Centre, or Eccentricity +2mm, or Wear Compensations 10deg, or Lateralised +6mm / +8mm | 209244 |  | November 2021 | Transferred from WR350
06 - Specialist Orthopaedic | 06.02 - UPPER LIMB | 06.02.06 - Shoulder - Accessories | 06.02.06.02 - Humeral spacer |  | HW865 | 950 | Stryker Australia Pty Ltd | Aequalis Shoulder Prostheses Reverse | CoCr Reverse Humeral Neck | diameter 36 & 42mm wide x 9mm high | 242575 |  | November 2021 | Transferred from WR334
06 - Specialist Orthopaedic | 06.02 - UPPER LIMB | 06.02.06 - Shoulder - Accessories | 06.02.06.02 - Humeral spacer |  | HW942 | 950 | Stryker Australia Pty Ltd | Aequalis Reversed Fracture - Humeral Spacer | Lateralized Spacer | 9mm | 242575 |  | November 2021 | Transferred from WR430
06 - Specialist Orthopaedic | 06.02 - UPPER LIMB | 06.02.06 - Shoulder - Accessories | 06.02.06.05 - Eccentrical adaptor |  | HW943 | 1159 | Stryker Australia Pty Ltd | Aequalis Reversed Fracture - Hemi-prosthesis Adaptor | Hemi-prosthesis Adaptor including union screw | One size only | 211056 |  | November 2021 | Transferred from WR431
06 - Specialist Orthopaedic | 06.02 - UPPER LIMB | 06.02.06 - Shoulder - Accessories | 06.02.06.07 - Reverse humeral tray |  | HW871 | 829 | Stryker Australia Pty Ltd | Aequalis Reversed Shoulder - Lateralized Insert | The humeral cup is made of UHMWPE. It comes in two diameters (36 + 42mm) to correspond with the humeral metaphyseal components with the following heights 6, 9, 12 and 15mm. | D. 36mm +6mm, D.36mm +9mm, D.36mm +12mm, D.36mm +15mm, D.42mm +6mm, D. 42mm +9mm, D.42mm +12mm D.42mm +15mm | 209514 |  | November 2021 | Transferred from WR341
06 - Specialist Orthopaedic | 06.02 - UPPER LIMB | 06.02.06 - Shoulder - Accessories | 06.02.06.07 - Reverse humeral tray |  | HW941 | 829 | Stryker Australia Pty Ltd | Aequalis Reversed Fracture - Humeral Insert | Polyethylene Insert | Height 6.25 -13.5mm, Width 6mm-12mm, Articular Diameter- 36mm & 42mm | 211016 |  | November 2021 | Transferred from WR429
06 - Specialist Orthopaedic | 06.02 - UPPER LIMB | 06.02.06 - Shoulder - Accessories | 06.02.06.07 - Reverse humeral tray |  | HW951 | 829 | Stryker Australia Pty Ltd | Aequalis Ascend Flex Reversed Tray | Reverse humeral tray - Titanium | Thickness: 0mm, 6mm, 12mm Offset: 0mm, 1.5mm, 3.5mm | 218734 |  | November 2021 | Transferred from WR440
06 - Specialist Orthopaedic | 06.03 - SKELETAL RECONSTRUCTION | 06.03.01 - Intramedullary Nails | 06.03.01.05 - Humeral |  | HW876 | 878 | Stryker Australia Pty Ltd | Aequalis Humeral Nail | Humeral Nail, straight, cannulated, Ti | Right/Left, dia 7mm and 8mm, Lg 130mm, 210mm, 230mm, 250mm and 270mm | 164794 |  | November 2021 | Transferred from WR346
06 - Specialist Orthopaedic | 06.03 - SKELETAL RECONSTRUCTION | 06.03.01 - Intramedullary Nails | 06.03.01.07 - Arthrodesis ankle |  | HW798 | 4493 | Stryker Australia Pty Ltd | Valor Hindfoot Fusion System | Valor Hindfoot Fusion Nail, Titanium Alloy | 10 & 11.5mm diameter, 150, 200 & 250mm length, left and right | 198549 |  | November 2021 | Transferred from WR208
06 - Specialist Orthopaedic | 06.03 - SKELETAL RECONSTRUCTION | 06.03.01 - Intramedullary Nails | 06.03.01.07 - Arthrodesis ankle |  | HW929 | 4493 | Stryker Australia Pty Ltd | 611 Ankle Fusion Nail | The 611 ankle arthrodesis nail is made out of titanium alloy (Ti6AI4V) and is associated with self locking screws, a plug and an internal screw. The nail is delivered sterile. The self locking screws, plug and internal locking screw are delivered non-sterile with the instrumentation | 10mm x 180mm, 6 deg left, 10mm x 180mm, 6 deg right 12mm x 180mm, 6 deg left, 12mm x 180mm, 6 deg right 10mm x 180mm, 11 deg left, 10mm x 180mm, 11 deg right 12mm x 180mm, 11 deg left, 12mmx180mm, 11 right | 198776 |  | November 2021 | Transferred from WR411
06 - Specialist Orthopaedic | 06.03 - SKELETAL RECONSTRUCTION | 06.03.01 - Intramedullary Nails | 06.03.01.11 - Arthrodesis Other |  | HW787 | 548 | Stryker Australia Pty Ltd | SALVATION 2 Midfoot Nail | Intramedullary Nail | 60-160mm | 328561 |  | November 2021 | New Listing
06 - Specialist Orthopaedic | 06.03 - SKELETAL RECONSTRUCTION | 06.03.01 - Intramedullary Nails | 06.03.01.11 - Arthrodesis Other |  | HW821 | 548 | Stryker Australia Pty Ltd | Pro-toe VO | Hammertoe Fixation System | Small, Large, Straight & Angled | 198485 |  | November 2021 | Transferred from WR252
06 - Specialist Orthopaedic | 06.03 - SKELETAL RECONSTRUCTION | 06.03.01 - Intramedullary Nails | 06.03.01.11 - Arthrodesis Other |  | HW839 | 548 | Stryker Australia Pty Ltd | Phalinx / Pro-toe VO* | Hammertoe Fixation System Implants | Extra Small - Large, Straight & Angled | 326629 |  | November 2021 | Transferred from WR298
06 - Specialist Orthopaedic | 06.03 - SKELETAL RECONSTRUCTION | 06.03.01 - Intramedullary Nails | 06.03.01.11 - Arthrodesis Other |  | VK038 | 548 | Akva Surgical Pty Ltd | Fusion Beaming System | The Fusion Beaming System has been designed to address the specific demands of advanced deformity and trauma reconstructions of foot and ankle applications. The system was developed for the treatment of neuropathic deformities, such as Charcot, requiring fusion of the medial and/or lateral columns, with or without corrective osteotomies as well as for joint fusions within the mid and hindfoot. The Fusion Beaming System consists of two different diameter implant ranges, designed for optimal implant selection for wide ranging patient anatomies, and an instrumentation including the dedicated Sterilization Tray. The Fusion Beaming System is designed with an instrumentation and technique that have been developed to simplify the surgery. | 5.4mm diameter implants: Lengths - 50mm, 55mm, 60mm, 65mm, 70mm, 75mm, 80mm, 85mm, 90mm, 95mm, 100mm, 105mm, 110mm, 115mm, 120mm, 125mm, 130mm, 135mm, 140mm, 145mm, 150mm, 155mm, 160mm, 165mm, 170mm. 7.4mm diameter implants: Lengths - 50mm, 55mm, 60mm, 65mm, 70mm, 75mm, 80mm, 85mm, 90mm, 95mm, 100mm, 105mm, 110mm, 115mm, 120mm, 125mm, 130mm, 135mm, 140mm, 145mm, 150mm, 155mm, 160mm, 165mm, 170mm, 175mm, 180mm, 185mm, 190mm, 195mm, 200mm. | 295285 307583 307749 |  | November 2021 | New Listing
06 - Specialist Orthopaedic | 06.03 - SKELETAL RECONSTRUCTION | 06.03.01 - Intramedullary Nails | 06.03.01.14 - Calcaneal |  | VK039 | 1200 | Akva Surgical Pty Ltd | C-Nail | C-Nail is an intramedullary nail for minimal-invasive fixation of intraarticular calcaneal fractures. The principle is to stabilise with the nail the four to five main fragments of the fractured calcaneus in conjunction with up to seven interlocking screws and thus creating angular stable fixation. The maximum stability is achieved by fixing the sustentacular fragment towards the nail with two interlocking screws guided by a very precise aiming devise. The design of the nail is clearly marked "L" for left foot and "R" for right foot. The nail length is 65mm with a diameter of 8mm. The nail can be extended and closed with an end cap that comes in 0mm, 5mm, 10mm, 15mm and 20mm sizes. | C-Nail: 65mm length x 8mm diameter (Left and Right option). | 301836 305133 308207 308208 308209 308210 |  | November 2021 | New Listing
06 - Specialist Orthopaedic | 06.03 - SKELETAL RECONSTRUCTION | 06.03.02 - Intramedullary Nail Accessories | 06.03.02.02 - Reconstruction screw |  | VK036 | 222 | Akva Surgical Pty Ltd | C-Nail Bone Screws | C-Nail is an intramedullary nail for minimally invasive fixation of intraarticular calcaneal fractures. The principle is to stabilise with the nail the four to five main fragments of the fractured calcaneus in conjunction with up to seven interlocking screws and thus creating angular stable fixation. The maximum stability is achieved by fixing the sustentacular fragment towards the nail with two interlocking screws guided by a very precise aiming device. The design of the nail is clearly marked "L" for left foot and "R" for right foot. The nail length is 65mm with a diameter of 8mm. The nail can be extended and closed with an end cap that comes in 0mm, 5mm, 10mm, 15mm and 20mm sizes. | Self-tapping cortical bone screws 3.5mm in diameter with 2.5mm hexagonal head. Lengths 22mm, 24mm, 26mm, 28mm, 30mm, 32mm, 34mm, 36mm, 38mm, 40mm, 42mm, 44mm 46mm, 48mm, 50mm, 52mm, 54mm, 56mm, 58mm, 60mm, 62mm, 64mm, 66mm, 68mm, 70mm. | 308210 |  | November 2021 | New Listing
06 - Specialist Orthopaedic | 06.03 - SKELETAL RECONSTRUCTION | 06.03.02 - Intramedullary Nail Accessories | 06.03.02.04 - End caps and extension caps |  | HW797 | 96 | Stryker Australia Pty Ltd | Valor Hindfoot Fusion System - Endcap | Valor Endcap | n/a | 198549 |  | November 2021 | Transferred from WR207
06 - Specialist Orthopaedic | 06.03 - SKELETAL RECONSTRUCTION | 06.03.02 - Intramedullary Nail Accessories | 06.03.02.04 - End caps and extension caps |  | HW931 | 96 | Stryker Australia Pty Ltd | 611 Ankle Fusion Nail - Component: PLUGS | The 611 ankle arthrodesis nail, 2mm & 7mm plugs are made out of titanium alloy (Ti6AI4V). They are delivered non-sterile | 0mm - 7.5mm | 198776 |  | November 2021 | Transferred from WR413
06 - Specialist Orthopaedic | 06.03 - SKELETAL RECONSTRUCTION | 06.03.02 - Intramedullary Nail Accessories | 06.03.02.04 - End caps and extension caps |  | VK037 | 96 | Akva Surgical Pty Ltd | C-Nail End Caps | C-Nail is an intramedullary nail for minimally invasive fixation of intraarticular calcaneal fractures. The principle is to stabilise with the nail the four to five main fragments of the fractured calcaneus in conjunction with up to seven interlocking screws and thus creating angular stable fixation. The maximum stability is achieved by fixing the sustentacular fragment towards the nail with two interlocking screws guided by a very precise aiming device. The design of the nail is clearly marked "L" for left foot and "R" for right foot. The nail length is 65mm with a diameter of 8mm. The nail can be extended and closed with an end cap that comes in 0mm, 5mm, 10mm, 15mm and 20mm sizes. | End Cap: 0mm, 5mm, 10mm, 15mm, 20mm. | 308209 |  | November 2021 | New Listing
06 - Specialist Orthopaedic | 06.03 - SKELETAL RECONSTRUCTION | 06.03.03 - Plates | 06.03.03.01 - Standard (screw size ≥4.5mm)(including blade) ≤ 6 holes | LK | SL176 | 798 | Smith & Nephew Pty Ltd | Smith & Nephew Plate and Screw System - EVOS | Large Fragment Plate – Locking | ≤ 6 holes | 108428 368492 |  | November 2021 | New Listing
06 - Specialist Orthopaedic | 06.03 - SKELETAL RECONSTRUCTION | 06.03.03 - Plates | 06.03.03.01 - Standard (screw size ≥4.5mm)(including blade) ≤ 6 holes | VAL | ER610 | 1112 | Emergo Asia Pacific Pty Ltd | Paragon 28 Gorilla Plating System-Plate, tibial (≤ 6 holes), Periarticular, Posterior, TT | Paragon 28 Gorilla Silverback tibiotalar (TTC) posterior ankle fusion plate, left or right, variable ankle locking, complex shape, left or right | ≤ 6 holes | 289248 |  | November 2021 | New Listing
06 - Specialist Orthopaedic | 06.03 - SKELETAL RECONSTRUCTION | 06.03.03 - Plates | 06.03.03.02 - Standard (screw size ≥4.5mm)(including blade) ≥ 7 to ≤ 15 holes | Com,VAL | HW956 | 1244 | Stryker Australia Pty Ltd | ORTHOLOC Universal Ankle Fusion Plating System | The ORTHOLOC Universal Ankle Fusion Plating System is intended to facilitate arthrodesis of the ankle including tibiotalocalcaneal and tibiotalar joints and tibiocalcaneal arthrodeses, in conjunction with osteotomies and fractures of the distal tibia, talus, and calcaneus. | 82mm | 326629 |  | November 2021 | Transferred from WR446
06 - Specialist Orthopaedic | 06.03 - SKELETAL RECONSTRUCTION | 06.03.03 - Plates | 06.03.03.02 - Standard (screw size ≥4.5mm)(including blade) ≥ 7 to ≤ 15 holes | LK | SL177 | 931 | Smith & Nephew Pty Ltd | Smith & Nephew Plate and Screw System - EVOS | Large Fragment Plate – Locking | ≥ 7 to ≤ 15 holes | 108428 368492 |  | November 2021 | New Listing
06 - Specialist Orthopaedic | 06.03 - SKELETAL RECONSTRUCTION | 06.03.03 - Plates | 06.03.03.02 - Standard (screw size ≥4.5mm)(including blade) ≥ 7 to ≤ 15 holes | VAL | ER609 | 1244 | Emergo Asia Pacific Pty Ltd | Paragon 28 Gorilla Plating System-Plate, tibial ( ≥ 7 to ≤ 15 holes), Periarticular, Posterior, TT | Paragon 28 Gorilla Silverback tibiotalar (TT) posterior ankle fusion plate, left or right | ( ≥ 7 to ≤ 15 holes); 65-109 mm | 290443 |  | November 2021 | New Listing
06 - Specialist Orthopaedic | 06.03 - SKELETAL RECONSTRUCTION | 06.03.03 - Plates | 06.03.03.02 - Standard (screw size ≥4.5mm)(including blade) ≥ 7 to ≤ 15 holes | VAL | ER611 | 1244 | Emergo Asia Pacific Pty Ltd | Paragon 28 Gorilla Plating System-Plate, tibial ( ≥ 7 to ≤ 15 holes), Periarticular, Posterior, TTC | Paragon 28 Gorilla Silverback tibiotalarcalcaneal (TTC) posterior ankle fusion plate, left or right, variable ankle locking, complex shape, flat or contoured, left or right | ( ≥ 7 to ≤ 15 holes); 65-109 mm | 290443 |  | November 2021 | New Listing
06 - Specialist Orthopaedic | 06.03 - SKELETAL RECONSTRUCTION | 06.03.03 - Plates | 06.03.03.03 - Standard (screw size ≥4.5mm)(including blade) ≥ 16 holes | LK | SL178 | 998 | Smith & Nephew Pty Ltd | Smith & Nephew Plate and Screw System - EVOS | Large Fragment Plate – Locking | ≥ 16 holes | 108428 368492 |  | November 2021 | New Listing
06 - Specialist Orthopaedic | 06.03 - SKELETAL RECONSTRUCTION | 06.03.03 - Plates | 06.03.03.04 - Small (screw size 2.71mm – 4.49mm)(including blade) ≤ 6 holes | Com, LK | HW902 | 850 | Stryker Australia Pty Ltd | MaxLock Extreme System - Small Plates ≤ 6 holes | Small variable angle locking plates, titanium, ≤ 6 holes | ≤ 6 holes | 214671 |  | November 2021 | Transferred from WR378
06 - Specialist Orthopaedic | 06.03 - SKELETAL RECONSTRUCTION | 06.03.03 - Plates | 06.03.03.04 - Small (screw size 2.71mm – 4.49mm)(including blade) ≤ 6 holes | Com, LK | HW936 | 850 | Stryker Australia Pty Ltd | MaxLock Extreme System – Edgelock II STP Plate | Calcaneal displacement osteotomies locking plate, Titanium. | ≤ 6 holes | 214671 |  | November 2021 | Transferred from WR423
06 - Specialist Orthopaedic | 06.03 - SKELETAL RECONSTRUCTION | 06.03.03 - Plates | 06.03.03.04 - Small (screw size 2.71mm – 4.49mm)(including blade) ≤ 6 holes | Com, LK | HW978 | 850 | Stryker Australia Pty Ltd | TOM Plate | Designed for base osteotomies and fusions of MT1 with correction achieved through one cut. It is a titanium locking plate, anatomically designed with a smaller radius to fit the contour of the first metatarsal and 5 step variation in 1mm increments for ac | - L & R: neutral, 1-5mm step, 4 hole | 326629 |  | November 2021 | Transferred from WR069
06 - Specialist Orthopaedic | 06.03 - SKELETAL RECONSTRUCTION | 06.03.03 - Plates | 06.03.03.04 - Small (screw size 2.71mm – 4.49mm)(including blade) ≤ 6 holes | VAL | EO135 | 784 | Medartis | APTUS | Variable Angle Locking Plate | ≤ 6 holes | 206157 |  | November 2021 | New Listing
06 - Specialist Orthopaedic | 06.03 - SKELETAL RECONSTRUCTION | 06.03.03 - Plates | 06.03.03.04 - Small (screw size 2.71mm – 4.49mm)(including blade) ≤ 6 holes | VAL | HU285 | 784 | ARTHREX AUSTRALIA PTY LTD | Dynanite Compression Plates | Plate for Arthrodesis | 2-4 Holes | 355042 |  | November 2021 | New Listing
06 - Specialist Orthopaedic | 06.03 - SKELETAL RECONSTRUCTION | 06.03.03 - Plates | 06.03.03.04 - Small (screw size 2.71mm – 4.49mm)(including blade) ≤ 6 holes |  | HW979 | 214 | Stryker Australia Pty Ltd | Locking Plate | Titanium locking plates anatomically contoured for forefoot and midfoot osteotomies. | 2.7mm & 3.5mm, neutral, step, left, right, 1mm, 2mm, 3mm, 4mm, 5mm, 6mm, 7mm, 4-6Holes | 326629 |  | November 2021 | Transferred from WR269
06 - Specialist Orthopaedic | 06.03 - SKELETAL RECONSTRUCTION | 06.03.03 - Plates | 06.03.03.05 - Small (screw size 2.71mm – 4.49mm)(including blade) ≥ 7 to ≤ 15 holes | Com, VAL | HW934 | 1229 | Stryker Australia Pty Ltd | MaxLock Extreme System - Small Complex VAL Plates >6 holes | Small complex variable angle lockig plates, Titanium, >6 holes | > 6 holes | 214671 |  | November 2021 | Transferred from WR420
06 - Specialist Orthopaedic | 06.03 - SKELETAL RECONSTRUCTION | 06.03.03 - Plates | 06.03.03.05 - Small (screw size 2.71mm – 4.49mm)(including blade) ≥ 7 to ≤ 15 holes | VAL | EO133 | 849 | Medartis | APTUS | Variable angle locking plate | 7 - 15 holes | 206157 |  | November 2021 | New Listing
06 - Specialist Orthopaedic | 06.03 - SKELETAL RECONSTRUCTION | 06.03.03 - Plates | 06.03.03.05 - Small (screw size 2.71mm – 4.49mm)(including blade) ≥ 7 to ≤ 15 holes | VAL | EO134 | 849 | Medartis | APTUS | Clavicle Variable Angle Locking Plates | 7 - 15 holes | 206157 |  | November 2021 | New Listing
06 - Specialist Orthopaedic | 06.03 - SKELETAL RECONSTRUCTION | 06.03.03 - Plates | 06.03.03.05 - Small (screw size 2.71mm – 4.49mm)(including blade) ≥ 7 to ≤ 15 holes | VAL | EO136 | 849 | Medartis | APTUS | Variable Angle Locking Plates | 7 - 15 holes | 206157 |  | November 2021 | New Listing
06 - Specialist Orthopaedic | 06.03 - SKELETAL RECONSTRUCTION | 06.03.03 - Plates | 06.03.03.05 - Small (screw size 2.71mm – 4.49mm)(including blade) ≥ 7 to ≤ 15 holes | VAL | ER604 | 849 | Emergo Asia Pacific Pty Ltd | Paragon 28 Gorilla Plates- ≥ 7 to ≤ 15 holes, medial, anterior, anterolateral | Paragon 28 Gorilla Plates- tibia ≥ 7 to ≤ 15 holes, medial, anterior, anterolateral. left or right, variable angle locking, complex shapes | ≥ 7 to ≤ 15 holes, thickness 1.8 mm; multi screw diameter purchase | 290443 |  | November 2021 | New Listing
06 - Specialist Orthopaedic | 06.03 - SKELETAL RECONSTRUCTION | 06.03.03 - Plates | 06.03.03.05 - Small (screw size 2.71mm – 4.49mm)(including blade) ≥ 7 to ≤ 15 holes | VAL | HW811 | 849 | Stryker Australia Pty Ltd | Ortholoc Fracture System - Plates | Universal | 8 Hole | 326629 |  | November 2021 | Transferred from WR238
06 - Specialist Orthopaedic | 06.03 - SKELETAL RECONSTRUCTION | 06.03.03 - Plates | 06.03.03.05 - Small (screw size 2.71mm – 4.49mm)(including blade) ≥ 7 to ≤ 15 holes |  | GW066 | 279 | EQUINOX ORTHOPAEDICS PTY LTD | WEGO Trauma Systems | 1/3 Tubular Plate | 7-15 holes | 324402 |  | November 2021 | New Listing
06 - Specialist Orthopaedic | 06.03 - SKELETAL RECONSTRUCTION | 06.03.03 - Plates | 06.03.03.06 - Small (screw size 2.71mm – 4.49mm)(including blade) ≥ 16 holes | VAL | ER605 | 1331 | Emergo Asia Pacific Pty Ltd | Paragon 28 Gorilla Plates- ≥ 16 holes, medial, anterolateral | Paragon 28 Gorilla Plates- tibia ≥ 16 holes, medial, anterolateral, left or right, variable angle locking, complex shapes | ≥ 16 holes, thickness 1.8 mm; multi screw diameter purchase | 289248 |  | November 2021 | New Listing
06 - Specialist Orthopaedic | 06.03 - SKELETAL RECONSTRUCTION | 06.03.03 - Plates | 06.03.03.07 - Mini (screw size ≤2.7mm)(including blade) ≤ 6 holes | Com, LK | HW899 | 1263 | Stryker Australia Pty Ltd | Mini MaxLock Extreme System - Mini Plates ≤ 6 holes | Mini variable angle locking plates, Titanium, ≤ 6 holes | ≤ 6 holes | 214671 |  | November 2021 | Transferred from WR375
06 - Specialist Orthopaedic | 06.03 - SKELETAL RECONSTRUCTION | 06.03.03 - Plates | 06.03.03.07 - Mini (screw size ≤2.7mm)(including blade) ≤ 6 holes | Com, LK | ZA104 | 1263 | Zimmer Biomet Pty Ltd | Tritium SCP (Sternal Cable Plate) | V Shaped Titanium Sternal Plate, 4 Holes, Locking Screw/Plate, Complex Shape | one size | 193369 |  | November 2021 | Transferred from MZ016
06 - Specialist Orthopaedic | 06.03 - SKELETAL RECONSTRUCTION | 06.03.03 - Plates | 06.03.03.07 - Mini (screw size ≤2.7mm)(including blade) ≤ 6 holes | Com, VAL | HW825 | 1577 | Stryker Australia Pty Ltd | Locking Plate | Titanium locking plates anatomically contoured for forefoot and midfoot osteotomies. | 2.7mm & 3.5mm. Neutral, 1mm, 2mm, 3mm, 4mm, 4.5mm, 5mm, 5.5mm, 6mm, 6.5mm, 7mm, 8mm, 10mm. 4-6Holes | 326629 |  | November 2021 | Transferred from WR266
06 - Specialist Orthopaedic | 06.03 - SKELETAL RECONSTRUCTION | 06.03.03 - Plates | 06.03.03.07 - Mini (screw size ≤2.7mm)(including blade) ≤ 6 holes | Com, VAL | HW829 | 1577 | Stryker Australia Pty Ltd | Biotech Easy Lock System | Easy Lock Plating System | Various | 291615 |  | November 2021 | Transferred from WR279
06 - Specialist Orthopaedic | 06.03 - SKELETAL RECONSTRUCTION | 06.03.03 - Plates | 06.03.03.07 - Mini (screw size ≤2.7mm)(including blade) ≤ 6 holes | Com, VAL | HW968 | 1577 | Stryker Australia Pty Ltd | ORTHOLOC 2 Small Bones Plates – Complex and VAL – up to 6 holes | Titanium mini plates, complex, variable angle locking, up to 6 holes, various designs (Hook plate, Y-plates and Pinch plates). | Up to 6 holes | 326629 |  | November 2021 | Transferred from WR459
06 - Specialist Orthopaedic | 06.03 - SKELETAL RECONSTRUCTION | 06.03.03 - Plates | 06.03.03.07 - Mini (screw size ≤2.7mm)(including blade) ≤ 6 holes | Com, VAL | ZZ074 | 1577 | AA-Med Pty Ltd | Arix Hand Plating System | Mini Locking Plates | ≤ 6 holes | 239812 |  | November 2021 | Transferred from EF020
06 - Specialist Orthopaedic | 06.03 - SKELETAL RECONSTRUCTION | 06.03.03 - Plates | 06.03.03.07 - Mini (screw size ≤2.7mm)(including blade) ≤ 6 holes | LK | BU028 | 883 | CAB MEDICAL PTY LTD | Airlock Plate | Airlock Plating System | Left and Right, Size 0 - 6 | 235766 |  | November 2021 | New Listing
06 - Specialist Orthopaedic | 06.03 - SKELETAL RECONSTRUCTION | 06.03.03 - Plates | 06.03.03.07 - Mini (screw size ≤2.7mm)(including blade) ≤ 6 holes | LK | HW792 | 883 | Stryker Australia Pty Ltd | Charlotte LisfrancReconstruction System - Bridge Plate. | Stainless steel plate for stabilisation of the tarsometatarsal joint. | 4, 6, 5 & 9 hole. | 326629 |  | November 2021 | Transferred from WR077
06 - Specialist Orthopaedic | 06.03 - SKELETAL RECONSTRUCTION | 06.03.03 - Plates | 06.03.03.07 - Mini (screw size ≤2.7mm)(including blade) ≤ 6 holes | VAL | HU276 | 1197 | ARTHREX AUSTRALIA PTY LTD | V-Plate | Plate for fracture fixation | 6 Holes | 350999 |  | November 2021 | New Listing
06 - Specialist Orthopaedic | 06.03 - SKELETAL RECONSTRUCTION | 06.03.03 - Plates | 06.03.03.07 - Mini (screw size ≤2.7mm)(including blade) ≤ 6 holes | VAL | HU281 | 1197 | ARTHREX AUSTRALIA PTY LTD | Straight Plate | Plate for fracture fixation | 6 Holes | 350999 |  | November 2021 | New Listing
06 - Specialist Orthopaedic | 06.03 - SKELETAL RECONSTRUCTION | 06.03.03 - Plates | 06.03.03.07 - Mini (screw size ≤2.7mm)(including blade) ≤ 6 holes | VAL | HU286 | 1197 | ARTHREX AUSTRALIA PTY LTD | Rotation Correction Plate | Plate for arthrodesis | 5 Holes | 350999 |  | November 2021 | New Listing
06 - Specialist Orthopaedic | 06.03 - SKELETAL RECONSTRUCTION | 06.03.03 - Plates | 06.03.03.07 - Mini (screw size ≤2.7mm)(including blade) ≤ 6 holes | VAL | HU287 | 1197 | ARTHREX AUSTRALIA PTY LTD | Bridge Plate | Plate for fracture fixation | 6 Holes | 350999 |  | November 2021 | New Listing
06 - Specialist Orthopaedic | 06.03 - SKELETAL RECONSTRUCTION | 06.03.03 - Plates | 06.03.03.07 - Mini (screw size ≤2.7mm)(including blade) ≤ 6 holes | VAL | HU289 | 1197 | ARTHREX AUSTRALIA PTY LTD | T- Plate | Plate for fracture fixation | 6 Holes | 350999 |  | November 2021 | New Listing
06 - Specialist Orthopaedic | 06.03 - SKELETAL RECONSTRUCTION | 06.03.03 - Plates | 06.03.03.07 - Mini (screw size ≤2.7mm)(including blade) ≤ 6 holes | VAL | HU290 | 1197 | ARTHREX AUSTRALIA PTY LTD | T-Plate, Wide | Plate for fracture fixation | 6 Holes | 350999 |  | November 2021 | New Listing
06 - Specialist Orthopaedic | 06.03 - SKELETAL RECONSTRUCTION | 06.03.03 - Plates | 06.03.03.07 - Mini (screw size ≤2.7mm)(including blade) ≤ 6 holes | VAL | HU291 | 1197 | ARTHREX AUSTRALIA PTY LTD | Straight Plate, Reinforced | Plate for fracture fixation | 6 Holes | 350999 |  | November 2021 | New Listing
06 - Specialist Orthopaedic | 06.03 - SKELETAL RECONSTRUCTION | 06.03.03 - Plates | 06.03.03.07 - Mini (screw size ≤2.7mm)(including blade) ≤ 6 holes | VAL | HU293 | 1197 | ARTHREX AUSTRALIA PTY LTD | T-Plate, Reinforced | Plate for fracture fixation | 6 Holes | 350999 |  | November 2021 | New Listing
06 - Specialist Orthopaedic | 06.03 - SKELETAL RECONSTRUCTION | 06.03.03 - Plates | 06.03.03.07 - Mini (screw size ≤2.7mm)(including blade) ≤ 6 holes | VAL | HU294 | 1197 | ARTHREX AUSTRALIA PTY LTD | Y-Plate | Plate for Arthrodesis | 6 Holes | 350999 |  | November 2021 | New Listing
06 - Specialist Orthopaedic | 06.03 - SKELETAL RECONSTRUCTION | 06.03.03 - Plates | 06.03.03.07 - Mini (screw size ≤2.7mm)(including blade) ≤ 6 holes | VAL | HW969 | 1197 | Stryker Australia Pty Ltd | ORTHOLOC 2 Small Bones Plates – VAL – up to 6 holes | Titanium mini plates, variable angle locking, up to 6 holes, various designs (Straight plates, T-plate and Jones Fracture Plates). | Up to 6 holes | 326629 |  | November 2021 | Transferred from WR460
06 - Specialist Orthopaedic | 06.03 - SKELETAL RECONSTRUCTION | 06.03.03 - Plates | 06.03.03.07 - Mini (screw size ≤2.7mm)(including blade) ≤ 6 holes | VAL | ZZ073 | 1197 | AA-Med Pty Ltd | Arix Hand Plating System | Mini Plates | ≤ 6 holes | 239812 |  | November 2021 | Transferred from EF019
06 - Specialist Orthopaedic | 06.03 - SKELETAL RECONSTRUCTION | 06.03.03 - Plates | 06.03.03.08 - Mini (screw size ≤2.7mm)(including blade) ≥ 7 to ≤ 15 holes | Com, LK | HW900 | 1018 | Stryker Australia Pty Ltd | Mini MaxLock Extreme System - Mini Plates > 6 holes | Mini Variable angle locking plates, Titanium, > 6 holes | > 6 holes | 214671 |  | November 2021 | Transferred from WR376
06 - Specialist Orthopaedic | 06.03 - SKELETAL RECONSTRUCTION | 06.03.03 - Plates | 06.03.03.08 - Mini (screw size ≤2.7mm)(including blade) ≥ 7 to ≤ 15 holes | Com, VAL | ZZ076 | 1332 | AA-Med Pty Ltd | Arix Hand Plating System | Mini Locking Plate | ≥ 7 to ≤ 15 holes | 239812 |  | November 2021 | Transferred from EF022
06 - Specialist Orthopaedic | 06.03 - SKELETAL RECONSTRUCTION | 06.03.03 - Plates | 06.03.03.08 - Mini (screw size ≤2.7mm)(including blade) ≥ 7 to ≤ 15 holes | VAL | HU275 | 952 | ARTHREX AUSTRALIA PTY LTD | Triangle Plate | Plate for fracture fixation | 8 Holes | 350999 |  | November 2021 | New Listing
06 - Specialist Orthopaedic | 06.03 - SKELETAL RECONSTRUCTION | 06.03.03 - Plates | 06.03.03.08 - Mini (screw size ≤2.7mm)(including blade) ≥ 7 to ≤ 15 holes | VAL | HU277 | 952 | ARTHREX AUSTRALIA PTY LTD | V-Plate | Plate for fracture fixation | 10 Holes | 350999 |  | November 2021 | New Listing
06 - Specialist Orthopaedic | 06.03 - SKELETAL RECONSTRUCTION | 06.03.03 - Plates | 06.03.03.08 - Mini (screw size ≤2.7mm)(including blade) ≥ 7 to ≤ 15 holes | VAL | HU282 | 952 | ARTHREX AUSTRALIA PTY LTD | Straight Plate | Plate for fracture fixation | 10 Holes | 350999 |  | November 2021 | New Listing
06 - Specialist Orthopaedic | 06.03 - SKELETAL RECONSTRUCTION | 06.03.03 - Plates | 06.03.03.08 - Mini (screw size ≤2.7mm)(including blade) ≥ 7 to ≤ 15 holes | VAL | HU283 | 952 | ARTHREX AUSTRALIA PTY LTD | Z-Plate | Plate for fracture fixation | 10 Holes | 350999 |  | November 2021 | New Listing
06 - Specialist Orthopaedic | 06.03 - SKELETAL RECONSTRUCTION | 06.03.03 - Plates | 06.03.03.08 - Mini (screw size ≤2.7mm)(including blade) ≥ 7 to ≤ 15 holes | VAL | HU284 | 952 | ARTHREX AUSTRALIA PTY LTD | Cage Plate | Plate for fracture fixation | 10 Holes | 350999 |  | November 2021 | New Listing
06 - Specialist Orthopaedic | 06.03 - SKELETAL RECONSTRUCTION | 06.03.03 - Plates | 06.03.03.08 - Mini (screw size ≤2.7mm)(including blade) ≥ 7 to ≤ 15 holes | VAL | HU288 | 952 | ARTHREX AUSTRALIA PTY LTD | T- Plate | Plate for fracture fixation | 8 Holes | 350999 |  | November 2021 | New Listing
06 - Specialist Orthopaedic | 06.03 - SKELETAL RECONSTRUCTION | 06.03.03 - Plates | 06.03.03.08 - Mini (screw size ≤2.7mm)(including blade) ≥ 7 to ≤ 15 holes | VAL | HU292 | 952 | ARTHREX AUSTRALIA PTY LTD | Straight Plate, Reinforced | Plate for fracture fixation | 8 Holes | 350999 |  | November 2021 | New Listing
06 - Specialist Orthopaedic | 06.03 - SKELETAL RECONSTRUCTION | 06.03.03 - Plates | 06.03.03.08 - Mini (screw size ≤2.7mm)(including blade) ≥ 7 to ≤ 15 holes | VAL | HU295 | 952 | ARTHREX AUSTRALIA PTY LTD | Y-Plate | Plate for Arthrodesis | 8 Holes | 350999 |  | November 2021 | New Listing
06 - Specialist Orthopaedic | 06.03 - SKELETAL RECONSTRUCTION | 06.03.03 - Plates | 06.03.03.08 - Mini (screw size ≤2.7mm)(including blade) ≥ 7 to ≤ 15 holes | VAL | HW826 | 952 | Stryker Australia Pty Ltd | Locking Plate | Titanium locking plates anatomically contoured for forefoot and midfoot osteotomies. | 2.7mm & 3.5mm, neutral, 1mm, 2mm, 3mm, 4mm, 5mm, 6mm, 7mm, 7-9 holes | 326629 |  | November 2021 | Transferred from WR267
06 - Specialist Orthopaedic | 06.03 - SKELETAL RECONSTRUCTION | 06.03.03 - Plates | 06.03.03.08 - Mini (screw size ≤2.7mm)(including blade) ≥ 7 to ≤ 15 holes | VAL | HW970 | 952 | Stryker Australia Pty Ltd | ORTHOLOC 2 Small Bones Plates – VAL – 7 to 15 holes | Titanium mini plates, variable angle locking, 7-15 holes, various designs (Straight plate, T-plates). | From 7 to 15 holes | 326629 |  | November 2021 | Transferred from WR461
06 - Specialist Orthopaedic | 06.03 - SKELETAL RECONSTRUCTION | 06.03.03 - Plates | 06.03.03.08 - Mini (screw size ≤2.7mm)(including blade) ≥ 7 to ≤ 15 holes | VAL | KT094 | 952 | KLS Martin Australia Pty Limited | RECOS Ulna | Ulna Plate | Short 80mm, Long 90mm x 10mm | 236206 |  | November 2021 | New Listing
06 - Specialist Orthopaedic | 06.03 - SKELETAL RECONSTRUCTION | 06.03.03 - Plates | 06.03.03.08 - Mini (screw size ≤2.7mm)(including blade) ≥ 7 to ≤ 15 holes | VAL | ZZ075 | 952 | AA-Med Pty Ltd | Locking Plate System | Variable Locking Plate | ≥ 7 to ≤ 15 holes | 239812 |  | November 2021 | Transferred from EF021
06 - Specialist Orthopaedic | 06.03 - SKELETAL RECONSTRUCTION | 06.03.03 - Plates | 06.03.03.09 - Mini (screw size ≤2.7mm)(including blade) ≥ 16 holes |  | HW788 | 637 | Stryker Australia Pty Ltd | Stryker Plating System | Non-locking Plates | ≥ 16 holes | 340042 357433 |  | November 2021 | New Listing
06 - Specialist Orthopaedic | 06.03 - SKELETAL RECONSTRUCTION | 06.03.03 - Plates | 06.03.03.16 - Periarticular anatomic - Clavicle plate ≤ 6 holes | VAL | MN323 | 1663 | Johnson & Johnson Medical Pty Ltd | AO/ASIF Plates | VA-LCP Clavicle Plate 2.7 System - Button Hook Plate | ≤ 6 holes, 9-, 12- and 15-mm hook depth | 157069 |  | November 2021 | New Listing
06 - Specialist Orthopaedic | 06.03 - SKELETAL RECONSTRUCTION | 06.03.03 - Plates | 06.03.03.17 - Periarticular anatomic - Clavicle plate ≥ 7 to ≤ 15 holes | VAL | HW907 | 1995 | Stryker Australia Pty Ltd | MaxLock Extreme System - Clavicle Plates | Clavicle Variable angle locking plates, Titanium | 9 to 13 holes | 214671 |  | November 2021 | Transferred from WR384
06 - Specialist Orthopaedic | 06.03 - SKELETAL RECONSTRUCTION | 06.03.03 - Plates | 06.03.03.17 - Periarticular anatomic - Clavicle plate ≥ 7 to ≤ 15 holes | VAL | MN327 | 1995 | Johnson & Johnson Medical Pty Ltd | AO/ASIF Plates | VA-LCP Clavicle Plate 2.7 System - Short and Long Hook Plates | 9, 11 holes; 9-, 12- and 15-mm hook depths | 157069 |  | November 2021 | New Listing
06 - Specialist Orthopaedic | 06.03 - SKELETAL RECONSTRUCTION | 06.03.03 - Plates | 06.03.03.19 - Periarticular anatomic - Humerus ≤ 6 holes | LK | SL184 | 1330 | Smith & Nephew Pty Ltd | Smith & Nephew Plate and Screw System - EVOS | Periarticular Anatomical Plate - Humerus | ≤ 6 holes | 108428 368492 |  | November 2021 | New Listing
06 - Specialist Orthopaedic | 06.03 - SKELETAL RECONSTRUCTION | 06.03.03 - Plates | 06.03.03.20 - Periarticular anatomic - Humerus ≥ 7 to ≤ 15 holes | LK | SL185 | 1330 | Smith & Nephew Pty Ltd | Smith & Nephew Plate and Screw System - EVOS | Periarticular Anatomical Plate - Humerus | ≥ 7 to ≤ 15 holes | 108428 368492 |  | November 2021 | New Listing
06 - Specialist Orthopaedic | 06.03 - SKELETAL RECONSTRUCTION | 06.03.03 - Plates | 06.03.03.20 - Periarticular anatomic - Humerus ≥ 7 to ≤ 15 holes | VAL | HW803 | 1643 | Stryker Australia Pty Ltd | Evolve Ortholco EPS System - Distal Humerus | Stainless Steel, Polyaxial Locking Plate, Straight, Coronal, Medial, Lateral, Posterolateral | Right & left, 2.7 & 3.5mm | 326629 |  | November 2021 | Transferred from WR225
06 - Specialist Orthopaedic | 06.03 - SKELETAL RECONSTRUCTION | 06.03.03 - Plates | 06.03.03.20 - Periarticular anatomic - Humerus ≥ 7 to ≤ 15 holes | VAL | HW953 | 1643 | Stryker Australia Pty Ltd | ORTHOLOC SPS Humeral Plates - Standard & Posterior | Stainless steel variable angle locking periarticular anatomic humeral plate, standard and posterior. | ≥ 7 to ≤ 15 holes, right & left | 370409 |  | November 2021 | Transferred from WR443
06 - Specialist Orthopaedic | 06.03 - SKELETAL RECONSTRUCTION | 06.03.03 - Plates | 06.03.03.20 - Periarticular anatomic - Humerus ≥ 7 to ≤ 15 holes | VAL | HW957 | 1643 | Stryker Australia Pty Ltd | ORTHOLOC SPS Greater Tuberosity Plate | Stainless steel peri-articular anatomic variable angle locking plate for greater tuberosity fixation | One size only | 370409 |  | November 2021 | Transferred from WR447
06 - Specialist Orthopaedic | 06.03 - SKELETAL RECONSTRUCTION | 06.03.03 - Plates | 06.03.03.21 - Periarticular anatomic - Humerus ≥ 16 holes | VAL | HW804 | 1643 | Stryker Australia Pty Ltd | Evolve Ortholco EPS System - Distal Humerus | Stainless Steel, Polyaxial Locking Plate, Straight, Coronal, Medial, Lateral, Posterolateral | Right & left, 2.7 & 3.5mm | 326629 |  | November 2021 | Transferred from WR226
06 - Specialist Orthopaedic | 06.03 - SKELETAL RECONSTRUCTION | 06.03.03 - Plates | 06.03.03.21 - Periarticular anatomic - Humerus ≥ 16 holes | VAL | HW958 | 1643 | Stryker Australia Pty Ltd | ORTHOLOC SPS Humeral Plates - Standard (Long) | Stainless steel variable angle locking periarticular anatomic humeral plate | ≥ 16 holes | 370409 |  | November 2021 | Transferred from WR448
06 - Specialist Orthopaedic | 06.03 - SKELETAL RECONSTRUCTION | 06.03.03 - Plates | 06.03.03.22 - Periarticular anatomic - Radius ≤ 6 holes |  | HW913 | 869 | Stryker Australia Pty Ltd | NexFix MTP Fusion System | A bendable stainless steel bone plate and screw system with unique low profile locking screw option. Indicated for use in primary MTP fusion | Left 2 + 3; Right 2 + 3 | 177214 |  | November 2021 | Transferred from WR392
06 - Specialist Orthopaedic | 06.03 - SKELETAL RECONSTRUCTION | 06.03.03 - Plates | 06.03.03.23 - Periarticular anatomic - Radius ≥ 7 to ≤ 15 holes | LK | HW973 | 1126 | Stryker Australia Pty Ltd | Evolve Radial Head Plate | Evolve Radial Plate System Stainless Steel | 32mm x 20-26mm in 2mm increments, 7 & 8 hole | 326629 |  | November 2021 | Transferred from WR048
06 - Specialist Orthopaedic | 06.03 - SKELETAL RECONSTRUCTION | 06.03.03 - Plates | 06.03.03.26 - Periarticular anatomic - Ulna ≥ 7 to ≤ 15 holes | LK | HW802 | 1126 | Stryker Australia Pty Ltd | Evolve Ortholoc EPS System - Olecranon Plate | Stainless Steel, Polyaxial Locking Plate, Olecranon, Right & Left | Right & Left, 2.7 & 3.5mm, 9-16 holes | 326629 |  | November 2021 | Transferred from WR221
06 - Specialist Orthopaedic | 06.03 - SKELETAL RECONSTRUCTION | 06.03.03 - Plates | 06.03.03.32 - Periarticular anatomic - Femur ≤ 6 holes | LK | SL186 | 1397 | Smith & Nephew Pty Ltd | Smith & Nephew Plate and Screw System - EVOS | Periarticular Anatomical Plate - Femur | ≤ 6 holes | 108428 368492 |  | November 2021 | New Listing
06 - Specialist Orthopaedic | 06.03 - SKELETAL RECONSTRUCTION | 06.03.03 - Plates | 06.03.03.32 - Periarticular anatomic - Femur ≤ 6 holes | VAL | SL175 | 1710 | Smith & Nephew Pty Ltd | Smith & Nephew Plate and Screw System - EVOS | Large and Periprosthetic Femur Plate – Variable Angle Locking | ≤ 6 holes | 108428 368492 |  | November 2021 | New Listing
06 - Specialist Orthopaedic | 06.03 - SKELETAL RECONSTRUCTION | 06.03.03 - Plates | 06.03.03.33 - Periarticular anatomic - Femur ≥ 7 to ≤ 15 holes | LK | SL187 | 1397 | Smith & Nephew Pty Ltd | Smith & Nephew Plate and Screw System - EVOS | Periarticular Anatomical Plate - Femur | ≥ 7 to ≤ 15 holes | 108428 368492 |  | November 2021 | New Listing
06 - Specialist Orthopaedic | 06.03 - SKELETAL RECONSTRUCTION | 06.03.03 - Plates | 06.03.03.33 - Periarticular anatomic - Femur ≥ 7 to ≤ 15 holes | VAL | SL173 | 1710 | Smith & Nephew Pty Ltd | Smith & Nephew Plate and Screw System - EVOS | Large and Periprosthetic Femur Plate – Variable Angle Locking | ≥ 7 to ≤ 15 holes | 108428 368492 |  | November 2021 | New Listing
06 - Specialist Orthopaedic | 06.03 - SKELETAL RECONSTRUCTION | 06.03.03 - Plates | 06.03.03.34 - Periarticular anatomic - Femur ≥ 16 holes | LK | SL188 | 2018 | Smith & Nephew Pty Ltd | Smith & Nephew Plate and Screw System - EVOS | Periarticular Anatomical Plate - Femur | ≥ 16 holes | 108428 368492 |  | November 2021 | New Listing
06 - Specialist Orthopaedic | 06.03 - SKELETAL RECONSTRUCTION | 06.03.03 - Plates | 06.03.03.34 - Periarticular anatomic - Femur ≥ 16 holes | VAL | SL174 | 2331 | Smith & Nephew Pty Ltd | Smith & Nephew Plate and Screw System - EVOS | Large and Periprosthetic Femur Plate – Variable Angle Locking | ≥ 16 holes | 108428 368492 |  | November 2021 | New Listing
06 - Specialist Orthopaedic | 06.03 - SKELETAL RECONSTRUCTION | 06.03.03 - Plates | 06.03.03.35 - Periarticular anatomic - Fibula ≤ 6 holes | VAL | HW813 | 1643 | Stryker Australia Pty Ltd | Ortholoc Fracture System - Plates | Syndesmosis | 4 Holes, Right and Left | 326629 |  | November 2021 | Transferred from WR240
06 - Specialist Orthopaedic | 06.03 - SKELETAL RECONSTRUCTION | 06.03.03 - Plates | 06.03.03.36 - Periarticular anatomic - Fibula ≥ 7 to ≤ 15 holes | LK | HW898 | 1330 | Stryker Australia Pty Ltd | MaxLock Extreme System - Distal Fibula Plate | Distal Fibula variable angle locking plate, Titanium | Long, Medium, Short, Right and Left | 214671 |  | November 2021 | Transferred from WR374
06 - Specialist Orthopaedic | 06.03 - SKELETAL RECONSTRUCTION | 06.03.03 - Plates | 06.03.03.36 - Periarticular anatomic - Fibula ≥ 7 to ≤ 15 holes | VAL | HW812 | 1643 | Stryker Australia Pty Ltd | Ortholoc Fracture System - Plates | Lateral Fibula, Posterior Fibula | 8-15 Holes, Right and Left | 326629 |  | November 2021 | Transferred from WR239
06 - Specialist Orthopaedic | 06.03 - SKELETAL RECONSTRUCTION | 06.03.03 - Plates | 06.03.03.38 - Periarticular anatomic - Tibia ≤ 6 holes | VAL | HW809 | 1728 | Stryker Australia Pty Ltd | Ortholoc Ankle Plating | Anterior, Posterior, Lateral or Medial | 4-6 holes, Right ad Left, 93-155mm Length | 326629 |  | November 2021 | Transferred from WR233
06 - Specialist Orthopaedic | 06.03 - SKELETAL RECONSTRUCTION | 06.03.03 - Plates | 06.03.03.39 - Periarticular anatomic - Tibia ≥ 7 to ≤ 15 holes | LK | HW897 | 1182 | Stryker Australia Pty Ltd | MaxLock Extreme System - Medial Distal Tibia Plate | Medial distal tibia variable angle locking plate, Titanium | Short, Medium, Long, Left and Right | 214671 |  | November 2021 | Transferred from WR373
06 - Specialist Orthopaedic | 06.03 - SKELETAL RECONSTRUCTION | 06.03.03 - Plates | 06.03.03.39 - Periarticular anatomic - Tibia ≥ 7 to ≤ 15 holes | VAL | HW810 | 1495 | Stryker Australia Pty Ltd | Ortholoc Fracture System - Plates | Anterolateral Tibia, Medial Tibia Plates or 1/3 Tubular | 9, 12 or 13 holes, Right and Left | 326629 |  | November 2021 | Transferred from WR234
06 - Specialist Orthopaedic | 06.03 - SKELETAL RECONSTRUCTION | 06.03.03 - Plates | 06.03.03.42 - Periarticular anatomic - Calcaneal ≥ 7 to ≤ 15 holes | LK | HW895 | 1149 | Stryker Australia Pty Ltd | MaxLock Extreme System - CalcLock Extreme Plate | Calcaneal variable angle locking plate, Titanium | Standard, Large, Extra Large, Right and Left | 214671 |  | November 2021 | Transferred from WR369
06 - Specialist Orthopaedic | 06.03 - SKELETAL RECONSTRUCTION | 06.03.03 - Plates | 06.03.03.42 - Periarticular anatomic - Calcaneal ≥ 7 to ≤ 15 holes | VAL | HW807 | 1462 | Stryker Australia Pty Ltd | Calcaneus Plate | Titanium locking plate, Tab & Perimeter | 14 holes | 326629 |  | November 2021 | Transferred from WR231
06 - Specialist Orthopaedic | 06.03 - SKELETAL RECONSTRUCTION | 06.03.03 - Plates | 06.03.03.43 - Periarticular anatomic - Calcaneal ≥ 16 holes | VAL | HW808 | 1462 | Stryker Australia Pty Ltd | Calcaneus Plate | Titanium locking plate, Tab & Perimeter | 16 & 17 holes | 326629 |  | November 2021 | Transferred from WR232
06 - Specialist Orthopaedic | 06.03 - SKELETAL RECONSTRUCTION | 06.03.03 - Plates | 06.03.03.44 - Periarticular anatomic - Foot | VAL | HW796 | 1007 | Stryker Australia Pty Ltd | Ortholoc 3Di Plates | Osteosynthesis Bone Plate System | 2-7 holes | 326629 |  | November 2021 | Transferred from WR082
06 - Specialist Orthopaedic | 06.03 - SKELETAL RECONSTRUCTION | 06.03.03 - Plates | 06.03.03.44 - Periarticular anatomic - Foot | VAL | HW816 | 1007 | Stryker Australia Pty Ltd | Charlotte Claw Locking Plate | Straight, U, T Plates - 2, 3, & 4 Hole | 15, 20, 25, 30mm, Sm, Med, Lge | 326629 |  | November 2021 | Transferred from WR244
06 - Specialist Orthopaedic | 06.03 - SKELETAL RECONSTRUCTION | 06.03.03 - Plates | 06.03.03.44 - Periarticular anatomic - Foot | VAL | HW834 | 1007 | Stryker Australia Pty Ltd | SALVATION 3Di Plating System - Plates | Bridge plates and recon plates | Small, medium and large | 326629 |  | November 2021 | Transferred from WR292
06 - Specialist Orthopaedic | 06.03 - SKELETAL RECONSTRUCTION | 06.03.03 - Plates | 06.03.03.48 - Periarticular anatomic - Cable plate with integrated cables - 2 or less, ≤ 6 holes |  | HW896 | 1649 | Stryker Australia Pty Ltd | MaxLock Extreme System - Medial Malleolous Plate | Medial malleolous variable angle locking plate, Titanium | 5 holes | 214671 |  | November 2021 | Transferred from WR372
06 - Specialist Orthopaedic | 06.03 - SKELETAL RECONSTRUCTION | 06.03.03 - Plates | 06.03.03.50 - Cable plate with 1 or more cables, ≤ 6 holes |  | ZA100 | 982 | Zimmer Biomet Pty Ltd | Tritium SCP (Sternal Cable Plate) | BOX Plate (4 Holes, 1 Integrated Cable) | One Size | 193369 |  | November 2021 | Transferred from MZ013
06 - Specialist Orthopaedic | 06.03 - SKELETAL RECONSTRUCTION | 06.03.03 - Plates | 06.03.03.50 - Cable plate with 1 or more cables, ≤ 6 holes |  | ZA101 | 982 | Zimmer Biomet Pty Ltd | Tritium SCP (Sternal Cable Plate) Double Cable Plate (6 Holes, 2 Integrated Cables) | Periarticular Titanium Sternal Double Cable Plate, 6 Holes, 2 Integrated Cables, Locking Plate | One Size | 193369 |  | November 2021 | Transferred from MZ012
06 - Specialist Orthopaedic | 06.03 - SKELETAL RECONSTRUCTION | 06.03.03 - Plates | 06.03.03.51 - Cable plate with 1 or more cables, ≥ 7 holes to ≤ 15 holes |  | ZA102 | 1048 | Zimmer Biomet Pty Ltd | Tritium SCP (Sternal Cable Plate) | Periarticular Titanium Sternal X Plate, 8 holes, 1 Integrated Cable, Locking Screws | One Size | 193369 |  | November 2021 | Transferred from MZ014
06 - Specialist Orthopaedic | 06.03 - SKELETAL RECONSTRUCTION | 06.03.04 - Screws | 06.03.04.01 - Standard ( ≥4.5mm) | CN | HW820 | 185 | Stryker Australia Pty Ltd | Darco Headed Compression Screw System 4.5, 6.5, 7.5 | Cannulated titanium compression screws | 4.5mm x 8-60mm; 6.5mm x 35-120mm; 7.5mm x 35-120mm | 326629 |  | November 2021 | Transferred from WR248
06 - Specialist Orthopaedic | 06.03 - SKELETAL RECONSTRUCTION | 06.03.04 - Screws | 06.03.04.01 - Standard ( ≥4.5mm) | CN | HW910 | 185 | Stryker Australia Pty Ltd | MaxTorque Cannulated Screw System - Standard screws | Bone screws, Titanium, Cannulated, Short or Long Thread | Ø5.5mm Short Thread, Length 26-70mm Ø5.5mm Long Thread, Length 45-70mm Ø7.0mm Short thread, Length 40-130mm Ø7.0mm long Thread, Length 45-130mm | 214671 |  | November 2021 | Transferred from WR387
06 - Specialist Orthopaedic | 06.03 - SKELETAL RECONSTRUCTION | 06.03.04 - Screws | 06.03.04.01 - Standard ( ≥4.5mm) | CN | LM507 | 185 | LMT Surgical Pty Ltd | Partially threaded cannulated screw | Partially threaded cannulated screw | ≥4.5mm | 306780 |  | November 2021 | New Listing
06 - Specialist Orthopaedic | 06.03 - SKELETAL RECONSTRUCTION | 06.03.04 - Screws | 06.03.04.01 - Standard ( ≥4.5mm) | CN | SL170 | 185 | Smith & Nephew Pty Ltd | Smith & Nephew Plate and Screw System - EVOS | Standard Screws - Cannulated | ≥4.5mm | 230143 368491 |  | November 2021 | New Listing
06 - Specialist Orthopaedic | 06.03 - SKELETAL RECONSTRUCTION | 06.03.04 - Screws | 06.03.04.01 - Standard ( ≥4.5mm) | CN,DT | HW855 | 351 | Stryker Australia Pty Ltd | Unima Screw | Foot Screw | 4.5 x 26 - 70mm 7.3 x 40 - 120mm | 295072 |  | November 2021 | Transferred from WR319
06 - Specialist Orthopaedic | 06.03 - SKELETAL RECONSTRUCTION | 06.03.04 - Screws | 06.03.04.01 - Standard ( ≥4.5mm) | CN,DT | HW914 | 351 | Stryker Australia Pty Ltd | NexFix 4.5MM Compression Screw | The NexFix Compression Screw is a stainless steel, cannulated, self tapping, and self drilling fixation device for osteotomies, fusions and fracture fixation of small bones | 4.5mm diameter x 14-40mm in 2mm increments, 40-65mm in 5mm increments, with short and long thread options | 148960 |  | November 2021 | Transferred from WR394
06 - Specialist Orthopaedic | 06.03 - SKELETAL RECONSTRUCTION | 06.03.04 - Screws | 06.03.04.01 - Standard ( ≥4.5mm) | CN,DT | HW917 | 351 | Stryker Australia Pty Ltd | NexFix 6.5mm Compression Screw | The NexFix Compression Screw is a stainless steel, cannulated, self tapping, and self drilling fixation device for osteotomies, fusions and fracture fixation of small bones | 6.5mm diameter x 40-120mm in 5mm increments with short and long thread options | 148960 |  | November 2021 | Transferred from WR397
06 - Specialist Orthopaedic | 06.03 - SKELETAL RECONSTRUCTION | 06.03.04 - Screws | 06.03.04.01 - Standard ( ≥4.5mm) | CN,LK | HW877 | 246 | Stryker Australia Pty Ltd | Aequalis Humeral Nail Screws | Screws for Aequalis Humeral Nail. Cannulated Proximal screws: 5mm Diameter cannulated Ti, PE insert with thread inside. Distal screws 4.5mm Diameter, Ti. Sterile and non sterile. | Proximal Screws length: From 36 to 60 every 4mm Distal Screws length: From 20 to 32 every 2mm | 148960 |  | November 2021 | Transferred from WR347
06 - Specialist Orthopaedic | 06.03 - SKELETAL RECONSTRUCTION | 06.03.04 - Screws | 06.03.04.01 - Standard ( ≥4.5mm) | CN,LK | SL171 | 246 | Smith & Nephew Pty Ltd | Smith & Nephew Plate and Screw System- EVOS | Standard Screws - Cannulated Locking | ≥4.5mm | 230143 368491 |  | November 2021 | New Listing
06 - Specialist Orthopaedic | 06.03 - SKELETAL RECONSTRUCTION | 06.03.04 - Screws | 06.03.04.01 - Standard ( ≥4.5mm) | DT | HW930 | 229 | Stryker Australia Pty Ltd | 611 Ankle Fusion Nail -Component : LOCKING SCREWS | The 611 ankle arthrodesis nail, self locking screws are made out of titanium alloy (Ti6AI4V) and incorporate a unique anti-backout design feature to ensure optimal fixation | 5mm x100mm, 5mmx95mm, 5mmx90mm, 5mmx85mm, 5mmx80mm, 5mmx75mm, 5mmx70mm, 5mmx65mm, 5mmx60mm, 5mmx55mm, 5mmx50mm, 5mmx45mm, 5mmx40mm, 5mmx35mm, 5mmx32mm, 5mmx29mm, 5mmx26mm, 5mmx23mm, 5mmx20mm | 291613 |  | November 2021 | Transferred from WR412
06 - Specialist Orthopaedic | 06.03 - SKELETAL RECONSTRUCTION | 06.03.04 - Screws | 06.03.04.01 - Standard ( ≥4.5mm) | DT | HW981 | 229 | Stryker Australia Pty Ltd | SALVATION Limb Salvage System Intramedullary Fusion Bolts | Intramedullary Fusion Bolts | 5 - 7mm x 50 - 170mm | 198549 |  | November 2021 | Transferred from WR317
06 - Specialist Orthopaedic | 06.03 - SKELETAL RECONSTRUCTION | 06.03.04 - Screws | 06.03.04.01 - Standard ( ≥4.5mm) | DT | HW982 | 229 | Stryker Australia Pty Ltd | SALVATION Limb Salvage System Intramedullary Fusion Beams | Intramedullary Fusion Beams | 5 - 7mm x 50 - 170mm | 198549 |  | November 2021 | Transferred from WR318
06 - Specialist Orthopaedic | 06.03 - SKELETAL RECONSTRUCTION | 06.03.04 - Screws | 06.03.04.01 - Standard ( ≥4.5mm) | LK | HW791 | 124 | Stryker Australia Pty Ltd | Locking Screws | Stainless Steel or Titanium Locking Screws | 4.5-5.5mm diameter, 8 - 100m length | 326629 |  | November 2021 | Transferred from WR074
06 - Specialist Orthopaedic | 06.03 - SKELETAL RECONSTRUCTION | 06.03.04 - Screws | 06.03.04.01 - Standard ( ≥4.5mm) | LK | HW836 | 124 | Stryker Australia Pty Ltd | SALVATION 3Di Plating System - OP Locking Screws | Osteopenic locking screws | Diameter: 5.5mm Length: 16, 18, 20, 22, 25, 30, 35, 40, 45, 50, 55, 60mm | 326629 |  | November 2021 | Transferred from WR294
06 - Specialist Orthopaedic | 06.03 - SKELETAL RECONSTRUCTION | 06.03.04 - Screws | 06.03.04.01 - Standard ( ≥4.5mm) | LK | HW872 | 124 | Stryker Australia Pty Ltd | Aequalis Reversed Shoulder - Fixation Screw for Articular Implant | Titanium, sterile and non-sterile | D4.5mm, L20 to 50mm | 291613 214803 |  | November 2021 | Transferred from WR342
06 - Specialist Orthopaedic | 06.03 - SKELETAL RECONSTRUCTION | 06.03.04 - Screws | 06.03.04.01 - Standard ( ≥4.5mm) | LK | LM506 | 124 | LMT Surgical Pty Ltd | Locking Screw (Standard) | Locking Screw (Standard) | ≥4.5mm | 306780 |  | November 2021 | New Listing
06 - Specialist Orthopaedic | 06.03 - SKELETAL RECONSTRUCTION | 06.03.04 - Screws | 06.03.04.01 - Standard ( ≥4.5mm) |  | HW799 | 63 | Stryker Australia Pty Ltd | Non-Locking Screws | Titanium or Stailess Steel Alloy Non-Locking Screws | 20-100mm, 4.5-5.5mm Diameter | 326629 198549 |  | November 2021 | Transferred from WR209
06 - Specialist Orthopaedic | 06.03 - SKELETAL RECONSTRUCTION | 06.03.04 - Screws | 06.03.04.01 - Standard ( ≥4.5mm) |  | HW838 | 63 | Stryker Australia Pty Ltd | SALVATION 3Di Plating System - Osteopenic Screws | Osteopenic screws | Diameter: 5.5mm Length: 16, 18, 20, 22, 25, 30, 35, 40, 45, 50, 55, 60mm | 326629 |  | November 2021 | Transferred from WR296
06 - Specialist Orthopaedic | 06.03 - SKELETAL RECONSTRUCTION | 06.03.04 - Screws | 06.03.04.01 - Standard ( ≥4.5mm) |  | HW873 | 63 | Stryker Australia Pty Ltd | Fixation Screw for Articular Implant | Titanium, sterile and non-sterile | D 4.5mm, L 18mm to 50mm | 291613 214803 |  | November 2021 | Transferred from WR343
06 - Specialist Orthopaedic | 06.03 - SKELETAL RECONSTRUCTION | 06.03.04 - Screws | 06.03.04.01 - Standard ( ≥4.5mm) |  | LM505 | 63 | LMT Surgical Pty Ltd | Non-Locking Screw (Standard) | Non-Locking Screw (Standard) | ≥4.5mm | 306780 |  | November 2021 | New Listing
06 - Specialist Orthopaedic | 06.03 - SKELETAL RECONSTRUCTION | 06.03.04 - Screws | 06.03.04.02 - Small (2.71mm – 4.49mm) | CN | HW819 | 202 | Stryker Australia Pty Ltd | Darco Headed Compression Screw System | Cannulated titanium compression screws | 3.0-4.0mm x 16-50mm | 326629 |  | November 2021 | Transferred from WR247
06 - Specialist Orthopaedic | 06.03 - SKELETAL RECONSTRUCTION | 06.03.04 - Screws | 06.03.04.02 - Small (2.71mm – 4.49mm) | CN | HW909 | 202 | Stryker Australia Pty Ltd | MaxTorque Cannulated Screw System - Small Screws | Bone screws, Titanium, Cannulated, Short or Long Thread | Ø3.2mm Short Thread, Length 12-30mm Ø3.2mm Long Thread, Length 12-38mm Ø3.8mm Short Thread,Length 16-50mm Ø4.0mm Long Thread, Length 14-50mm Ø4.0mm Long Thread, Length 24-50mm | 214671 |  | November 2021 | Transferred from WR386
06 - Specialist Orthopaedic | 06.03 - SKELETAL RECONSTRUCTION | 06.03.04 - Screws | 06.03.04.02 - Small (2.71mm – 4.49mm) | CN,DT | DZ090 | 368 | AUSTRALIAN ORTHOPAEDIC FIXATIONS PTY LTD | Headless Compression Cannulated Screw System | Fully-threaded headless cannulated screws | 3.0mm, 3.5mm, 4.0mm diameter 14-30mm length | 276915 284755 |  | November 2021 | New Listing
06 - Specialist Orthopaedic | 06.03 - SKELETAL RECONSTRUCTION | 06.03.04 - Screws | 06.03.04.02 - Small (2.71mm – 4.49mm) | CN,DT | HW824 | 368 | Stryker Australia Pty Ltd | MICA Compression Screw | Compression Screw for Minimally Invasive Surgery | Sizes: 3mm - 4mm diameter, 14mm - 70mm length | 198485 |  | November 2021 | Transferred from WR264
06 - Specialist Orthopaedic | 06.03 - SKELETAL RECONSTRUCTION | 06.03.04 - Screws | 06.03.04.02 - Small (2.71mm – 4.49mm) | CN,DT | HW915 | 368 | Stryker Australia Pty Ltd | NexFix 3.0mm Compression Screw | The NexFix Compression Screw is a stainless steel, cannulated, self tapping, and self drilling fixation device for osteotomies, fusions and fracture fixation of small bones | 3.0mm diameter x 10 - 34mm length in 2mm increments | 148960 |  | November 2021 | Transferred from WR395
06 - Specialist Orthopaedic | 06.03 - SKELETAL RECONSTRUCTION | 06.03.04 - Screws | 06.03.04.02 - Small (2.71mm – 4.49mm) | CN,DT | HW972 | 368 | Stryker Australia Pty Ltd | Charlotte Foot & Ankle System | Multi use compression screw, cannulated, stainless steel | 3.0 & 4.3mm dia. 10-60mm in 2mm increments | 326629 |  | November 2021 | Transferred from WR034
06 - Specialist Orthopaedic | 06.03 - SKELETAL RECONSTRUCTION | 06.03.04 - Screws | 06.03.04.02 - Small (2.71mm – 4.49mm) | CN,DT | HW974 | 368 | Stryker Australia Pty Ltd | Headless Compression screws | Compression screw cannulated, titanium, self tapping, self drilling. | 2.5-3.2mm diameter x 10-32mm | 198485 326629 291613 |  | November 2021 | Transferred from WR062
06 - Specialist Orthopaedic | 06.03 - SKELETAL RECONSTRUCTION | 06.03.04 - Screws | 06.03.04.02 - Small (2.71mm – 4.49mm) | LK | HW793 | 141 | Stryker Australia Pty Ltd | Charlotte Lisfranc Recontruction System - Screw. | Solid core stainless steel screw. | 3.7mm diameter, 8-100mm length. | 326629 |  | November 2021 | Transferred from WR078
06 - Specialist Orthopaedic | 06.03 - SKELETAL RECONSTRUCTION | 06.03.04 - Screws | 06.03.04.02 - Small (2.71mm – 4.49mm) | LK | HW805 | 141 | Stryker Australia Pty Ltd | Titanium Screw | Locking, non-locking or cannulated, for use only with Darco titanium plates, self-tapping | 8-40mm, 3.5mm | 326629 |  | November 2021 | Transferred from WR228
06 - Specialist Orthopaedic | 06.03 - SKELETAL RECONSTRUCTION | 06.03.04 - Screws | 06.03.04.02 - Small (2.71mm – 4.49mm) | LK | HW817 | 141 | Stryker Australia Pty Ltd | Charlotte Claw Locking Screws | 3.5mm stainless steel locking screws for use with Claw Plate | 3.5mm: 12-40mm | 326629 |  | November 2021 | Transferred from WR245
06 - Specialist Orthopaedic | 06.03 - SKELETAL RECONSTRUCTION | 06.03.04 - Screws | 06.03.04.02 - Small (2.71mm – 4.49mm) | LK | HW835 | 141 | Stryker Australia Pty Ltd | SALVATION 3Di Plating System - OP Locking Screws | Osteopenic locking screws | Diameter: 4.0mm Length: 16mm to 60mm | 326629 |  | November 2021 | Transferred from WR293
06 - Specialist Orthopaedic | 06.03 - SKELETAL RECONSTRUCTION | 06.03.04 - Screws | 06.03.04.02 - Small (2.71mm – 4.49mm) | LK | HW905 | 141 | Stryker Australia Pty Ltd | MaxLock Extreme System - 3.5mm locking screws | Bone screws, titanium, fixed or variable angle locking | Ø 3.5mm Fixed angle, Length 8-45mm Ø 3.5mm Variable angle, Length 10-50mm | 214671 |  | November 2021 | Transferred from WR382
06 - Specialist Orthopaedic | 06.03 - SKELETAL RECONSTRUCTION | 06.03.04 - Screws | 06.03.04.02 - Small (2.71mm – 4.49mm) | LK | HW932 | 141 | Stryker Australia Pty Ltd | WAVE Calcaneal Fracture System - Locking Screw | The WAVE Calcaneal Fracture System is a low profile, anatomical plate and screw system designed for the minimally invasive fixation of the calcaneal fractures. The plate and associated locking and non-locking screws facilitate the reconstruction of the height and width of the calcaneus, and remodelling of the lateral calcaneal wall. The WAVE calcaneal System is provided non-sterile. The Locking Screw is used with the WAVE Calcaneal Fracture Plate | Screws: Diameter = 4.0mm, Length - 14-44 in 2mm increments | 168890 |  | November 2021 | Transferred from WR416
06 - Specialist Orthopaedic | 06.03 - SKELETAL RECONSTRUCTION | 06.03.04 - Screws | 06.03.04.02 - Small (2.71mm – 4.49mm) | LK | HW954 | 141 | Stryker Australia Pty Ltd | ORTHOLOC SPS Locking Screws | Stainless steel locking head screws: cortical or cancellous | Dia 3.5mm Length: 10mm - 60mm | 148960 |  | November 2021 | Transferred from WR444
06 - Specialist Orthopaedic | 06.03 - SKELETAL RECONSTRUCTION | 06.03.04 - Screws | 06.03.04.02 - Small (2.71mm – 4.49mm) | LK | HW966 | 141 | Stryker Australia Pty Ltd | ORTHOLOC SPS Blunt-tipped Locking Screws | Stainless steel locking head screws, blunt tipped | Dia 3.5mm Length: 18mm - 54mm | 148960 |  | November 2021 | Transferred from WR457
06 - Specialist Orthopaedic | 06.03 - SKELETAL RECONSTRUCTION | 06.03.04 - Screws | 06.03.04.02 - Small (2.71mm – 4.49mm) | LK | HW976 | 141 | Stryker Australia Pty Ltd | Evolve Ortholoc EPS System 3.5 locking | Stainless Steel, Variable Angle Locking, Cortical & Cancellous Screws | 3.5mm Diameter, 10-60mm | 326629 |  | November 2021 | Transferred from WR218
06 - Specialist Orthopaedic | 06.03 - SKELETAL RECONSTRUCTION | 06.03.04 - Screws | 06.03.04.02 - Small (2.71mm – 4.49mm) | LK | LM504 | 141 | LMT Surgical Pty Ltd | Locking Screws (Small) | Locking Screws (Small) | 2.71mm – 4.49mm | 306780 |  | November 2021 | New Listing
06 - Specialist Orthopaedic | 06.03 - SKELETAL RECONSTRUCTION | 06.03.04 - Screws | 06.03.04.02 - Small (2.71mm – 4.49mm) | LK | ZA103 | 141 | Zimmer Biomet Pty Ltd | Tritum SCP (Sternal Cable Plate), Rescue Screw | Cannullous Locking Rescue Screw for use with Pioneer Tritium SCP (Sternal Cable Plate), 3.0mm | Diameter: 3.0mm Lengths: 8mm, 10mm, 12mm, 14mm, 16mm,18mm,20mm | 193369 |  | November 2021 | Transferred from MZ015
06 - Specialist Orthopaedic | 06.03 - SKELETAL RECONSTRUCTION | 06.03.04 - Screws | 06.03.04.02 - Small (2.71mm – 4.49mm) | LK | ZZ071 | 141 | AA-Med Pty Ltd | Bone Screw | Locking Screw | 2.71mm – 4.49mm | 239817 |  | November 2021 | Transferred from EF010
06 - Specialist Orthopaedic | 06.03 - SKELETAL RECONSTRUCTION | 06.03.04 - Screws | 06.03.04.02 - Small (2.71mm – 4.49mm) |  | HW801 | 80 | Stryker Australia Pty Ltd | Evolve Ortholoc EPS System 3.5 NL Screws | Stainless Steel, Cortical & Cancellous Screws | 3.5mm diameter 10-60mm | 326629 |  | November 2021 | Transferred from WR219
06 - Specialist Orthopaedic | 06.03 - SKELETAL RECONSTRUCTION | 06.03.04 - Screws | 06.03.04.02 - Small (2.71mm – 4.49mm) |  | HW814 | 80 | Stryker Australia Pty Ltd | Stainless Steel Screw | Stainless steel plate screw, non locking | 2.7 & 3.2 dia. 8-50mm length in 2mm increments | 326629 |  | November 2021 | Transferred from WR241
06 - Specialist Orthopaedic | 06.03 - SKELETAL RECONSTRUCTION | 06.03.04 - Screws | 06.03.04.02 - Small (2.71mm – 4.49mm) |  | HW837 | 80 | Stryker Australia Pty Ltd | SALVATION 3Di Plating System - Osteopenic Screws | Osteopenic screws | Diameter: 4.0mm Length: 16, 18, 20, 22, 25, 30, 35, 40, 45, 50, 55, 60mm | 326629 |  | November 2021 | Transferred from WR295
06 - Specialist Orthopaedic | 06.03 - SKELETAL RECONSTRUCTION | 06.03.04 - Screws | 06.03.04.02 - Small (2.71mm – 4.49mm) |  | HW904 | 80 | Stryker Australia Pty Ltd | MaxLock Extreme System - 3.5/4mm Non Locking Screws | Bone screws, Titanium, non locking | Ø 3.5mm, length 8-50mm Ø 4mm, length 8-60mm | 214671 |  | November 2021 | Transferred from WR381
06 - Specialist Orthopaedic | 06.03 - SKELETAL RECONSTRUCTION | 06.03.04 - Screws | 06.03.04.02 - Small (2.71mm – 4.49mm) |  | HW955 | 80 | Stryker Australia Pty Ltd | ORTHOLOC SPS Non-Locking Screws | Stainless steel, cortical, non-locking screws | Dia. 3.5mm Length: 10mm - 60mm | 148960 |  | November 2021 | Transferred from WR445
06 - Specialist Orthopaedic | 06.03 - SKELETAL RECONSTRUCTION | 06.03.04 - Screws | 06.03.04.02 - Small (2.71mm – 4.49mm) |  | LM503 | 80 | LMT Surgical Pty Ltd | Non-Locking Screws (Small) | Non-Locking Screws (Small) | 2.71mm – 4.49mm | 306780 |  | November 2021 | New Listing
06 - Specialist Orthopaedic | 06.03 - SKELETAL RECONSTRUCTION | 06.03.04 - Screws | 06.03.04.02 - Small (2.71mm – 4.49mm) |  | ZZ070 | 80 | AA-Med Pty Ltd | Bone Screw | Cortical Bone Screw | 2.71mm – 4.49mm | 239817 |  | November 2021 | Transferred from EF007
06 - Specialist Orthopaedic | 06.03 - SKELETAL RECONSTRUCTION | 06.03.04 - Screws | 06.03.04.03 - Mini (2.01 – 2.7 mm) | Breakoff | HW830 | 295 | Stryker Australia Pty Ltd | EOS Footset - Entos | Footscrew | 11-14mm | 214803 |  | November 2021 | Transferred from WR284
06 - Specialist Orthopaedic | 06.03 - SKELETAL RECONSTRUCTION | 06.03.04 - Screws | 06.03.04.03 - Mini (2.01 – 2.7 mm) | Breakoff | HW922 | 295 | Stryker Australia Pty Ltd | NexFix Snap-Off Screw | The NexFix Snap-Off Screw System is a self-drilling and self-tapping screw system for fixation of fractures, fusions and osteotomies. The design allows the holding device to break off once the screw head is in contact with the distal cortex. | 2.0mm x 11mm, 2.0mm x 12mm, 2.0mm x 13mm, 2.7mm x 13mm, 2.7mm x 15mm, 2.7mm x 17 mm | 148960 |  | November 2021 | Transferred from WR402
06 - Specialist Orthopaedic | 06.03 - SKELETAL RECONSTRUCTION | 06.03.04 - Screws | 06.03.04.03 - Mini (2.01 – 2.7 mm) | CN | HW818 | 204 | Stryker Australia Pty Ltd | Headed Compression Screw System | Cannulated compression screws - titanium or stainless steel | 2.0-2.7mm x 10-50mm | 326629 |  | November 2021 | Transferred from WR246
06 - Specialist Orthopaedic | 06.03 - SKELETAL RECONSTRUCTION | 06.03.04 - Screws | 06.03.04.03 - Mini (2.01 – 2.7 mm) | CN | HW831 | 204 | Stryker Australia Pty Ltd | EOS Footset-Pyxis | Footscrew | 11-28mm | 291613 |  | November 2021 | Transferred from WR285
06 - Specialist Orthopaedic | 06.03 - SKELETAL RECONSTRUCTION | 06.03.04 - Screws | 06.03.04.03 - Mini (2.01 – 2.7 mm) | CN | HW908 | 204 | Stryker Australia Pty Ltd | MaxTorque Cannulated Screw System - Mini Cannulated Screws | Bone screws, Titanium, Cannulated, Short or Long Thread | Ø2.5mm Short Thread, Length 18-30mm Ø2.5mm Long Thread, Length 10-30mm | 214671 |  | November 2021 | Transferred from WR385
06 - Specialist Orthopaedic | 06.03 - SKELETAL RECONSTRUCTION | 06.03.04 - Screws | 06.03.04.03 - Mini (2.01 – 2.7 mm) | CN,DT | HW916 | 370 | Stryker Australia Pty Ltd | NexFix 2.5mm Compression Screw | The NexFix Compression Screw is a stainless steel, cannulated, self tapping, and self drilling fixation device for osteotomies, fusions and fracture fixation of small bones | 2.5mm diameter x 10 - 34mm length in 2mm increments | 291613 |  | November 2021 | Transferred from WR396
06 - Specialist Orthopaedic | 06.03 - SKELETAL RECONSTRUCTION | 06.03.04 - Screws | 06.03.04.03 - Mini (2.01 – 2.7 mm) | LK | BU029 | 143 | CAB MEDICAL PTY LTD | CentroLock Screws | CentroLock Screw System | smaller than 2.7mm | 235767 |  | November 2021 | New Listing
06 - Specialist Orthopaedic | 06.03 - SKELETAL RECONSTRUCTION | 06.03.04 - Screws | 06.03.04.03 - Mini (2.01 – 2.7 mm) | LK | HW795 | 143 | Stryker Australia Pty Ltd | Ortholoc Fracture System | Titanium, variable angle locking screws | 2.4, 2.7mm diameter, 8-100mm length | 326629 |  | November 2021 | Transferred from WR081
06 - Specialist Orthopaedic | 06.03 - SKELETAL RECONSTRUCTION | 06.03.04 - Screws | 06.03.04.03 - Mini (2.01 – 2.7 mm) | LK | HW815 | 143 | Stryker Australia Pty Ltd | Charlotte Claw Locking Screws | 2.7mm stainless steel locking screws for use with Claw Plate | 2.7mm, 12-36mm | 326629 |  | November 2021 | Transferred from WR243
06 - Specialist Orthopaedic | 06.03 - SKELETAL RECONSTRUCTION | 06.03.04 - Screws | 06.03.04.03 - Mini (2.01 – 2.7 mm) | LK | HW901 | 143 | Stryker Australia Pty Ltd | Mini MaxLock Extreme System - 2.4/2.7mm Locking Screws | Bone screws, Titanium, fixed or variable angle locking | Ø2.4/2.7mm Fixed angle locking, Length 6-40mm Ø2.4mm Variable angle locking, Length 6-30mm | 214671 |  | November 2021 | Transferred from WR377
06 - Specialist Orthopaedic | 06.03 - SKELETAL RECONSTRUCTION | 06.03.04 - Screws | 06.03.04.03 - Mini (2.01 – 2.7 mm) | LK | HW977 | 143 | Stryker Australia Pty Ltd | Titanium Screw | Locking, non-locking or cannulated, for use only with Darco titanium plates, self-tapping | 8-40mm, 2.7mm | 326629 |  | November 2021 | Transferred from WR227
06 - Specialist Orthopaedic | 06.03 - SKELETAL RECONSTRUCTION | 06.03.04 - Screws | 06.03.04.03 - Mini (2.01 – 2.7 mm) | LK | ZA105 | 143 | Zimmer Biomet Pty Ltd | Tritium SCP (Sternao Cable Plate), Standard Screw | Cannullous Locking Screw for use with Pioneer Tritium SCP (Sternal Cable Plate), 2.7mm | "Diamter: 2.7mm Lengths: 8mm, 10mm, 12mm, 14mm, 16mm, 18mm, 20mm" | 193369 |  | November 2021 | Transferred from MZ017
06 - Specialist Orthopaedic | 06.03 - SKELETAL RECONSTRUCTION | 06.03.04 - Screws | 06.03.04.03 - Mini (2.01 – 2.7 mm) | LK | ZZ077 | 143 | AA-Med Pty Ltd | Arix Locking Screw | Locking Screw | 2.01 – 2.7 mm | 239817 |  | November 2021 | Transferred from EF026
06 - Specialist Orthopaedic | 06.03 - SKELETAL RECONSTRUCTION | 06.03.04 - Screws | 06.03.04.03 - Mini (2.01 – 2.7 mm) |  | HW822 | 81 | Stryker Australia Pty Ltd | Evolve EPS System Non-Locking | Stainless Steel Cortical Screws | 2.5 - 2.7mm Diameter, 10-50mm | 326629 |  | November 2021 | Transferred from WR255
06 - Specialist Orthopaedic | 06.03 - SKELETAL RECONSTRUCTION | 06.03.04 - Screws | 06.03.04.03 - Mini (2.01 – 2.7 mm) |  | HW903 | 81 | Stryker Australia Pty Ltd | MaxLock Extreme System - 2.4/2.7mm Non locking screws | Bone screws, Titanium, Non locking | Ø 2.4/2.7mm, length 6-40mm | 214671 |  | November 2021 | Transferred from WR380
06 - Specialist Orthopaedic | 06.03 - SKELETAL RECONSTRUCTION | 06.03.04 - Screws | 06.03.04.03 - Mini (2.01 – 2.7 mm) |  | ZZ078 | 81 | AA-Med Pty Ltd | Bone Screw | Cortical Bone Screw | 2.01mm – 2.7mm | 239817 |  | November 2021 | Transferred from EF029
06 - Specialist Orthopaedic | 06.03 - SKELETAL RECONSTRUCTION | 06.03.04 - Screws | 06.03.04.04 - Micro (≤ 2.0mm) | Breakoff | HW806 | 273 | Stryker Australia Pty Ltd | Twist-off Screw | Unique feature of two thread diameters to suit variable bone quality, specifically designed for Weil-osteotomy, titanium, self drilling and self tapping, twist-off connector. | 2.0mm diameter x 11-15mm | 291613 |  | November 2021 | Transferred from WR229
06 - Specialist Orthopaedic | 06.03 - SKELETAL RECONSTRUCTION | 06.03.04 - Screws | 06.03.04.04 - Micro (≤ 2.0mm) | DT | HW919 | 224 | Stryker Australia Pty Ltd | NexFix Compression Pin | The NexFix Compression Pin is a tapered stainless steel compression pin for use in maintaining alignment and providing interfragmentary compression of small bones in osteotomies, fusions and fractures until a stable bony union occurs. It is self drilling | 2.0mm x 10mm, 2.0mm x 12mm, 2.0mm x 14mm, 2.0mm x 16mm, 2.7mm x 20mm, 2.7mm x 24mm, 3.5mm x 25mm, 3.5mm x 30mm | 132072 |  | November 2021 | Transferred from WR399
06 - Specialist Orthopaedic | 06.03 - SKELETAL RECONSTRUCTION | 06.03.04 - Screws | 06.03.04.04 - Micro (≤ 2.0mm) | LK | HU279 | 119 | ARTHREX AUSTRALIA PTY LTD | Variable Angle Locking Screw | VAL Screw | 1.4mm - 2.0mm | 350999 |  | November 2021 | New Listing
06 - Specialist Orthopaedic | 06.03 - SKELETAL RECONSTRUCTION | 06.03.04 - Screws | 06.03.04.04 - Micro (≤ 2.0mm) | LK | ZZ079 | 119 | AA-Med Pty Ltd | Bone Screw | Locking Screw | ≤ 2.0mm | 239817 |  | November 2021 | Transferred from EF014
06 - Specialist Orthopaedic | 06.03 - SKELETAL RECONSTRUCTION | 06.03.04 - Screws | 06.03.04.04 - Micro (≤ 2.0mm) |  | HU278 | 58 | ARTHREX AUSTRALIA PTY LTD | Low Profile Screws, Cortical | Cortical Screws | 1.0mm - 2.0mm | 350999 |  | November 2021 | New Listing
06 - Specialist Orthopaedic | 06.03 - SKELETAL RECONSTRUCTION | 06.03.04 - Screws | 06.03.04.04 - Micro (≤ 2.0mm) |  | HW823 | 58 | Stryker Australia Pty Ltd | Evolve EPS System Non-Locking | Stainless Steel Cortical Screws | 1.5 - 2.0mm Diameter, 10-40mm | 326629 |  | November 2021 | Transferred from WR256
06 - Specialist Orthopaedic | 06.03 - SKELETAL RECONSTRUCTION | 06.03.04 - Screws | 06.03.04.04 - Micro (≤ 2.0mm) |  | ZZ072 | 58 | AA-Med Pty Ltd | Bone Screw | Cortical Bone Screw | ≤ 2.0mm | 239817 |  | November 2021 | Transferred from EF015
06 - Specialist Orthopaedic | 06.03 - SKELETAL RECONSTRUCTION | 06.03.04 - Screws | 06.03.04.06 - Screw Washers |  | HW911 | 90 | Stryker Australia Pty Ltd | MaxTorque Cannulated Screw System- Washers | Screw washer, Titanium, Contoured or Flat | Ø4.0 to 7.0mm | 214671 |  | November 2021 | Transferred from WR388
06 - Specialist Orthopaedic | 06.03 - SKELETAL RECONSTRUCTION | 06.03.04 - Screws | 06.03.04.06 - Screw Washers |  | HW918 | 90 | Stryker Australia Pty Ltd | NexFix Washer | The NexFix Washer is a threaded circular piece of stainless steel through which is inserted a NexFix Compression Screw. The Compression Screw is locked to the washer to form a headed screw that will increase bone coverage and prevent the screw from sinking | 9mm, 11mm, 13mm | 163237 |  | November 2021 | Transferred from WR398
06 - Specialist Orthopaedic | 06.03 - SKELETAL RECONSTRUCTION | 06.03.04 - Screws | 06.03.04.10 - Screw Accessories - Caps |  | HW906 | 113 | Stryker Australia Pty Ltd | MaxLock Extreme System - PEEK ring | Locking Ring, PEEK,Pre - assembled on inserter | Ø 2.4/3.5mm | 214671 |  | November 2021 | Transferred from WR383
06 - Specialist Orthopaedic | 06.03 - SKELETAL RECONSTRUCTION | 06.03.05 - Surgical Accessories | 06.03.05.02 - Pins | OL | RV017 | 117 | PERSONALISED SURGERY PTY LTD | PS Olive Wires | Olive Wires | 2-3.2mm diameter | 202035 |  | November 2021 | New Listing
06 - Specialist Orthopaedic | 06.03 - SKELETAL RECONSTRUCTION | 06.03.05 - Surgical Accessories | 06.03.05.02 - Pins | TH | RV018 | 26 | PERSONALISED SURGERY PTY LTD | PS Threaded K-Wire | Threaded K-Wire | 2-3.0mm, Length 200 mm | 202035 |  | November 2021 | New Listing
06 - Specialist Orthopaedic | 06.03 - SKELETAL RECONSTRUCTION | 06.03.05 - Surgical Accessories | 06.03.05.02 - Pins | TH | RV019 | 26 | PERSONALISED SURGERY PTY LTD | PS K-Wire | K-Wires | Dia 1-3.0 mm, Length 150 mm | 202035 |  | November 2021 | New Listing
06 - Specialist Orthopaedic | 06.03 - SKELETAL RECONSTRUCTION | 06.03.05 - Surgical Accessories | 06.03.05.02 - Pins |  | HW975 | 26 | Stryker Australia Pty Ltd | K Wire | Titanium or stainless steel, single or double trocar | 0.9 - 2.0mm | 217014 113920 112287 196920 |  | November 2021 | Transferred from WR063
06 - Specialist Orthopaedic | 06.03 - SKELETAL RECONSTRUCTION | 06.03.05 - Surgical Accessories | 06.03.05.04 - Cables - with in-built locking device |  | SL181 | 470 | Smith & Nephew Pty Ltd | EVOS Cabling System | Orthopaedic Cable System, Cable w/Crimp | 2.0mm | 140705 |  | November 2021 | New Listing
06 - Specialist Orthopaedic | 06.03 - SKELETAL RECONSTRUCTION | 06.03.05 - Surgical Accessories | 06.03.05.05 - Cables - with >1 locking device |  | ZA097 | 456 | Zimmer Biomet Pty Ltd | Pioneer Cable System | Pioneer Titanium Sternal Orthopaedic Cable and Crimp - Single | One diameter size (1.10mm) Reverse cutting needle | 193369 |  | November 2021 | Transferred from MZ007
06 - Specialist Orthopaedic | 06.03 - SKELETAL RECONSTRUCTION | 06.03.05 - Surgical Accessories | 06.03.05.05 - Cables - with >1 locking device |  | ZA098 | 456 | Zimmer Biomet Pty Ltd | Pioneer Cable System | Pioneer Stainless Steel Sternal Orthopaedic cable and crimp - Single | One diameter size (1.10mm) There are 4 needle types on the cables. Cutting Edge, Blunt Tip, Tapered Tip, Reverse Cutting. | 193369 |  | November 2021 | Transferred from MZ008
06 - Specialist Orthopaedic | 06.03 - SKELETAL RECONSTRUCTION | 06.03.05 - Surgical Accessories | 06.03.05.05 - Cables - with >1 locking device |  | ZA099 | 456 | Zimmer Biomet Pty Ltd | Pioneer Cable System | Pioneer Stainless Steel Sternal Orthopeadic Cable and Crimp - 4 Pack | One diameter size (1.10mm) There are four needle types on the cables. Cutting edge, Blunt Tip, Tapered Tip, reverse Cutting. | 193369 |  | November 2021 | Transferred from MZ009
06 - Specialist Orthopaedic | 06.03 - SKELETAL RECONSTRUCTION | 06.03.05 - Surgical Accessories | 06.03.05.08 - Locking device for wires/cables |  | SL179 | 101 | Smith & Nephew Pty Ltd | EVOS Cabling System | Cable Locking device – Cable Post | 3.5mm | 108428 368492 |  | November 2021 | New Listing
06 - Specialist Orthopaedic | 06.03 - SKELETAL RECONSTRUCTION | 06.03.05 - Surgical Accessories | 06.03.05.08 - Locking device for wires/cables |  | ZA106 | 101 | Zimmer Biomet Pty Ltd | Pioneer Cable System Crimps | Crimps - two pack | One size only | 193369 |  | November 2021 | Transferred from MZ018
06 - Specialist Orthopaedic | 06.03 - SKELETAL RECONSTRUCTION | 06.03.05 - Surgical Accessories | 06.03.05.10 - Grooved Button for wires/cables |  | SL180 | 171 | Smith & Nephew Pty Ltd | EVOS Cabling System | Cable Saddle/Button | 3.5mm and 4.5mm | 108428 368492 |  | November 2021 | New Listing
06 - Specialist Orthopaedic | 06.03 - SKELETAL RECONSTRUCTION | 06.03.05 - Surgical Accessories | 06.03.05.12 - Chest Wall Reconstruction Plates |  | MN326 | 1675 | Johnson & Johnson Medical Pty Ltd | MatrixRIB Fixation System | Pre-Contoured Plates; Straight Plates; Universal Plates | 7 - 30 holes | 157069 |  | November 2021 | New Listing
06 - Specialist Orthopaedic | 06.03 - SKELETAL RECONSTRUCTION | 06.03.06 - Staples | 06.03.06.01 - Staples | MM | HW832 | 507 | Stryker Australia Pty Ltd | Eleos staple | Foot staple | 4-34/38mm | 122968 |  | November 2021 | Transferred from WR290
06 - Specialist Orthopaedic | 06.03 - SKELETAL RECONSTRUCTION | 06.03.06 - Staples | 06.03.06.01 - Staples | MM | HW833 | 507 | Stryker Australia Pty Ltd | Fuseforce Fixation System | Osteosynthesis Staple Memory Alloy | 8-25mm | 122968 |  | November 2021 | Transferred from WR291
06 - Specialist Orthopaedic | 06.03 - SKELETAL RECONSTRUCTION | 06.03.06 - Staples | 06.03.06.01 - Staples |  | HW920 | 127 | Stryker Australia Pty Ltd | NexFix Compression Staples | The NexFix Compression Staple is made of stailess steel and is used for internal fixation of fractures, fusions, bone grafts and osteotomies in the bones of the hand and foot. It is designed so the surgeon can control the amount of compression depending on the type of osteotomy and on the patient’s bone quality | 10 mm in width, leg length varies 13 mm - 20 mm | 219433 |  | November 2021 | Transferred from WR400
06 - Specialist Orthopaedic | 06.03 - SKELETAL RECONSTRUCTION | 06.03.06 - Staples | 06.03.06.01 - Staples |  | HW921 | 127 | Stryker Australia Pty Ltd | NexFix Closing Wedge Osteotomy Staples | The NexFix Closing wedge osteotomy staples are made of stainless steel and are intended to be used for internal fixation of fusions, bone grafts and osteotomies in the bones of the hand and foot following alignment correction | 8mm x 90 deg, 8mm x 64 deg | 219433 |  | November 2021 | Transferred from WR401
06 - Specialist Orthopaedic | 06.03 - SKELETAL RECONSTRUCTION | 06.03.07 - Soft Tissue Fixation Devices | 06.03.07.01 - No suture (including arrows) |  | LM491 | 234 | LMT Surgical Pty Ltd | Knotless Suture Anchors | Knotless Suture Anchors | Various sizes | 364759 |  | November 2021 | New Listing
06 - Specialist Orthopaedic | 06.03 - SKELETAL RECONSTRUCTION | 06.03.07 - Soft Tissue Fixation Devices | 06.03.07.02 - Suture, Small anchors (≤2.3mm) |  | HV003 | 294 | ELITE SURGICAL PTY LTD | OzAnchor All Suture | Anchor with suture | 1.4mm | 351431 |  | November 2021 | New Listing
06 - Specialist Orthopaedic | 06.03 - SKELETAL RECONSTRUCTION | 06.03.07 - Soft Tissue Fixation Devices | 06.03.07.02 - Suture, Small anchors (≤2.3mm) |  | LM488 | 294 | LMT Surgical Pty Ltd | Fully Threaded Suture Anchor | Fully Threaded Suture Anchor | ≤2.3mm | 364759 |  | November 2021 | New Listing
06 - Specialist Orthopaedic | 06.03 - SKELETAL RECONSTRUCTION | 06.03.07 - Soft Tissue Fixation Devices | 06.03.07.03 - Suture, Medium anchors (2.4 – 3.9mm) |  | HU274 | 442 | ARTHREX AUSTRALIA PTY LTD | Nano Swivelock Anchor | Soft Tissue Fixation Anchor | 2.5mm x 7mm | 353482 |  | November 2021 | New Listing
06 - Specialist Orthopaedic | 06.03 - SKELETAL RECONSTRUCTION | 06.03.07 - Soft Tissue Fixation Devices | 06.03.07.03 - Suture, Medium anchors (2.4 – 3.9mm) |  | HV004 | 442 | ELITE SURGICAL PTY LTD | OzAnchor All Suture | Anchor with suture | 2.5mm | 351431 |  | November 2021 | New Listing
06 - Specialist Orthopaedic | 06.03 - SKELETAL RECONSTRUCTION | 06.03.07 - Soft Tissue Fixation Devices | 06.03.07.03 - Suture, Medium anchors (2.4 – 3.9mm) |  | HW841 | 442 | Stryker Australia Pty Ltd | GRAVITY | Titanium Suture Anchor System | 2.7mm - 3.5mm | 175633 |  | November 2021 | Transferred from WR302
06 - Specialist Orthopaedic | 06.03 - SKELETAL RECONSTRUCTION | 06.03.07 - Soft Tissue Fixation Devices | 06.03.07.03 - Suture, Medium anchors (2.4 – 3.9mm) |  | HW878 | 442 | Stryker Australia Pty Ltd | Piton Knotless Fixation Implant System | System includes Piton Knotless anchors (single) NiTi and two Force Fiber sutures size #2 UHMWPE | Anchor: one size. Suture: size 2 in the system, options: blue/white or black/white | 163843 |  | November 2021 | Transferred from WR348
06 - Specialist Orthopaedic | 06.03 - SKELETAL RECONSTRUCTION | 06.03.07 - Soft Tissue Fixation Devices | 06.03.07.03 - Suture, Medium anchors (2.4 – 3.9mm) |  | HW935 | 442 | Stryker Australia Pty Ltd | Insite FT PEEK Knotless Suture Anchor | PEEK knotless suture anchor, fully threaded | 4.5mm to 6.5mm | 163843 |  | November 2021 | Transferred from WR422
06 - Specialist Orthopaedic | 06.03 - SKELETAL RECONSTRUCTION | 06.03.07 - Soft Tissue Fixation Devices | 06.03.07.03 - Suture, Medium anchors (2.4 – 3.9mm) |  | HW939 | 442 | Stryker Australia Pty Ltd | Piton 2.8mm | Soft Tissue Fixation Implant | 2.8mm | 163843 |  | November 2021 | Transferred from WR426
06 - Specialist Orthopaedic | 06.03 - SKELETAL RECONSTRUCTION | 06.03.07 - Soft Tissue Fixation Devices | 06.03.07.03 - Suture, Medium anchors (2.4 – 3.9mm) |  | LM489 | 442 | LMT Surgical Pty Ltd | Fully Threaded Suture Anchor | Fully Threaded Suture Anchor | 2.4-3.9mm | 364759 |  | November 2021 | New Listing
06 - Specialist Orthopaedic | 06.03 - SKELETAL RECONSTRUCTION | 06.03.07 - Soft Tissue Fixation Devices | 06.03.07.03 - Suture, Medium anchors (2.4 – 3.9mm) |  | SL183 | 442 | Smith & Nephew Pty Ltd | MICRORAPTOR Knotless REGENESORB | Knotless Suture Anchor, absorbable | 2.4 – 2.75mm | 368071 |  | November 2021 | New Listing
06 - Specialist Orthopaedic | 06.03 - SKELETAL RECONSTRUCTION | 06.03.07 - Soft Tissue Fixation Devices | 06.03.07.04 - Suture, Large anchors (≥4mm) |  | HU280 | 442 | ARTHREX AUSTRALIA PTY LTD | DX Swivelock Anchor | Soft Tissue Fixation Anchor | 4.75mm x 12mm | 353482 |  | November 2021 | New Listing
06 - Specialist Orthopaedic | 06.03 - SKELETAL RECONSTRUCTION | 06.03.07 - Soft Tissue Fixation Devices | 06.03.07.04 - Suture, Large anchors (≥4mm) |  | HV005 | 442 | ELITE SURGICAL PTY LTD | OzAnchor Knotless PEEK | PEEK Suture Anchor | 4.5mm | 351629 |  | November 2021 | New Listing
06 - Specialist Orthopaedic | 06.03 - SKELETAL RECONSTRUCTION | 06.03.07 - Soft Tissue Fixation Devices | 06.03.07.04 - Suture, Large anchors (≥4mm) |  | HW840 | 442 | Stryker Australia Pty Ltd | GRAVITY | Titanium Suture Anchor System | 5.5mm | 175633 |  | November 2021 | Transferred from WR299
06 - Specialist Orthopaedic | 06.03 - SKELETAL RECONSTRUCTION | 06.03.07 - Soft Tissue Fixation Devices | 06.03.07.04 - Suture, Large anchors (≥4mm) |  | HW891 | 442 | Stryker Australia Pty Ltd | Insite FT anchors | Bone anchors Ti or PEEK, preloaded with suture with or without needle. | 4.5mm, 5.5mm or 6.5mm | 163843 |  | November 2021 | Transferred from WR364
06 - Specialist Orthopaedic | 06.03 - SKELETAL RECONSTRUCTION | 06.03.07 - Soft Tissue Fixation Devices | 06.03.07.04 - Suture, Large anchors (≥4mm) |  | LM490 | 442 | LMT Surgical Pty Ltd | Fully Threaded Suture Anchor | Fully Threaded Suture Anchor | ≥4mm | 364759 |  | November 2021 | New Listing
06 - Specialist Orthopaedic | 06.03 - SKELETAL RECONSTRUCTION | 06.03.07 - Soft Tissue Fixation Devices | 06.03.07.04 - Suture, Large anchors (≥4mm) |  | MN325 | 442 | Johnson & Johnson Medical Pty Ltd | HEALIX Anchor System | Self-Punching Biocomposite Anchor | 4.9 mm, 5.5 mm |  |  | November 2021 | New Listing
06 - Specialist Orthopaedic | 06.03 - SKELETAL RECONSTRUCTION | 06.03.07 - Soft Tissue Fixation Devices | 06.03.07.04 - Suture, Large anchors (≥4mm) |  | MU181 | 442 | Medacta Australia Pty Ltd | MectaLock PEEK | Suture Anchor | Ø 4.5 - 5.5 - 6.5 mm | 320484 |  | November 2021 | New Listing
06 - Specialist Orthopaedic | 06.03 - SKELETAL RECONSTRUCTION | 06.03.07 - Soft Tissue Fixation Devices | 06.03.07.04 - Suture, Large anchors (≥4mm) |  | SL182 | 442 | Smith & Nephew Pty Ltd | HEALICOIL Knotless REGENESORB | Absorbable Suture Anchors | 5.5mm |  |  | November 2021 | New Listing
06 - Specialist Orthopaedic | 06.03 - SKELETAL RECONSTRUCTION | 06.03.07 - Soft Tissue Fixation Devices | 06.03.07.05 - Button/thread/tape or Button/thread/button |  | HW784 | 374 | Stryker Australia Pty Ltd | GRAVITY SYNCHFIX | Titanium syndesmosis fixation device, with non absorbable suture material and including medial button. | one size only | 175633 |  | November 2021 | New Listing
06 - Specialist Orthopaedic | 06.03 - SKELETAL RECONSTRUCTION | 06.03.07 - Soft Tissue Fixation Devices | 06.03.07.05 - Button/thread/tape or Button/thread/button |  | MU184 | 374 | Medacta Australia Pty Ltd | FairFix Adjustable Button System | Button with non absorbable suture material | Adjustable loop length | 365812 |  | November 2021 | New Listing
06 - Specialist Orthopaedic | 06.03 - SKELETAL RECONSTRUCTION | 06.03.07 - Soft Tissue Fixation Devices | 06.03.07.06 - Button |  | HV002 | 374 | ELITE SURGICAL PTY LTD | OzLoop | Fixation Button | 15mm to 60mm | 351392 |  | November 2021 | New Listing
06 - Specialist Orthopaedic | 06.03 - SKELETAL RECONSTRUCTION | 06.03.07 - Soft Tissue Fixation Devices | 06.03.07.06 - Button |  | HW971 | 374 | Stryker Australia Pty Ltd | ArthroTunneler TunnelPro System | Lateral button, PEEK | 10mm | 214982 |  | November 2021 | Transferred from WR368
06 - Specialist Orthopaedic | 06.03 - SKELETAL RECONSTRUCTION | 06.03.07 - Soft Tissue Fixation Devices | 06.03.07.07 - Interference Screw (± sleeve) |  | HW794 | 181 | Stryker Australia Pty Ltd | G-Force Tenodesis System | Cannulated Interference Screw - PEEK Optima | 4-8mm diameter, 10-25mm width | 175633 |  | November 2021 | Transferred from WR080
06 - Specialist Orthopaedic | 06.03 - SKELETAL RECONSTRUCTION | 06.03.08 - Soft Tissue Substitute | 06.03.08.03 - Non-biological cartilage substitute | ≤ 10mm | HW987 | 1420 | Stryker Australia Pty Ltd | Cartiva® Synthetic Cartilage Implant | Polymer Cartilage Implant | Diameter: 6mm, 8mm, 10mm | 278815 |  | November 2021 | Transferred from WR455
06 - Specialist Orthopaedic | 06.03 - SKELETAL RECONSTRUCTION | 06.03.11 - External Fixateurs | 06.03.11.03 - Frame Component - Monoplanar, Clamp |  | HW850 | 1579 | Stryker Australia Pty Ltd | SALVATION Limb Salvage Clamp | Clamp | 5mm and 6mm, 1 hole to 4 hole cube | 198486 |  | November 2021 | Transferred from WR312
06 - Specialist Orthopaedic | 06.03 - SKELETAL RECONSTRUCTION | 06.03.11 - External Fixateurs | 06.03.11.06 - Frame Component - Full Circular Ring |  | HW845 | 685 | Stryker Australia Pty Ltd | SALVATION Limb Salvage Full Rings | Full Rings | 120mm - 200mm | 198486 |  | November 2021 | Transferred from WR307
06 - Specialist Orthopaedic | 06.03 - SKELETAL RECONSTRUCTION | 06.03.11 - External Fixateurs | 06.03.11.06 - Frame Component - Full Circular Ring |  | HW960 | 685 | Stryker Australia Pty Ltd | SALVATION Full Ring | Salvation External Fixation Full Ring | 120mm - 220mm | 198486 |  | November 2021 | Transferred from WR450
06 - Specialist Orthopaedic | 06.03 - SKELETAL RECONSTRUCTION | 06.03.11 - External Fixateurs | 06.03.11.07 - Frame Component - Partial Circular Ring |  | HW846 | 1050 | Stryker Australia Pty Ltd | SALVATION Limb Salvage Partial Ring | Partial Ring | 120mm - 200mm | 198486 |  | November 2021 | Transferred from WR308
06 - Specialist Orthopaedic | 06.03 - SKELETAL RECONSTRUCTION | 06.03.11 - External Fixateurs | 06.03.11.07 - Frame Component - Partial Circular Ring |  | HW959 | 1050 | Stryker Australia Pty Ltd | SALVATION Partial Ring | Salvation External Fixation Partial Ring | 140mm - 220mm | 198486 |  | November 2021 | Transferred from WR449
06 - Specialist Orthopaedic | 06.03 - SKELETAL RECONSTRUCTION | 06.03.11 - External Fixateurs | 06.03.11.09 - Frame Component - Circular Frame Strut Device |  | HW854 | 950 | Stryker Australia Pty Ltd | SALVATION Limb Salvage Struts | Struts | 60mm - 230mm | 198486 |  | November 2021 | Transferred from WR316
06 - Specialist Orthopaedic | 06.03 - SKELETAL RECONSTRUCTION | 06.03.11 - External Fixateurs | 06.03.11.09 - Frame Component - Circular Frame Strut Device |  | HW964 | 950 | Stryker Australia Pty Ltd | SALVATION Strut | SALVATION External Fixation Strut | 60mm - 230mm | 198486 |  | November 2021 | Transferred from WR454
06 - Specialist Orthopaedic | 06.03 - SKELETAL RECONSTRUCTION | 06.03.11 - External Fixateurs | 06.03.11.10 - Frame Component - Foot Plate |  | HW844 | 2850 | Stryker Australia Pty Ltd | SALVATION Limb Salvage Foot Plates | Foot Plates | 120mm - 180mm | 198486 |  | November 2021 | Transferred from WR306
06 - Specialist Orthopaedic | 06.03 - SKELETAL RECONSTRUCTION | 06.03.11 - External Fixateurs | 06.03.11.11 - Frame Component - Circular Frame, Nuts & Spacers |  | HW849 | 45 | Stryker Australia Pty Ltd | SALVATION Limb Salvage Circular Frame Nuts and Spacers | Circular Frame Nuts and Spacers | 1mm - 120mm, 1 hole to 4 hole, Standard - Large | 198486 |  | November 2021 | Transferred from WR311
06 - Specialist Orthopaedic | 06.03 - SKELETAL RECONSTRUCTION | 06.03.11 - External Fixateurs | 06.03.11.12 - Frame Component - Coupling Device |  | HW847 | 732 | Stryker Australia Pty Ltd | SALVATION Limb Salvage Wire Fixaters | Wire Fixaters | 2mm - 40mm | 198486 |  | November 2021 | Transferred from WR309
06 - Specialist Orthopaedic | 06.03 - SKELETAL RECONSTRUCTION | 06.03.11 - External Fixateurs | 06.03.11.13 - Frame Component - Rods | Standard | HW852 | 147 | Stryker Australia Pty Ltd | SALVATION Limb Salvage Rods | Rods | 60mm - 400mm | 198486 |  | November 2021 | Transferred from WR314
06 - Specialist Orthopaedic | 06.03 - SKELETAL RECONSTRUCTION | 06.03.11 - External Fixateurs | 06.03.11.14 - Frame Component - Pins |  | HW851 | 142 | Stryker Australia Pty Ltd | SALVATION Limb Salvage Pins | Pins | 1.8mm - 6mm diameter, 25mm - 180mm length | 198486 |  | November 2021 | Transferred from WR313
06 - Specialist Orthopaedic | 06.03 - SKELETAL RECONSTRUCTION | 06.03.11 - External Fixateurs | 06.03.11.16 - Frame Component - Pin Clamp Assembly Post |  | HW848 | 105 | Stryker Australia Pty Ltd | SALVATION Limb Salvage Posts | Posts | 1 - 6 hole, short and tall | 198486 |  | November 2021 | Transferred from WR310
06 - Specialist Orthopaedic | 06.03 - SKELETAL RECONSTRUCTION | 06.03.11 - External Fixateurs | 06.03.11.16 - Frame Component - Pin Clamp Assembly Post |  | HW963 | 105 | Stryker Australia Pty Ltd | SALVATION L Bracket | L Bracket | 1-6 hole. Short and tall | 198486 |  | November 2021 | Transferred from WR453
06 - Specialist Orthopaedic | 06.03 - SKELETAL RECONSTRUCTION | 06.03.11 - External Fixateurs | 06.03.11.17 - Articulating Hinge | Mini | HW853 | 2337 | Stryker Australia Pty Ltd | SALVATION Limb Salvage Hinges | Hinges | Universal and In-line. | 198486 |  | November 2021 | Transferred from WR315
06 - Specialist Orthopaedic | 06.03 - SKELETAL RECONSTRUCTION | 06.03.11 - External Fixateurs | 06.03.11.19 - Lower body kit |  | HW842 | 5397 | Stryker Australia Pty Ltd | SALVATION Limb Salvage Pre-Assembled Frame Assemblies | Pre - Assembled Frame | 120mm - 180mm | 198486 |  | November 2021 | Transferred from WR304
06 - Specialist Orthopaedic | 06.03 - SKELETAL RECONSTRUCTION | 06.03.11 - External Fixateurs | 06.03.11.19 - Lower body kit |  | HW843 | 5397 | Stryker Australia Pty Ltd | SALVATION Limb Salvage Frame Assemblies | Frame Assemblies | 160mm - 200mm | 198486 |  | November 2021 | Transferred from WR305
06 - Specialist Orthopaedic | 06.03 - SKELETAL RECONSTRUCTION | 06.03.11 - External Fixateurs | 06.03.11.19 - Lower body kit |  | HW961 | 5397 | Stryker Australia Pty Ltd | SALVATION Frame Assembly | Salvation External Frames Assembly | 160mm - 180mm | 198486 |  | November 2021 | Transferred from WR451
06 - Specialist Orthopaedic | 06.03 - SKELETAL RECONSTRUCTION | 06.03.11 - External Fixateurs | 06.03.11.19 - Lower body kit |  | HW962 | 5397 | Stryker Australia Pty Ltd | SALVATION Frame Assembly | Salvation External Frame Assembly | 200mm - 220mm | 198486 |  | November 2021 | Transferred from WR452
06 - Specialist Orthopaedic | 06.03 - SKELETAL RECONSTRUCTION | 06.03.14 - Bone Cement | 06.03.14.03 - Cement with Complex Delivery System |  | HW785 | 437 | Stryker Australia Pty Ltd | AutoPlex Mixer and Delivery System with VertaPlex HV | High Viscosity PMMA Cement with Mixer and Delivery System - Intended to be used for pedicle screw augmentation and vertebroplasty only. | 20 gram | 288933 | No PL benefit will be payable if the device is used for kyphoplasty surgery, as there is no evidence presented and no MBS item available for this procedure. | November 2021 | New Listing
06 - Specialist Orthopaedic | 06.03 - SKELETAL RECONSTRUCTION | 06.03.14 - Bone Cement | 06.03.14.05 - Accessories - Restrictors |  | HW864 | 234 | Stryker Australia Pty Ltd | Bone Plug | UHMWPE - Cement Plug | 13mm and 24mm | 134451 |  | November 2021 | Transferred from WR333
06 - Specialist Orthopaedic | 06.03 - SKELETAL RECONSTRUCTION | 06.03.15 - Bone Graft Substitute | 06.03.15.01 - Ceramic, 0-5cc | AUG | HW856 | 1026 | Stryker Australia Pty Ltd | Augment Bone Graft - rhPDGF-BB component | rhPDGF-BB solution (0.3mg/ml) | 1.5cc (0.45mg) | 191454 |  | November 2021 | Transferred from WR323
06 - Specialist Orthopaedic | 06.03 - SKELETAL RECONSTRUCTION | 06.03.15 - Bone Graft Substitute | 06.03.15.01 - Ceramic, 0-5cc | AUG | VG001 | 1026 | MAXX PHARMA PTY LTD | CERAMENT BVF | Bone substitute with hydroxyapatite and iohexal | 5ml | 372270 |  | November 2021 | New Listing
06 - Specialist Orthopaedic | 06.03 - SKELETAL RECONSTRUCTION | 06.03.15 - Bone Graft Substitute | 06.03.15.01 - Ceramic, 0-5cc | CDS | HW790 | 1188 | Stryker Australia Pty Ltd | ProDense / Osteoset XR | Composite Injectable Bone Void Filler | 2cc-5cc | 172032 |  | November 2021 | Transferred from WR002
06 - Specialist Orthopaedic | 06.03 - SKELETAL RECONSTRUCTION | 06.03.15 - Bone Graft Substitute | 06.03.15.01 - Ceramic, 0-5cc |  | HW789 | 722 | Stryker Australia Pty Ltd | ProDense / Osteoset | Composite Bone Void Filler - Pellets | 2cc, 5cc | 172033 |  | November 2021 | Transferred from WR005
06 - Specialist Orthopaedic | 06.03 - SKELETAL RECONSTRUCTION | 06.03.15 - Bone Graft Substitute | 06.03.15.01 - Ceramic, 0-5cc |  | HW857 | 722 | Stryker Australia Pty Ltd | Augment Bone Graft - β-TCP component | β-TCP granules | 1.5 cc, 3cc | 191454 |  | November 2021 | Transferred from WR325
06 - Specialist Orthopaedic | 06.03 - SKELETAL RECONSTRUCTION | 06.03.15 - Bone Graft Substitute | 06.03.15.02 - Ceramic, >5cc - 10cc | AUG | VG002 | 2185 | MAXX PHARMA PTY LTD | CERAMENT BVF | Bone substitute with hydroxyapatite and iohexal | 10ml | 372270 |  | November 2021 | New Listing
06 - Specialist Orthopaedic | 06.03 - SKELETAL RECONSTRUCTION | 06.03.15 - Bone Graft Substitute | 06.03.15.03 - Ceramic, >10cc - 20cc | AUG | VG003 | 4370 | MAXX PHARMA PTY LTD | CERAMENT BVF | Bone substitute with hydroxyapatite and iohexal | 18ml | 372270 |  | November 2021 | New Listing
06 - Specialist Orthopaedic | 06.03 - SKELETAL RECONSTRUCTION | 06.03.15 - Bone Graft Substitute | 06.03.15.03 - Ceramic, >10cc - 20cc | CDS | HW800 | 2043 | Stryker Australia Pty Ltd | Pro-Dense core Decompression Kit | Composite Injectable Bone Void Filler plus instrumentation kit for core decompression | 15cc | 172105 |  | November 2021 | Transferred from WR215
06 - Specialist Orthopaedic | 06.03 - SKELETAL RECONSTRUCTION | 06.03.15 - Bone Graft Substitute | 06.03.15.09 - Composite (Extracellular Collagen Matrix with DBM or Ceramic), 0 - 5cc |  | HW858 | 808 | Stryker Australia Pty Ltd | Augment Injectable Bone Graft – β-TCP/bovine Type I collagen matrix | β-TCP/bovine Type I collagen matrix | 1.5cc 3cc | 231499 |  | November 2021 | Transferred from WR326
07 - Plastic and Reconstructive | 07.01 - CRANIOMAXILLOFACIAL RECONSTRUCTION & FIXATION | 07.01.05 - Fracture or Reconstruction Plates | 07.01.05.06 - 0.5-0.99mm thick, 4-7 holes | Burr | ZA096 | 166 | Zimmer Biomet Pty Ltd | W Lorenz Osteosynthesis System | Plate, Burr Hole, 1mm, 1.5mm, 2mm system | 13mm-25mm | 128458 128460 |  | November 2021 | Compressed from BI353,BI721
07 - Plastic and Reconstructive | 07.01 - CRANIOMAXILLOFACIAL RECONSTRUCTION & FIXATION | 07.01.05 - Fracture or Reconstruction Plates | 07.01.05.16 - 2.0-2.99mm thick, 16-32 holes | Complex, Locking | RV013 | 1287 | PERSONALISED SURGERY PTY LTD | Complex Locking plate | Preshaped reconstruction plates, in left and right options, Complex, locking | Small Medium Large | 366767 |  | November 2021 | New Listing
07 - Plastic and Reconstructive | 07.01 - CRANIOMAXILLOFACIAL RECONSTRUCTION & FIXATION | 07.01.06 - Screws | 07.01.06.02 - Diameter 1.25-3.24mm | Compression | RV014 | 118 | PERSONALISED SURGERY PTY LTD | CMF Screw | Self tapping and self drilling screws | Diameter 1.5 - 2.4mm | 366767 |  | November 2021 | New Listing
07 - Plastic and Reconstructive | 07.01 - CRANIOMAXILLOFACIAL RECONSTRUCTION & FIXATION | 07.01.06 - Screws | 07.01.06.02 - Diameter 1.25-3.24mm | Locking | RV015 | 88 | PERSONALISED SURGERY PTY LTD | CMF Locking Screw | Locking Screw, Self tapping | Diameter 1.5-2.4 mm | 366767 |  | November 2021 | New Listing
07 - Plastic and Reconstructive | 07.02 - CRANIOMAXILLOFACIAL IMPLANTS | 07.02.05 - Mandible, Maxilla and Temperomandibular Joint (TMJ) | 07.02.05.05 - Plate | Biomodelled | RV016 | 4095 | PERSONALISED SURGERY PTY LTD | Patient Specific Implant | Patient Specific Implant | The device is custom made so the size will vary. | 366767 |  | November 2021 | New Listing
07 - Plastic and Reconstructive | 07.06 - MAMMARY IMPLANTS | 07.06.02 - Gel Filled | 07.06.02.01 - <500cc | Pre-shaped | BY017 | 975 | SPIRAN PTY. LTD. | MOTIVA IMPLANTS ANATOMICAL TRUEFIXATION | Sterile Silicone Breast Implants. Gel filled, pre-shaped. | 250- 495 cc | 373251 |  | November 2021 | New Listing
07 - Plastic and Reconstructive | 07.06 - MAMMARY IMPLANTS | 07.06.02 - Gel Filled | 07.06.02.01 - <500cc |  | EG027 | 595 | Emagin Pty Ltd | Sebbin Mammary Implants | Sterile Silicone Breast Implants less than 500cc | Volume less than 500cc | 309616 |  | November 2021 | New Listing
07 - Plastic and Reconstructive | 07.06 - MAMMARY IMPLANTS | 07.06.02 - Gel Filled | 07.06.02.02 - ≥500cc | Pre-shaped | BY018 | 1170 | SPIRAN PTY. LTD. | MOTIVA IMPLANTS ANATOMICAL TRUEFIXATION | Sterile Silicone Breast Implants. Gel filled, pre-shaped. | 500-600 cc | 373251 |  | November 2021 | New Listing
07 - Plastic and Reconstructive | 07.06 - MAMMARY IMPLANTS | 07.06.02 - Gel Filled | 07.06.02.02 - ≥500cc |  | EG025 | 668 | Emagin Pty Ltd | Sebbin Mammary Implants | Sterile Silicone Breast Implants greater than 500cc | Greater Than 500cc | 309616 |  | November 2021 | New Listing
08 - Cardiac | 08.08 - Pacemaker Leads | 08.08.09 - Transvenous, Bi-Polar, Active, Steroid, Right Ventricular/Atrial |  |  | BS390 | 831 | Boston Scientific Australia Pty Ltd | Ingevity+ | Active MR conditional pacing lead | 45cm to 59cm | 374841 |  | November 2021 | New Listing
08 - Cardiac | 08.15 - Stents For Treatment Of Coarctation Of The Aorta | 08.15.01 - Uncovered |  | Balloon- in-Balloon | JI002 | 2124 | INTERVENE MEDICAL PTY LTD | CP Stent | CP Stent Uncovered, mounted on BIB balloon | 16,22,28,34,39,&45mm length | 121892 |  | November 2021 | Transferred from LH581
08 - Cardiac | 08.15 - Stents For Treatment Of Coarctation Of The Aorta | 08.15.01 - Uncovered |  |  | JI003 | 1199 | INTERVENE MEDICAL PTY LTD | CP Stent | CP Stent Uncovered | 16,22,28,34,39,&45mm length | 121892 |  | November 2021 | Transferred from LH579
08 - Cardiac | 08.15 - Stents For Treatment Of Coarctation Of The Aorta | 08.15.02 - Covered |  | Balloon-in-Balloon | JI004 | 2923 | INTERVENE MEDICAL PTY LTD | CP Stent | CP Stent Covered, mounted on BIB balloon | 16,22,28,34,39,&45mm length | 121892 |  | November 2021 | Transferred from LH582
08 - Cardiac | 08.15 - Stents For Treatment Of Coarctation Of The Aorta | 08.15.02 - Covered |  |  | JI005 | 1998 | INTERVENE MEDICAL PTY LTD | CP Stent | CP Stent Covered | 16,22,28,34,39,&45mm length | 121892 |  | November 2021 | Transferred from LH580
08 - Cardiac | 08.17 - Catheter Delivery | 08.17.01 - Transcatheter Aortic Valve Implantation |  |  | EL067 | 22932 | Edwards Lifesciences Pty Ltd | Edwards SAPIEN 3 Ultra Transcatheter Heart Valve System | The Edwards SAPIEN 3 Ultra Transcatheter Heart Valve (THV) system is an Aortic transcatheter heart valve bioprosthesis, with stent-like framework. It consists of the Edwards SAPIEN 3 Ultra transcatheter heart valves and delivery systems. The Edwards SAPIEN 3 Ultra Valve is comprised of a balloon-expandable, radiopaque, cobalt-chromium frame, trileaflet bovine pericardial tissue valve, and polyethylene terephthalate inner and outer fabric skirts. | (mm) 20, 23, 26 | 343715 |  | November 2021 | New Listing
09 - Cardiothoracic | 09.09 - Aorta and Side Branch Grafts | 09.09.04 - Hybrid stent graft (unbranched) |  |  | IU002 | 19000 | ILLUMINATE HEALTH CONSULTING PTY LTD | E-vita OPEN NEO | The E-vita OPEN NEO straight graft configuration is a hybrid aortic arch device for the repair and replacement of the thoracic aorta using the frozen elephant trunk procedure which provides an alternative for conventional open surgery. The device is a one-piece polyester fabric tube which combines a conventional vascular graft part and an endovascular stent graft part that allows the open surgical treatment of aneurysms or dissections in the aortic arch and the descending thoracic aorta with or without involvement of the ascending aorta. One-piece polyester fabric tube which combines a conventional vascular graft part and an endovascular stent graft part, including a delivery system. The E-vita OPEN NEO implant consists of a self-expanding stent graft part, a conventional vascular graft part, and the delivery system. | Stent graft, 20-40mm diameter, 120-180mm length : Vascular graft, 26-30mm diameter, 100mm length : Perfusion branch, 10mm diameter, 100mm length : Collar, 30mm width | 374560 |  | November 2021 | New Listing
09 - Cardiothoracic | 09.09 - Aorta and Side Branch Grafts | 09.09.05 - Hybrid stent graft (Branched) |  |  | IU001 | 19430 | ILLUMINATE HEALTH CONSULTING PTY LTD | E-vita OPEN NEO | The E-vita OPEN NEO is a hybrid aortic arch device for the repair and replacement of the thoracic aorta using the frozen elephant trunk procedure which provides an alternative for conventional open surgery. The device is a one-piece polyester fabric tube which combines a conventional vascular graft part and an endovascular stent graft part that allows the open surgical treatment of aneurysms or dissections in the aortic arch and the descending thoracic aorta with or without involvement of the ascending aorta. It is available in a range of sizes with varying diameters and lengths and comes in three different configurations for individual supra-aortic vessel management. One-piece polyester fabric tube which combines a conventional vascular graft part and an endovascular stent graft part, including a delivery system. The E-vita OPEN NEO implant consists of a self expanding stent graft part, a conventional vascular graft part, and the delivery system. | Stent graft, 20-40mm diameter, 120-180mm length : Vascular graft, 26-30mm diameter, 100mm length : Perfusion branch, 10mm diameter, 100mm length : Collar, 15mm width : Brachiocephalic trunk, 12 mm diameter, 100 mm length : Left common carotid artery, 8mm diameter, 100mm length : Left subclavian artery, 10mm diameter, 100mm length. | 374560 |  | November 2021 | New Listing
10 - Vascular | 10.08 - Occlusion Devices | 10.08.02 - Coil, Peripheral | 10.08.02.01 - ≤200mm length | P, repositionable (Platinum, repositionable) | MI453 | 1013 | Medtronic Australasia Pty Ltd | Concerto Versa Detachable Coil | Platinum-tungsten embolization coil (enlaced with nylon fibers) attached to a composite delivery pusher, and a hand-held Instant Detacher. | Diameters 3–32 mm, Length 5-65 cm. | 337400 |  | November 2021 | New Listing
10 - Vascular | 10.09 - Long Term Vascular Access Devices | 10.09.01 - Percutaneous Catheters, Single Lumen |  | pi (power injection) | MS075 | 133 | Medical Specialties Australasia Pty Ltd | Peripherally Inserted Central Catheter (PICC) | Peripherally Inserted Central Catheter, Single Lumen, Power Injectable | 4Fr - 5Fr | 203832 215418 215419 |  | November 2021 | New Listing
10 - Vascular | 10.09 - Long Term Vascular Access Devices | 10.09.02 - Percutaneous Catheters, Multiple Lumen |  | pi (power injection) | MS076 | 183 | Medical Specialties Australasia Pty Ltd | Peripherally Inserted Central Catheter (PICC) | Peripherally Inserted Central Catheter, Multiple Lumen, Power Injectable | 5Fr - 6Fr | 203832 215418 215419 |  | November 2021 | New Listing
11 - Hip | 11.01 - FEMORAL COMPONENTS - PRIMARY AND REVISION | 11.01.03 - Uncemented | 11.01.03.04 - Plasma |  | MU182 | 3776 | Medacta Australia Pty Ltd | Masterloc Stems - Ti | Cementless Femoral Stem - Ti Coated | 1 to 12 - Std 1 to 14 - Lat 4 to 14 - Lat Plus | 286794 |  | November 2021 | New Listing
11 - Hip | 11.01 - FEMORAL COMPONENTS - PRIMARY AND REVISION | 11.01.04 - Uncemented, HA Coated | 11.01.04.01 - Grit Blast |  | FD005 | 3609 | EVOLUTIS MA AUSTRALIA PTY LTD | Stemsys Cementless HA Coated Stems | Uncemented Femoral Stem with HA Coating - Collared and Collarless | Sizes 7 to 20 - Standard and Laterlised | 356300 356301 |  | November 2021 | New Listing
11 - Hip | 11.01 - FEMORAL COMPONENTS - PRIMARY AND REVISION | 11.01.04 - Uncemented, HA Coated | 11.01.04.01 - Grit Blast |  | FD006 | 3609 | EVOLUTIS MA AUSTRALIA PTY LTD | HACTIV Uncemented Stem | Titanium, gritblast, HA coated, collared, collarless and high offset | Sizes 7 to 20 | 232289 268272 |  | November 2021 | Transferred from LI108
11 - Hip | 11.01 - FEMORAL COMPONENTS - PRIMARY AND REVISION | 11.01.04 - Uncemented, HA Coated | 11.01.04.04 - Plasma |  | HT028 | 4196 | ADLER ORTHO AUSTRALIA PTY LTD | Hydra-Fix | Forged titanium alloy stems with HA coating 12/14 taper | 8 - 18, standard, offset | 325181 |  | November 2021 | Transferred from TZ032
11 - Hip | 11.01 - FEMORAL COMPONENTS - PRIMARY AND REVISION | 11.01.07 - Uncemented, Modular | 11.01.07.05 - Unpolished and Polished | Spacer, Tumour | HT023 | 3591 | ADLER ORTHO AUSTRALIA PTY LTD | Pantheon Bridging Collar | Ti6Al4V additive manufactured porous collar | Collar Diameters 26 - 36mm, for Stem diameters 10 to 24 mm, without or with plate attachment or cylindrical. | 340803 342977 |  | November 2021 | Transferred from TZ027
11 - Hip | 11.01 - FEMORAL COMPONENTS - PRIMARY AND REVISION | 11.01.09 - Uncemented, Modular, Long Lengths (Stem ≥200mm; Body ≥75mm; Cone ≥70mm; Spacer/Sleeve ≥50mm) | 11.01.09.05 - Unpolished and Polished | Spacer, Tumour | HT025 | 3054 | ADLER ORTHO AUSTRALIA PTY LTD | Pantheon Shaft | Ti6Al4V Smooth Shaft Extension Pieces | 35 - 140mm | 340801 |  | November 2021 | Transferred from TZ029
11 - Hip | 11.02 - FEMORAL HEADS | 11.02.02 - Conventional Femoral Heads, >32mm | 11.02.02.02 - Cobalt Chrome |  | FD007 | 797 | EVOLUTIS MA AUSTRALIA PTY LTD | Evolutis CoCr Femoral Heads | Large Diameter CoCr Femoral Heads | 36mm Short, Medium, Long, Extra Long 12/14 Taper | 268273 |  | November 2021 | Transferred from LI118
11 - Hip | 11.03 - ACETABULAR COMPONENTS | 11.03.01 - Cups, Cemented | 11.03.01.04 - Metal Shell |  | MN328 | 1511 | Johnson & Johnson Medical Pty Ltd | Novae STICK Dual Mobility Cup | A cemented metal acetabular dual mobility cup designed to be used with a polyethylene liner | 43-69mm diameter in 2mm increments | 363211 |  | November 2021 | Duplicated from GO282
11 - Hip | 11.03 - ACETABULAR COMPONENTS | 11.03.01 - Cups, Cemented | 11.03.01.04 - Metal Shell |  | UK026 | 1511 | The Trustee for Giorgios and Katarina Loizou Family Trust | Novae STICK Dual Mobility Cup | A cemented metal acetabular dual mobility cup designed to be used with a polyethylene liner | 43-69mm diameter in 2mm increments | 298114 |  | November 2021 | Transferred from GO282
11 - Hip | 11.03 - ACETABULAR COMPONENTS | 11.03.02 - Shells, Uncemented | 11.03.02.05 - Porous Metal |  | HW786 | 2812 | Stryker Australia Pty Ltd | Trident II Tritanium Acetabular System | Acetabular Shell, tritanium | Size A-J Diameter (mm) 42-72 | 320142 |  | November 2021 | New Listing
11 - Hip | 11.03 - ACETABULAR COMPONENTS | 11.03.03 - Shells, Uncemented, HA | 11.03.03.04 - Plasma |  | UK028 | 2266 | The Trustee for Giorgios and Katarina Loizou Family Trust | Novae Dual Mobility Cup | A cementless metal acetabular dual mobility cup designed to be used with a polyethylene liner. | 41mm to 73mm diameter in 2mm increments | 296620 296616 296615 |  | November 2021 | Transferred from GO233
11 - Hip | 11.03 - ACETABULAR COMPONENTS | 11.03.04 - Insert/Liner | 11.03.04.02 - Modified polyethylene |  | CR267 | 973 | Corin Australia Pty Ltd | Dual Mobility Cup (MobiliT), Liner | Acetabular Liner ECiMa | Head 22.2mm or 28mm, Diameter 42 mm to 68mm |  |  | November 2021 | New Listing
11 - Hip | 11.03 - ACETABULAR COMPONENTS | 11.03.04 - Insert/Liner | 11.03.04.04 - Metal |  | UK029 | 1762 | The Trustee for Giorgios and Katarina Loizou Family Trust | Novae Double Mobility Cup Insert | A cementless metal acetabular dual mobility cup designed to be used with a polyethylene liner. | 22mm x 43 - 69mm diameter in 2mm increments 28mm x 47 - 69mm diameter in 2mm increments | 282775 |  | November 2021 | Transferred from GO234
11 - Hip | 11.04 - ACCESSORIES | 11.04.03 - Bone Screw |  |  | HT026 | 116 | ADLER ORTHO AUSTRALIA PTY LTD | Pantheon Flat Plate Compression Screw | Ti6Al4V Screw | Short, Medium, Long | 237073 |  | November 2021 | Transferred from TZ030
11 - Hip | 11.04 - ACCESSORIES | 11.04.03 - Bone Screw |  |  | UK027 | 116 | The Trustee for Giorgios and Katarina Loizou Family Trust | Novae Double Cup Cortical Bone Screw | Cortical Bone Screw | 5mm diameter, 30 to 65mm length in 5mm increments | 246511 |  | November 2021 | Transferred from GO261
11 - Hip | 11.04 - ACCESSORIES | 11.04.05 - Cement Restrictor |  |  | MU183 | 100 | Medacta Australia Pty Ltd | MectaPlug PE II | Cement restrictor | 5 sizes from Ø8 to Ø30 | 229714 |  | November 2021 | New Listing
11 - Hip | 11.04 - ACCESSORIES | 11.04.18 - Screw |  |  | ZA090 | 168 | Zimmer Biomet Pty Ltd | Arcos Modular Femoral Revision System | Distal Interlocking Stem Screws | 25-60mm length | 145406 |  | November 2021 | New Listing
11 - Hip | 11.04 - ACCESSORIES | 11.04.22 - Trochanter Plate |  |  | HT024 | 387 | ADLER ORTHO AUSTRALIA PTY LTD | Pantheon Flat Plate with Spikes | Ti6Ai4V Plate with spikes on inner surface, screw and cable compatibility for Trochanter | L50, L70 | 340794 |  | November 2021 | Transferred from TZ028
11 - Hip | 11.04 - ACCESSORIES | 11.04.22 - Trochanter Plate |  |  | HT027 | 387 | ADLER ORTHO AUSTRALIA PTY LTD | Cortical Plate | Titanium plate either rough with HA or porous Ti-Por used as a flange for femoral or tibial prosthesis | 30 to 70mm | 340794 |  | November 2021 | Transferred from TZ031
12 - Knee | 12.01 - FEMORAL COMPONENT: TOTAL KNEE ARTHROPLASTY | 12.01.01 - Cemented, Alloy | 12.01.01.02 - Posterior Stabilised |  | SL172 | 2965 | Smith & Nephew Pty Ltd | Journey II BCS Femoral CoCr | Femoral component, CoCr, cemented | 1 - 9; Left/Right | 375295 |  | November 2021 | New Listing
12 - Knee | 12.01 - FEMORAL COMPONENT: TOTAL KNEE ARTHROPLASTY | 12.01.01 - Cemented, Alloy | 12.01.01.03 - Totally Constrained | Revision | ZA091 | 5450 | Zimmer Biomet Pty Ltd | Persona Revision Femur Cemented | Femoral component, CoCr, for cemented use | 1, 1+, 3, 3+, 5, 5+, 7, 7+, 9, 9+, 11, 11+, 13 in right and left configurations | 374550 |  | November 2021 | New Listing
12 - Knee | 12.01 - FEMORAL COMPONENT: TOTAL KNEE ARTHROPLASTY | 12.01.03 - Cemented, Non-Alloy | 12.01.03.02 - Posterior Stabilised | Ceramic Surface | SL167 | 3751 | Smith & Nephew Pty Ltd | Journey II BCS Femoral Oxinium | Femoral component, Oxinium, cemented | 1-10, Left/Right | 370843 |  | November 2021 | New Listing
12 - Knee | 12.03 - TIBIAL TRAY COMPONENT - TOTAL KNEE ARTHROPLASTY | 12.03.02 - Cemented, Alloy |  | Revision | ZA093 | 3183 | Zimmer Biomet Pty Ltd | Persona Revision Tibia Fixed Non-Porous | Fixed Tibial component made of Tivanium® for cemented use. | A, B, C, D, E, F, G, H, J in Left and Right configurations | 374551 |  | November 2021 | New Listing
12 - Knee | 12.05 - TIBIAL INSERT: TOTAL KNEE ARTHROPLASTY | 12.05.02 - Posterior Stabilised |  |  | SL168 | 1046 | Smith & Nephew Pty Ltd | Journey II BCS XLPE Insert | Highly cross-linked UHMWPE tibial insert | 1-8 Left/Right | 370845 |  | November 2021 | New Listing
12 - Knee | 12.05 - TIBIAL INSERT: TOTAL KNEE ARTHROPLASTY | 12.05.03 - Totally Constrained |  |  | SL169 | 1090 | Smith & Nephew Pty Ltd | Journey II BCS Constrained Insert | Tibial insert, UHMWPE, totally constrained | 1-8; Left/Right | 370846 |  | November 2021 | New Listing
12 - Knee | 12.05 - TIBIAL INSERT: TOTAL KNEE ARTHROPLASTY | 12.05.03 - Totally Constrained |  |  | ZA092 | 1090 | Zimmer Biomet Pty Ltd | Persona Revision CCK Vivacit-E Articular Surface | Vitamin E blended polyethylene (Vivacit- E®) with a Tivanium® Ti- 6Al-4V insert and lockdown screw | AB, CD, EF, GH, and J in left and right confugrations | 374552 |  | November 2021 | New Listing
12 - Knee | 12.11 - KNEE ACCESSORIES | 12.11.04 - Connectors for hinged prostheses |  |  | MN322 | 3012 | Johnson & Johnson Medical Pty Ltd | Attune Knee System | ATTUNE Revision LPS Insert | XX-Small, X-Small, Small and Medium; 12-32 mm | 375180 |  | November 2021 | New Listing
12 - Knee | 12.11 - KNEE ACCESSORIES | 12.11.10 - Stems - straight or offset |  |  | ZA094 | 1098 | Zimmer Biomet Pty Ltd | Persona Revision Stem Extension, Splined, Smooth and Tapered | Composed of Tivanium alloy, for hybrid or cemented fixation | Length- +30, +75 mm (tapered) +135, +175 mm ( splined and smooth) Diameter- 11, 14 mm (tapered) 10, 12, 14, 16, 18, 20, 22, 24 mm (smooth) 10, 11, 12, 13, 14, 15, 16, 17, 18, 20, 22, 24 mm (splined) | 374554 374553 374555 |  | November 2021 | New Listing
13 - Spinal | 13.01 - Bone Screws | 13.01.01 - Pedicle, Monoaxial |  |  | BW022 | 861 | STABLE ORTHOPAEDICS PTY LTD | Libra Pedicle Screw System | Monoaxial Screw | Diameter: 4.5mm - 8.5mm Length: 20mm - 100mm | 355051 |  | November 2021 | New Listing
13 - Spinal | 13.01 - Bone Screws | 13.01.01 - Pedicle, Monoaxial |  |  | ER615 | 861 | Emergo Asia Pacific Pty Ltd | Firebird mono axial screws | Firebird mono axial pedicle screws in various diameters and lengths. Titanium. | 4.0, 4.5, 5.5, 6.5, 7.5. 8.5; 25mm-100mm in 5mm increments | 195012 |  | November 2021 | Transferred from OF005
13 - Spinal | 13.01 - Bone Screws | 13.01.01 - Pedicle, Monoaxial |  |  | LM493 | 861 | LMT Surgical Pty Ltd | Pedicle Screw | Pedicle Screw | Diameter 4.5 - 9.5 mm Length 25 - 110 mm | 362890 |  | November 2021 | New Listing
13 - Spinal | 13.01 - Bone Screws | 13.01.02 - Pedicle, Polyaxial |  | Cannulated | BW021 | 1288 | STABLE ORTHOPAEDICS PTY LTD | Libra Pedicle Screw System | Polyaxial Cannulated Pedicle screws | Diameter: 5.5mm - 8.5mm Length: 20mm - 100mm | 355051 |  | November 2021 | New Listing
13 - Spinal | 13.01 - Bone Screws | 13.01.02 - Pedicle, Polyaxial |  | Cannulated | ER616 | 1288 | Emergo Asia Pacific Pty Ltd | Firebird cannulated multi axial screws | cannulated multiaxial pedicle screws in various diameters and lengths. Titanium. | 4.0, 4.5, 5.5, 6.5, 7..5, 8.5; 25-100mm in 5mm increments | 195012 |  | November 2021 | Transferred from OF009
13 - Spinal | 13.01 - Bone Screws | 13.01.02 - Pedicle, Polyaxial |  | Cannulated | MI465 | 1288 | Medtronic Australasia Pty Ltd | Cannulated Polyaxial Pedicle Screws | Cannulated Polyaxial Pedicle Screws | 4.5 to 9.5mm diameter all lengths | 295277 |  | November 2021 | Transferred from NK080
13 - Spinal | 13.01 - Bone Screws | 13.01.02 - Pedicle, Polyaxial |  | Cannulated | MI467 | 1288 | Medtronic Australasia Pty Ltd | Cannulated Polyaxial Pedicle Screw | Cannulated Polyaxial Pedicle Screw | All sizes | 295277 |  | November 2021 | Transferred from NK082
13 - Spinal | 13.01 - Bone Screws | 13.01.02 - Pedicle, Polyaxial |  | Cannulated | MN324 | 1288 | Johnson & Johnson Medical Pty Ltd | SYMPHONY OCT System | Polyaxial cannulated screws | 3.5-5.5mm diameter | 178040 |  | November 2021 | New Listing
13 - Spinal | 13.01 - Bone Screws | 13.01.02 - Pedicle, Polyaxial |  | Integrated Locking Mechanism | LM508 | 1390 | LMT Surgical Pty Ltd | Polyaxial Pedicle Screws | Polyaxial Pedicle Screws | Diameter 5.5 - 7.5mm Length 35 - 55mm | 366793 |  | November 2021 | New Listing
13 - Spinal | 13.01 - Bone Screws | 13.01.02 - Pedicle, Polyaxial |  | Shank | MI457 | 616 | Medtronic Australasia Pty Ltd | Polyaxial Spinal System Pedicle Screws | Polyaxial Spinal System Pedicle Screws | 4.5 to 9.5mm diameter | 295277 |  | November 2021 | Transferred from NK068
13 - Spinal | 13.01 - Bone Screws | 13.01.02 - Pedicle, Polyaxial |  | Shank | MI472 | 616 | Medtronic Australasia Pty Ltd | Polyaxial Pedicle Screws | Polyaxial Pedicle Screws | All sizes | 295277 |  | November 2021 | Transferred from NK087
13 - Spinal | 13.01 - Bone Screws | 13.01.02 - Pedicle, Polyaxial |  |  | BW023 | 1232 | STABLE ORTHOPAEDICS PTY LTD | Libra Pedicle Screw System | Polyaxial Screw | Diameter: 4.5mm - 8.5mm Length: 20mm - 100mm | 355051 |  | November 2021 | New Listing
13 - Spinal | 13.01 - Bone Screws | 13.01.02 - Pedicle, Polyaxial |  |  | ER617 | 1232 | Emergo Asia Pacific Pty Ltd | Firebird multi axial screws | Firebird multiaxial pedicle screws in various diameters and lengths. Titanium. | 4.0, 4.5, 5.5, 6.5, 7.5, 8.5; 25mm-100mm in 5mm increments | 195012 |  | November 2021 | Transferred from OF006
13 - Spinal | 13.01 - Bone Screws | 13.01.02 - Pedicle, Polyaxial |  |  | ER618 | 1232 | Emergo Asia Pacific Pty Ltd | Spinal Fixation System | Multi screw - Titanium | 5.5 x 35mm up to 55mm in 5mm increments; 6.5 x 35mm up to 60mm in 5mm increments; 7.5 x 35mm up to 60mm in 5mm increments | 195012 |  | November 2021 | Transferred from OF007
13 - Spinal | 13.01 - Bone Screws | 13.01.02 - Pedicle, Polyaxial |  |  | ER619 | 1232 | Emergo Asia Pacific Pty Ltd | Blackstone - Posterior Cervical System | Mini-Multi-Axial Screw | 3.5-4mmx10-30mm (2mm increments) | 195012 |  | November 2021 | Transferred from OF008
13 - Spinal | 13.01 - Bone Screws | 13.01.02 - Pedicle, Polyaxial |  |  | ER620 | 1232 | Emergo Asia Pacific Pty Ltd | Centurion Multi-Axial Screws | Multi-Axial and Smooth Shank Multi-Axial Screws | 3.5mm Diameter – 10mm - 52mm in 2mm increments 4.0mm Diameter – 10mm - 52mm in 2mm increments 4.5mm Diameter – 10mm – 50mm in 5mm increments 5.0mm Diameter – 10mm – 50mm in 5mm increments | 195012 |  | November 2021 | Transferred from OF059
13 - Spinal | 13.01 - Bone Screws | 13.01.02 - Pedicle, Polyaxial |  |  | MI466 | 1232 | Medtronic Australasia Pty Ltd | Non-Cannulated Polyaxial Pedicle Screws | Non-Cannulated Polyaxial Pedicle Screws | 4.5mm to 9.5mm diameter | 295277 |  | November 2021 | Transferred from NK081
13 - Spinal | 13.01 - Bone Screws | 13.01.03 - Standard |  | Closed | MI483 | 194 | Medtronic Australasia Pty Ltd | PASS Spinal System Screw | PASS Spinal System Closed Iliac Screw | all sizes | 295277 |  | November 2021 | Transferred from NK075
13 - Spinal | 13.01 - Bone Screws | 13.01.03 - Standard |  | Dual Thread | BF030 | 445 | Matrix Medical Innovations | Redmond Lumbar Rescue Screw - Dual thread screw | Redmond Lumbar Screw is a Dual thread screw that is used with the Redmond Lumbar Cage System - Fusion Cage (BF013) and the Redmond Cervical Cage (BF022) | 5.5mm (d) 25mm (l), 5.5m (d) 30mm (l), 5.5 mm (d) 35mm (l) | 211536 |  | November 2021 | New Listing
13 - Spinal | 13.01 - Bone Screws | 13.01.03 - Standard |  | Dual Thread | MI481 | 445 | Medtronic Australasia Pty Ltd | Fusion Cage Screws | Fusion Cage Screws | Multiple sizes to suit patient anatomy | 295284 |  | November 2021 | Transferred from NK151
13 - Spinal | 13.01 - Bone Screws | 13.01.03 - Standard |  |  | ER621 | 186 | Emergo Asia Pacific Pty Ltd | Blackstone - Posterior Cervical System | Occipital Screw | 6, 8, 10, 12, 14mm | 195012 |  | November 2021 | Transferred from OF012
13 - Spinal | 13.01 - Bone Screws | 13.01.03 - Standard |  |  | ER622 | 186 | Emergo Asia Pacific Pty Ltd | Blackstone Medical ACP Bone Screw | Titanium Alloy Bone Screw | 4.1mm x 10mm - 18mm. 4.5mm x 10mm - 18mm | 195012 |  | November 2021 | Transferred from OF015
13 - Spinal | 13.01 - Bone Screws | 13.01.03 - Standard |  |  | ER623 | 186 | Emergo Asia Pacific Pty Ltd | Centurion Occipital Bone Screws and Rescue Screws | Occipital Bone screws with non-anodized heads | 6mm – 14mm in 2mm increments | 195012 |  | November 2021 | Transferred from OF060
13 - Spinal | 13.01 - Bone Screws | 13.01.03 - Standard |  |  | ER624 | 186 | Emergo Asia Pacific Pty Ltd | SKYHAWK Bone Screws | Primary and Rescue Screws | Primary Screw: 5.5 mm diameter, 30mm- 60mm length (in 5mm increments) Rescue Screw: 6.5 mm diameter, 30mm - 60mm length (in 5mm increments) | 206571 |  | November 2021 | Transferred from OF070
13 - Spinal | 13.01 - Bone Screws | 13.01.03 - Standard |  |  | KH087 | 186 | KH NXGEN (AUS) Pty Limited | Ceplate Anterior Cervical System - Bone Screw | Screws - Self-Tapping / Self-Drilling and Fixed / Variable Angle | Diameter: 4.0mm - 4.5mm; Length 11mm - 17mm | 366091 |  | November 2021 | New Listing
13 - Spinal | 13.01 - Bone Screws | 13.01.03 - Standard |  |  | LM498 | 186 | LMT Surgical Pty Ltd | Sacral Screw | Sacral Screw | Diameter 6.5 & 7.5mm Length 30 - 70 mm | 362890 |  | November 2021 | New Listing
13 - Spinal | 13.01 - Bone Screws | 13.01.03 - Standard |  |  | MI462 | 186 | Medtronic Australasia Pty Ltd | PASS Spinal System Screw | PASS Spinal System Screw | all sizes | 295277 |  | November 2021 | Transferred from NK074
13 - Spinal | 13.01 - Bone Screws | 13.01.03 - Standard |  |  | MI477 | 186 | Medtronic Australasia Pty Ltd | Occipital Plate Screws | Occipital Plate Screws | All sizes | 295277 |  | November 2021 | Transferred from NK092
13 - Spinal | 13.02 - Accessories for bone screws and connector components | 13.02.01 - Nut/Set Screw/Locking Screw |  |  | ER625 | 158 | Emergo Asia Pacific Pty Ltd | Blackstone Set Screw | Titanium | One size only | 195012 |  | November 2021 | Transferred from OF017
13 - Spinal | 13.02 - Accessories for bone screws and connector components | 13.02.01 - Nut/Set Screw/Locking Screw |  |  | ER626 | 158 | Emergo Asia Pacific Pty Ltd | Blackstone - Standard Ring Screw | Titanium | One size only | 195012 |  | November 2021 | Transferred from OF018
13 - Spinal | 13.02 - Accessories for bone screws and connector components | 13.02.01 - Nut/Set Screw/Locking Screw |  |  | ER627 | 158 | Emergo Asia Pacific Pty Ltd | Centurion Set Screw | Universal set screw | One size only | 195012 |  | November 2021 | Transferred from OF061
13 - Spinal | 13.02 - Accessories for bone screws and connector components | 13.02.01 - Nut/Set Screw/Locking Screw |  |  | ER628 | 158 | Emergo Asia Pacific Pty Ltd | SKYHAWK Set Screw | Set Screw for SKYHAWK Lateral Interbody Fusion System | One size only | 206571 |  | November 2021 | Transferred from OF071
13 - Spinal | 13.02 - Accessories for bone screws and connector components | 13.02.01 - Nut/Set Screw/Locking Screw |  |  | EY035 | 158 | E4 SURGICAL PTY LTD | Reform MIS Set Screw | Set Screw | 5.5 | 287905 |  | November 2021 | New Listing
13 - Spinal | 13.02 - Accessories for bone screws and connector components | 13.02.01 - Nut/Set Screw/Locking Screw |  |  | LM496 | 158 | LMT Surgical Pty Ltd | Nut for Screw or connector | Nut for screw or connector | one size for each type | 362890 |  | November 2021 | New Listing
13 - Spinal | 13.02 - Accessories for bone screws and connector components | 13.02.01 - Nut/Set Screw/Locking Screw |  |  | LM509 | 158 | LMT Surgical Pty Ltd | Break off set-screw | Break off set-screw | No size | 366793 |  | November 2021 | New Listing
13 - Spinal | 13.02 - Accessories for bone screws and connector components | 13.02.01 - Nut/Set Screw/Locking Screw |  |  | MI459 | 158 | Medtronic Australasia Pty Ltd | PASS Polyaxial Spine System Breakaway Nut | PASS Polyaxial Spine System Breakaway Nut | One size | 295277 |  | November 2021 | Transferred from NK070
13 - Spinal | 13.02 - Accessories for bone screws and connector components | 13.02.01 - Nut/Set Screw/Locking Screw |  |  | MI468 | 158 | Medtronic Australasia Pty Ltd | Locking Nut | Locking Nut | All sizes | 295277 |  | November 2021 | Transferred from NK083
13 - Spinal | 13.02 - Accessories for bone screws and connector components | 13.02.02 - Collar/Sleeve |  |  | MI484 | 209 | Medtronic Australasia Pty Ltd | PASS Pedicle Spine System Connector | PASS Pedicle Spine System offset connector | 5.5 & 6.0mm rod | 295277 |  | November 2021 | Transferred from NK073
13 - Spinal | 13.02 - Accessories for bone screws and connector components | 13.02.05 - Block/Screw head |  |  | EY036 | 705 | E4 SURGICAL PTY LTD | Reform MIS Tulip | Tulip | 5.5mm | 287905 |  | November 2021 | New Listing
13 - Spinal | 13.02 - Accessories for bone screws and connector components | 13.02.08 - Sublaminar Cable |  | Complex | MI479 | 917 | Medtronic Australasia Pty Ltd | Sublaminar cables and connectors | Sublaminar cables and connectors | all sizes | 312320 |  | November 2021 | Transferred from NK096
13 - Spinal | 13.03 - Connector | 13.03.01 - In-Line |  |  | ER629 | 705 | Emergo Asia Pacific Pty Ltd | Centurion Rod Connectors | Parallel Rod Connector, Axial Rod Connector and Lateral Offset Adaptor | 3.5mm by 5.5mm and 10mm offset (Lateral Adaptor) | 195012 |  | November 2021 | Transferred from OF066
13 - Spinal | 13.03 - Connector | 13.03.01 - In-Line |  |  | MI461 | 705 | Medtronic Australasia Pty Ltd | PASS Pedicle Spine System Connectors | PASS Pedicle Spine System Connectors | 5.5 & 6.0 mm rods | 295277 |  | November 2021 | Transferred from NK072
13 - Spinal | 13.03 - Connector | 13.03.02 - Offset |  |  | ER630 | 705 | Emergo Asia Pacific Pty Ltd | Firebird lateral offsets | lateral offsets in lengths from 8mm-80mm. Titanium. | 15, 20, 25, 30, 35, 80mm; 8mm-35mm in 3mm increments | 195012 |  | November 2021 | Transferred from OF024
13 - Spinal | 13.03 - Connector | 13.03.02 - Offset |  |  | LM497 | 705 | LMT Surgical Pty Ltd | Sacral Plates | Sacral Plates | Left and Right 60° and 90° | 362890 |  | November 2021 | New Listing
13 - Spinal | 13.03 - Connector | 13.03.02 - Offset |  |  | LM500 | 705 | LMT Surgical Pty Ltd | Rod or Post Connector | Rod or Post Connector and set screws | Rod Connectors for 5.5 & 6mm rods Sacral Connectors for 5.5 & 6mm rods Post connector - one size | 362890 |  | November 2021 | New Listing
13 - Spinal | 13.03 - Connector | 13.03.02 - Offset |  |  | MI469 | 705 | Medtronic Australasia Pty Ltd | Offset Connector | Offset Connector | All sizes | 295277 |  | November 2021 | Transferred from NK084
13 - Spinal | 13.03 - Connector | 13.03.03 - Transverse (Rod-to-Rod) | 13.03.03.01 - Fixed |  | LM499 | 389 | LMT Surgical Pty Ltd | Inline Connectors | Inline Connectors | 7.5 to 17 mm | 362890 |  | November 2021 | New Listing
13 - Spinal | 13.03 - Connector | 13.03.03 - Transverse (Rod-to-Rod) | 13.03.03.01 - Fixed |  | MI474 | 389 | Medtronic Australasia Pty Ltd | Crosslinks | Crosslinks | All sizes | 295277 |  | November 2021 | Transferred from NK089
13 - Spinal | 13.03 - Connector | 13.03.03 - Transverse (Rod-to-Rod) | 13.03.03.02 - Adjustable |  | ER631 | 1250 | Emergo Asia Pacific Pty Ltd | Blackstone - Posterior Cervical System | Cross-Connector | 20, 25, 30, 35, 40, 45, 50mm | 195012 |  | November 2021 | Transferred from OF026
13 - Spinal | 13.03 - Connector | 13.03.03 - Transverse (Rod-to-Rod) | 13.03.03.02 - Adjustable |  | ER632 | 1250 | Emergo Asia Pacific Pty Ltd | Centurion Cross Connectors | Adjustable Cross Connector | 20mm – 50mm in 5mm increments | 195012 |  | November 2021 | Transferred from OF065
13 - Spinal | 13.03 - Connector | 13.03.03 - Transverse (Rod-to-Rod) | 13.03.03.02 - Adjustable |  | MI458 | 1250 | Medtronic Australasia Pty Ltd | PASS Polyaxial Screw System Crosslinks | PASS Polyaxial Screw System Crosslinks | 5.5 & 6mm rods 22 to 62 mm | 295277 |  | November 2021 | Transferred from NK069
13 - Spinal | 13.03 - Connector | 13.03.03 - Transverse (Rod-to-Rod) | 13.03.03.02 - Adjustable |  | MI475 | 1250 | Medtronic Australasia Pty Ltd | Adjustable Crosslinks | Adjustable Crosslinks | All sizes | 295277 |  | November 2021 | Transferred from NK090
13 - Spinal | 13.04 - Hook | 13.04.01 - Hook |  |  | ER633 | 759 | Emergo Asia Pacific Pty Ltd | Blackstone - Posterior Hook | Titanium | Large/Angled/Offset/Left/Right/Narrow/Wide/ThoracicLaminar/Lumbar Laminar | 195012 |  | November 2021 | Transferred from OF027
13 - Spinal | 13.04 - Hook | 13.04.01 - Hook |  |  | ER634 | 759 | Emergo Asia Pacific Pty Ltd | Centurion Cervical Hooks | Cervical Hooks | 4.5mm and 6.0mm | 195012 |  | November 2021 | Transferred from OF064
13 - Spinal | 13.04 - Hook | 13.04.01 - Hook |  |  | MI464 | 759 | Medtronic Australasia Pty Ltd | PASS Spinal System | System Hook | all sizes | 295277 |  | November 2021 | Transferred from NK077
13 - Spinal | 13.04 - Hook | 13.04.01 - Hook |  |  | MI473 | 759 | Medtronic Australasia Pty Ltd | Laminar Hooks | Laminar Hooks | All sizes | 295277 |  | November 2021 | Transferred from NK088
13 - Spinal | 13.05 - Plate | 13.05.01 - Integral Fixation | 13.05.01.01 - Cervical |  | MI480 | 1297 | Medtronic Australasia Pty Ltd | Intervertebral Fusion Staple | Intervertebral Fusion Staple | Multiple sizes to suit patient anatomy | 295270 | For single level ACDF (Anterior cervical discectomy and fusion) ONLY. | November 2021 | Transferred from NK106
13 - Spinal | 13.05 - Plate | 13.05.01 - Integral Fixation | 13.05.01.02 - ThoracoLumbar / Lumbar / Lumbosacral |  | ER635 | 2039 | Emergo Asia Pacific Pty Ltd | SKYHAWK Lateral Plate | Low profile Lateral Plate | 6mm, 8mm, 10mm, 12mm, 14mm | 206571 |  | November 2021 | Transferred from OF069
13 - Spinal | 13.05 - Plate | 13.05.02 - No Integral Fixation | 13.05.02.01 - Cervical | >55mm | KH086 | 1575 | KH NXGEN (AUS) Pty Limited | Ceplate Anterior Cervical Plate | Anterior Cervical Plate >55mm | 57.5 mm - 110 mm | 366091 |  | November 2021 | New Listing
13 - Spinal | 13.05 - Plate | 13.05.02 - No Integral Fixation | 13.05.02.01 - Cervical |  | KH088 | 1204 | KH NXGEN (AUS) Pty Limited | Ceplate Anterior Cervical Plate | Anterior Cervical Plate - Single or Multi level plate | 22.5 mm - 55 mm | 366091 |  | November 2021 | New Listing
13 - Spinal | 13.05 - Plate | 13.05.02 - No Integral Fixation | 13.05.02.03 - Occipital |  | ER636 | 2085 | Emergo Asia Pacific Pty Ltd | Blackstone - Posterior Cervical System | Occipital Anchor | 31, 37, 45, 50mm | 195018 |  | November 2021 | Transferred from OF033
13 - Spinal | 13.05 - Plate | 13.05.02 - No Integral Fixation | 13.05.02.03 - Occipital |  | ER637 | 2085 | Emergo Asia Pacific Pty Ltd | Centurion Occipital Plate | Occipital Plate | 20-30mm Rod Spacing 30- 40mm Rod Spacing 40-50mm Rod Spacing | 195012 |  | November 2021 | Transferred from OF067
13 - Spinal | 13.05 - Plate | 13.05.02 - No Integral Fixation | 13.05.02.03 - Occipital |  | MI476 | 2085 | Medtronic Australasia Pty Ltd | Occipital plates | Occipital plates | All sizes | 295277 |  | November 2021 | Transferred from NK091
13 - Spinal | 13.06 - Rod | 13.06.01 - Standard |  | Dual Diameter | MI471 | 509 | Medtronic Australasia Pty Ltd | Dual diameter rod | Dual diameter rod | All sizes | 295277 |  | November 2021 | Transferred from NK086
13 - Spinal | 13.06 - Rod | 13.06.01 - Standard |  | Shaped | BW025 | 555 | STABLE ORTHOPAEDICS PTY LTD | Libra Pedicle Screw System | Rod - Pre-bent with or without thread available in Titanium or cobalt chromium | Length 35mm - 120mm | 355051 |  | November 2021 | New Listing
13 - Spinal | 13.06 - Rod | 13.06.01 - Standard |  | Shaped | LM495 | 555 | LMT Surgical Pty Ltd | Curved Rod | Curved Rod | Diameter 5.5 or 6 mm Length 150 to 450 mm | 362890 |  | November 2021 | New Listing
13 - Spinal | 13.06 - Rod | 13.06.01 - Standard |  | Shaped | LM510 | 555 | LMT Surgical Pty Ltd | Curved Rods | Curved Rods | 35 to 90 mm | 366793 |  | November 2021 | New Listing
13 - Spinal | 13.06 - Rod | 13.06.01 - Standard |  | Shaped | MI454 | 555 | Medtronic Australasia Pty Ltd | UNiD™ Rods | Curved rods that are preshaped to be patient specific | diameter: 3.5/5.5-6.0mm length: 120 - 750mm | 368750 |  | November 2021 | New Listing
13 - Spinal | 13.06 - Rod | 13.06.01 - Standard |  | Shaped | MI478 | 555 | Medtronic Australasia Pty Ltd | Curved Rods | Curved Rods | All sizes | 295277 |  | November 2021 | Transferred from NK095
13 - Spinal | 13.06 - Rod | 13.06.01 - Standard |  |  | BW024 | 410 | STABLE ORTHOPAEDICS PTY LTD | Libra Pedicle Screw System | Rod - Standard with or without thread available in Titanium or cobalt chromium | Length 35mm - 600mm | 355051 |  | November 2021 | New Listing
13 - Spinal | 13.06 - Rod | 13.06.01 - Standard |  |  | ER638 | 410 | Emergo Asia Pacific Pty Ltd | Blackstone - Posterior Cervical System | Occipital Rod | One size only | 195012 |  | November 2021 | Transferred from OF037
13 - Spinal | 13.06 - Rod | 13.06.01 - Standard |  |  | ER639 | 410 | Emergo Asia Pacific Pty Ltd | Blackstone - Posterior Cervical System | Rods - Titanium | 3.0mmx70, 120, 200mm | 195012 |  | November 2021 | Transferred from OF038
13 - Spinal | 13.06 - Rod | 13.06.01 - Standard |  |  | ER640 | 410 | Emergo Asia Pacific Pty Ltd | Centurion Rods | Titanium or Cobalt Chrome Rods and Transition Rods | 3.5mm diameter and 70mm, 120mm, and 200mm in length (Rods) 3.5mm – 5.5mm and 200/200mm, 200/300mm and 300/300mm in length (Transition Rods) | 195012 |  | November 2021 | Transferred from OF062
13 - Spinal | 13.06 - Rod | 13.06.01 - Standard |  |  | ER641 | 410 | Emergo Asia Pacific Pty Ltd | Centurion Occipital Rods | Titanium or Cobalt Chrome Occipital Rod | 3.5mm, 110°, 120°, 135° | 195012 |  | November 2021 | Transferred from OF063
13 - Spinal | 13.06 - Rod | 13.06.01 - Standard |  |  | LM494 | 410 | LMT Surgical Pty Ltd | Straight Rod | Straight Rod | Diameter 5.5 or 6 mm Length 35 - 505 mm | 362890 |  | November 2021 | New Listing
13 - Spinal | 13.06 - Rod | 13.06.01 - Standard |  |  | MI460 | 410 | Medtronic Australasia Pty Ltd | PASS Pedical Spine System Rod | PASS Pedical Spine System Rod | 5.5 & 6.0 mm diameter Multiple lengths | 295277 |  | November 2021 | Transferred from NK071
13 - Spinal | 13.06 - Rod | 13.06.01 - Standard |  |  | MI470 | 410 | Medtronic Australasia Pty Ltd | Straight rods | Straight rods | All sizes | 295277 |  | November 2021 | Transferred from NK085
13 - Spinal | 13.08 - Washer/Staple | 13.08.01 - Washer |  |  | MI463 | 218 | Medtronic Australasia Pty Ltd | PASS Spinal System | Sacral Plate | one size | 295277 |  | November 2021 | Transferred from NK076
13 - Spinal | 13.10 - Fusion Cage | 13.10.01 - Interbody, Integral Fixation | 13.10.01.01 - Cervical |  | IY038 | 4215 | EVOLUTION SURGICAL PTY LTD | Mako ACDF Cage | ACDF Locking Cage | Small, Medium, Large, Extra-Large 6 and 9 degrees 5mm to 10mm |  |  | November 2021 | New Listing
13 - Spinal | 13.10 - Fusion Cage | 13.10.01 - Interbody, Integral Fixation | 13.10.01.01 - Cervical |  | MI482 | 4215 | Medtronic Australasia Pty Ltd | Cervical Fusion Cage | Cervical Fusion Cage | Multiple sizes for patient anatomy | 340293 |  | November 2021 | Transferred from NK152
13 - Spinal | 13.10 - Fusion Cage | 13.10.01 - Interbody, Integral Fixation | 13.10.01.02 - ThoracoLumbar / Lumbar |  | LM512 | 6021 | LMT Surgical Pty Ltd | Stand-Alone ALIF System including screws for integral fixation | Stand-Alone ALIF System including screws for integral fixation | 10-20mm (H) x 30, 36, 40mm (W) x 8°, 14°, 20°, 30° | 367230 |  | November 2021 | New Listing
13 - Spinal | 13.10 - Fusion Cage | 13.10.01 - Interbody, Integral Fixation | 13.10.01.02 - ThoracoLumbar / Lumbar |  | LM514 | 6021 | LMT Surgical Pty Ltd | ALIF Cage construct including screws and cover plate for integral fixation | ALIF Cage construct including screws and cover plate for integral fixation | Cage 10 - 20mm (H) x 20, 26, 40mm (W) x 8°, 14°, 20°, 30° Screws 5.5mm, 20-30 Cover Plate Small, Large | 367230 |  | November 2021 | New Listing
13 - Spinal | 13.10 - Fusion Cage | 13.10.02 - Interbody, No Integral Fixation | 13.10.02.01 - Cervical |  | JG006 | 2319 | ADDITIVE SURGICAL PTY LTD | Capri ACIF Cage | Cervical Interbody Fusion Cage | Angle 0 and 5 degrees Height 4mm to 9mm Length 12, 14, 16, 18mm | 370516 |  | November 2021 | New Listing
13 - Spinal | 13.10 - Fusion Cage | 13.10.02 - Interbody, No Integral Fixation | 13.10.02.01 - Cervical |  | LM501 | 2319 | LMT Surgical Pty Ltd | ACDF Fusion Cage | ACDF Fusion Cage | 6-12mm H x 12, 14, 16mm L x 14, 16, 19mm W | 367230 |  | November 2021 | New Listing
13 - Spinal | 13.10 - Fusion Cage | 13.10.02 - Interbody, No Integral Fixation | 13.10.02.02 - ThoracoLumbar / Lumbar | Paired | DR045 | 2780 | MEDIVANCE PTY LTD | Tesera P | Titanium PLIF Cage | Length (22-27mm) x Width (9mm) x Height (7-16mm); Lordotic angle (5-7) Degrees | 354092 |  | November 2021 | New Listing
13 - Spinal | 13.10 - Fusion Cage | 13.10.02 - Interbody, No Integral Fixation | 13.10.02.02 - ThoracoLumbar / Lumbar | Paired | JG003 | 2780 | ADDITIVE SURGICAL PTY LTD | Panarea | ACP: Posterior Lumbar Cage 'PLIF' | 0, 5, 8, 14, 20 degree angle 24mm to 29mm width 7mm to 16mm height | 370517 |  | November 2021 | New Listing
13 - Spinal | 13.10 - Fusion Cage | 13.10.02 - Interbody, No Integral Fixation | 13.10.02.02 - ThoracoLumbar / Lumbar | Paired | LM515 | 2780 | LMT Surgical Pty Ltd | PLIF Cage | PLIF Cage - PEEK | 8, 10 or 12W x 8-16H x 22, 25, 28, 30 or 32L, 0° or 5° | 367230 |  | November 2021 | New Listing
13 - Spinal | 13.10 - Fusion Cage | 13.10.02 - Interbody, No Integral Fixation | 13.10.02.02 - ThoracoLumbar / Lumbar |  | DR046 | 3335 | MEDIVANCE PTY LTD | Tesera T/ST | Titanium TLIF Cage | Length (28-34mm) x Width (10-11mm) x Height (7-16mm) Lordotic angle (0-7) Degrees | 354092 |  | November 2021 | New Listing
13 - Spinal | 13.10 - Fusion Cage | 13.10.02 - Interbody, No Integral Fixation | 13.10.02.02 - ThoracoLumbar / Lumbar |  | DR047 | 3335 | MEDIVANCE PTY LTD | Kyocera Lateral Lumbar Interbody System | Lateral Lumbar Interbody Cage | 18-22mm W, 30-60mm L, 8-20mm H | 354092 |  | November 2021 | New Listing
13 - Spinal | 13.10 - Fusion Cage | 13.10.02 - Interbody, No Integral Fixation | 13.10.02.02 - ThoracoLumbar / Lumbar |  | ER642 | 3335 | Emergo Asia Pacific Pty Ltd | Blackstone Medical Pillar AL | Anterior Lumbar Interbody Fusion PEEK cage | 26mm x 20mm, 7 degrees (lordotic). 8-20mm height in 2mm increments. 30mm x 24mm, 0 degrees (parallel). 8mm 18mm height in 2mm increments. 30mm x 24mm, 7 degrees (lorotic). 10-22mm height in 2mm increments. 30mm x 24mm, 12 degrees (lordotic). 12-24mm heigh | 206571 |  | November 2021 | Transferred from OF048
13 - Spinal | 13.10 - Fusion Cage | 13.10.02 - Interbody, No Integral Fixation | 13.10.02.02 - ThoracoLumbar / Lumbar |  | ER643 | 3335 | Emergo Asia Pacific Pty Ltd | SKYHAWK Interbody Fusion Device | PEEK Interbody Fusion Device | Width - 16mm, 18mm and 20mm, 22mm, 26mm Length - 35mm, 40mm, 45mm, 50mm, 55mm, 60mm Height - 8mm, 10mm, 11mm, 12mm, 13mm, 14mm, 15mm, 16mm, 17mm, 18mm, 19mm, 20mm | 206571 |  | November 2021 | Transferred from OF068
13 - Spinal | 13.10 - Fusion Cage | 13.10.02 - Interbody, No Integral Fixation | 13.10.02.02 - ThoracoLumbar / Lumbar |  | ER646 | 3335 | Emergo Asia Pacific Pty Ltd | Forza XP Expandable Spacer System | The Forza XP Expandable Spacer System is comprised of an assortment of non-sterile, single use, titanium alloy and polyetheretherketone (PEEK) polymer spacers with height expansion capability. The expandable interbody spacer is inserted into the lumbar disc space and expanded to fit the patient anatomy. The implants are offered in parallel, lordotic, and hyperlordotic configurations to help restore the natural curvature of the spine. The implants can be used in single placement or pairs with typical approaches being transforaminal lumbar interbody fusion (TLIF) and posterior lumbar interbody fusion (PLIF). The implants feature a bulleted nose for ease of insertion and anti-migration ripples on both the inferior and superior surfaces to provide increased stability and help prevent anterior/posterior movement of the device. | Length: 24 mm - 28 mm Width: 10 mm - 12 mm Starting height: 6.5 mm - 12.5 mm | 206571 |  | November 2021 | Transferred from HZ001
13 - Spinal | 13.10 - Fusion Cage | 13.10.02 - Interbody, No Integral Fixation | 13.10.02.02 - ThoracoLumbar / Lumbar |  | JG001 | 3335 | ADDITIVE SURGICAL PTY LTD | Elba | ACT - Transforaminal Lumbar Interbody Fusion Cage 'TLIF' | Height 7mm to 15mm | 370517 |  | November 2021 | New Listing
13 - Spinal | 13.10 - Fusion Cage | 13.10.02 - Interbody, No Integral Fixation | 13.10.02.02 - ThoracoLumbar / Lumbar |  | JG002 | 3335 | ADDITIVE SURGICAL PTY LTD | Alicudi | ACA - Anterior Lumbar Fusion Cage | 5, 8, 14 degree angle 9mm to 15mm height 30mm to 38mm width | 370517 |  | November 2021 | New Listing
13 - Spinal | 13.10 - Fusion Cage | 13.10.02 - Interbody, No Integral Fixation | 13.10.02.02 - ThoracoLumbar / Lumbar |  | JG004 | 3335 | ADDITIVE SURGICAL PTY LTD | Stromboli | ACX - Direct Lateral Interbody Fusion Cage 'XLIF' | 0, 5, 8, 14 degree angle 42mm to 58mm length 7mm to 13mm height | 370517 |  | November 2021 | New Listing
13 - Spinal | 13.10 - Fusion Cage | 13.10.02 - Interbody, No Integral Fixation | 13.10.02.02 - ThoracoLumbar / Lumbar |  | JG005 | 3335 | ADDITIVE SURGICAL PTY LTD | Salina | ACL - Lateral Oblique Cage | 5 degree angle 26mm to 33mm length 7mm to 14mm height | 370517 |  | November 2021 | New Listing
13 - Spinal | 13.10 - Fusion Cage | 13.10.02 - Interbody, No Integral Fixation | 13.10.02.02 - ThoracoLumbar / Lumbar |  | LM502 | 3335 | LMT Surgical Pty Ltd | TLIF Cage | TLIF Cage - Titanium | 10, 12W x 7-16H x 28, 33L x 5°, 10°, 12.5° | 367230 |  | November 2021 | New Listing
13 - Spinal | 13.10 - Fusion Cage | 13.10.02 - Interbody, No Integral Fixation | 13.10.02.02 - ThoracoLumbar / Lumbar |  | LM511 | 3335 | LMT Surgical Pty Ltd | LLIF Cage | LLIF Cage - PEEK | 18, 22, 26W x 8, 10, 12, 14H x 40, 45, 50, 55L x 0°, 8°, 12° | 367230 |  | November 2021 | New Listing
13 - Spinal | 13.10 - Fusion Cage | 13.10.02 - Interbody, No Integral Fixation | 13.10.02.02 - ThoracoLumbar / Lumbar |  | LM513 | 3335 | LMT Surgical Pty Ltd | TLIF Cage | TLIF Cage | 10, 12mm (W) x 7 - 16mm (H) x 28, 33mm (L) x 5°, 10°, 12.5° | 367230 |  | November 2021 | New Listing
13 - Spinal | 13.12 - Vertebral Body Replacement | 13.12.03 - Mesh |  |  | ER644 | 3340 | Emergo Asia Pacific Pty Ltd | Blackstone - Surgical Mesh | 4 lobe, 6 lobe | 4 lobe: 12 x 15mm, 8mm - 17 x 22, 15mm, 6 lobe: (diameter x height) 10 - 16 x 10 - 16mm (2mm increments), 7 - 70mm | 185173 |  | November 2021 | Transferred from OF051
13 - Spinal | 13.12 - Vertebral Body Replacement | 13.12.04 - Mesh, End Plate |  |  | ER645 | 1227 | Emergo Asia Pacific Pty Ltd | Blackstone - End Ring | Surgical Mesh | [Surgical mesh X Angle] 10-16mm (2mm increments) X 0-2.5 degrees | 185173 |  | November 2021 | Transferred from OF052
End of worksheet