## Prescribed List
Sponsor | Product Category | Billing Code | Product Name | Description | Size | End Cycle | Delete Comment
BAUSCH & LOMB (AUSTRALIA) PTY LTD | 01 - Ophthalmic | BL037 | MicroPure 123 | Preloaded, posterior chamber, UV absorbing, foldable, aspheric, acrylic, single piece hydrophobic glistening-free Intra Ocular Lens. | Overall diameter of 10D to 24.5D: 11.00mm 25D to 30D: 10.75mm Optic diameter of 10D to 24.5D: 6.00mm 25D to 30 D: 5.75mm Power from 10D to 30D with 0.5 diopter increments. | 2024-11-01 | DELETE
BAUSCH & LOMB (AUSTRALIA) PTY LTD | 01 - Ophthalmic | BL041 | LuxGood Preloaded Crystal | The LuxGood intraocular lens (IOL) is a single-piece ultraviolet (UV) absorbing, posterior chamber, hydrophobic acrylic IOL and has aspheric optics. The lens is provided sterile and is designed to be folded prior to insertion into the eye. The preloaded intraocular LuxGood lens is supplied with an Accuject Pro Delivery System to provide a touch-free method of delivery of the lens into the capsular bag. | Body Diameter: +00.00 D to +34.00 D: 6.0 mm +/- 0.1 mm Overall Diameter: +00.00 D to +34.00 D: 11.00 mm +/- 0.2 mm Power Range: +0.00 D to +34.00 D Label Increments: 0.1 D | 2024-11-01 | DELETE
BAUSCH & LOMB (AUSTRALIA) PTY LTD | 01 - Ophthalmic | BL045 | LuxGood Toric Preloaded Crystal | The LuxGood Toric intraocular lens (IOL) is a single-piece ultraviolet (UV) absorbing, posterior chamber, hydrophobic acrylic IOL and has aspheric and toric optics. The lens is provided sterile and is designed to be folded prior to insertion into the eye. The preloaded intraocular LuxGood Toric lens is supplied with an Accuject Pro Delivery System to provide a touch-free method of delivery of the lens into the capsular bag. | Body Diameter: 6.0 mm; Overall Diameter: 11 mm Haptic Angle: 0° Powers: +6.00 to +34.00 Diopters Cylindrical Powers: +0.75 to +6.00 Diopters | 2024-11-01 | DELETE
KEVIN GRUNDY (IBD) PTY. LIMITED | 01 - Ophthalmic | KG003 | Rayner Standard Toric C-Flex | Hydrophilic HEMA-MMA copolymer, foldable with injector | 5.00mm dia optic, 12.00mm dia overall, cyls 2.0D to 6.0D in 2D increments | 2024-11-01 | DELETE
KEVIN GRUNDY (IBD) PTY. LIMITED | 01 - Ophthalmic | KG004 | Rayner Premium Toric C-Flex | HEMA-MMA copolymer, foldable with injector | 5.75mm dia optic, 12.00mm dia overall, cyls 1.5D to 11.0D in 0.5D increments | 2024-11-01 | DELETE
KEVIN GRUNDY (IBD) PTY. LIMITED | 01 - Ophthalmic | KG012 | Rayner "C-Flex" and Superflex" Aspheric IOL | Aspheric Intra Ocular Lenses with Amon-Apple enhanced 360 Degree square edge, Anti-vaulting Haptics | C-Flex -970C + 22.5D to +34D Superflex-920H - 10D to +22D | 2024-11-01 | DELETE
KEVIN GRUNDY (IBD) PTY. LIMITED | 01 - Ophthalmic | KG013 | Rayner Super Premium Toric I.O.L. | Acrylic foldable toric single piece I.O.L | -10.0D to 0.00D Sphere: 1D to 11.00D Cylinder in 0.25 steps +31.00D to +35.00 Spit: 1D to 11.00D Cylinder in 0.25steps | 2024-11-01 | DELETE
KEVIN GRUNDY (IBD) PTY. LIMITED | 01 - Ophthalmic | KG018 | T-Flex Aspheric - Toric <7 diopter | Acrylic foldable posterior chamber IOLs, aspheric, toric <7 diopter | Standard - Spheres: +6.0 to +30.0 D (spherical equivalent) Cylinders: +1.0 to +6.0 D Made to Order - Spheres: -10.0 to +35.0 D (subject to spherical equivalent) Cylinders: +1.0 to +6.0 D | 2024-11-01 | DELETE
KEVIN GRUNDY (IBD) PTY. LIMITED | 01 - Ophthalmic | KG019 | T-Flex Aspheric - Toric ≥7 diopter | Acrylic foldable posterior chamber IOLs, aspheric, toric ≥7 diopter | Standard Spheres: +6.0 to +30.0 D (spherical equivalent) Cylinders: +1.0 to +6.0 D Made to Order Spheres: -10.0 to +35.0 D (subject to spherical equivalent) Cylinders: +7.0 to +11.0 D | 2024-11-01 | DELETE
BAUSCH & LOMB (AUSTRALIA) PTY LTD | 01 - Ophthalmic | BL034 | FineVision Micro F | Posterior chamber, UV absorbing, foldable, aspheric, acrylic, single piece lens with apodised diffractive , trifocal optic and blue light protection | An overall diameter of 10.75mm and optic diameter of 6.15mm. From 0 to +35 dopters with 0.5 diopter increments. | 2024-11-01 | DELETE
BAUSCH & LOMB (AUSTRALIA) PTY LTD | 01 - Ophthalmic | BL047 | LuxSmart Preloaded Crystal | The LuxSmart intraocular lens (IOL) is a single-piece ultraviolet (UV) absorbing, posterior chamber, hydrophobic acrylic IOL and has aspheric optics. The lens is provided sterile and is designed to be folded prior to insertion into the eye. The preloaded intraocular LuxSmart lens is supplied with an Accuject Pro Delivery System to provide a touch-free method of delivery of the lens into the capsular bag. | Body Diameter: +00.00 D to +34.00 D: 6.0 mm +/- 0.1 mm Overall Diameter: +00.00 D to +34.00 D: 11.00 mm +/- 0.2 mm Power Range: +0.00 D to +34.00 D Label Increments: 0.1D | 2024-11-01 | DELETE
BAUSCH & LOMB (AUSTRALIA) PTY LTD | 01 - Ophthalmic | BL050 | LuxSmart Toric Preloaded Crystal | The LuxSmart Toric intraocular lens (IOL) is a single-piece ultraviolet (UV) absorbing, posterior chamber, hydrophobic acrylic IOL, and has aspheric and toric optics. The lens is provided sterile and is designed to be folded prior to insertion into the eye. The preloaded intraocular LuxSmart lens is supplied with an Accuject Pro Delivery System to provide a touch-free method of delivery of the lens into the capsular bag. | Body Diameter: 6.0 mm; Overall Diameter: 11 mm; Haptic Angle: 0° ; Powers: +6.00 to +34.00 Diopters; Cylindrical Powers: +0.75 to +6.00 Diopters | 2024-11-01 | DELETE
COREMED PTY LIMITED | 01 - Ophthalmic | RC001 | LIDCHAIN Platinum Eyelid Implant | Platinum | Weights - 0.8, 1.0, 1.2, 1.4, 1.6, 1.8 grams | 2024-11-01 | DELETE
COCHLEAR LIMITED | 02 - Ear, Nose & Throat | CO021 | Nucleus Freedom Implant with Contour Advance Electrode | Model C124RE (CA), Generation 4 Cochlear implant with perimodiolar electrode array. Titanium casing, removable magnet, 22 half-banded platinum electrodes, moulded in a durable silicone seal | one size only | 2024-11-01 | DELETE
COCHLEAR LIMITED | 02 - Ear, Nose & Throat | CO057 | Cochlear™ Nucleus® CI422 cochlear implant with Straight Electrode | Model CI422, 4th generation cochlear implant with straight array. Titanium casing, removable magnet. 22 half banded platinum intracochlear electrodes moulded with a silicone elastomer carrier and spaced over a 20mm active array. The electrode diameter is 0.6mm at the badal end, tapering to 0.3mm at the apical electrode band. | One size | 2024-11-01 | DELETE
COREMED PTY LIMITED | 02 - Ear, Nose & Throat | RC010 | Stapes Prosheses | For reconstruction of the sound conduction chain between middle ear and inner ear through replacement of the stapes. The body of the implant consists of a columella (which in some product versions can be shortened) and a flat band. The columella is inserted in the opened Vestibulum auris through the trepanated stapes foot-plate. The flat band is placed around the long process of the incus. The implants are available in various versions and materials: • Titanium: Columella and flat band made of titanium; • Platinum/PTFE: Columella made of polytetrafluoroethylene (PTFE), flat band made of platinum (Pt); • Nitinol/PTFE: Columella made of polytetrafluoroethylene (PTFE), flat band made of nitinol. | Stapes Prostheses Nitinol/PTFE, 1 piece, sterile, Wire diam: 0.2 mm, PTFE shaft diam: 0.4 & 0.6 mm, Incus diam. small standard, large; length 5.25, 5.50, 5.75, 7.00 (shortenable) Stapes Prostheses Platinum/PTFE, 1 piece, sterile; piston diam. 0.4 & 0.6 mm; length 5.25, 5.50, 5.75, 7.00 (shortenable), 10.00 (shortenable) Stapes Prostheses Titanium, 1 piece, sterile; piston diam. 0.4 & 0.6 mm; length 5.25, 5.50, 5.75, 8.00 (shortenable) | 2024-11-01 | DELETE
COREMED PTY LIMITED | 02 - Ear, Nose & Throat | RC012 | PORP - Partial Ossicular Replacement Prosthesis | Partial implant made of titanium, for reconstructing a (partially) destroyed middle ear ossicular chain (chain of sound transmission) between the stapes and the tympanic membrane level in fixed and variable lengths. Fixed - The implant body is a single piece and was made from a single part only, i.e. it has no susceptible material bonding points such as weld seams. The implant can be subdivided into three areas: 1.) the implant bell that is offered in 2 embodiments: Unslitted and slitted; 2.) the implant shaft; 3.) the perforated implant plate. The implant plate can be arranged centrically (round) towards the implant shaft or eccentrically (oval). In the eccentric version (oval), an additional groove has been worked into the plate to improve receiving the malleus handle. Variable - The implant body consists of two parts, a shortenable shaft that is firmly bound to the prosthesis bell, and a prosthesis plate that has been provided with a borehole in its underside. The borehole has been dimensionally designed in such a way that it can receive the shaft after the latter has been adapted lengthwise to the respective situation in the middle ear. The surface of the predefined contact point (upper side of implant plate and inner side of the bell) is roughened in order to facilitate better bonding to the eardrum resp. the stapes head. | Central Head with slitted Bell - shaft diam. 0.3mm, Length 0.5 - 3.5mm Offset Head with slitted Bell - shaft diam. 0.3mm, Length 0.5 - 3.5mm Central Head with Complete Bell - shaft diam. 0.3mm, Length 0.5 - 3.5mm Partial Titanium Implant with Separate Head, shaft 0 0.3 mm, Length 5.5-2.5mm (variable) Partial Titanium Implant with Separate Head, shaft 0 0.3 mm, Length 5.5-2.0mm (variable) | 2024-11-01 | DELETE
COREMED PTY LIMITED | 02 - Ear, Nose & Throat | RC011 | TORP - Total Ossicular Replacement Prosthesis | Total implant made of titanium, for reconstructing a destroyed middle-air ossicular chain (chain of sound transmission) between the footplate of the stirrup bone and the plane of the eardrum. The implants are available in fixed length and adjustable versions for shortening. The implant can be subdivided into three areas: 1.) the implant shoe; 2.) the implant shaft; 3.) the perforated implant plate. The implant plate can be arranged centrically (round) towards the implant shaft or eccentrically (oval). In the eccentric version (oval, fixed length only), an additional groove has been worked into the plate to improve receiving the malleus handle. The surface of the predefined contact points (upper side of implant plate and implant shoe) is roughened in order to facilitate better bonding to the eardrum resp. the stapes footplate. To improve the adaptation of the implant plate to the plane of the eardrum, the angle between the implant plate and shaft can be optimally adapted because the shaft below the implant plate tapers off (onwards from a total length of 3.5 mm). The product is available in different lengths. The length information is stated both on the outer package as well as on the product’s sterile packaging. | Fixed Length Central Head shaft diam. 0.3 mm Length 3.00 mm Central Head shaft diam. 0.3 mm Length 3.50 mm Central Head shaft diam. 0.3 mm Length 4.00 mm Central Head shaft diam. 0.3 mm Length 4.25 mm Central Head shaft diam. 0.3 mm Length 4.50 mm Central Head shaft diam. 0.3 mm Length 4.75 mm Central Head shaft diam. 0.3 mm Length 5.00 mm Central Head shaft diam. 0.3 mm Length 5.50 mm Central Head shaft diam. 0.3 mm Length 6.00 mm Central Head shaft diam. 0.3 mm Length 6.50 mm Central Head shaft diam. 0.3 mm Length 7.00 mm Offset Head shaft diam. 0.3 mm Length 3.00 mm Offset Head shaft diam. 0.3 mm Length 3.50 mm Offset Head shaft diam. 0.3 mm Length 4.00 mm Offset Head shaft diam. 0.3 mm Length 4.25 mm Offset Head shaft diam. 0.3 mm Length 4.50 mm Offset Head shaft diam. 0.3 mm Length 4.75 mm Offset Head shaft diam. 0.3 mm Length 5.00 mm Offset Head shaft diam. 0.3 mm Length 5.50 mm Offset Head shaft diam. 0.3 mm Length 6.00 mm Offset Head shaft diam. 0.3 mm Length 6.50 mm Offset Head shaft diam. 0.3 mm Length 7.00 mm Shortenable Total Titanium Implant with Separate Shoe shaft diam. 0.4 mm Length 7.8-2.8 mm Total Titanium Implant with Separate Shoe shaft diam. 0.4 mm Length 7.8-2.3 mm Total Titanium Implant with Separate Shoe shaft diam. 0.4 mm Length 7.8-3.5 mm Total Titanium Implant with Separate Shoe shaft diam. 0.4 mm Length 7.8-3.0 mm Adjustable Titanium Implant with Separate Shoe, shaft diam. 0.4 mm Length 7.8-2.8 mm Adjustable Titanium Implant with Separate Shoe, shaft diam. 0.4 mm Length 7.8-2.3 mm | 2024-11-01 | DELETE
COREMED PTY LIMITED | 02 - Ear, Nose & Throat | RC002 | Ventilation tube | Ventilation tube - Silicone - T-tube, T-tube grommet | 1.1mm; 1.27mm lumen | 2024-11-01 | DELETE
COREMED PTY LIMITED | 02 - Ear, Nose & Throat | RC003 | Ventilation Tubes - Collar Button | Teflon, w/o wire | 1.10mm, 1.25mm, 1.50mm lumen | 2024-11-01 | DELETE
COREMED PTY LIMITED | 02 - Ear, Nose & Throat | RC004 | Ventilation Tubes - Collar Button | Teflon w/wire, and titanium w/o wire | 0.76mm, 1.00mm, 1.25mm, 1.50mm lumen | 2024-11-01 | DELETE
COREMED PTY LIMITED | 02 - Ear, Nose & Throat | RC006 | Ventilation Tubes - Shepherd | Teflon, w or w/o wire | 1.15mm lumen | 2024-11-01 | DELETE
COREMED PTY LIMITED | 02 - Ear, Nose & Throat | RC007 | Ventilation Tubes - Shepherd | Titanium, w/o wire | 1.00mm, 1.25mm lumen | 2024-11-01 | DELETE
COREMED PTY LIMITED | 02 - Ear, Nose & Throat | RC009 | Ventilation Tubes - Silicone | Armstrong Grommet, Donaldson w & w/o Tab, Paparella 1 and Paparella 2 (1.5mm) | 1.1mm & 1.5mm lumen | 2024-11-01 | DELETE
COREMED PTY LIMITED | 02 - Ear, Nose & Throat | RC013 | Septal Button, silicone, sterile | For non-surgical closure of septal perforation · Silicone prevents adhesion · Soft material for easy insertion and removal · No scabbing, epistaxis or other septal perforation symptoms · Surface with Lotus leaf effect prevents adhesion of secretions / tissue | 3.2cm - 1mm thick, one-piece 3.2cm - 1mm thick , two-piece | 2024-11-01 | DELETE
MEDTRONIC AUSTRALASIA PTY LTD | 03 - General Miscellaneous | AS199 | Protege™GPS™ Self-expanding Billary Stent System | Nitinol self expanding stent pre-mounted on 6F OTW delivery system | Diameter (mm) 6 -14, Length (mm) 20 - 150 | 2024-11-01 | DELETE
MEDTRONIC AUSTRALASIA PTY LTD | 03 - General Miscellaneous | AS200 | VisiPro™ Balloon-Expandable Biliary Stent System | Stainless Steel balloon expandable stent mounted onto a non-compliant balloon catheter | Diameter (mm) 5 - 10, Length (mm) 12 -57 | 2024-11-01 | DELETE
LMT SURGICAL PTY LTD | 03 - General Miscellaneous | LM080 | Neurolac | A bioresorbable tension-less Nerve repair guide | 1.5mm x 3cm to 10.0mm x 3cm | 2024-11-01 | DELETE
LMT SURGICAL PTY LTD | 03 - General Miscellaneous | LM335 | Nerve Capping Device | A peripheral bioresorbable nerve capping device | 30mm | 2024-11-01 | DELETE
LMT SURGICAL PTY LTD | 03 - General Miscellaneous | LM492 | DermaClose | DERMACLOSE continuous external tissue expander | Multiple lengths to suit size of wound | 2024-11-01 | DELETE
BAXTER HEALTHCARE PTY LTD | 04 - Neurosurgical | BX343 | HEMOPATCH SEALING HAEMOSTAT | HEMOPATCH is an absorbable collagen pad intended for sealing and hemostasis. HEMOPATCH is indicated as a hemostatic device and surgical sealant for procedures in which control of bleeding or leakage of other body fluids or air by conventional surgical techniques is either ineffective or impractical. HEMOPATCH may be used to close dural defects following traumatic injury, excision, retraction or shrinkage of the dura mater. | Medium 4.5cm X 4.5cm ( 3 pads per box) Large 4.5cm X 9cm (3 pads per box) | 2024-11-01 | DELETE
LIFEHEALTHCARE PTY LIMITED | 04 - Neurosurgical | LH719 | TissuePatchDural 50* 25 | Self adhesive dural sealant | 50*25mm | 2024-11-01 | DELETE
LIFEHEALTHCARE PTY LIMITED | 04 - Neurosurgical | LH720 | TissuePatchDural 50 * 50 | Self adhesive dural sealant | 50*50mm | 2024-11-01 | DELETE
LIFEHEALTHCARE PTY LIMITED | 04 - Neurosurgical | LH721 | TissuePatchDural 50*100 | Self adhesive dural sealant | 50*100mm | 2024-11-01 | DELETE
LIFEHEALTHCARE PTY LIMITED | 04 - Neurosurgical | LH723 | TissuePatchDural 100*25 | Self adhesive dural sealant | 100*25mm | 2024-11-01 | DELETE
LIFEHEALTHCARE PTY LIMITED | 04 - Neurosurgical | LH754 | Sterile Hydrocephalic Shunts | Plastic/magnetic. Programmable valve. Programmer kit and shunts kit. | 3, 8 settings | 2024-11-01 | DELETE
MEDTRONIC AUSTRALASIA PTY LTD | 04 - Neurosurgical | MC838 | Medtronic ACTIVA PC Neurostimulator for Deep Brain Stimulation | ACTIVA PC Dual channel primary cell neuro stimulator for Deep Brain Stimulation (37601) | One size only | 2024-11-01 | DELETE
MEDTRONIC AUSTRALASIA PTY LTD | 04 - Neurosurgical | MI031 | Medtronic Activa SC Neurostimulator for Deep Brain Stimulation | Single channel neurostimulator for Deep Brain stimulation | New or Old Header choice | 2024-11-01 | DELETE
ABBOTT MEDICAL AUSTRALIA PTY LTD. | 04 - Neurosurgical | SJ411 | Abbott IPG Pocket Sizer | Implant accessory designed to aid in the creation of a pocket for Abbott implantable neurostimulators | 55-58mm | 2024-11-01 | DELETE
MEDTRONIC AUSTRALASIA PTY LTD | 04 - Neurosurgical | MC774 | 8578 Sutureless Pump Connector | Sutureless Pump Connector: Material radiopaque silicon titanium, nylon | One size only | 2024-11-01 | DELETE
MEDTRONIC AUSTRALASIA PTY LTD | 04 - Neurosurgical | MI164 | Medtronic Infusion Pump Refill Kit | Bulk Refill Kit containing 8 refill packs | One size only | 2024-11-01 | DELETE
LMT SURGICAL PTY LTD | 06 - Specialist Orthopaedic | LM363 | Toe Joint | Metallic Hemiarthroplasty resurfacing prosthesis for the Metatarsophalangeal Joint | 8mm - 23 mm | 2024-11-01 | DELETE
LMT SURGICAL PTY LTD | 06 - Specialist Orthopaedic | LM356 | Radio-Ulnar Joint Stem | Radio-Ulnar Joint Stem | Multiple Sizes | 2024-11-01 | DELETE
LMT SURGICAL PTY LTD | 06 - Specialist Orthopaedic | LM357 | UHMWP Ball | UHMWP Ball | Multiple | 2024-11-01 | DELETE
LMT SURGICAL PTY LTD | 06 - Specialist Orthopaedic | LM366 | Distal Radio-Ulnar Joint Prosthesis | Distal Radio-Ulnar Joint Prosthesis | Multiple sizes | 2024-11-01 | DELETE
LMT SURGICAL PTY LTD | 06 - Specialist Orthopaedic | LM389 | Modular Thumb Head and Stem | Modular Thumb Head and Stem | Suitable for patient anatomy | 2024-11-01 | DELETE
DJO GLOBAL PTY LTD | 06 - Specialist Orthopaedic | DD067 | SR Hand Implant System | SR Hand MCP Proximal, CoCr - Titanium Alloy, UHMWPE | XS/S/M/L/XL | 2024-11-01 | DELETE
DJO GLOBAL PTY LTD | 06 - Specialist Orthopaedic | DD068 | SR Hand Implant System | SR Hand MCP Distal CoCr - Titanium Alloy, UHMWPE | XS/S/M/L/XL | 2024-11-01 | DELETE
DJO GLOBAL PTY LTD | 06 - Specialist Orthopaedic | DD071 | PIP Finger Prosthesis | Proximal part PIP joint | 0-5 | 2024-11-01 | DELETE
DJO GLOBAL PTY LTD | 06 - Specialist Orthopaedic | DD073 | Tactys PIP - Proximal System | Proximal Surface and Stem | XS, S, M & L | 2024-11-01 | DELETE
MATORTHO AUSTRALIA PTY LIMITED | 06 - Specialist Orthopaedic | MJ022 | PIPR Finger Joint | Proximal Interphalangeal Replacement Joint: Proximal Component CoCr, HA | Sizes 7 through to 11 | 2024-11-01 | DELETE
DJO GLOBAL PTY LTD | 06 - Specialist Orthopaedic | DD072 | PIP Finger Prosthesis | Distal part PIP joint | 0-5 | 2024-11-01 | DELETE
DJO GLOBAL PTY LTD | 06 - Specialist Orthopaedic | DD074 | Tactys PIP - Distal System | Distal Surface and Stem | XS, S, M & L | 2024-11-01 | DELETE
MATORTHO AUSTRALIA PTY LIMITED | 06 - Specialist Orthopaedic | MJ023 | PIPR Finger Joint | Proximal Interphalangeal Replacement Joint: Middle Component and Insert CoCr, HA, UHMWPE | Sizes 7 through to 11 | 2024-11-01 | DELETE
DJO GLOBAL PTY LTD | 06 - Specialist Orthopaedic | DD069 | Sbi PIP Silicone Implant System | Silicone finger joint | Various | 2024-11-01 | DELETE
DJO GLOBAL PTY LTD | 06 - Specialist Orthopaedic | DD070 | Sbi Silicone MCP Implant System | Silicon finger joint | Various | 2024-11-01 | DELETE
LMT SURGICAL PTY LTD | 06 - Specialist Orthopaedic | LM532 | Align Radial Head System | Titanium alloy stems with titanium plasma spray coating | 7 - 11mm | 2024-11-01 | DELETE
LMT SURGICAL PTY LTD | 06 - Specialist Orthopaedic | LM531 | Align Radial Head | CoCr Radial Head with Lock Screw | 18 - 26mm | 2024-11-01 | DELETE
DJO GLOBAL PTY LTD | 06 - Specialist Orthopaedic | DD005 | Turon Shoulder System - Humeral Stems | Turon Humeral Stem, Primary and Revision | 6-16mm x 115mm and 6-16mm x 200mm | 2024-11-01 | DELETE
DJO GLOBAL PTY LTD | 06 - Specialist Orthopaedic | DD059 | RSP Monoblock Humeral Stem Cemented | RSP Monoblock Humeral Stem cemented | 6 x 101mm, 7 x 101mm, 8 x 101mm, 10 x 101mm, 12 x 101mm 6 x 175mm, 8 x 175mm,10 x 175mm, 12 x 175mm | 2024-11-01 | DELETE
DJO GLOBAL PTY LTD | 06 - Specialist Orthopaedic | DD032 | Reverse Shoulder System | Humeral Stem, Ti | 6mm to 12mm | 2024-11-01 | DELETE
DJO GLOBAL PTY LTD | 06 - Specialist Orthopaedic | DD060 | RSP Monoblock Humeral Stem Uncemented | RSP Monoblock Humeral Stem Uncemented | 6 x 101mm, 7 x 101mm, 8 x 101mm, 10 x 101mm,12 x 101mm 6 x 175mm, 8 x 175mm, 10 x 175mm, 12 x 175mm | 2024-11-01 | DELETE
DJO GLOBAL PTY LTD | 06 - Specialist Orthopaedic | DD036 | Reverse Shoulder System | Humeral Socket Shell - Ti | Neutral, +4mm, +8mm offset | 2024-11-01 | DELETE
DJO GLOBAL PTY LTD | 06 - Specialist Orthopaedic | DD003 | Turon Shoulder System - Humeral Head | Turon Standard Humeral Head, Standard and Offset | 38-54mm x 14-26mm | 2024-11-01 | DELETE
LMT SURGICAL PTY LTD | 06 - Specialist Orthopaedic | LM078 | Ascension HRA - Humeral Resurfacing Arthroplasty | A anatomic semi constrained, monobody device intended for resurfacing of the humeral head. | 40mm x 16mm to 56mm x21mm | 2024-11-01 | DELETE
DJO GLOBAL PTY LTD | 06 - Specialist Orthopaedic | DD035 | Reverse Shoulder System | Humeral Socket Insert - UHMWPE | 32mm to 44mm | 2024-11-01 | DELETE
DJO GLOBAL PTY LTD | 06 - Specialist Orthopaedic | DD080 | Reverse Socket Insert e+ | Socket Inserts e+ Poly | Size - 32mm, 36mm, 40mm, 44mm, Standard and Small, Thickness - Standard and +4 | 2024-11-01 | DELETE
DJO GLOBAL PTY LTD | 06 - Specialist Orthopaedic | DD002 | Turon Shoulder System - Humeral Neck | Turon - Humeral Neck | Neutral and 7.5 Degree | 2024-11-01 | DELETE
DJO GLOBAL PTY LTD | 06 - Specialist Orthopaedic | DD004 | Turon Shoulder System - All-Poly Glenoid | Turon - All-Poly Glenoid, Keeled and Pegged | 38mm, 42mm, 46mm, 50mm, 54mm | 2024-11-01 | DELETE
DJO GLOBAL PTY LTD | 06 - Specialist Orthopaedic | DD057 | Reverse Shoulder - Glenoid Baseplate | Reverse Glenoid Component, Baseplate | 6.5mm x 30mm | 2024-11-01 | DELETE
DJO GLOBAL PTY LTD | 06 - Specialist Orthopaedic | DD058 | Reverse Shoulder – Glenosphere Head | Glenosphere | 32mm to 44mm, neutral or -4mm offset | 2024-11-01 | DELETE
DJO GLOBAL PTY LTD | 06 - Specialist Orthopaedic | DD061 | RSP Hemi Adaptor | Adaptor for conversion of Reverse Shoulder Prostheses (RSP) to a hemi arthroplasty prosthesis | One size only | 2024-11-01 | DELETE
DJO GLOBAL PTY LTD | 06 - Specialist Orthopaedic | DD062 | RSP Humeral Stem Adapter | RSP Humeral Stem Adapter for conversion to hemiarthroplasty prostheses | 6 & 12mm | 2024-11-01 | DELETE
DJO GLOBAL PTY LTD | 06 - Specialist Orthopaedic | DD064 | Turon to RSP Conversion Module | Conversion Module | Neutral and Offset | 2024-11-01 | DELETE
EMERGO ASIA-PACIFIC PTY. LIMITED | 06 - Specialist Orthopaedic | ER380 | Paragon 28 Phantom Lapidus Nail System-Intramedullary nail, foot | Phantom Lapidus intramedullary nail, foot, left or right | dia 5.5 mmx length (38-60 mm) | 2024-11-01 | DELETE
EMERGO ASIA-PACIFIC PTY. LIMITED | 06 - Specialist Orthopaedic | ER387 | Paragon 28 Hammer Tube System | Paragon 28 Hammer tube, proximal interphalangeal joint arthrodesis; solid or cannulated, Peek, sterile | dia (2.50-3.75 mm); angle 0-10°; length (14-16mm) | 2024-11-01 | DELETE
LMT SURGICAL PTY LTD | 06 - Specialist Orthopaedic | LM545 | Reduct Arthrodesis Screw System | The REDUCT® Arthrodesis Screw System is intended for fixation of osseous fragments or fractures, arthrodesis of small joints, and osteotomies, with the appropriately sized screw. | • 2.0mm non-cannulated screws: 20mm - 44mm in 2mm increments. • 2.5mm cannulated screws: 26mm - 40mm in 2mm increments. • 3.5mm cannulated screws: 32mm - 46mm in 2mm increments. | 2024-11-01 | DELETE
EMERGO ASIA-PACIFIC PTY. LIMITED | 06 - Specialist Orthopaedic | ER382 | Paragon 28 Phantom Lapidus Nail-Screw, small (2.71mm – 4.49mm) | Paragon 28 Phantom Lapidus Nail-Screw, small | dia 3.5 mm x length (10-46 mm) | 2024-11-01 | DELETE
EMERGO ASIA-PACIFIC PTY. LIMITED | 06 - Specialist Orthopaedic | ER610 | Paragon 28 Gorilla Plating System-Plate, tibial (≤ 6 holes), Periarticular, Posterior, TT | Paragon 28 Gorilla Silverback tibiotalar (TTC) posterior ankle fusion plate, left or right, variable ankle locking, complex shape, left or right | ≤ 6 holes | 2024-11-01 | DELETE
EMERGO ASIA-PACIFIC PTY. LIMITED | 06 - Specialist Orthopaedic | ER670 | Paragon 28 Gorilla Plating System-Plate, tibial (≤ 6 holes), anterior, TT | Silverback anterior mini-open plate, TT, contoured or flat, left or right, Ti, complex, variable angle locking | 65-109 mm | 2024-11-01 | DELETE
LMT SURGICAL PTY LTD | 06 - Specialist Orthopaedic | LM367 | Calcaneal Osteotomy Device | Calcaneal Osteotomy Device | All sizes | 2024-11-01 | DELETE
LMT SURGICAL PTY LTD | 06 - Specialist Orthopaedic | LM541 | Omni Stable AF Plating System | Fibula Plates | 5 holes | 2024-11-01 | DELETE
EMERGO ASIA-PACIFIC PTY. LIMITED | 06 - Specialist Orthopaedic | ER541 | Paragon 28 Gorilla Plating System-Plate, tibial ( ≥ 7 to ≤ 15 holes), Tibiotalarcalcaneal (TTC) | Paragon 28 Gorilla Silverback tibiotalarcalcaneal (TTC) anterior ankle fusion plate, left or right, variable ankle locking, complex shape, flat or contoured, left or right | ( ≥ 7 to ≤ 15 holes); 65-109 mm | 2024-11-01 | DELETE
EMERGO ASIA-PACIFIC PTY. LIMITED | 06 - Specialist Orthopaedic | ER609 | Paragon 28 Gorilla Plating System-Plate, tibial ( ≥ 7 to ≤ 15 holes), Periarticular, Posterior, TT | Paragon 28 Gorilla Silverback tibiotalar (TT) posterior ankle fusion plate, left or right | ( ≥ 7 to ≤ 15 holes); 65-109 mm | 2024-11-01 | DELETE
EMERGO ASIA-PACIFIC PTY. LIMITED | 06 - Specialist Orthopaedic | ER611 | Paragon 28 Gorilla Plating System-Plate, tibial ( ≥ 7 to ≤ 15 holes), Periarticular, Posterior, TTC | Paragon 28 Gorilla Silverback tibiotalarcalcaneal (TTC) posterior ankle fusion plate, left or right, variable ankle locking, complex shape, flat or contoured, left or right | ( ≥ 7 to ≤ 15 holes); 65-109 mm | 2024-11-01 | DELETE
LMT SURGICAL PTY LTD | 06 - Specialist Orthopaedic | LM524 | Ankle Fusion Plate | Ankle Fusion Plate | ≥ 7 to ≤ 15 holes | 2024-11-01 | DELETE
LMT SURGICAL PTY LTD | 06 - Specialist Orthopaedic | LM542 | Omni Stable AF Plating System | Fibula Plates | 9 - 15 holes | 2024-11-01 | DELETE
EMERGO ASIA-PACIFIC PTY. LIMITED | 06 - Specialist Orthopaedic | ER479 | Paragon 28 Gorilla Plating System-Plate, small (≤ 6 holes), variable angle locking | Paragon28 Gorilla, small titanium compression plates; universal; variable angle locking; compression; various shapes | Length 15-35 mm; thickness 1.15 - 2.0 mm; multi screw diameter purchage 2.7/3.5/4.2mm | 2024-11-01 | DELETE
EMERGO ASIA-PACIFIC PTY. LIMITED | 06 - Specialist Orthopaedic | ER480 | Paragon 28 Gorilla Plating System-Plate, small (≤ 6 holes);variable angle locking, complex | Paragon28 Gorilla, small titanium compression plates; universal; variable angle locking; compression; various complex shapes | thickness 1.3 - 2.0 mm; multi screw diameter purchase | 2024-11-01 | DELETE
EMERGO ASIA-PACIFIC PTY. LIMITED | 06 - Specialist Orthopaedic | ER568 | Paragon 28 Gorilla Plating System-Plate, tibial (≤ 6 holes) | Paragon 28 Gorilla Silverback tibiotalar posterior(TT) ankle fusion plate, left or right | ≤ 6 holes | 2024-11-01 | DELETE
LMT SURGICAL PTY LTD | 06 - Specialist Orthopaedic | LM304 | OsteoMed FPS | Titanium locking footplates | 3.5mm and 4mm | 2024-11-01 | DELETE
LMT SURGICAL PTY LTD | 06 - Specialist Orthopaedic | LM516 | OMNI plating system | MTP, Lapidus, Straight, T Plates | ≤ 6 holes | 2024-11-01 | DELETE
LMT SURGICAL PTY LTD | 06 - Specialist Orthopaedic | LM518 | OMNI Plating System | X and Dog Bone Plates | ≤ 6 holes | 2024-11-01 | DELETE
LMT SURGICAL PTY LTD | 06 - Specialist Orthopaedic | LM539 | Omni Stable AF Plating System | Simple Plates Straight, Y and L shaped plates | 2 - 6 holes | 2024-11-01 | DELETE
EMERGO ASIA-PACIFIC PTY. LIMITED | 06 - Specialist Orthopaedic | ER481 | Paragon 28 Gorilla Plating System-Plate, small ( ≥ 7 to ≤ 15 holes); variable angle locking | Paragon 28 Gorilla Plating System-Plate, small, titanium, malleus/column rescue/stradle/arch (proximal or distal) | Thickness 1.5/2.0 mm ; multi screw diameter purchase 2.7/3.5/4.2mm | 2024-11-01 | DELETE
EMERGO ASIA-PACIFIC PTY. LIMITED | 06 - Specialist Orthopaedic | ER482 | Paragon 28 Gorilla Plating System-Plate, small ( ≥ 7 to ≤ 15 holes); variable angle locking, complex | Paragon 28 Gorilla Plating System-Plate, small, titanium, malleus/column/ rescue/stradle/arch (proximal or distal), variable angle locking, complex | Thickness 1.5/2.0 mm; multi screw diameter purchase | 2024-11-01 | DELETE
EMERGO ASIA-PACIFIC PTY. LIMITED | 06 - Specialist Orthopaedic | ER604 | Paragon 28 Gorilla Plates- ≥ 7 to ≤ 15 holes, medial, anterior, anterolateral | Paragon 28 Gorilla Plates- tibia ≥ 7 to ≤ 15 holes, medial, anterior, anterolateral. left or right, variable angle locking, complex shapes | ≥ 7 to ≤ 15 holes, thickness 1.8 mm; multi screw diameter purchase | 2024-11-01 | DELETE
EMERGO ASIA-PACIFIC PTY. LIMITED | 06 - Specialist Orthopaedic | ER684 | Paragon 28 Gorilla LisFranc Plating System | Gorilla LisFranc/TMT Plates, dual ray, anatomically contoured, variable angle locking, left or right, small/medium | small/medium, 8 Hole with 2 Compression Slots. thickness 1.4 mm | 2024-11-01 | DELETE
LMT SURGICAL PTY LTD | 06 - Specialist Orthopaedic | LM309 | Osteomed FPS | Tubular Plates | 7 to 15 holes | 2024-11-01 | DELETE
LMT SURGICAL PTY LTD | 06 - Specialist Orthopaedic | LM517 | OMNI Plating System | Straight Plates | ≥ 7 to ≤ 15 holes | 2024-11-01 | DELETE
LMT SURGICAL PTY LTD | 06 - Specialist Orthopaedic | LM519 | OMNI Plating System | Lisfranc Plates | ≥ 7 to ≤ 15 holes | 2024-11-01 | DELETE
LMT SURGICAL PTY LTD | 06 - Specialist Orthopaedic | LM540 | Omni Stable AF Plating System | Simple Plates, Straight, L and T plates | 7 to 14 holes | 2024-11-01 | DELETE
EMERGO ASIA-PACIFIC PTY. LIMITED | 06 - Specialist Orthopaedic | ER605 | Paragon 28 Gorilla Plates- ≥ 16 holes, medial, anterolateral | Paragon 28 Gorilla Plates- tibia ≥ 16 holes, medial, anterolateral, left or right, variable angle locking, complex shapes | ≥ 16 holes, thickness 1.8 mm; multi screw diameter purchase | 2024-11-01 | DELETE
EMERGO ASIA-PACIFIC PTY. LIMITED | 06 - Specialist Orthopaedic | ER483 | Paragon 28 Gorilla Plating System-Plate, mini (≤ 6 holes); variable angle locking | Paragon 28 Gorilla Plating System-Plate, titanium mini plate, compression, variable angle locking, variable sizes and shapes | thickness 1.1/1.3 mm; multi screw diameter purchase 2.0/2.5mm or 2.7/3.5/4.2 mm | 2024-11-01 | DELETE
EMERGO ASIA-PACIFIC PTY. LIMITED | 06 - Specialist Orthopaedic | ER484 | Paragon 28 Gorilla Plating System-Plate, mini (≤ 6 holes);variable angle locking, complex | Paragon 28 Gorilla Plating System-Plate, titanium mini plate, compression, variable angle locking, complex | thickness 1.1mm; multi screw diameter purchase | 2024-11-01 | DELETE
EMERGO ASIA-PACIFIC PTY. LIMITED | 06 - Specialist Orthopaedic | ER492 | Paragon 28 Proximal Rotational Metatarsal Osteotomy (“PROMO”) Plating System | PROMO left or right contoured plates designed specifically around the angle of the osteotomy, allowing space for optimal cross screw trajectory. Plates are used with Paragon 28 Baby Gorilla or Mini Monster screws. | Size 1-4, osteotomy angles 13-55° | 2024-11-01 | DELETE
LMT SURGICAL PTY LTD | 06 - Specialist Orthopaedic | LM254 | OsteoMed FPS | Titanium locking footplates | 2mm and 2.7mm | 2024-11-01 | DELETE
EMERGO ASIA-PACIFIC PTY. LIMITED | 06 - Specialist Orthopaedic | ER485 | Paragon 28 Gorilla Plating System-Plate, mini (≥ 7 to ≤ 15 holes); variable angle locking | Paragon 28 Gorilla Plating System-Plate, mini, Titanium, compression, variable angle locking, various shapes (e.g. straight/oblique, right/left) | thickness 1.1 mm, multi screw diameter purchase 2.0/2.5mm | 2024-11-01 | DELETE
EMERGO ASIA-PACIFIC PTY. LIMITED | 06 - Specialist Orthopaedic | ER486 | Paragon 28 Gorilla Plating System-Plate, mini (≥ 7 to ≤ 15 holes); variable angle locking, complex | Paragon 28 Gorilla Plating System-Plate, mini, Titanium, compression, variable angle locking, complex shapes | thickness 1.1mm; multi screw diameter purchase | 2024-11-01 | DELETE
LMT SURGICAL PTY LTD | 06 - Specialist Orthopaedic | LM253 | OsteoMed FPS | Titanium locking footplates | 2mm and 2.7mm | 2024-11-01 | DELETE
LMT SURGICAL PTY LTD | 06 - Specialist Orthopaedic | LM262 | Osteomed Plates | Low Profile plates | 1.2/1.6/2.0/2.4mm 4-12 hole; straight, L, T | 2024-11-01 | DELETE
LMT SURGICAL PTY LTD | 06 - Specialist Orthopaedic | LM263 | OsteoMed HPS | Low Profile hand plates | 1.2/1.6/2.0/2.4mm 4-12 hole; Complex | 2024-11-01 | DELETE
EMERGO ASIA-PACIFIC PTY. LIMITED | 06 - Specialist Orthopaedic | ER499 | Paragon 28 Gorilla Plating System-Plate, mini (≥ 16 holes);variable angle locking | Paragon 28 Gorilla Plating System-Plate, mini, titanium, compression, variable angle locking, various shapes and sizes (small-extra large) | thickness 1.1-2.0 mm; multi screw diameter purchase | 2024-11-01 | DELETE
EMERGO ASIA-PACIFIC PTY. LIMITED | 06 - Specialist Orthopaedic | ER500 | Paragon 28 Gorilla Plating System-Plate, mini (≥ 16 holes);variable angle locking, complex | Paragon 28 Gorilla Plating System-Plate, mini, titanium, compression, variable angle locking, various complex shapes and sizes, left or right | thickness 2.0mm; multi screw diameter purchase | 2024-11-01 | DELETE
LMT SURGICAL PTY LTD | 06 - Specialist Orthopaedic | LM275 | PANTERA Proximal Humerus Fracture Fixation Plate System - Plates | Proximal Humerus Plate | ≥ 7 to ≤ 15 holes | 2024-11-01 | DELETE
LMT SURGICAL PTY LTD | 06 - Specialist Orthopaedic | LM276 | PANTERA Proximal Humerus Fracture Fixation Plate System - Plate ≥ 16 holes | Proximal Humerus Plate | ≥ 16 holes | 2024-11-01 | DELETE
EMERGO ASIA-PACIFIC PTY. LIMITED | 06 - Specialist Orthopaedic | ER421 | Paragon 28 Gorilla Plating System-Plate, fibular (≤ 6 holes) | Paragon 28 Gorilla Plating System-Plate, fibular, tubular,anatomic, titanium | thickness 1.5mm; multi screw diameter purchase 2.7/3.5/4.2mm | 2024-11-01 | DELETE
EMERGO ASIA-PACIFIC PTY. LIMITED | 06 - Specialist Orthopaedic | ER422 | Paragon 28 Gorilla Plating System-Plate, fibular (≥ 7 to ≤ 15 holes) | Paragon 28 Gorilla Plating System-Plate, fibular, tubular, anatomic, titanium | thickness 1.5mm; multi screw diameter purchase 2.7/3.5/4.2mm | 2024-11-01 | DELETE
LMT SURGICAL PTY LTD | 06 - Specialist Orthopaedic | LM308 | Osteomed FPS | Fibular Fracture Plates | 7 to 15 holes | 2024-11-01 | DELETE
EMERGO ASIA-PACIFIC PTY. LIMITED | 06 - Specialist Orthopaedic | ER423 | Paragon 28 Gorilla Plating System-Plate, fibular (≥ 16 holes) | Paragon 28 Gorilla Plating System-Plate, fibular, tubular, anatomic, titanium | thickness 1.5mm; multi screw diameter purchase 2.7/3.5/4.2mm | 2024-11-01 | DELETE
LMT SURGICAL PTY LTD | 06 - Specialist Orthopaedic | LM305 | Extremilock FPS | Ankle Plating System | 3.5mm and 4mm | 2024-11-01 | DELETE
EMERGO ASIA-PACIFIC PTY. LIMITED | 06 - Specialist Orthopaedic | ER502 | Paragon 28 Gorilla Plating System-Plate, tibial ( ≥ 7 to ≤ 15 holes) | Paragon 28 Gorilla Silverback tibiotalar (TT) anterior or lateral ankle fusion plate, left or right | ( ≥ 7 to ≤ 15 holes); 65-109 mm | 2024-11-01 | DELETE
LMT SURGICAL PTY LTD | 06 - Specialist Orthopaedic | LM307 | Osteomed FPS | Anterior Lateral Plates | 7 to 15 holes | 2024-11-01 | DELETE
LMT SURGICAL PTY LTD | 06 - Specialist Orthopaedic | LM537 | Omni Stable AF Plating System | Tibia Plates | 7 to 15 holes | 2024-11-01 | DELETE
STRYKER AUSTRALIA PTY LTD | 06 - Specialist Orthopaedic | SK559 | Stryker Plating System | Distal Tibia Anatomical Locking Plates | 10-15 hole | 2024-11-01 | DELETE
EMERGO ASIA-PACIFIC PTY. LIMITED | 06 - Specialist Orthopaedic | ER503 | Paragon 28 Gorilla Plating System-Plate, tibial (≥ 16 holes) | Paragon 28 Gorilla Silverback Plating System-Plate, tibial, lateral TTC, left or right | ≥ 16 holes, 113-154 mm | 2024-11-01 | DELETE
LMT SURGICAL PTY LTD | 06 - Specialist Orthopaedic | LM538 | Omni Stable AF Plating System | Tibia Plates | 17 holes | 2024-11-01 | DELETE
EMERGO ASIA-PACIFIC PTY. LIMITED | 06 - Specialist Orthopaedic | ER424 | Paragon 28 Gorilla Plating System-Plate, Calcaneal ( ≥ 7 to ≤ 15 holes) | Paragon 28 Gorilla Plating System-Plate, Calcaneus fracture, MTP various shapes, Titanium, | thickness 1.1mm; multi screw diameter purchase 2.7/3.5/4.2mm | 2024-11-01 | DELETE
LMT SURGICAL PTY LTD | 06 - Specialist Orthopaedic | LM306 | Osteomed FPS | Calcaneal Plates | 7 to 15 holes | 2024-11-01 | DELETE
JOHNSON & JOHNSON MEDICAL PTY LTD | 06 - Specialist Orthopaedic | SY378 | Trochanteric Reattachment Device | Titanium alloy reattachment device with cables | Standard and Long | 2024-11-01 | DELETE
DJO GLOBAL PTY LTD | 06 - Specialist Orthopaedic | DD054 | Replacement retaining screw for glenoid head | Replacement retaining screw for glenoid head | 6.5mm x 30mm | 2024-11-01 | DELETE
DJO GLOBAL PTY LTD | 06 - Specialist Orthopaedic | DD056 | Glenoid Baseplate Locking Bone Screws | Glenoid Baseplate Locking Bone Screws | 5.0mm diameter, length 14-38mm in 4mm increments | 2024-11-01 | DELETE
EMERGO ASIA-PACIFIC PTY. LIMITED | 06 - Specialist Orthopaedic | ER391 | Paragon 28 Monster Screw System-Screws, standard ( ≥4.5mm) | Paragon 28 Monster Screw System-Screws, headed, blunt tip, solid, various thread lengths | dia (4.5-7.0 mm) x length (18-200 mm) x thread length (6-200 mm) | 2024-11-01 | DELETE
EMERGO ASIA-PACIFIC PTY. LIMITED | 06 - Specialist Orthopaedic | ER392 | Paragon 28 Monster Screw System-Screws, Standard ( ≥4.5mm), cannulated | Paragon 28 Monster Screw System-Screws, standard ( ≥4.5mm), cannulated, headed, with and without blunt tip | diameter (4.5-7.0 mm) x length (18-200 mm) x length of thread (6-200 mm) | 2024-11-01 | DELETE
EMERGO ASIA-PACIFIC PTY. LIMITED | 06 - Specialist Orthopaedic | ER393 | Paragon 28 Monster Screw System-Screws, standard ( ≥4.5mm), cannulated, dual thread, locking | Paragon 28 Monster Screw System-screws, cannulated, dual thread, locking, headless, partial thread, Titanium | dia (4.5-7.2 mm) x length (50-200mm) | 2024-11-01 | DELETE
EMERGO ASIA-PACIFIC PTY. LIMITED | 06 - Specialist Orthopaedic | ER504 | Paragon 28 Gorilla Plating System-Screws, standard ( ≥ 4.5mm), locking | Paragon 28 Gorilla Plating System-Screws, standard ( ≥ 4.5mm), locking, recon/Tuffneck | dia (4.5-5.2 mm) x length (14-60 mm) | 2024-11-01 | DELETE
EMERGO ASIA-PACIFIC PTY. LIMITED | 06 - Specialist Orthopaedic | ER510 | Paragon 28 Gorilla Plating System-Screws, standard ( ≥ 4.5mm) | Paragon 28 Gorilla Plating System-Screws, standard ( ≥ 4.5mm) | dia (4.5-5.2 mm) x length (14-60 mm) | 2024-11-01 | DELETE
EMERGO ASIA-PACIFIC PTY. LIMITED | 06 - Specialist Orthopaedic | ER522 | Paragon 28 Monster Screw System-Screws, standard ( ≥4.5mm), dual thread, locking | Paragon 28 Monster Screw System-Joust Beaming Screws, ( ≥4.5mm), headless, dual thread, locking, Ti | dia (5.0-7.2mm) x length (50-185mm) | 2024-11-01 | DELETE
EMERGO ASIA-PACIFIC PTY. LIMITED | 06 - Specialist Orthopaedic | ER523 | Paragon 28 Monster Screw System-Screws, standard ( ≥4.5mm), cannulated, locking | Paragon 28 Monster Screw System-Joust Beaming Screws, standard, cannulated, locking, headless, Titanium | dia (5.0-7.2mm) x Length (50-185mm) | 2024-11-01 | DELETE
LMT SURGICAL PTY LTD | 06 - Specialist Orthopaedic | LM142 | Extremity Medical Compression Screw System | Compression Screws | ≥ 4.5mm | 2024-11-01 | DELETE
LMT SURGICAL PTY LTD | 06 - Specialist Orthopaedic | LM277 | PANTERA Proximal Humerus Fracture Fixation Plate System - Post with Cross Element | Threaded Locking Screw | 5.2mm | 2024-11-01 | DELETE
LMT SURGICAL PTY LTD | 06 - Specialist Orthopaedic | LM505 | Non-Locking Screw (Standard) | Non-Locking Screw (Standard) | ≥4.5mm | 2024-11-01 | DELETE
LMT SURGICAL PTY LTD | 06 - Specialist Orthopaedic | LM506 | Locking Screw (Standard) | Locking Screw (Standard) | ≥4.5mm | 2024-11-01 | DELETE
LMT SURGICAL PTY LTD | 06 - Specialist Orthopaedic | LM507 | Partially threaded cannulated screw | Partially threaded cannulated screw | ≥4.5mm | 2024-11-01 | DELETE
Orthotech Pty Ltd | 06 - Specialist Orthopaedic | OH547 | Dynafit System | Compressive Screws | 4.7-6.5mm x 18-120mm | 2024-11-01 | DELETE
DJO GLOBAL PTY LTD | 06 - Specialist Orthopaedic | DD055 | Glenoid Baseplate Non Locking Bone Screw | Glenoid Baseplate Non Locking Bone Screw | 3.5mm diameter, length 14-34mm in 2mm increments | 2024-11-01 | DELETE
EMERGO ASIA-PACIFIC PTY. LIMITED | 06 - Specialist Orthopaedic | ER381 | Paragon 28 Phantom Lapidus Nail-Screws, small (2.71mm – 4.49mm), dual thread, locking | Paragon 28 Phantom Lapidus Nail-Screws, small (2.71mm – 4.49mm), dual thread, locking | dia 3.5 mm x length (10-26 mm) | 2024-11-01 | DELETE
EMERGO ASIA-PACIFIC PTY. LIMITED | 06 - Specialist Orthopaedic | ER394 | Paragon 28 Monster Screw System-Screws, small (2.71mm – 4.49mm) | Paragon 28 Monster Screw System-Screws, small, headed, with and without blunt tip, solid, recon/Tuffneck | dia (3.0-4.2 mm) x length (10-150 mm) x thread length (3-150 mm) | 2024-11-01 | DELETE
EMERGO ASIA-PACIFIC PTY. LIMITED | 06 - Specialist Orthopaedic | ER395 | Paragon 28 Monster Screw System-Screws, small (2.71mm – 4.49mm), cannulated | Paragon 28 Monster Screw System-Screws, small, cannulated, headed, partial or full thread | dia (3.0-4.0) x length (10-150 mm) x thread length (3-150 mm) | 2024-11-01 | DELETE
EMERGO ASIA-PACIFIC PTY. LIMITED | 06 - Specialist Orthopaedic | ER396 | Paragon 28 Monster Screw System-Screws, small (2.71mm – 4.49mm), cannulated, dual thread, locking | Paragon 28 Monster Screw System-Screws, small, cannulated, dual thread, locking, headless, Titanium | dia (3.0-4.0) x length (10-100 mm) x length of thread (3.5-100 mm) | 2024-11-01 | DELETE
EMERGO ASIA-PACIFIC PTY. LIMITED | 06 - Specialist Orthopaedic | ER425 | Paragon 28 Gorilla Plating System-Screws, small | Paragon 28 Gorilla Plating System-Screws, small, locking; compact, recon/Tuffneck | dia (3.5-4.2 mm) x length (8-100 mm) | 2024-11-01 | DELETE
LMT SURGICAL PTY LTD | 06 - Specialist Orthopaedic | LM143 | Extremity Medical Compression Screw System | Compression Screws | 3.0-4.5mm | 2024-11-01 | DELETE
LMT SURGICAL PTY LTD | 06 - Specialist Orthopaedic | LM252 | OsteoMed FPS | Bone screws | 3.5/4mm x 10-70mm | 2024-11-01 | DELETE
LMT SURGICAL PTY LTD | 06 - Specialist Orthopaedic | LM278 | PANTERA Proximal Humerus Fracture Fixation Plate System - Locking Cortical Screw | Locking Cortical Screw | 3.5mm | 2024-11-01 | DELETE
LMT SURGICAL PTY LTD | 06 - Specialist Orthopaedic | LM279 | PANTERA Proximal Humerus Fracture Fixation Plate System - Cortical Screw | Cortical Screw | 3.5mm | 2024-11-01 | DELETE
LMT SURGICAL PTY LTD | 06 - Specialist Orthopaedic | LM280 | PANTERA Proximal Humerus Fracture Fixation Plate System - Post Cap Screw | Post Cap Screw | 2.7 mm | 2024-11-01 | DELETE
LMT SURGICAL PTY LTD | 06 - Specialist Orthopaedic | LM315 | Headless Compression Screws | Compression Screws | 3.5mm | 2024-11-01 | DELETE
LMT SURGICAL PTY LTD | 06 - Specialist Orthopaedic | LM317 | Skeletal Dynamics Bone Screw Non-Locking | Non-Locking Cortical Bone Screws | 3.0mm, 3.5mm | 2024-11-01 | DELETE
LMT SURGICAL PTY LTD | 06 - Specialist Orthopaedic | LM326 | Extremilock Screws | Screws | 2.7mm - 4.49mm x 8-70mm | 2024-11-01 | DELETE
LMT SURGICAL PTY LTD | 06 - Specialist Orthopaedic | LM358 | Hex Screw | Hex plate fixation screw | 2.71 to 4.49mm diameter | 2024-11-01 | DELETE
LMT SURGICAL PTY LTD | 06 - Specialist Orthopaedic | LM359 | Hex Locking Screws | Hex plate fixation locking screws | 2.71 to 4.49mm diameter | 2024-11-01 | DELETE
LMT SURGICAL PTY LTD | 06 - Specialist Orthopaedic | LM503 | Non-Locking Screws (Small) | Non-Locking Screws (Small) | 2.71mm – 4.49mm | 2024-11-01 | DELETE
LMT SURGICAL PTY LTD | 06 - Specialist Orthopaedic | LM504 | Locking Screws (Small) | Locking Screws (Small) | 2.71mm – 4.49mm | 2024-11-01 | DELETE
LMT SURGICAL PTY LTD | 06 - Specialist Orthopaedic | LM520 | OMNI Plating System | Non-Locking Screws | 2.8-3.5mm x 8-70mm | 2024-11-01 | DELETE
LMT SURGICAL PTY LTD | 06 - Specialist Orthopaedic | LM521 | OMNI Plating System | Locking Screws | 2.8mm & 3.5mm diameter; 8-70 length | 2024-11-01 | DELETE
LMT SURGICAL PTY LTD | 06 - Specialist Orthopaedic | LM523 | OMNI Plating System | Cannulated Screws | 3.5mm diameter; 20-70mm length | 2024-11-01 | DELETE
LMT SURGICAL PTY LTD | 06 - Specialist Orthopaedic | LM535 | Omni Stable AF Plating System | Fully Threaded Syndesmosis Screws | 4.0 x 40-60mm | 2024-11-01 | DELETE
LMT SURGICAL PTY LTD | 06 - Specialist Orthopaedic | LM536 | Omni Stable AF Plating System | Cannulated Screws | 4.0 x 20-70mm | 2024-11-01 | DELETE
LMT SURGICAL PTY LTD | 06 - Specialist Orthopaedic | LM549 | Skeletal Dynamics Bone Screw Non-Locking | Non-Locking Cortical Bone Screws | 3.5mm diameter, 14 to 44mm length | 2024-11-01 | DELETE
Orthotech Pty Ltd | 06 - Specialist Orthopaedic | OH477 | DynafitSystem | Self-compressive screws | 3.2 x 10-40mm | 2024-11-01 | DELETE
Orthotech Pty Ltd | 06 - Specialist Orthopaedic | OH546 | Dynafit System | Compressive Screws | 2.8-4mm x 10-70mm | 2024-11-01 | DELETE
EMERGO ASIA-PACIFIC PTY. LIMITED | 06 - Specialist Orthopaedic | ER397 | Paragon 28 Monster Screw System-Screws, mini (2.01 – 2.7 mm) | Paragon 28 Monster Screw System-Screws, mini, headed, with or without a blunt tip, recon/Tuffneck, Titanium | dia (2.5-2.7 mm) x length (10-100 mm) x length of thread (3-100 mm) | 2024-11-01 | DELETE
EMERGO ASIA-PACIFIC PTY. LIMITED | 06 - Specialist Orthopaedic | ER398 | Paragon 28 Monster Screw System-Screw, mini (2.01 – 2.7 mm), breakoff | Paragon 28 Monster Bite screw, mini, snap-off, 1/2 threaded, Titanium | dia 2.7mm x length (8-24 mm) | 2024-11-01 | DELETE
EMERGO ASIA-PACIFIC PTY. LIMITED | 06 - Specialist Orthopaedic | ER399 | Paragon 28 Monster Screw System-Screws, mini (2.01 – 2.7 mm), cannulated | Paragon 28 Monster Screw System-Screws, mini, cannulated, partially or fully threaded | dia 2.5mm x length (10-100 mm) x length of thread (3-100 mm) | 2024-11-01 | DELETE
EMERGO ASIA-PACIFIC PTY. LIMITED | 06 - Specialist Orthopaedic | ER400 | Paragon 28 Monster Screw System-Screws, mini (2.01 – 2.7 mm), cannulated, dual thread, locking | Paragon 28 Monster Screw System-screws, mini, cannulated, dual thread, locking, headless, partially threaded, Titanium | dia 2.5 mm x length (8-100 mm) x length of thread (3-32 mm) | 2024-11-01 | DELETE
EMERGO ASIA-PACIFIC PTY. LIMITED | 06 - Specialist Orthopaedic | ER426 | Paragon 28 Gorilla Plating System-Screws, mini | Paragon 28 Gorilla Plating System-Screws, mini, locking; recon/Tuffneck/baby | dia (2.5-2.7 mm) x length (8-50 mm) | 2024-11-01 | DELETE
LMT SURGICAL PTY LTD | 06 - Specialist Orthopaedic | LM314 | Headless Compression Screws | Compression Screws | 2.5mm | 2024-11-01 | DELETE
LMT SURGICAL PTY LTD | 06 - Specialist Orthopaedic | LM324 | Osteomed Screws | Bone Screws | 2- 2.7m x 6-38mm | 2024-11-01 | DELETE
LMT SURGICAL PTY LTD | 06 - Specialist Orthopaedic | LM325 | Osteomed Screws | Bone Screw standard and threaded/lag. | 2.01-2.7mm x 4-50mm. | 2024-11-01 | DELETE
LMT SURGICAL PTY LTD | 06 - Specialist Orthopaedic | LM327 | Osteomed Screws | Cannulated Compression Screws | Diameter 2.0mm, 2.4mm and 2.7mm. Length 6mm to 52mm | 2024-11-01 | DELETE
Orthotech Pty Ltd | 06 - Specialist Orthopaedic | OH475 | DynafitSystem | Self-compressive screws | 2.6mm x 10-40mm | 2024-11-01 | DELETE
Orthotech Pty Ltd | 06 - Specialist Orthopaedic | OH476 | DynafitSystem | Compressive Screws | 2.4/2.6mm - 10x40mm | 2024-11-01 | DELETE
STRYKER AUSTRALIA PTY LTD | 06 - Specialist Orthopaedic | HW698 | Charlotte Foot & Ankle System | Snap-off screws, titanium alloy | 2.0 dia 11, 12, 14mm. 2.7 dia 13, 15, 17mm | 2024-11-01 | DELETE
EMERGO ASIA-PACIFIC PTY. LIMITED | 06 - Specialist Orthopaedic | ER401 | Paragon 28 Monster Screw System-Screws, micro (≤ 2.0mm) | Paragon 28 Monster Screw System-Screws, micro, headed, blunt tip, solid, partially or fully threaded | dia 2.0 mm x length (8-100 mm) x length of thread (3-100 mm) | 2024-11-01 | DELETE
EMERGO ASIA-PACIFIC PTY. LIMITED | 06 - Specialist Orthopaedic | ER402 | Paragon 28 Monster Screw System-Screws, micro (≤ 2.0mm), breakoff | Paragon 28 Monster Bite Screws, micro (≤ 2.0mm), snap-off, 1/2 or 3/4 threaded | dia 2.0 mm x length (8-24 mm) | 2024-11-01 | DELETE
EMERGO ASIA-PACIFIC PTY. LIMITED | 06 - Specialist Orthopaedic | ER403 | Paragon 28 Monster Screw System-Screws, micro (≤ 2.0mm), cannulated | Paragon 28 Monster Screw System-screws, micro, cannulated, headed | dia 2.0 mm x length (8-100mm) x length of thread (3-100 mm) | 2024-11-01 | DELETE
EMERGO ASIA-PACIFIC PTY. LIMITED | 06 - Specialist Orthopaedic | ER404 | Paragon 28 Monster Screw System-Screws, micro (≤ 2.0mm), cannulated, dual thread, locking | Paragon 28 Monster micro screws, cannulated, dual thread, locking, headless, partially threaded | dia 2.0 mm x length (8-100 mm) x length of thread (3mm-32 mm) | 2024-11-01 | DELETE
LMT SURGICAL PTY LTD | 06 - Specialist Orthopaedic | LM256 | Osteomed Screws | Bone Screws - threaded/lag | 1.2/1.6/2.0mm x 4-36mm | 2024-11-01 | DELETE
LMT SURGICAL PTY LTD | 06 - Specialist Orthopaedic | LM281 | PANTERA Proximal Humerus Fracture Fixation Plate System - Cross Element Screw | Cross Element Screw | 1.9 mm | 2024-11-01 | DELETE
Orthotech Pty Ltd | 06 - Specialist Orthopaedic | OH544 | Dynafit System | Compressive Screw | 2.0mm x 10-14mm | 2024-11-01 | DELETE
Orthotech Pty Ltd | 06 - Specialist Orthopaedic | OH545 | Dynafit System | Snap Off, Compressive Screws | 2.0mm x 10-14mm | 2024-11-01 | DELETE
EMERGO ASIA-PACIFIC PTY. LIMITED | 06 - Specialist Orthopaedic | ER405 | Paragon 28 Monster Screw System-washer | Paragon 28 Monster Screw System-washer, deep well, flat/dome | dia 2-7 mm | 2024-11-01 | DELETE
LMT SURGICAL PTY LTD | 06 - Specialist Orthopaedic | LM081 | Surgicraft Washers | Fixation Washers | All Sizes | 2024-11-01 | DELETE
LMT SURGICAL PTY LTD | 06 - Specialist Orthopaedic | LM255 | OsteoMed FPS | Screw Washers | 2/2.7/3.5/4.0mm | 2024-11-01 | DELETE
Orthotech Pty Ltd | 06 - Specialist Orthopaedic | OH489 | DynafitSystem | washer | 8-10mm | 2024-11-01 | DELETE
LMT SURGICAL PTY LTD | 06 - Specialist Orthopaedic | LM522 | Omni Plating System | Post | 12 & 16 mm | 2024-11-01 | DELETE
EMERGO ASIA-PACIFIC PTY. LIMITED | 06 - Specialist Orthopaedic | ER477 | Paragon 28 K wires | Paragon 28, K wire (for Phantom, Gorilla and Monster systems), smooth, grooved or threaded, trocar/double trocar | dia 0.9-3.0 mm, length (100-250 mm) | 2024-11-01 | DELETE
EMERGO ASIA-PACIFIC PTY. LIMITED | 06 - Specialist Orthopaedic | ER478 | Paragon 28 Olive Wires | Paragon 28 Olive wire (Gorilla Plating System), smooth or threaded, standard or short tip | dia 1.3-1.8 mm | 2024-11-01 | DELETE
LMT SURGICAL PTY LTD | 06 - Specialist Orthopaedic | LM383 | K-Wire | K-Wire | Multiple sizes to suit patient and surgeon requirements | 2024-11-01 | DELETE
Perios Pty Ltd | 06 - Specialist Orthopaedic | PF014 | TLS- Tendon Anchoring/Suspension Tape | Suspension tape for anchoring tendon for ACL/PCL reconstruction | One size - 6mm | 2024-11-01 | DELETE
LMT SURGICAL PTY LTD | 06 - Specialist Orthopaedic | LM243 | HK2 | Finger Mini Fixator System | 1.2mm, 1.5mm, 1.8mm | 2024-11-01 | DELETE
EMERGO ASIA-PACIFIC PTY. LIMITED | 06 - Specialist Orthopaedic | ER454 | Paragon 28 Titan 3-D Wedge | Paragon 28 Titan 3-D Cotton or Evans Wedge, Anatomical, Titanium metal scaffold for angular correction, Sterile | 5-8 mm (Cotton); 6-12 mm (Evans) | 2024-11-01 | DELETE
EMERGO ASIA-PACIFIC PTY. LIMITED | 06 - Specialist Orthopaedic | ER439 | Paragon 28 JAWS Nitinol Staple System | Paragon 28 JAWS Nitinol Staple System | bridge width 8-25 mm, angle 0 or 30, step height 4-12 mm | 2024-11-01 | DELETE
LMT SURGICAL PTY LTD | 06 - Specialist Orthopaedic | LM214 | Highly Elastic Staples | Nitinol Staples | 8-25mm | 2024-11-01 | DELETE
Orthotech Pty Ltd | 06 - Specialist Orthopaedic | OH527 | Dynafit System Staples | Nitinol Memory Staples | 8mm - 25mm | 2024-11-01 | DELETE
Orthotech Pty Ltd | 06 - Specialist Orthopaedic | OH528 | Dynafit System Staples | Foot Staples | 8-10mm | 2024-11-01 | DELETE
Health Care Surgical Pty Ltd | 06 - Specialist Orthopaedic | HC035 | NEOBONE GEL | Synthetic Bone Graft Putty | 0.5 - 5ml | 2024-11-01 | DELETE
LMT SURGICAL PTY LTD | 06 - Specialist Orthopaedic | LM207 | BonAlive Putty | Bone Graft Substitute - Bioactive Glass Putty | 1cc, 2.5cc, 5cc | 2024-11-01 | DELETE
LMT SURGICAL PTY LTD | 06 - Specialist Orthopaedic | LM215 | BonAlive Granules | Bone Graft Substitute - Bioactive Glass Granules | Range (1-5cc) 0.5-08mm (small) 1cc 0.5-08mm (small) 2.5cc 0.5-0.8mm (small) 5cc 1.0-2.0mm (medium) 5cc 2.0-3.15mm (large) 5cc | 2024-11-01 | DELETE
MY BIOLOGICS PTY LTD | 06 - Specialist Orthopaedic | OK004 | NanoBone - Block | Nanocrystalline HA in a porous silica matrix, synthetic bone graft substitute block | 0. 75ml (5x10x15 mm3) | 2024-11-01 | DELETE
LMT SURGICAL PTY LTD | 06 - Specialist Orthopaedic | LM208 | BonAlive Putty | Bone Graft Substitute - Bioactive Glass Putty | 10cc | 2024-11-01 | DELETE
LMT SURGICAL PTY LTD | 06 - Specialist Orthopaedic | LM216 | BonAlive Granules | Bone Graft Substitute - Bioactive Glass Granules | (5.1-10cc) 13140 - 0.5-0.8mm small granules, 10cc syringe 13340 - 1.0-2.0mm medium granules, 10cc syringe 13440 - 2.0-3.15mm large granules, 10cc syringe | 2024-11-01 | DELETE
Health Care Surgical Pty Ltd | 06 - Specialist Orthopaedic | HC029 | Bone substitute | Synethetic Resorbable Bone Graft | H;4-20mm | 2024-11-01 | DELETE
RTI Surgical Australia Pty Ltd | 06 - Specialist Orthopaedic | RI022 | nanOss Bioactive Bone Void Filler, 1-5cc | Granular bone graft material comprised of porous hydroxyapatite and porcine gelatin based carrier. Granules supplied in jar (1cc, 2cc, &5cc) or in a prefilled mixing chamber with delivery accessories (5cc) packaging variant. | 1cc, 2cc, & 5cc | 2024-11-01 | DELETE
RTI Surgical Australia Pty Ltd | 06 - Specialist Orthopaedic | RI023 | nanOss Bioactive Bone Void Filler, 10cc | Granular bone graft material comprised of porous hydroxyapatite and porcine gelatin based carrier. Granules supplied in jar (10cc) or in a prefilled mixing chamber with delivery accessories (10cc) packaging variant. | 10cc | 2024-11-01 | DELETE
RTI Surgical Australia Pty Ltd | 06 - Specialist Orthopaedic | RI024 | nanOss Bioactive Bone Void Filler, 20cc | Granular bone graft material comprised of porous hydroxyapatite and porcine gelatin based carrier | 20cc | 2024-11-01 | DELETE
MEDTRONIC AUSTRALASIA PTY LTD | 07 - Plastic and Reconstructive | MC867 | TiMesh Rigid Fixation Bone Grafting and Plating System | Titanium, Plate | Ohata Tristar 8.4 10mm, < 4 hole | 2024-11-01 | DELETE
MEDTRONIC AUSTRALASIA PTY LTD | 07 - Plastic and Reconstructive | MC869 | TiMesh Rigid Fixation Bone Grafting and Plating System | Titanium, Plate | Ohata Kerf Cover, 5 - 32 hole | 2024-11-01 | DELETE
MEDTRONIC AUSTRALASIA PTY LTD | 07 - Plastic and Reconstructive | MC574 | Timesh | X-Drive Screws | 2 - 15mm | 2024-11-01 | DELETE
MEDTRONIC AUSTRALASIA PTY LTD | 07 - Plastic and Reconstructive | MC879 | TiMesh Rigid Fixation Bone Grafting and Plating System | Titanium, Screw - Cruciate Head, 12 point Flat Head | Diameter <1.24mm | 2024-11-01 | DELETE
MEDTRONIC AUSTRALASIA PTY LTD | 07 - Plastic and Reconstructive | MC880 | TiMesh Rigid Fixation Bone Grafting and Plating System | Titanium, Screw - Cruciate Head, 12 point Flat Head | Diameter 1.25 - 1.74mm | 2024-11-01 | DELETE
MEDTRONIC AUSTRALASIA PTY LTD | 07 - Plastic and Reconstructive | MI092 | TiMesh | Internal Drive Screws | Diameter: 1.5 - 1.8mm | 2024-11-01 | DELETE
MEDTRONIC AUSTRALASIA PTY LTD | 07 - Plastic and Reconstructive | MI093 | TiMesh | Rescue Screws | Diameter: 1.8 - 2.4mm | 2024-11-01 | DELETE
JOHNSON & JOHNSON MEDICAL PTY LTD | 07 - Plastic and Reconstructive | SY345 | Titanium Sternal Fixation System | Titanium Emergency Release Pin | One Size only | 2024-11-01 | DELETE
MEDTRONIC AUSTRALASIA PTY LTD | 07 - Plastic and Reconstructive | MC528 | TiMesh | Cranial Custom Mesh | 121mm x 72mm - 152 x 152mm | 2024-11-01 | DELETE
LMT SURGICAL PTY LTD | 07 - Plastic and Reconstructive | LM030 | Synovis Coupler | High Density polyethylene (ring); Stainless Steel (pins) | Diameter 1-4mm | 2024-11-01 | DELETE
LMT SURGICAL PTY LTD | 07 - Plastic and Reconstructive | LM274 | FlowCOUPLER | High Density polyethylene (ring); Stainless Steel (pins) with preattached probe | 2.0mm, 2.5mm, 3.0mm, 3.5mm, 4.0mm | 2024-11-01 | DELETE
BIOTRONIK AUSTRALIA PTY LIMITED | 08 - Cardiac | BT234 | Rivacor 5 VR-T | Single Chamber ICD, ventricular capture control, physiological rate adaption, automatic event (IEGM) & trend triggered transmission. Wandless telemetry, Home Monitoring, MRI Conditional and AutoDetect, Comfort Design , DF4, IS-1 connector | 61.5mm x 60mm x 10mm, 30cm3, 75grams | 2024-11-01 | DELETE
BIOTRONIK AUSTRALIA PTY LIMITED | 08 - Cardiac | BT235 | Rivacor 5 VR-T DX | Single Chamber ICD, ventricular capture control, physiological rate adaption, additional atrial detection (DX),automatic event (IEGM) & trend triggered transmission. Wandless telemetry, Home Monitoring, MRI conditional and AutoDetect, ComfortDesign, DF4, IS-1 connector | 66.5mm x 60mm x 10mm, 32cm3, 77grams | 2024-11-01 | DELETE
BIOTRONIK AUSTRALIA PTY LIMITED | 08 - Cardiac | BT236 | Rivacor 5 DR-T | Dual Chamber ICD, ventricular capture control, physiological rate adaption, automatic event (IEGM) & trend triggered transmission. Wandless telemetry, Home Monitoring, MRI conditional and AutoDetect, ComfortDesign, DF4, IS-1 connector | 66.5mm x 60mm x 10mm, 32cm3, 77grams | 2024-11-01 | DELETE
BIOTRONIK AUSTRALIA PTY LIMITED | 08 - Cardiac | BT237 | Rivacor 5 HF-T | Triple Chamber ICD, ventricular capture control, physiological rate adaption, automatic event (IEGM) & trend triggered transmission. Wandless telemetry, Home Monitoring, MRI conditional and AutoDetect, ComfortDesign, DF4, IS-1 connector | 71.5mm x 60mm x 10mm, 33cm3, 78grams | 2024-11-01 | DELETE
BIOTRONIK AUSTRALIA PTY LIMITED | 08 - Cardiac | BT238 | Rivacor 5 HF-T QP | Triple Chamber ICD, ventricular capture control, physiological rate adaption, automatic event (IEGM) & trend triggered transmission. Wandless telemetry, LV Multipolar pacing, Home Monitoring, MRI conditional and AutoDetect, Comfort Design, DF4,IS-1, IS-4 quadripolar connectors | 75mm x 60mm x 10mm, 35cm3, 82grams | 2024-11-01 | DELETE
BIOTRONIK AUSTRALIA PTY LIMITED | 08 - Cardiac | BT218 | Evity 6 SR-T | Single Chamber Pacemaker, ventricular capture control, physiological rate adaption, automatic event (IEGM) & trend triggered transmission. Wandless telemetry, Home Monitoring, MRI AutoDect, MRI conditional, IS-1 connector | IS-1 (1x) 10 cm3/ 20.8g 48 mm × 40 mm × 6.5 mm | 2024-11-01 | DELETE
BIOTRONIK AUSTRALIA PTY LIMITED | 08 - Cardiac | BT219 | Evity 6 DR-T | Dual Chamber Pacemaker, ventricular capture control, physiological rate adaption,automatic event (IEGM) & trend triggered transmission. Wandless telemetry, Home Monitoring, MRI AutoDetect, MRI conditional, IS-1 connector | IS-1 (2x) 11 cm3/ 23.2 g 48 mm × 44 mm × 6.5 mm | 2024-11-01 | DELETE
BIOTRONIK AUSTRALIA PTY LIMITED | 08 - Cardiac | BT210 | Plexa ProMRI DF-1 SD | Quadripolar MR conditional ICD lead with active fixation | Diameter 7.8F ; Lengths/Dist.Prox Shock coil to Tip - 65/16cm, 65/18cm, 75/18cm | 2024-11-01 | DELETE
BIOTRONIK AUSTRALIA PTY LIMITED | 08 - Cardiac | BT123 | Safio S | Steroid eluting active fixation pacemaker lead with an electrically active extendable/ retractable screw for fixating the lead in the myocardium. The lead body is insulated in Silicone. The entire lead is conditionally safe to be used in a MRI system. | Length: 53, 60cm; Diameter: 6.6F | 2024-11-01 | DELETE
BIOTRONIK AUSTRALIA PTY LIMITED | 08 - Cardiac | BT107 | PRO-Kinetic Energy | Balloon-expandable cobalt chromium (CoCr) stent. The stent surface is fully coated with amorphous hydrogen-rich silicon carbide (aSiC:H). | Lengths: 8 - 40mm, Diameters: 2.0 - 5.0mm. | 2024-11-01 | DELETE
BIOTRONIK AUSTRALIA PTY LIMITED | 10 - Vascular | BT094 | Dynamic | PTA Balloon Expandable Stent | Diameters: 5-10mm, Lengths: 15, 25, 38, 56mm | 2024-11-01 | DELETE
VISTAMED PTY LTD | 10 - Vascular | VD004 | NEFRO-C Renal Stent with Delivery System | The NEFRO-C Renal Stent with Delivery System is intended to be implanted in the renal artery to maintain its patency and improve its luminal diameter for the treatment of atherosclerotic, radiation-induced, and posttraumatic lesions resulting in arteriostenosis of haemodynamic importance and which are intractable otherwise. The device consists of a cobalt-chromium alloy L605 stent pre-loaded on a balloon catheter. | Stent diameter: 5-7mm Stent Length: 8-25 | 2024-11-01 | DELETE
VISTAMED PTY LTD | 10 - Vascular | VD005 | NEPTUN C Peripheral Stent with Delivery System | The NEPTUN C Peripheral Stent with Delivery System is intended for use in percutaneous intravascular implantation in patients with atherosclerotic, radiation-induced and posttraumatic lesions causing peripheral vessel stenosis of hemodynamic significance and intractable in other forms of treatment.The device consists of a cobalt-chromium alloy L605 stent pre-loaded on a balloon catheter. | Stent Diameter: 2-12mm Stent Length: 8-100mm Delivery Catheter Length: 80-135cm Guidewire Diameter: 0.014"-0.035" | 2024-11-01 | DELETE
BIOTRONIK AUSTRALIA PTY LIMITED | 10 - Vascular | BT103 | Astron Pulsar | Astron Pulsar is a 4F compatible, Nitinol self expanding stent (OTW design) used to treat peripheral vessel disease. | 4-7mm by 20-80mm | 2024-11-01 | DELETE
BIOTRONIK AUSTRALIA PTY LIMITED | 10 - Vascular | BT133 | Pulsar 35 Peripheral self-expanding Nitinol stent system | Pulsar 35 Peripheral self-expanding Nitinol stent system | Diameter: 5-7mm; Length: 30-120mm; Catheter length: 90cm | 2024-11-01 | DELETE
VISTAMED PTY LTD | 10 - Vascular | VD001 | JAGUAR Self-Expanding Stent with Delivery System (Regular) | The JAGUAR Self-Expanding Stent with Delivery System consists of a laser-cut self-expanding nitinol stent loaded onto the end of a delivery system. The device is intended for percutaneous intravascular implantation to maintain patency and improve luminal diamater of peripheral arteries in patients with atherosclerotic, radiation induced and post-traumatic lesions causing vessel stenosis | Stent Diameter: 4-14mm Stent Length: 15-120mm Guidewire Diameter: 0.018"-0.035" Guidewire Length: 80-135cm | 2024-11-01 | DELETE
VISTAMED PTY LTD | 10 - Vascular | VD007 | MER Self-Expanding Stent with Delivery System | The MER Self-Expanding Stent with Delivery System consists of a laser-cut Nitinol stent loaded onto the end of a rapid-exchange delivery system. The device is intended to be implanted in the carotid artery to maintain its patency and improve its luminal diameter for the treatment of atherosclerotic carotid artery disease. | Straight Stent Model: Stent Diameter: 4-10mm Stent Length: 20-80mm Delivery System Length: 80-165cm Tapered Stent Model: Distal Diameter: 5-8mm Proximal Diameter: 7-10mm Stent Length: 20-80mm Delivery System Length: 80-165cm | 2024-11-01 | DELETE
BIOTRONIK AUSTRALIA PTY LIMITED | 10 - Vascular | BT132 | Pulsar 35 Peripheral self-expanding Nitinol stent system | Pulsar 35 Peripheral self-expanding Nitinol stent system | Diameter: 5-7mm; Length: 150-200mm; Catheter length: 90cm, 135cm | 2024-11-01 | DELETE
VISTAMED PTY LTD | 10 - Vascular | VD002 | JAGUAR Self-Expanding Stent with Delivery System (Long) | The JAGUAR Self-Expanding Stent with Delivery System consists of a laser-cut self-expanding nitinol stent loaded onto the end of a delivery system. The device is intended for percutaneous intravascular implantation to maintain patency and improve luminal diamater of peripheral arteries in patients with atherosclerotic, radiation induced and post-traumatic lesions causing vessel stenosis | Stent Diameter: 4-14mm Stent Length: 150mm Guidewire Diameter: 0.018"-0.035" Guidewire Length: 80-135cm | 2024-11-01 | DELETE
VISTAMED PTY LTD | 10 - Vascular | VD006 | ROBIN Neuroprotection System | The ROBIN Neuroprotection System is an emboli capture guidewire intended to collect embolic material during carotid artery angioplasty procedures including stent placement. The device consists of a nitinol "filtering basket" structure, attached to a guidewire. | Filtering Basket Diameter: 4-8mm Guidewire Length: 170cm, 300cm | 2024-11-01 | DELETE
MEDICAL SPECIALTIES AUSTRALASIA PTY LTD | 10 - Vascular | MS070 | BioFlo DuraMax | Percutaneous Catheter for Haemodialysis, Dual Lumen, Cuffed | French Size: 15.5 Fr Catheter Length: 20 - 55 cm Tip-to-Cuff Length: 15 - 50 cm | 2024-11-01 | DELETE
VISTAMED PTY LTD | 10 - Vascular | VD003 | Balton Dialysis Catheter | The Balton Dialysis Catheter is a multiple lumen percutaneous catheter intended for obtaining access to a large blood vessel for haemodialysis. | Length: 7-30cm Lumen type: Double Lumen Cannula,Triple Lumen Cannual | 2024-11-01 | DELETE
The Trustee for Gregory Family Trust | 11 - Hip | TG014 | Furlong Hemi Range | Cemented femoral stem | XXS, XS, S, M & L | 2024-11-01 | DELETE
AMPLITUDE AUSTRALIA PTY LTD | 11 - Hip | LI100 | E2 Cemented Stem | Cemented Femoral Stems | size 0 - 4 | 2024-11-01 | DELETE
AMPLITUDE AUSTRALIA PTY LTD | 11 - Hip | LI054 | Acor Anatomic Femoral Stem for Modular Neck | Anodised titanium, fully HA Coated, curved stem and used with separate neck | 7 Sizes | 2024-11-01 | DELETE
AMPLITUDE AUSTRALIA PTY LTD | 11 - Hip | LI095 | CL2 Cementless Femoral Stem | Titanium, grit plast full HA coating | 8 - 18 | 2024-11-01 | DELETE
The Trustee for Gregory Family Trust | 11 - Hip | TG021 | Furlong Evolution | Collarless and collared 126-133 (degree) | 6-17 | 2024-11-01 | DELETE
The Trustee for Gregory Family Trust | 11 - Hip | TG024 | JRI Furlong Total Hip System | Uncemented Femoral Stem, titanium, plasma sprayed, with HA | 12 /14 Taper, and 5mm offset, short and standard spigot | 2024-11-01 | DELETE
The Trustee for Gregory Family Trust | 11 - Hip | TG013 | JRI Total Hip System | JRI Furlong Revision Plus Stem, Titanium Alloy with Supravit Zoned Coating, 12 / 14 Taper | 12 / 14 Taper, 200mm long and 200ml long with 5mm offset | 2024-11-01 | DELETE
The Trustee for Gregory Family Trust | 11 - Hip | TG018 | Securus Modular Revision Hip System | Modular Proximal Body | Std & 5mm offset | 2024-11-01 | DELETE
AMPLITUDE AUSTRALIA PTY LTD | 11 - Hip | LI049 | Extreme Hip System Femoral Stem | Stem component of modular femoral stem, titanium, HA, with distal screw holes | 4 lengths - 250 to 400mm, 6 diameters | 2024-11-01 | DELETE
The Trustee for Gregory Family Trust | 11 - Hip | TG023 | Securus Modular Revision Hip System | Curved Femoral Stem | 250 - 300mm | 2024-11-01 | DELETE
AMPLITUDE AUSTRALIA PTY LTD | 11 - Hip | LI050 | Extreme Revision Hip Monobloc Epiphysis Metaphyseal Section | Combined metaphyseal and epiphyseal sections, adjustable rotation, anodized titanium with HA coating | 4 sizes | 2024-11-01 | DELETE
The Trustee for Gregory Family Trust | 11 - Hip | TG005 | JRI Femoral Head | Cobalt Chrome Femoral; Heads | 28mm, and 32mm head sizes | 2024-11-01 | DELETE
The Trustee for Gregory Family Trust | 11 - Hip | TG015 | JRI Total Hip System | Ceramic femoral head with sleeve | 28, 32, 36mm | 2024-11-01 | DELETE
The Trustee for Gregory Family Trust | 11 - Hip | TG020 | JRI Ceramic femoral Head | Total Hip Replacement (THR) Ceramic Femoral Heads, Biolox Delta Ceramic, and Alumina Oxide | 12 / 14 Taper, Biolox Delta Ceramic head sizes 28mm, 32mm. Alumina Oxide head sizes 28mm | 2024-11-01 | DELETE
The Trustee for Gregory Family Trust | 11 - Hip | TG026 | JRI Total Hip System | Total Hip Replacement (THR) Biolox Delta Ceramic Haeds | 12 / 14 Taper, Biolox Delta Ceramic head sizes 36mm & 40mm | 2024-11-01 | DELETE
AMPLITUDE AUSTRALIA PTY LTD | 11 - Hip | LI099 | C2 Acetabular Shell | titanium Cup with sintered titanium coating | 48 - 68mm | 2024-11-01 | DELETE
The Trustee for Gregory Family Trust | 11 - Hip | TG022 | JRI CSF Plus Cup | Titanium, plasma, HA for modified poly insert | 44mm - 70mm O/D | 2024-11-01 | DELETE
The Trustee for Gregory Family Trust | 11 - Hip | TG027 | JRI CSF Plus Cup | Titanium, plasma, HA for ceramic insert | 44mm - 70mm O/D | 2024-11-01 | DELETE
AMPLITUDE AUSTRALIA PTY LTD | 11 - Hip | LI097 | C2 XL2 Polyethylene Liner | XL2 Polyethylene Liner | 32-48mm, 32-50mm, 32-52mm, 32-54mm, 32-56mm, 32-58mm, 32-60mm, 32-62mm, 32-64mm, 32-66mm, 36-68mm, 36-52mm, 36-54mm, 36-56mm, 36-58mm, 36-60mm, 36-62mm, 36-64mm, 36-66mm, 36-68mm. | 2024-11-01 | DELETE
The Trustee for Gregory Family Trust | 11 - Hip | TG025 | JRI CSF Plus Cup Insert | UHMWPE modified | 10 degree liners 28mm, 32mm, 36mm | 2024-11-01 | DELETE
The Trustee for Gregory Family Trust | 11 - Hip | TG011 | JRI CSF Plus Cup ceramic Insert | CSF Plus Cup Liner, Delta Liner | 28mm, 32mm, 36mm, 40mm | 2024-11-01 | DELETE
MATORTHO AUSTRALIA PTY LIMITED | 11 - Hip | MJ003 | Adept MoM Acetabular Component - Extra Fixation Cup | Porocast beaded Shell , Co Cr, HA coated, dysplasia flange | 46-66mm Outer diameter going up in 4mm increments | 2024-11-01 | DELETE
AMPLITUDE AUSTRALIA PTY LTD | 11 - Hip | LI046 | Saturne reconstruction cup | Dual coated, mobile, cementless reconstruction cup | Sizes: 50 - 66mm | 2024-11-01 | DELETE
The Trustee for Gregory Family Trust | 11 - Hip | TG006 | Securus Modular Revision Hip System | Modular Locking Bolt | One Size | 2024-11-01 | DELETE
The Trustee for Gregory Family Trust | 11 - Hip | TG001 | JRI CSF Hip System | CSF Bone Screws, Titanium Alloy | 15mm - 50mm | 2024-11-01 | DELETE
AMPLITUDE AUSTRALIA PTY LTD | 11 - Hip | LI102 | C2 Hole Eliminator | Titanium Screw Hole Plug | 6.3 x 3.2mm, 11.3 x 4.2mm | 2024-11-01 | DELETE
The Trustee for Gregory Family Trust | 11 - Hip | TG016 | Securus Modular Revision Hip System | Modular Body Cap | One size | 2024-11-01 | DELETE
The Trustee for Gregory Family Trust | 11 - Hip | TG010 | Securus Modular Revision Hip System | Distal locking screws | 30-70mm | 2024-11-01 | DELETE
SMITH & NEPHEW PTY LIMITED | 11 - Hip | SM168 | Revision Delta Ceramic Femoral Head Sleeve | Biolox Option Sleeve | >32mm | 2024-11-01 | DELETE
JOHNSON & JOHNSON MEDICAL PTY LTD | 12 - Knee | DP004 | LCS Complete Knee System femoral component | Femoral cemented, CoCr | Sizes small to large+ | 2024-11-01 | DELETE
JOHNSON & JOHNSON MEDICAL PTY LTD | 12 - Knee | DY368 | LCS Complete Knee System femoral component | Femoral component, cemented, CoCr | Sizes small to large+ | 2024-11-01 | DELETE
MATORTHO AUSTRALIA PTY LIMITED | 12 - Knee | MJ020 | MRK (Medial Rotation Knee) Total Knee System Femoral Component | Pegged Femoral Component, Cemented, CoCr | 0-5 Left and Right | 2024-11-01 | DELETE
MATORTHO AUSTRALIA PTY LIMITED | 12 - Knee | MJ021 | MRK (Medial Rotation Knee) Total Knee System Revision Femoral Component | Stemmed Femoral Component, Cemented, CoCr | 0-5 Left and Right | 2024-11-01 | DELETE
JOHNSON & JOHNSON MEDICAL PTY LTD | 12 - Knee | DY148 | LCS Complete Knee System femoral component | Femoral component, cemented, CoCr, totally constrained | Sizes small to large+ | 2024-11-01 | DELETE
JOHNSON & JOHNSON MEDICAL PTY LTD | 12 - Knee | DP003 | LCS Complete Knee System femoral component | Femoral component, uncemented, CoCr, beaded (Porocoat) | Sizes small to large+ | 2024-11-01 | DELETE
JOHNSON & JOHNSON MEDICAL PTY LTD | 12 - Knee | JJ606 | PFC Sigma Knee System femoral component | Femoral component, uncemented, CoCr, beaded (Porocoat) | Size 1.5-6 | 2024-11-01 | DELETE
MATORTHO AUSTRALIA PTY LIMITED | 12 - Knee | MJ006 | MRK (Medial Rotation Knee) Total Knee System Femoral Component | Femoral Component, uncemented, CoCr with stippled surface titanium plasma spray HA coated | 0-5 Left and Right | 2024-11-01 | DELETE
MATORTHO AUSTRALIA PTY LIMITED | 12 - Knee | MJ007 | Saiph Knee System Femoral Component Cementless | CoCr Polished Cementless Femoral Component, Porous Titanium and HA | 1 - 8 Left & Right | 2024-11-01 | DELETE
JOHNSON & JOHNSON MEDICAL PTY LTD | 12 - Knee | JJ510 | PFC Sigma Knee System tibial baseplate | Tibial baseplate, cemented, keeled, forged CoCr, polished tibial insert surface | Size 1-6 | 2024-11-01 | DELETE
JOHNSON & JOHNSON MEDICAL PTY LTD | 12 - Knee | JJ662 | PFC Sigma Knee System Tibial Baseplate | Tibial baseplate, cemented, keeled, titanium, with capacity for stem attachment | Size 1.5-6 | 2024-11-01 | DELETE
MATORTHO AUSTRALIA PTY LIMITED | 12 - Knee | MJ008 | MRK (Medial Rotation Knee) Total Knee System Tibial Baseplate | Tibial Baseplate, cemented, Titanium for fixed insert | 1-5 | 2024-11-01 | DELETE
JOHNSON & JOHNSON MEDICAL PTY LTD | 12 - Knee | DP032 | MBT Knee System tibial baseplate | Tibial baseplate, cemented, CoCr, for rotating platform, (keeled and non keeled) | Sizes 1 - 7 | 2024-11-01 | DELETE
MATORTHO AUSTRALIA PTY LIMITED | 12 - Knee | MJ010 | MRK (Medial Rotation Knee) Total Knee System Tibial Baseplate | Tibial Baseplate, uncemented, Titanium with stippled surface titanium plasma spray HA coated | 1-5 | 2024-11-01 | DELETE
MATORTHO AUSTRALIA PTY LIMITED | 12 - Knee | MJ011 | Saiph Knee System Tibial Component Cementless | CoCr Tibial Component, Porous Titanium and HA | A - F, Standard an Long Stem | 2024-11-01 | DELETE
JOHNSON & JOHNSON MEDICAL PTY LTD | 12 - Knee | DP031 | MBT Knee System tibial baseplate | Tibial baseplate, uncemented, CoCr, beaded (Porocoat) for rotating platform, (keeled and non keeled) | Sizes 1 - 7 | 2024-11-01 | DELETE
JOHNSON & JOHNSON MEDICAL PTY LTD | 12 - Knee | DP035 | MBT Knee System tibial baseplate | Tibial baseplate, uncemented, CoCr, HA (Duofix), beaded (Porocoat) for rotating platform, ( non keeled only) | Size 1-7 | 2024-11-01 | DELETE
MATORTHO AUSTRALIA PTY LIMITED | 12 - Knee | MJ012 | MRK (Medial Rotation Knee) Total Knee System Tibial Insert | Tibial Insert, UHMWPE, Fixed | 1/2/3, 8-18mm thickness | 2024-11-01 | DELETE
MATORTHO AUSTRALIA PTY LIMITED | 12 - Knee | MJ014 | MRK (Medial Rotation Knee) Total Knee System Patellar Component | All Poly Patellar, UHMWPE, 1 central peg, This is a uncemented poly button | 20-30mm | 2024-11-01 | DELETE
JOHNSON & JOHNSON MEDICAL PTY LTD | 12 - Knee | DY153 | LCS Complete Knee System Augments | Femoral distal and posterior augments, CoCr, with screws | Sizes small to large+. 5-15mm | 2024-11-01 | DELETE
JOHNSON & JOHNSON MEDICAL PTY LTD | 12 - Knee | DY159 | MBT Knee System tibial augments | Tibial blocks, with screws, CoCr | Sizes 1-5; 5-15mm | 2024-11-01 | DELETE
MEDTRONIC AUSTRALASIA PTY LTD | 13 - Spinal | MC636 | CD Horizon | Eclipse Dual Head Screws | 20-60mm | 2024-11-01 | DELETE
RTI Surgical Australia Pty Ltd | 13 - Spinal | RI013 | Streamline TL- Fixed Pedicle Screws | Fixed Pedicle Screws in various diameters and lengths (Titanium Alloy) | 4.5mm diameter x 20mm to 45mm in 5mm increments; 5.5,6.5 & 7.5mm diameters x 30mm to 60mm in 5mm increments | 2024-11-01 | DELETE
B BRAUN AUSTRALIA PTY LTD | 13 - Spinal | BB011 | Spine System Evolution | Screw | Dia 5 - 8mm, length 30 - 55mm | 2024-11-01 | DELETE
Health Care Surgical Pty Ltd | 13 - Spinal | HC016 | KM POLYAXIAL | Polyaxial Screw | W:3.5-7.5mm L:10-55mm | 2024-11-01 | DELETE
Health Care Surgical Pty Ltd | 13 - Spinal | HC026 | G2S Cannulated Polyaxial Screw | Cannulated Polyaxial screw | W:5.5-7.5mm | 2024-11-01 | DELETE
Health Care Surgical Pty Ltd | 13 - Spinal | HC033 | SAXXO SCREW | POLYAXIAL SCREW | W:4.5-8mm L:30-55mm | 2024-11-01 | DELETE
Health Care Surgical Pty Ltd | 13 - Spinal | HC034 | G2S-KM SCREW | POLYAXIAL SCREW | W;4.5-7.5mm , L:25-60mm | 2024-11-01 | DELETE
LE CHEMINANT, DAVID E | 13 - Spinal | JQ037 | Invictus Polyaxial Pedicle Screw | Cannulated, complete polyaxial screw, Ti Alloy | ( 4.5 -10.5 )mm diameter x (20-130)mm length | 2024-11-01 | DELETE
LE CHEMINANT, DAVID E | 13 - Spinal | JQ038 | Invictus Shank | Polyaxial , solid or cannulated Ti Alloy | (4-12.5)mm dia x (20-130)mm length | 2024-11-01 | DELETE
LE CHEMINANT, DAVID E | 13 - Spinal | JQ041 | Invictus Polyaxial Pedicle Screw | Polyaxial or Favoured Angle (Medial /Lateral or Cranial/Caudal) Pedicle Screw , Full or Partial Thread. Ti Alloy | (3.5 - 12.5)mm x (8-130)mm | 2024-11-01 | DELETE
LE CHEMINANT, DAVID E | 13 - Spinal | JQ062 | Invictus Osseoscrew | Pedicle Screw, Cannulated, Std, Extended, Reduction Tab. Ti Alloy | (6,.5 - 7.5)mm dia x (40-55)mm length | 2024-11-01 | DELETE
LE CHEMINANT, DAVID E | 13 - Spinal | JQ063 | Invictus Favored Angle | Polyaxial Pedicle Screw, Cannulated , Open or Closed Tulip. Ti Alloy | (6.5- 10.5)mm dia x (60-110)mm length | 2024-11-01 | DELETE
LE CHEMINANT, DAVID E | 13 - Spinal | JQ064 | Invictus SI Core | Polyaxial Pedicle Screw, Cannulated, Dual Lead, Radial Fenestration. open or closed tulip. Ti Alloy | ( 9.0-11.5)mm Dia x (60-100)mm length | 2024-11-01 | DELETE
LMT SURGICAL PTY LTD | 13 - Spinal | LM401 | Fortex Pedicle Screw system - Pedicle Screw | Polyaxial pedicle screw | 4.75, 5.5, 6.5, 7.5, 8.25mm diameter. 30, 35, 40, 45, 50, 55mm lengths | 2024-11-01 | DELETE
LMT SURGICAL PTY LTD | 13 - Spinal | LM413 | Certex Spinal Implant System Screw | Screws | Diameter 3.5mm - 4.5mm Length 10mm – 42mm | 2024-11-01 | DELETE
LMT SURGICAL PTY LTD | 13 - Spinal | LM460 | X90 Pedicle Screw | Capless, Polyaxial pedicle screw | Diameter 4.75 - 8.25mm Length 30 -55mm | 2024-11-01 | DELETE
LMT SURGICAL PTY LTD | 13 - Spinal | LM508 | Polyaxial Pedicle Screws | Polyaxial Pedicle Screws | Diameter 5.5 - 7.5mm Length 35 - 55mm | 2024-11-01 | DELETE
RTI Surgical Australia Pty Ltd | 13 - Spinal | RI009 | Streamline Cannulated Polyaxial Pedicle Screws, including MIS. | Cannulated Polyaxial Pedicle Screws in various diameters and lengths (Titanium Alloy) | 4.5 x 20mm to 45mm in 5mm increments; 5.5 x 30mm to 60mm in 5mm increments; 6.5 x 30mm to 100mm in 5mm increments; 7.5 x 30mm to 100mm in 5mm increments; 8.5 x 30mm to 100mm in 5mm increments; 9.5 x 40 to 60mm in 5mm increments and 9.5 x 70mm to 100mm in 10mm increments; | 2024-11-01 | DELETE
RTI Surgical Australia Pty Ltd | 13 - Spinal | RI016 | Streamline TL- Polyaxial Pedicle Screws | Polyaxial Pedicle Screws and Reduction Screws in various diameters and lengths (Titanium Alloy) | 4.5 x 20mm to 45mm in 5mm increments; 5.5 x 20mm to 60mm in 5mm increments; 6.5 x 20mm to 100mm in 5mm increments; 7.5 x 30mm to 100mm in 5mm increments; 8.5 x 35mm to 100mm in 5mm increments; 9.5 x 35 to 60mm in 5mm increments and 9.5 x 70mm to 100mm in 10mm increments; 10.5 & 11.5 x 35mm to 55mm in 5mm increments. Reduction: 5.5 & 6.5 & 7.5 x 30mm to 60mm in 5mm increments | 2024-11-01 | DELETE
B BRAUN AUSTRALIA PTY LTD | 13 - Spinal | BB158 | Aesculap Cervical System | Titanium with locking mechanism | Dia 4 - 4.5mm, length 10 - 28mm | 2024-11-01 | DELETE
CENTINEL SPINE AUSTRALIA PTY LTD | 13 - Spinal | JP005 | Stalif C | Stalif Screws | D: 4.0mm L: 13 - 17mm | 2024-11-01 | DELETE
CENTINEL SPINE AUSTRALIA PTY LTD | 13 - Spinal | JP012 | Centinel Spine | Stalif Bone Screws | D: 4.5 - 6.0mm L: 25 - 40mm | 2024-11-01 | DELETE
Health Care Surgical Pty Ltd | 13 - Spinal | HC014 | Origin Screw | Origin Screw | 6-26mm | 2024-11-01 | DELETE
Health Care Surgical Pty Ltd | 13 - Spinal | HC018 | KM Bone screw | Bone Screw | W:3.5-5.0mm L:6-22mm | 2024-11-01 | DELETE
Health Care Surgical Pty Ltd | 13 - Spinal | HC025 | Screw | The Screw is used with the Perfect-C implant to obtain cortical fixation. | Length 14 - 18mm | 2024-11-01 | DELETE
LE CHEMINANT, DAVID E | 13 - Spinal | JQ021 | Insignia Anterior Cervical Plating System | Screw, fixed/variable angle, Self-drilling/Self Tapping. single lead Ti Alloy | (4.0-4.5)mm diameter x (10-18)mm length | 2024-11-01 | DELETE
LE CHEMINANT, DAVID E | 13 - Spinal | JQ022 | Insignia Anterior Cervical Plating System | Screw, fixed/variable angle, Self-drilling/Self Tapping. Dual lead Ti Alloy | (4 - 4.5)mm diameter x (10- 18)mm length | 2024-11-01 | DELETE
LE CHEMINANT, DAVID E | 13 - Spinal | JQ049 | Invictus Occipital Screw | Occipital Screw Ti Alloy | (4.5 - 5.0)mm diameter x (6-16)mm length | 2024-11-01 | DELETE
LMT SURGICAL PTY LTD | 13 - Spinal | LM402 | Spider Cervical Plating System - Spider Screw | Titanium, Self Tapping and Self Drilling | 4.0 - 4.25mm, lengths 12-16mm | 2024-11-01 | DELETE
LMT SURGICAL PTY LTD | 13 - Spinal | LM427 | Occipital Screws | Occipital Screws | Multiple sizes to suit patient anatomy | 2024-11-01 | DELETE
LMT SURGICAL PTY LTD | 13 - Spinal | LM461 | Fixcet Spinal Facet Screw | Spinal facet screw | 30mm - 45mm | 2024-11-01 | DELETE
LMT SURGICAL PTY LTD | 13 - Spinal | LM462 | Fixcet Spinal Facet Screw | Spinal facet screw | 25mm - 45mm | 2024-11-01 | DELETE
MEDACTA AUSTRALIA PTY. LTD. | 13 - Spinal | MU123 | MectaLIF Anterior Stand-Alone Screws | Bone Screws | Diameter: 5 & 5.5mm Length: 25, 30, 35 & 40mm | 2024-11-01 | DELETE
PRECISION SURGICAL PTY LTD | 13 - Spinal | PC003 | WeCover Cervical System - Screw | Plate System - Screws | Self Drilling Screw Ø4.5 fixed angle 12mm - 22mm Self Drilling Screw Ø4.5 variable angle 12mm - 22mm Self Drilling Screw Ø4 fixed angle 12mm - 22mm Self Drilling Screw Ø4 variable angle 12mm - 22mm Self Tapping Screw Ø4.5 fixed angle 12mm - 22mm Self Tapping Screw Ø4 fixed angle 12mm - 22mm Self Tapping Screw Ø4 variable angle 12mm - 22mm | 2024-11-01 | DELETE
PRECISION SURGICAL PTY LTD | 13 - Spinal | PC007 | Advantage Cage System, Screw | Cage Screw | 4.5mm and 5mm | 2024-11-01 | DELETE
STRYKER AUSTRALIA PTY LTD | 13 - Spinal | HW772 | KEYS Polyaxial Screw | Polyaxial screw | 6.0 -7.0mm diameter, length 25-50mm | 2024-11-01 | DELETE
Health Care Surgical Pty Ltd | 13 - Spinal | HC017 | KM Nut | Nut | Various sizes | 2024-11-01 | DELETE
Health Care Surgical Pty Ltd | 13 - Spinal | HC027 | G2S Nut | locking nut | Nut | 2024-11-01 | DELETE
Health Care Surgical Pty Ltd | 13 - Spinal | HC032 | SAXXO NUT | NUT | NUT 9.1 ,NUT 9.8 | 2024-11-01 | DELETE
LE CHEMINANT, DAVID E | 13 - Spinal | JQ042 | Invictus Set Screw | Locking Set Screw Ti Alloy | 3.5mm - 6.5mm polyaxial screw set screws, open or closed | 2024-11-01 | DELETE
LMT SURGICAL PTY LTD | 13 - Spinal | LM405 | Fortex Pedicle Screw Set Screw | Pedicle Screw Set | 3.1mm height | 2024-11-01 | DELETE
LMT SURGICAL PTY LTD | 13 - Spinal | LM414 | Certex Spinal Implant System Cap | Cap | One Size Only | 2024-11-01 | DELETE
LMT SURGICAL PTY LTD | 13 - Spinal | LM509 | Break off set-screw | Break off set-screw | No size | 2024-11-01 | DELETE
RTI Surgical Australia Pty Ltd | 13 - Spinal | RI011 | Streamline TL/Streamline MIS - Set Screw | Set Screw for Locking Streamline TL polyaxial and fixed pedicle screws, offset connectors and parallel connectors and Streamline MIS Cannulated Polyaxial Screws | one size | 2024-11-01 | DELETE
MEDTRONIC AUSTRALASIA PTY LTD | 13 - Spinal | MI484 | PASS Pedicle Spine System Connector | PASS Pedicle Spine System offset connector | 5.5 & 6.0mm rod | 2024-11-01 | DELETE
LE CHEMINANT, DAVID E | 13 - Spinal | JQ039 | Invictus OCT Tulip | Occipital Plate Tulip, Ti Alloy | Single or Dual Tulip | 2024-11-01 | DELETE
LE CHEMINANT, DAVID E | 13 - Spinal | JQ040 | Invictus Modular Tulip | Polyaxial. Ti Alloy | Std, std Reduction, Extended tab reduction | 2024-11-01 | DELETE
LE CHEMINANT, DAVID E | 13 - Spinal | JQ047 | Invictus Spinal Fixation System - Connectors | Open/Open , Open/Closed, Open/Side, Closed/Side, Closed/Closed, Domino Revision, Modular Satellite Axial Revision, Tulip. Ti Alloy | 11-18mm, 30-60mm | 2024-11-01 | DELETE
RTI Surgical Australia Pty Ltd | 13 - Spinal | RI015 | Streamline TL- Parallel Connectors | Parallel Connectors for rods of 5.5mm diameter (Titanium Alloy) | One size of open parallel connector; one size of closed parallel connector | 2024-11-01 | DELETE
LE CHEMINANT, DAVID E | 13 - Spinal | JQ045 | Invictus Offset Connector | Side Loading or Open or Closed or Offset .Ti Alloy, CoCr | 10-200mm | 2024-11-01 | DELETE
LMT SURGICAL PTY LTD | 13 - Spinal | LM451 | Offset Connectors | Offset Connectors | Multiple to suit patient anatomy | 2024-11-01 | DELETE
RTI Surgical Australia Pty Ltd | 13 - Spinal | RI014 | Streamline TL - Offset Connectors | Lateral Offset Connectors in lengths of 15-30mm (Titanium Alloy). | 15,20 & 30 mm lengths available. Connects to a 5.5mm diameter rod | 2024-11-01 | DELETE
LE CHEMINANT, DAVID E | 13 - Spinal | JQ046 | Invictus Cross Connector | (Head to Head) or (Rod To Rod) Fixation Style, Adjustable, Ti Alloy | (9-101)mm width +/- 3mm travel | 2024-11-01 | DELETE
LMT SURGICAL PTY LTD | 13 - Spinal | LM459 | Capless LI Pedicle screw system - X Link cross connector - Fixed | Titanium, lowprofile transverse crossconnector | low profile, multiple sizes, 25-35mm | 2024-11-01 | DELETE
RTI Surgical Australia Pty Ltd | 13 - Spinal | RI012 | Streamline TL- Fixed Crosslink | Fixed Transverse connector (Titanium Alloy) | Lengths ranging from 16mm-40mm in 3mm increments | 2024-11-01 | DELETE
LMT SURGICAL PTY LTD | 13 - Spinal | LM406 | Capless LI Pedicle screw system - X Link cross connector - Variable | Titanium, lowprofile transverse dual articulation crossconnector | Low profile, Multiple sizes, 37-80mm | 2024-11-01 | DELETE
LMT SURGICAL PTY LTD | 13 - Spinal | LM419 | Certex Spinal Implant System Connector Adjustable | Connector Adjustable | 3.5mm x 28-33mm to 42-58mm | 2024-11-01 | DELETE
RTI Surgical Australia Pty Ltd | 13 - Spinal | RI018 | Streamline TL- Variable Crosslink | Transverse rod to rod connector, Adjustable (Titanium Alloy) | Small, medium,and large sizes, with lengths ranging from 37mm-85mm. | 2024-11-01 | DELETE
LE CHEMINANT, DAVID E | 13 - Spinal | JQ036 | Invictus TL Hooks | Lamina, Pedicle, Offset, Angled Ti Alloy | (5.5 - 6.0)mm rod diameter x 5.5 - 12.5 mm length | 2024-11-01 | DELETE
LMT SURGICAL PTY LTD | 13 - Spinal | LM415 | Certex Spinal Implant System Hooks | Hook | 4.5-6mm | 2024-11-01 | DELETE
EMERGO ASIA-PACIFIC PTY. LIMITED | 13 - Spinal | ER585 | Azure Anterior Cervical Plate System | Anterior Cervical Plate > 55mm | 56-120mm length | 2024-11-01 | DELETE
EMERGO ASIA-PACIFIC PTY. LIMITED | 13 - Spinal | ER586 | Blackstone Medical ACP - 3 and 4 Level | Titanium Alloy Anterior Cervical Plate - 3 and 4 Level | 56mm - 122mm | 2024-11-01 | DELETE
EMERGO ASIA-PACIFIC PTY. LIMITED | 13 - Spinal | ER588 | Azure Anterior Cervical Plate | Anterior Cervical Plate <55mm | 18-54mm length | 2024-11-01 | DELETE
EMERGO ASIA-PACIFIC PTY. LIMITED | 13 - Spinal | ER589 | Blackstone Medical ACP - Level 1 & 2 | Titanium Alloy ACP L1-L2 | 20mm - 54mm | 2024-11-01 | DELETE
Health Care Surgical Pty Ltd | 13 - Spinal | HC013 | Origin System | Cervical Plate | L:22-72mm | 2024-11-01 | DELETE
LMT SURGICAL PTY LTD | 13 - Spinal | LM407 | Spider Cervical Plating System - Spider Plate | Titanium, Anterior Cervical Plate System - | 22-54mm | 2024-11-01 | DELETE
LMT SURGICAL PTY LTD | 13 - Spinal | LM408 | Spider Cervical Plating System - Spider Plate | Titanium, anterior cervical plate system | 56-77mm | 2024-11-01 | DELETE
MEDTRONIC AUSTRALASIA PTY LTD | 13 - Spinal | MC863 | Zephir Anterior Cervical Plate | Anterior Cervical Plate | 22.5mm - 55mm | 2024-11-01 | DELETE
MEDTRONIC AUSTRALASIA PTY LTD | 13 - Spinal | MI480 | Intervertebral Fusion Staple | Intervertebral Fusion Staple | Multiple sizes to suit patient anatomy | 2024-11-01 | DELETE
NUVASIVE (AUST/NZ) PTY LTD | 13 - Spinal | NV091 | Helix-T (Plate 20-54mm) | Anterior cervical plate | 20-54mm | 2024-11-01 | DELETE
NUVASIVE (AUST/NZ) PTY LTD | 13 - Spinal | NV092 | Helix-T (Plate 56 - 110mm) | Anterior cervical plate | 56-110mm | 2024-11-01 | DELETE
PRECISION SURGICAL PTY LTD | 13 - Spinal | PC002 | WeCover Cervical System - Plate | Cervical Plate | One Level Plate - 22,24,26,28,30,32, 34mm Two Level Plate - 36, 38, 40, 42, 44, 46, 48, 50mm Three Level Plate - 52mm Width of all plates are 18mm and the plate profile is 1.9mm. | 2024-11-01 | DELETE
EMERGO ASIA-PACIFIC PTY. LIMITED | 13 - Spinal | ER591 | Unity Lumbar Plate | Unity Plate | 17-28mm | 2024-11-01 | DELETE
EMERGO ASIA-PACIFIC PTY. LIMITED | 13 - Spinal | ER635 | SKYHAWK Lateral Plate | Low profile Lateral Plate | 6mm, 8mm, 10mm, 12mm, 14mm | 2024-11-01 | DELETE
JOHNSON & JOHNSON MEDICAL PTY LTD | 13 - Spinal | SY139 | Spinal Plate/Plate System AO/ASIF Spinal Implants | Anterior thoracolumbar plate - locking | 40mm - 109mm | 2024-11-01 | DELETE
Health Care Surgical Pty Ltd | 13 - Spinal | HC021 | Butterfly Plate | Cervical Plate | L : 21-55mm | 2024-11-01 | DELETE
Health Care Surgical Pty Ltd | 13 - Spinal | HC023 | Butterfly Plate | Cervical Plate | L:55-86mm | 2024-11-01 | DELETE
LE CHEMINANT, DAVID E | 13 - Spinal | JQ019 | Insignia Anterior Cervical Plating System | Plate, 1-3 level, Ti Alloy | 16 - 54mm length | 2024-11-01 | DELETE
LE CHEMINANT, DAVID E | 13 - Spinal | JQ020 | Insignia Anterior Cervical Plating System | Plate, 3 - 5 level, Ti Alloy | > 55mm length | 2024-11-01 | DELETE
LE CHEMINANT, DAVID E | 13 - Spinal | JQ048 | Invictus Occiptal Plate | Occipital Plate ,Ti Alloy | 48 - 66 mm | 2024-11-01 | DELETE
LMT SURGICAL PTY LTD | 13 - Spinal | LM426 | Occipital Plate | Occipital Plate | Multiple sizes to suit patient anatomy | 2024-11-01 | DELETE
Health Care Surgical Pty Ltd | 13 - Spinal | HC020 | KM Rod | Rod | 40-400mm | 2024-11-01 | DELETE
Health Care Surgical Pty Ltd | 13 - Spinal | HC028 | G2S rods | Rod | L: 40-154mm | 2024-11-01 | DELETE
Health Care Surgical Pty Ltd | 13 - Spinal | HC031 | SAXXO ROD | ROD | 35-400mm | 2024-11-01 | DELETE
LE CHEMINANT, DAVID E | 13 - Spinal | JQ035 | Invictus Shaped Rod | OCT Prebent, S, Z and J rods | (5.5 - 6.0)mm diameter x (300-600)mm lemgth , CoCr Ti Alloy | 2024-11-01 | DELETE
LE CHEMINANT, DAVID E | 13 - Spinal | JQ043 | Invictus Rod | Rod, straight, curved Ti Alloy or CoCr | (3.5 - 6.0) mm diameter x (20-600)mm length | 2024-11-01 | DELETE
LE CHEMINANT, DAVID E | 13 - Spinal | JQ044 | Invictus Dual Diameter Rod | Straight, Dual Diameter , Ti Alloy or CoCr | (3.5 or 4.0 or 5.5 )mm to (5.5 or 6.0)mm diameters x (200 - 600) mm length | 2024-11-01 | DELETE
LMT SURGICAL PTY LTD | 13 - Spinal | LM409 | Capless Li Pedicle screw system - rod | Titanium rod. Straight and pre- bent | Straight and pre- bent, multiple sizes, 40-300mm | 2024-11-01 | DELETE
LMT SURGICAL PTY LTD | 13 - Spinal | LM416 | Certex Spinal Implant System Rod | Rod | 3.5mm x 30-500mm | 2024-11-01 | DELETE
LMT SURGICAL PTY LTD | 13 - Spinal | LM417 | Certex Spinal Implant System Transitional Rod | Transitional Rod | 3.5mm - 5.5mm x100mm - 500mm | 2024-11-01 | DELETE
RTI Surgical Australia Pty Ltd | 13 - Spinal | RI010 | Streamline MIS- Rods | Titanium Alloy straight and pre-bent Rods | Titanium 5.5mm pre-bent rod lengths range from 35-80mm in 5mm increments and 90-200 in 10mm increments; straight rod lengths range from 35-80mm in 5mm increments and 90-200 250mm in 10mm increments, 300 & 350mm. | 2024-11-01 | DELETE
RTI Surgical Australia Pty Ltd | 13 - Spinal | RI017 | Streamline TL/Quantum- Rods | Titanium Alloy and Cobalt Chrome (CoCr) Spinal Rods | Titanium 5.5mm pre-bent rod lengths range from 35-150mm in 5mm increments; Titanium 5.5mm straight rod lengths of 35mm, 40-110mm in 10mm increments, and with hex end in lengths of 120mm, 150mm, 200mm, 400mm and 600mm. CoCr 5.5mm straight rod with hex end in lengths of 200mm, 400mm, and 600mm. | 2024-11-01 | DELETE
Health Care Surgical Pty Ltd | 13 - Spinal | HC019 | KM Occipital Plate | Occipital Plate Rod | 3-5mm | 2024-11-01 | DELETE
LE CHEMINANT, DAVID E | 13 - Spinal | JQ034 | Invictus Hinged Rod | Hinged Rod. Ti Alloy | Cranial: (3.5, 4.0) mm diameter x 90mm length Caudal, (3.5, 4.0)mm diameter x 210mm length | 2024-11-01 | DELETE
LMT SURGICAL PTY LTD | 13 - Spinal | LM428 | Pre-Bent rods | Pre-Bent rods | 3.5mm diameter rods | 2024-11-01 | DELETE
CENTINEL SPINE AUSTRALIA PTY LTD | 13 - Spinal | JP006 | Stalif C cage with the required screws | Interbody Fusion Cage - Domed and screws | 5.5 - 9.5 | 2024-11-01 | DELETE
CENTINEL SPINE AUSTRALIA PTY LTD | 13 - Spinal | JP009 | Stalif C cage with the required screws | Interbody Fusion Cage - Tapered and screws | 5.5 – 9.5 | 2024-11-01 | DELETE
CENTINEL SPINE AUSTRALIA PTY LTD | 13 - Spinal | JP010 | Stalif cage with the required screws | Cervical Interbody Fusion Cage - Lordotic(Tapered)/Anatomic(Domed) and screws | Depth 12 - 16mm, Height 5.5 - 11.5mm | 2024-11-01 | DELETE
STRYKER AUSTRALIA PTY LTD | 13 - Spinal | HW771 | Chesapeake Cervical PEEK | Cervical fusion cage with integrated fixation | Heights 5-12mm | 2024-11-01 | DELETE
CENTINEL SPINE AUSTRALIA PTY LTD | 13 - Spinal | JP007 | Stalif cage with the required screws | Lumbar/Thoracolumbar Interbody Fusion Cage and screws | W: 30-42mm H: 11-21mm Lordosis: 8-20° | 2024-11-01 | DELETE
CENTINEL SPINE AUSTRALIA PTY LTD | 13 - Spinal | JP008 | Stalif Midline II Ti cage with the required screws | Interbody Fusion Cage and screws | 30-42 | 2024-11-01 | DELETE
Health Care Surgical Pty Ltd | 13 - Spinal | HC006 | Squale | Cervical Cage | 4-10mm | 2024-11-01 | DELETE
Health Care Surgical Pty Ltd | 13 - Spinal | HC022 | PM cage | Cervical cage | L :4-11mm | 2024-11-01 | DELETE
LE CHEMINANT, DAVID E | 13 - Spinal | JQ059 | IdentiTi NanoTec Interbody System | Spacer, Cervical. Ti ,Ha | (14-22)mm x (12- 19)mm x (4- 14)mm height x (0-15)degree lordosis | 2024-11-01 | DELETE
LMT SURGICAL PTY LTD | 13 - Spinal | LM403 | Calix Interbody Spacer | Cervical cage, PEEK | Heights 5-12mm. Lordotic and Convex | 2024-11-01 | DELETE
PRECISION SURGICAL PTY LTD | 13 - Spinal | PC001 | WeTop Cervical Cage | PEEK Cervical Cage | 12x12mm, 12x16mm, 14x18mm, 16x18mm, 16x20mm 18x20mm - all available in height ranges 4.5mm to 14mm | 2024-11-01 | DELETE
Health Care Surgical Pty Ltd | 13 - Spinal | HC005 | Swingo | Lumbar Cage | 7-14mm | 2024-11-01 | DELETE
Health Care Surgical Pty Ltd | 13 - Spinal | HC015 | SHARK CAGE | Lumbar cage | L:8-16mm | 2024-11-01 | DELETE
Health Care Surgical Pty Ltd | 13 - Spinal | HC030 | ISIS Cage | ISIS Lumbar Cage | Height:8-15mm Width: 11mm Length:24mm Degrees: 0, 4 and 8 | 2024-11-01 | DELETE
LE CHEMINANT, DAVID E | 13 - Spinal | JQ060 | Transcend NanoTec Interbody System | Spacer, Posterior Oblique. PEEK Ti Alloy HA | 10mm width x (25-35) length x (7-15)mm height x (0-15)degree lordosis | 2024-11-01 | DELETE
LE CHEMINANT, DAVID E | 13 - Spinal | JQ061 | Transcend NanoTec Interbody System | Spacer, Posterior Straight, PEEK Ti Alloy HA | 9mm width x (22-25)mm length x (7-13)mm height x (0-15) degree lordosis | 2024-11-01 | DELETE
RTI Surgical Australia Pty Ltd | 13 - Spinal | RI001 | Bullet-Tip Interbody Fusion Device | TLIF interbody fusion implant; PEEK with tantalum markers | (8- 13)mm width X (22-32)mm long X (8-17)mm height; 0-6 degrees Lordosis | 2024-11-01 | DELETE
RTI Surgical Australia Pty Ltd | 13 - Spinal | RI003 | CrossFuse II Interbody Fusion Device | Interbody fusion implant for Lateral Approach (LLIF); PEEK with tantalum markers | (14- 22)mm width X (35-70)mm long X (7-17)mm height; Lordosis 0-18 degrees; Cornal taper: 0-6 degrees | 2024-11-01 | DELETE
LIFEHEALTHCARE PTY LIMITED | 13 - Spinal | LH763 | Axle Interspinous fusion System | Interspinous fusion plate system | Plates: 28mm to 55mm Inserts: 8-18mm | 2024-11-01 | DELETE
DEVICE TECHNOLOGIES AUSTRALIA PTY. LTD. | 13 - Spinal | DE608 | iFuse Implant System-Implant | iFuse Implant System-Implant | 4-10.75 mm; length 30-90 mm | 2024-11-01 | DELETE