## Prescribed List
November 2024 Prescribed List - Part A New Items
Product Category | Sub Category | Product Group | Product Sub Group | Suffix | Billing Code | Benefit | Sponsor | Product Name | Description | Size | ARTG | Condition | Last Updated | Change
01 - Ophthalmic | 01.02 - POSTERIOR CHAMBER INTRAOCULAR LENSES | 01.02.02 - Foldable | 01.02.02.03 - Edge modification | at | QQ638 | 232 | ALCON LABORATORIES (AUSTRALIA) PTY LTD | Clareon Aspheric UV Absorbing IOL (Model CC60WF) | Clareon Aspheric UV Absorbing IOL (Model CC60WF) is a UV-absorbing, foldable, single-piece, posterior chamber intraocular lens. | +6.0 to +30.0 diopters (in 0.5 diopter increments) | 92318 |  | November 2024 | New listing
01 - Ophthalmic | 01.02 - POSTERIOR CHAMBER INTRAOCULAR LENSES | 01.02.02 - Foldable | 01.02.02.03 - Edge modification | at, t1 | QQ566 | 514 | LUMOS MEDICAL PTY LTD | Asqelio Toric Soft Hydrophobic Intraocular Lens | One-piece foldable posterior chamber, UV absorbing IOL | Diopter power range: +4.0 D to +34.0 D in 0.5 D increments; Cylinder power: 1.0 to 6.0 D in 0.5 D increments. Overall diameter 13mm, Optic diameter 6mm. | 350671 |  | November 2024 | New listing
01 - Ophthalmic | 01.02 - POSTERIOR CHAMBER INTRAOCULAR LENSES | 01.02.02 - Foldable | 01.02.02.03 - Edge modification | at | QQ622 | 232 | LUMOS MEDICAL PTY LTD | Asqelio Soft Hydrophobic Intraocular Lens | One-piece foldable posterior chamber, UV absorbing IOL | Diopter power range: 0 to +10 in 1 diopter increments, and +10 to +30 diopters in 0.5 diopter increments. Overall diameter 13mm, Optic diameter 6mm. | 350671 |  | November 2024 | New listing
01 - Ophthalmic | 01.02 - POSTERIOR CHAMBER INTRAOCULAR LENSES | 01.02.02 - Foldable | 01.02.02.03 - Edge modification | at, pl, t1 | QQ645 | 530 | The Trustee for The Ophthalmopro Unit Trust | ZOE Toric | Preloaded Injector system, Posterior convex IOL, aspherical optic to correct far and intermediate vision, foldable, one piece, High purity hydrophobic acrylic, UV filter, 360 square edge. | +5.0 to +36.0D in 0.5D increments, Cylinder power: 1.00D, 1.50D, 2.25D, 3.00D, 4.00D, 4.50D | 397250 |  | November 2024 | New listing
01 - Ophthalmic | 01.02 - POSTERIOR CHAMBER INTRAOCULAR LENSES | 01.02.02 - Foldable | 01.02.02.04 - Presbyopia correcting | at | QQ634 | 619 | ALCON LABORATORIES (AUSTRALIA) PTY LTD | Clareon Vivity Extended Vision UV Absorbing Intraocular Lens (Model CCWET0) | Clareon Vivity Extended Vision UV Absorbing IOL (Model CCWET0) is a presbyopia correcting, UV-absorbing, foldable, single-piece posterior chamber IOL which provides an extended range of vision from distance to near while maintaining a low incidence of visual disturbances. | +10.0 to +30.0 diopters (in 0.5 diopter increments). | 92318 |  | November 2024 | New listing
01 - Ophthalmic | 01.02 - POSTERIOR CHAMBER INTRAOCULAR LENSES | 01.02.02 - Foldable | 01.02.02.04 - Presbyopia correcting | at, pl, vblf | QQ636 | 666 | ALCON LABORATORIES (AUSTRALIA) PTY LTD | Clareon Vivity Hydrophobic Intraocular Lens with the AutonoMe Automated Pre-loaded Delivery System | Clareon Vivity Extended Vision Hydrophobic IOL with AutonoMe (Model CNAET0) is a presbyopia correcting, UV-absorbing, blue light filtering, foldable, single-piece posterior chamber IOL, pre-loaded on the AutonoMe Automated Delivery System. | +10.0 to +25.0 diopters (in 0.5 diopter increments). | 92318 |  | November 2024 | New listing
01 - Ophthalmic | 01.02 - POSTERIOR CHAMBER INTRAOCULAR LENSES | 01.02.02 - Foldable | 01.02.02.04 - Presbyopia correcting | at, pl, t1, vlbf | QQ637 | 950 | ALCON LABORATORIES (AUSTRALIA) PTY LTD | Clareon Vivity Toric Extended Vision Hydrophobic IOL with AutonoMe (Model CNAET2-CNAET6) | Clareon Vivity Toric Extended Vision Hydrophobic IOL with AutonoMe (Model CNAET2-CNAET6) is a toric, presbyopia correcting, UV-absorbing, blue light filtering, foldable, single-piece posterior chamber IOL, pre-loaded on the AutonoMe Automated Delivery System. | +10.0 to +25.0 diopters (in 0.5 diopter increments). Cylinder 1.00 to 3.75 diopters. | 92318 |  | November 2024 | New listing
01 - Ophthalmic | 01.02 - POSTERIOR CHAMBER INTRAOCULAR LENSES | 01.02.02 - Foldable | 01.02.02.04 - Presbyopia correcting | at, pl, t1 | QQ639 | 918 | ALCON LABORATORIES (AUSTRALIA) PTY LTD | Clareon Vivity Toric UV Absorbing IOL with AutonoMe (Model CCAET2-CCAET6) | Clareon Vivity Toric Extended Vision UV Absorbing IOL is a toric, presbyopia correcting, UV-absorbing, foldable, single-piece posterior chamber IOL, pre-loaded on the AutonoMe Automated Delivery System. | +10.0 to +25.0 diopters (in 0.5 diopter increments). Cylinder 1.00 to 3.75 diopters. | 92318 |  | November 2024 | New listing
01 - Ophthalmic | 01.02 - POSTERIOR CHAMBER INTRAOCULAR LENSES | 01.02.02 - Foldable | 01.02.02.04 - Presbyopia correcting | at, t1 | QQ640 | 902 | ALCON LABORATORIES (AUSTRALIA) PTY LTD | Clareon Vivity Toric Extended Vision UV Absorbing IOL (Model CCWET2 – CCWET6) | Clareon Vivity Toric Extended Vision UV Absorbing IOL (Model CCWET2 – CCWET6) is a toric, presbyopia correcting, UV absorbing, foldable, single-piece posterior chamber IOL which provides an extended range of vision from distance to near while maintaining a low incidence of visual disturbances. | +10.0 to +30.0 diopters; Cylinder:1.00 to 3.75 diopters. | 92318 |  | November 2024 | New listing
01 - Ophthalmic | 01.02 - POSTERIOR CHAMBER INTRAOCULAR LENSES | 01.02.02 - Foldable | 01.02.02.04 - Presbyopia correcting | at, pl | QQ647 | 635 | ALCON LABORATORIES (AUSTRALIA) PTY LTD | Clareon Vivity UV Absorbing IOL with AutonoMe Automated Pre-loaded Delivery System (Model CCAET0) | Clareon Vivity Extended Vision UV Absorbing IOL is a presbyopia correcting, UV-absorbing, foldable, single-piece posterior chamber intraocular lens, pre-loaded on the AutonoMe Automated Delivery System. | +10.0 to +25.0 diopters (in 0.5 diopter increments). | 92318 |  | November 2024 | New listing
01 - Ophthalmic | 01.03 - INTRAOCULAR FLUIDS | 01.03.02 - Non Viscous |  |  | QQ532 | 34 | SURGIVISION PTY LTD | OCUBLU-TRY Trypan Blue | Ocublu-Try Trypan Blue is a sterile tissue dye for anterior segment surgery. | 1mL | 439255 |  | November 2024 | New listing
01 - Ophthalmic | 01.06 - EYELID PROSTHESES | 01.06.02 - Weights | 01.06.02.03 - Platinum |  | QQ431 | 1173 | INTERMED MEDICAL PTY LTD | LIDCHAIN Platinum Eyelid Implant | Platinum | Weights - 0.8, 1.0, 1.2, 1.4, 1.6, 1.8 grams | 182945 |  | November 2024 | Change to Organisation Billing code transferred from RC001 Sponsor transferred from COREMED PTY LIMITED
02 - Ear, Nose & Throat | 02.01 - EAR | 02.01.05 - Ossicle/Middle Ear Prosthesis | 02.01.05.03 - Partial Ossicle Replacement (one or two) |  | QQ461 | 227 | INTERMED MEDICAL PTY LTD | PORP - Partial Ossicular Replacement Prosthesis | Partial implant made of titanium, for reconstructing a (partially) destroyed middle ear ossicular chain (chain of sound transmission) between the stapes and the tympanic membrane level in fixed and variable lengths. Fixed - The implant body is a single piece and was made from a single part only, i.e. it has no susceptible material bonding points such as weld seams. The implant can be subdivided into three areas: 1.) the implant bell that is offered in 2 embodiments: Unslitted and slitted; 2.) the implant shaft; 3.) the perforated implant plate. The implant plate can be arranged centrically (round) towards the implant shaft or eccentrically (oval). In the eccentric version (oval), an additional groove has been worked into the plate to improve receiving the malleus handle. Variable - The implant body consists of two parts, a shortenable shaft that is firmly bound to the prosthesis bell, and a prosthesis plate that has been provided with a borehole in its underside. The borehole has been dimensionally designed in such a way that it can receive the shaft after the latter has been adapted lengthwise to the respective situation in the middle ear. The surface of the predefined contact point (upper side of implant plate and inner side of the bell) is roughened in order to facilitate better bonding to the eardrum resp. the stapes head. | Central Head with slitted Bell - shaft diam. 0.3mm, Length 0.5 - 3.5mm Offset Head with slitted Bell - shaft diam. 0.3mm, Length 0.5 - 3.5mm Central Head with Complete Bell - shaft diam. 0.3mm, Length 0.5 - 3.5mm Partial Titanium Implant with Separate Head, shaft 0 0.3 mm, Length 5.5-2.5mm (variable) Partial Titanium Implant with Separate Head, shaft 0 0.3 mm, Length 5.5-2.0mm (variable) | 290802 |  | November 2024 | Change to Organisation Billing code transferred from RC012 Sponsor transferred from COREMED PTY LIMITED
02 - Ear, Nose & Throat | 02.01 - EAR | 02.01.05 - Ossicle/Middle Ear Prosthesis | 02.01.05.03 - Partial Ossicle Replacement (one or two) |  | QQ463 | 227 | INTERMED MEDICAL PTY LTD | Stapes Prosheses | For reconstruction of the sound conduction chain between middle ear and inner ear through replacement of the stapes. The body of the implant consists of a columella (which in some product versions can be shortened) and a flat band. The columella is inserted in the opened Vestibulum auris through the trepanated stapes foot-plate. The flat band is placed around the long process of the incus. The implants are available in various versions and materials: • Titanium: Columella and flat band made of titanium; • Platinum/PTFE: Columella made of polytetrafluoroethylene (PTFE), flat band made of platinum (Pt); • Nitinol/PTFE: Columella made of polytetrafluoroethylene (PTFE), flat band made of nitinol. | Stapes Prostheses Nitinol/PTFE, 1 piece, sterile, Wire diam: 0.2 mm, PTFE shaft diam: 0.4 & 0.6 mm, Incus diam. small standard, large; length 5.25, 5.50, 5.75, 7.00 (shortenable) Stapes Prostheses Platinum/PTFE, 1 piece, sterile; piston diam. 0.4 & 0.6 mm; length 5.25, 5.50, 5.75, 7.00 (shortenable), 10.00 (shortenable) Stapes Prostheses Titanium, 1 piece, sterile; piston diam. 0.4 & 0.6 mm; length 5.25, 5.50, 5.75, 8.00 (shortenable) | 290802 |  | November 2024 | Change to Organisation Billing code transferred from RC010 Sponsor transferred from COREMED PTY LIMITED
02 - Ear, Nose & Throat | 02.01 - EAR | 02.01.05 - Ossicle/Middle Ear Prosthesis | 02.01.05.04 - Total Ossicle Replacement (three) |  | QQ464 | 343 | INTERMED MEDICAL PTY LTD | TORP - Total Ossicular Replacement Prosthesis | Total implant made of titanium, for reconstructing a destroyed middle-air ossicular chain (chain of sound transmission) between the footplate of the stirrup bone and the plane of the eardrum. The implants are available in fixed length and adjustable versions for shortening. The implant can be subdivided into three areas: 1.) the implant shoe; 2.) the implant shaft; 3.) the perforated implant plate. The implant plate can be arranged centrically (round) towards the implant shaft or eccentrically (oval). In the eccentric version (oval, fixed length only), an additional groove has been worked into the plate to improve receiving the malleus handle. The surface of the predefined contact points (upper side of implant plate and implant shoe) is roughened in order to facilitate better bonding to the eardrum resp. the stapes footplate. To improve the adaptation of the implant plate to the plane of the eardrum, the angle between the implant plate and shaft can be optimally adapted because the shaft below the implant plate tapers off (onwards from a total length of 3.5 mm). The product is available in different lengths. The length information is stated both on the outer package as well as on the product’s sterile packaging. | Fixed Length Central Head shaft diam. 0.3 mm Length 3.00 mm Central Head shaft diam. 0.3 mm Length 3.50 mm Central Head shaft diam. 0.3 mm Length 4.00 mm Central Head shaft diam. 0.3 mm Length 4.25 mm Central Head shaft diam. 0.3 mm Length 4.50 mm Central Head shaft diam. 0.3 mm Length 4.75 mm Central Head shaft diam. 0.3 mm Length 5.00 mm Central Head shaft diam. 0.3 mm Length 5.50 mm Central Head shaft diam. 0.3 mm Length 6.00 mm Central Head shaft diam. 0.3 mm Length 6.50 mm Central Head shaft diam. 0.3 mm Length 7.00 mm Offset Head shaft diam. 0.3 mm Length 3.00 mm Offset Head shaft diam. 0.3 mm Length 3.50 mm Offset Head shaft diam. 0.3 mm Length 4.00 mm Offset Head shaft diam. 0.3 mm Length 4.25 mm Offset Head shaft diam. 0.3 mm Length 4.50 mm Offset Head shaft diam. 0.3 mm Length 4.75 mm Offset Head shaft diam. 0.3 mm Length 5.00 mm Offset Head shaft diam. 0.3 mm Length 5.50 mm Offset Head shaft diam. 0.3 mm Length 6.00 mm Offset Head shaft diam. 0.3 mm Length 6.50 mm Offset Head shaft diam. 0.3 mm Length 7.00 mm Shortenable Total Titanium Implant with Separate Shoe shaft diam. 0.4 mm Length 7.8-2.8 mm Total Titanium Implant with Separate Shoe shaft diam. 0.4 mm Length 7.8-2.3 mm Total Titanium Implant with Separate Shoe shaft diam. 0.4 mm Length 7.8-3.5 mm Total Titanium Implant with Separate Shoe shaft diam. 0.4 mm Length 7.8-3.0 mm Adjustable Titanium Implant with Separate Shoe, shaft diam. 0.4 mm Length 7.8-2.8 mm Adjustable Titanium Implant with Separate Shoe, shaft diam. 0.4 mm Length 7.8-2.3 mm | 290802 |  | November 2024 | Change to Organisation Billing code transferred from RC011 Sponsor transferred from COREMED PTY LIMITED
02 - Ear, Nose & Throat | 02.01 - EAR | 02.01.06 - Ventilation Tube/Grommet |  |  | QQ432 | 18 | INTERMED MEDICAL PTY LTD | Ventilation tube | Ventilation tube - Silicone - T-tube, T-tube grommet | 1.1mm; 1.27mm lumen | 182921 |  | November 2024 | Change to Organisation Billing code transferred from RC002 Sponsor transferred from COREMED PTY LIMITED
02 - Ear, Nose & Throat | 02.01 - EAR | 02.01.06 - Ventilation Tube/Grommet |  |  | QQ433 | 18 | INTERMED MEDICAL PTY LTD | Ventilation Tubes - Collar Button | Teflon, w/o wire | 1.10mm, 1.25mm, 1.50mm lumen | 182921 |  | November 2024 | Change to Organisation Billing code transferred from RC003 Sponsor transferred from COREMED PTY LIMITED
02 - Ear, Nose & Throat | 02.01 - EAR | 02.01.06 - Ventilation Tube/Grommet |  |  | QQ434 | 18 | INTERMED MEDICAL PTY LTD | Ventilation Tubes - Collar Button | Teflon w/wire, and titanium w/o wire | 0.76mm, 1.00mm, 1.25mm, 1.50mm lumen | 182921 |  | November 2024 | Change to Organisation Billing code transferred from RC004 Sponsor transferred from COREMED PTY LIMITED
02 - Ear, Nose & Throat | 02.01 - EAR | 02.01.06 - Ventilation Tube/Grommet |  |  | QQ435 | 18 | INTERMED MEDICAL PTY LTD | Ventilation Tubes - Shepherd | Teflon, w or w/o wire | 1.15mm lumen | 182921 |  | November 2024 | Change to Organisation Billing code transferred from RC006 Sponsor transferred from COREMED PTY LIMITED
02 - Ear, Nose & Throat | 02.01 - EAR | 02.01.06 - Ventilation Tube/Grommet |  |  | QQ436 | 18 | INTERMED MEDICAL PTY LTD | Ventilation Tubes - Shepherd | Titanium, w/o wire | 1.00mm, 1.25mm lumen | 182921 |  | November 2024 | Change to Organisation Billing code transferred from RC007 Sponsor transferred from COREMED PTY LIMITED
02 - Ear, Nose & Throat | 02.01 - EAR | 02.01.06 - Ventilation Tube/Grommet |  |  | QQ437 | 18 | INTERMED MEDICAL PTY LTD | Ventilation Tubes - Silicone | Armstrong Grommet, Donaldson w & w/o Tab, Paparella 1 and Paparella 2 (1.5mm) | 1.1mm & 1.5mm lumen | 182921 |  | November 2024 | Change to Organisation Billing code transferred from RC009 Sponsor transferred from COREMED PTY LIMITED
02 - Ear, Nose & Throat | 02.01 - EAR | 02.01.09 - Implantable Piezoelectric Bone Conduction Hearing System (all components) |  |  | QQ642 | 14369 | COCHLEAR LIMITED | Osia System | Piezoelectric bone conduction implant system consisting of: the OSI300 implant with piezoelectric transducer, osseointegrated titanium self-tapping BI300, the Osia 2(I) sound processor with 2-way digital link, surgical components and software, for hearing loss up to 55dB. The improved Osia System features a magnet technology allowing magnetic resonance imaging at 1.5 and 3.0 Tesla without the use of a splint kit or magnet removal. | OSI300 implant: One size, BI300: 3mm and 4mm, Osia 2(I) sound processor: One size | 123984 124177 292265 304387 305019 305024 355711 358293 375451 375452 444958 444959 |  | November 2024 | New listing
02 - Ear, Nose & Throat | 02.01 - EAR | 02.01.09 - Implantable Piezoelectric Bone Conduction Hearing System (all components) |  | 2-way digital link | QQ722 | 6808 | COCHLEAR LIMITED | Osia 2 Sound Processor Kit | Osia 2 replacement sound processor with 2-way digital link, compatible with the OSI200 implant of the Osia System. | One size | 375450 |  | November 2024 | New listing
02 - Ear, Nose & Throat | 02.02 - NOSE | 02.02.01 - Septal Button |  |  | QQ462 | 135 | INTERMED MEDICAL PTY LTD | Septal Button, silicone, sterile | For non-surgical closure of septal perforation · Silicone prevents adhesion · Soft material for easy insertion and removal · No scabbing, epistaxis or other septal perforation symptoms · Surface with Lotus leaf effect prevents adhesion of secretions / tissue | 3.2cm - 1mm thick, one-piece 3.2cm - 1mm thick , two-piece | 338464 |  | November 2024 | Change to Organisation Billing code transferred from RC013 Sponsor transferred from COREMED PTY LIMITED
03 - General Miscellaneous | 03.06 - LUMINAL STENTS | 03.06.07 - Nerve Repair Stents |  |  | QQ344 | 1354 | LIFEHEALTHCARE PTY LIMITED | Nerve Capping Device | A peripheral bioresorbable nerve capping device | 30mm | 285368 |  | November 2024 | Change to Organisation Billing code transferred from LM335 Sponsor transferred from LMT SURGICAL PTY LTD
03 - General Miscellaneous | 03.06 - LUMINAL STENTS | 03.06.07 - Nerve Repair Stents |  |  | QQ345 | 1354 | LIFEHEALTHCARE PTY LIMITED | Neurolac | A bioresorbable tension-less Nerve repair guide | 1.5mm x 3cm to 10.0mm x 3cm | 139653 |  | November 2024 | Change to Organisation Billing code transferred from LM080 Sponsor transferred from LMT SURGICAL PTY LTD
03 - General Miscellaneous | 03.08 - CLOSURE DEVICES | 03.08.03 - Ligating Devices | 03.08.03.03 - Clips with Disposable Applier | Endoscopic, Dual Action | QQ533 | 350 | DEVICE TECHNOLOGIES AUSTRALIA PTY. LTD. | Disposable Dual Action Tissue Closure Device | The Disposable Dual Action Tissue Closure Device is mainly composed of a clip component and a release device. The clip component is mainly composed of a clip and a clip pedestal. The release device is mainly composed of a spring tube and a handle, and the handle is mainly composed of a core bar, slide block and handle ring. | Opening width 15mm, Working Length 1650-2350mm | 418087 |  | November 2024 | New listing
03 - General Miscellaneous | 03.08 - CLOSURE DEVICES | 03.08.05 - Polypropylene/Polyester Mesh | 03.08.05.01 - ≤200cm² |  | QQ599 | 72 | MEDTRONIC AUSTRALASIA PTY LTD | Parietene Macroporous Mesh | Parietene macroporous mesh is made of non-absorbable monofilament polypropylene 2-dimensional textile. | 6 cm x 11 cm, 7.5 cm x 15 cm, 10 cm x 15 cm | 449258 |  | November 2024 | New listing
03 - General Miscellaneous | 03.08 - CLOSURE DEVICES | 03.08.05 - Polypropylene/Polyester Mesh | 03.08.05.02 - 201-400cm² |  | QQ598 | 77 | MEDTRONIC AUSTRALASIA PTY LTD | Parietene Macroporous Mesh | Parietene macroporous mesh is made of non-absorbable monofilament polypropylene 2-dimensional textile. | 15 cm x 15 cm, 20 cm x 20 cm | 449258 |  | November 2024 | New listing
03 - General Miscellaneous | 03.08 - CLOSURE DEVICES | 03.08.05 - Polypropylene/Polyester Mesh | 03.08.05.04 - >600-<2500cm² |  | QQ597 | 247 | MEDTRONIC AUSTRALASIA PTY LTD | Parietene Macroporous Mesh | Parietene macroporous mesh is made of non-absorbable monofilament polypropylene 2-dimensional textile. | 30 cm x 30 cm, 10 cm x 45 cm | 449258 |  | November 2024 | New listing
03 - General Miscellaneous | 03.08 - CLOSURE DEVICES | 03.08.07 - Complete Biomaterial Mesh | 03.08.07.01 - ≤200cm² | Coated | QQ756 | 710 | W L GORE & ASSOCIATES (AUSTRALIA) PTY LTD | GORE SYNECOR Intraperitoneal Biomaterial | GORE SYNECOR Intraperitoneal Biomaterial (SYNECOR IP) is a hybrid, tri-layer composite synthetic mesh, comprised of a non-absorbable macroporous knit constructed of dense monofilament polytetrafluoroethylene (PTFE) fibres. The visceral surface is a bioabsorbable synthetic nonporous film comprised of poly (glycolide:trimethylene carbonate) copolymer (PGA:TMC). The parietal surface is a bioabsorbable synthetic porous structure (3D) comprised of PGA:TMC copolymer. | 12 cm Circle, 10 cm x 15 cm Oval | 401130 |  | November 2024 | New listing
03 - General Miscellaneous | 03.08 - CLOSURE DEVICES | 03.08.07 - Complete Biomaterial Mesh | 03.08.07.02 - 201-400cm² | Coated | QQ755 | 1341 | W L GORE & ASSOCIATES (AUSTRALIA) PTY LTD | GORE SYNECOR Intraperitoneal Biomaterial | GORE SYNECOR Intraperitoneal Biomaterial (SYNECOR IP) is a hybrid, tri-layer composite synthetic mesh, comprised of a non-absorbable macroporous knit constructed of dense monofilament polytetrafluoroethylene (PTFE) fibres. The visceral surface is a bioabsorbable synthetic nonporous film comprised of poly (glycolide:trimethylene carbonate) copolymer (PGA:TMC). The parietal surface is a bioabsorbable synthetic porous structure (3D) comprised of PGA:TMC copolymer. | 15 cm x 20 cm Oval | 401130 |  | November 2024 | New listing
03 - General Miscellaneous | 03.08 - CLOSURE DEVICES | 03.08.07 - Complete Biomaterial Mesh | 03.08.07.03 - 401-600cm² | Coated | QQ757 | 3114 | W L GORE & ASSOCIATES (AUSTRALIA) PTY LTD | GORE SYNECOR Intraperitoneal Biomaterial | GORE SYNECOR Intraperitoneal Biomaterial (SYNECOR IP) is a hybrid, tri-layer composite synthetic mesh, comprised of a non-absorbable macroporous knit constructed of dense monofilament polytetrafluoroethylene (PTFE) fibres. The visceral surface is a bioabsorbable synthetic nonporous film comprised of poly (glycolide:trimethylene carbonate) copolymer (PGA:TMC). The parietal surface is a bioabsorbable synthetic porous structure (3D) comprised of PGA:TMC copolymer. | 20 cm x 25 cm Rectangle and 20 cm x 30 cm Rectangle | 401130 |  | November 2024 | New listing
03 - General Miscellaneous | 03.08 - CLOSURE DEVICES | 03.08.11 - Dynamic Wound Closure Devices | 03.08.11.01 - Closure Set |  | QQ387 | 6253 | LIFEHEALTHCARE PTY LIMITED | DermaClose | DERMACLOSE continuous external tissue expander | Multiple lengths to suit size of wound | 341527 |  | November 2024 | Change to Organisation Billing code transferred from LM492 Sponsor transferred from LMT SURGICAL PTY LTD
04 - Neurosurgical | 04.02 - DURA DEFECT REPAIR | 04.02.08 - Repair, Self-Adhesive Membrane Sealant, Medium (>10 to 50cm²) |  |  | QQ767 | 446 | LIFEHEALTHCARE PTY LIMITED | TissuePatchDural | Self adhesive dural sealant | 50 x 25-100mm | 404630 |  | November 2024 | Compressed from LH720, LH719, LH723, LH721
04 - Neurosurgical | 04.05 - NEUROSTIMULATION THERAPIES FOR PAIN MANAGEMENT | 04.05.01 - Pulse Generators | 04.05.01.02 - Rechargeable Pulse Generator | Multi waveform, Recharge protection | QQ660 | 23465 | ABBOTT MEDICAL AUSTRALIA PTY LTD. | Eterna IPG | Implantable pulse generator | Volume 13.9 cc Weight 26g | 440130 |  | November 2024 | New listing
04 - Neurosurgical | 04.05 - NEUROSTIMULATION THERAPIES FOR PAIN MANAGEMENT | 04.05.02 - External Components | 04.05.02.01 - Patient Programmer |  | QQ661 | 1354 | ABBOTT MEDICAL AUSTRALIA PTY LTD. | Patient Programmer | Patient programmer for use with Eterna rechargeable implantable pulse generator | One size only | 440133 |  | November 2024 | New listing
04 - Neurosurgical | 04.05 - NEUROSTIMULATION THERAPIES FOR PAIN MANAGEMENT | 04.05.02 - External Components | 04.05.02.04 - Recharger |  | QQ659 | 1215 | ABBOTT MEDICAL AUSTRALIA PTY LTD. | Eterna Charger | Eterna charger for use with Eterna IPG | One size | 440131 |  | November 2024 | New listing
04 - Neurosurgical | 04.06 - INTRATHECAL DRUG DELIVERY SYSTEM | 04.06.01 - Implantable Infusion Pump |  | Variable Flow Rate | QQ759 | 14666 | MEDTRONIC AUSTRALASIA PTY LTD | SynchroMed III Pump | The implantable programmable infusion pump stores and delivers a prescribed drug to a specific site | 20 ml & 40 ml | 462226 |  | November 2024 | New listing
04 - Neurosurgical | 04.06 - INTRATHECAL DRUG DELIVERY SYSTEM | 04.06.02 - Patient Programmer |  |  | QQ758 | 1354 | MEDTRONIC AUSTRALASIA PTY LTD | SynchroMed III Patient Programmer Kit | Programmer kit houses the patient communicator and handset. The therapy apps are loaded onto the patient handset. | One Size | 358310 |  | November 2024 | New listing
06 - Specialist Orthopaedic | 06.01 - ANKLE AND FOOT | 06.01.02 - Sinus Tarsi Implant | 06.01.02.01 - Metal |  | QQ732 | 1321 | NEWCLIP TECHNICS AUSTRALIA PTY LTD | Initial F SiTa | Subtalar arthroereisis screw | 8mm L14mm, 9mm L14mm, 10mm L14mm, 11mm L16mm, 12mm L16mm | 451226 |  | November 2024 | New listing
06 - Specialist Orthopaedic | 06.01 - ANKLE AND FOOT | 06.01.04 - Replacement of other joints of the foot including articulations | 06.01.04.05 - Great toe, resurfacing hemi articulation, phalangeal |  | QQ420 | 1145 | LIFEHEALTHCARE PTY LIMITED | Toe Joint | Metallic Hemiarthroplasty resurfacing prosthesis for the Metatarsophalangeal Joint | 8mm - 23 mm | 141544 |  | November 2024 | Change to Organisation Billing code transferred from LM363 Sponsor transferred from LMT SURGICAL PTY LTD
06 - Specialist Orthopaedic | 06.02 - UPPER LIMB | 06.02.01 - Wrist | 06.02.01.04 - Distal ulnar stem |  | QQ368 | 1064 | LIFEHEALTHCARE PTY LIMITED | Radio-Ulnar Joint Stem | Radio-Ulnar Joint Stem | Multiple Sizes | 178232 |  | November 2024 | Change to Organisation Billing code transferred from LM356 Sponsor transferred from LMT SURGICAL PTY LTD
06 - Specialist Orthopaedic | 06.02 - UPPER LIMB | 06.02.01 - Wrist | 06.02.01.05 - Distal ulnar head |  | QQ371 | 1064 | LIFEHEALTHCARE PTY LIMITED | UHMWP Ball | UHMWP Ball | Multiple | 178232 |  | November 2024 | Change to Organisation Billing code transferred from LM357 Sponsor transferred from LMT SURGICAL PTY LTD
06 - Specialist Orthopaedic | 06.02 - UPPER LIMB | 06.02.01 - Wrist | 06.02.01.07 - Distal Radio-Ulnar Plate |  | QQ388 | 2333 | LIFEHEALTHCARE PTY LIMITED | Distal Radio-Ulnar Joint Prosthesis | Distal Radio-Ulnar Joint Prosthesis | Multiple sizes | 178232 |  | November 2024 | Change to Organisation Billing code transferred from LM366 Sponsor transferred from LMT SURGICAL PTY LTD
06 - Specialist Orthopaedic | 06.02 - UPPER LIMB | 06.02.02 - Finger Joint Articulations | 06.02.02.06 - Thumb, carpometacarpal - distal component |  | QQ398 | 420 | LIFEHEALTHCARE PTY LIMITED | Modular Thumb Head and Stem | Modular Thumb Head and Stem | Suitable for patient anatomy | 329234 |  | November 2024 | Change to Organisation Billing code transferred from LM389 Sponsor transferred from LMT SURGICAL PTY LTD
06 - Specialist Orthopaedic | 06.02 - UPPER LIMB | 06.02.02 - Finger Joint Articulations | 06.02.02.09 - Finger, metacarpophalangeal - proximal component |  | QQ788 | 665 | Mathys Orthopaedics Pty Limited | SR Hand Implant System | SR Hand MCP Proximal, CoCr - Titanium Alloy, UHMWPE | XS/S/M/L/XL | 237799 |  | November 2024 | Change to Organisation Billing code transferred from DD067 Sponsor transferred from DJO GLOBAL PTY LTD
06 - Specialist Orthopaedic | 06.02 - UPPER LIMB | 06.02.02 - Finger Joint Articulations | 06.02.02.10 - Finger, metacarpophalangeal - distal component |  | QQ789 | 665 | Mathys Orthopaedics Pty Limited | SR Hand Implant System | SR Hand MCP Distal CoCr - Titanium Alloy, UHMWPE | XS/S/M/L/XL | 237799 |  | November 2024 | Change to Organisation Billing code transferred from DD068 Sponsor transferred from DJO GLOBAL PTY LTD
06 - Specialist Orthopaedic | 06.02 - UPPER LIMB | 06.02.02 - Finger Joint Articulations | 06.02.02.11 - Finger, interphalangeal - proximal component |  | QQ773 | 760 | Mathys Orthopaedics Pty Limited | PIP Finger Prosthesis | Proximal part PIP joint | 0-5 | 237793 |  | November 2024 | Change to Organisation Billing code transferred from DD071 Sponsor transferred from DJO GLOBAL PTY LTD
06 - Specialist Orthopaedic | 06.02 - UPPER LIMB | 06.02.02 - Finger Joint Articulations | 06.02.02.11 - Finger, interphalangeal - proximal component |  | QQ791 | 760 | Mathys Orthopaedics Pty Limited | Tactys PIP - Proximal System | Proximal Surface and Stem | XS, S, M & L | 237793 |  | November 2024 | Change to Organisation Billing code transferred from DD073 Sponsor transferred from DJO GLOBAL PTY LTD
06 - Specialist Orthopaedic | 06.02 - UPPER LIMB | 06.02.02 - Finger Joint Articulations | 06.02.02.12 - Finger, interphalangeal - distal component |  | QQ774 | 760 | Mathys Orthopaedics Pty Limited | PIP Finger Prosthesis | Distal part PIP joint | 0-5 | 237793 |  | November 2024 | Change to Organisation Billing code transferred from DD072 Sponsor transferred from DJO GLOBAL PTY LTD
06 - Specialist Orthopaedic | 06.02 - UPPER LIMB | 06.02.02 - Finger Joint Articulations | 06.02.02.12 - Finger, interphalangeal - distal component |  | QQ790 | 760 | Mathys Orthopaedics Pty Limited | Tactys PIP - Distal System | Distal Surface and Stem | XS, S, M & L | 237793 |  | November 2024 | Change to Organisation Billing code transferred from DD074 Sponsor transferred from DJO GLOBAL PTY LTD
06 - Specialist Orthopaedic | 06.02 - UPPER LIMB | 06.02.02 - Finger Joint Articulations | 06.02.02.13 - Interpositional Devices | Total | QQ786 | 1330 | Mathys Orthopaedics Pty Limited | Sbi PIP Silicone Implant System | Silicone finger joint | Various | 237800 |  | November 2024 | Change to Organisation Billing code transferred from DD069 Sponsor transferred from DJO GLOBAL PTY LTD
06 - Specialist Orthopaedic | 06.02 - UPPER LIMB | 06.02.02 - Finger Joint Articulations | 06.02.02.13 - Interpositional Devices | Total | QQ787 | 1330 | Mathys Orthopaedics Pty Limited | Sbi Silicone MCP Implant System | Silicon finger joint | Various | 237799 |  | November 2024 | Change to Organisation Billing code transferred from DD070 Sponsor transferred from DJO GLOBAL PTY LTD
06 - Specialist Orthopaedic | 06.02 - UPPER LIMB | 06.02.03 - Elbow | 06.02.03.02 - Proximal radial stem |  | QQ373 | 1259 | LIFEHEALTHCARE PTY LIMITED | Align Radial Head System | Titanium alloy stems with titanium plasma spray coating | 7 - 11mm | 279801 |  | November 2024 | Change to Organisation Billing code transferred from LM532 Sponsor transferred from LMT SURGICAL PTY LTD
06 - Specialist Orthopaedic | 06.02 - UPPER LIMB | 06.02.03 - Elbow | 06.02.03.03 - Proximal radial head/neck |  | QQ372 | 1267 | LIFEHEALTHCARE PTY LIMITED | Align Radial Head | CoCr Radial Head with Lock Screw | 18 - 26mm | 279801 |  | November 2024 | Change to Organisation Billing code transferred from LM531 Sponsor transferred from LMT SURGICAL PTY LTD
06 - Specialist Orthopaedic | 06.02 - UPPER LIMB | 06.02.04 - Shoulder - Humeral | 06.02.04.02 - Humeral component - cemented | Reverse | QQ784 | 6301 | Mathys Orthopaedics Pty Limited | RSP Monoblock Humeral Stem Cemented | RSP Monoblock Humeral Stem cemented | 6 x 101mm, 7 x 101mm, 8 x 101mm, 10 x 101mm, 12 x 101mm 6 x 175mm, 8 x 175mm,10 x 175mm, 12 x 175mm | 283578 283579 |  | November 2024 | Change to Organisation Billing code transferred from DD059 Sponsor transferred from DJO GLOBAL PTY LTD
06 - Specialist Orthopaedic | 06.02 - UPPER LIMB | 06.02.04 - Shoulder - Humeral | 06.02.04.02 - Humeral component - cemented |  | QQ795 | 3771 | Mathys Orthopaedics Pty Limited | Turon Shoulder System - Humeral Stems | Turon Humeral Stem, Primary and Revision | 6-16mm x 115mm and 6-16mm x 200mm | 210938 215958 |  | November 2024 | Change to Organisation Billing code transferred from DD005 Sponsor transferred from DJO GLOBAL PTY LTD
06 - Specialist Orthopaedic | 06.02 - UPPER LIMB | 06.02.04 - Shoulder - Humeral | 06.02.04.03 - Humeral component - uncemented |  | QQ778 | 3325 | Mathys Orthopaedics Pty Limited | Reverse Shoulder System | Humeral Stem, Ti | 6mm to 12mm | 210915 210917 |  | November 2024 | Change to Organisation Billing code transferred from DD032 Sponsor transferred from DJO GLOBAL PTY LTD
06 - Specialist Orthopaedic | 06.02 - UPPER LIMB | 06.02.04 - Shoulder - Humeral | 06.02.04.03 - Humeral component - uncemented | Reverse | QQ785 | 6013 | Mathys Orthopaedics Pty Limited | RSP Monoblock Humeral Stem Uncemented | RSP Monoblock Humeral Stem Uncemented | 6 x 101mm, 7 x 101mm, 8 x 101mm, 10 x 101mm,12 x 101mm 6 x 175mm, 8 x 175mm, 10 x 175mm, 12 x 175mm | 283578 283579 |  | November 2024 | Change to Organisation Billing code transferred from DD060 Sponsor transferred from DJO GLOBAL PTY LTD
06 - Specialist Orthopaedic | 06.02 - UPPER LIMB | 06.02.04 - Shoulder - Humeral | 06.02.04.04 - Modular humeral component - metaphyseal, cemented |  | QQ780 | 2314 | Mathys Orthopaedics Pty Limited | Reverse Shoulder System | Humeral Socket Shell - Ti | Neutral, +4mm, +8mm offset | 210937 |  | November 2024 | Change to Organisation Billing code transferred from DD036 Sponsor transferred from DJO GLOBAL PTY LTD
06 - Specialist Orthopaedic | 06.02 - UPPER LIMB | 06.02.04 - Shoulder - Humeral | 06.02.04.12 - Standard humeral head |  | QQ793 | 1261 | Mathys Orthopaedics Pty Limited | Turon Shoulder System - Humeral Head | Turon Standard Humeral Head, Standard and Offset | 38-54mm x 14-26mm | 215957 |  | November 2024 | Change to Organisation Billing code transferred from DD003 Sponsor transferred from DJO GLOBAL PTY LTD
06 - Specialist Orthopaedic | 06.02 - UPPER LIMB | 06.02.04 - Shoulder - Humeral | 06.02.04.14 - Humeral cup |  | QQ779 | 774 | Mathys Orthopaedics Pty Limited | Reverse Shoulder System | Humeral Socket Insert - UHMWPE | 32mm to 44mm | 210914 210933 |  | November 2024 | Change to Organisation Billing code transferred from DD035 Sponsor transferred from DJO GLOBAL PTY LTD
06 - Specialist Orthopaedic | 06.02 - UPPER LIMB | 06.02.04 - Shoulder - Humeral | 06.02.04.14 - Humeral cup |  | QQ781 | 774 | Mathys Orthopaedics Pty Limited | Reverse Socket Insert e+ | Socket Inserts e+ Poly | Size - 32mm, 36mm, 40mm, 44mm, Standard and Small, Thickness - Standard and +4 | 400333 |  | November 2024 | Change to Organisation Billing code transferred from DD080 Sponsor transferred from DJO GLOBAL PTY LTD
06 - Specialist Orthopaedic | 06.02 - UPPER LIMB | 06.02.04 - Shoulder - Humeral | 06.02.04.21 - Necks/collar (modular) |  | QQ794 | 998 | Mathys Orthopaedics Pty Limited | Turon Shoulder System - Humeral Neck | Turon - Humeral Neck | Neutral and 7.5 Degree | 216043 |  | November 2024 | Change to Organisation Billing code transferred from DD002 Sponsor transferred from DJO GLOBAL PTY LTD
06 - Specialist Orthopaedic | 06.02 - UPPER LIMB | 06.02.05 - Shoulder - Glenoid | 06.02.05.01 - Glenoid component, All poly |  | QQ792 | 1895 | Mathys Orthopaedics Pty Limited | Turon Shoulder System - All-Poly Glenoid | Turon - All-Poly Glenoid, Keeled and Pegged | 38mm, 42mm, 46mm, 50mm, 54mm | 210954 210955 |  | November 2024 | Change to Organisation Billing code transferred from DD004 Sponsor transferred from DJO GLOBAL PTY LTD
06 - Specialist Orthopaedic | 06.02 - UPPER LIMB | 06.02.05 - Shoulder - Glenoid | 06.02.05.05 - Reverse glenoid component, Base plate, uncemented |  | QQ776 | 1991 | Mathys Orthopaedics Pty Limited | Reverse Shoulder - Glenoid Baseplate | Reverse Glenoid Component, Baseplate | 6.5mm x 30mm | 210932 |  | November 2024 | Change to Organisation Billing code transferred from DD057 Sponsor transferred from DJO GLOBAL PTY LTD
06 - Specialist Orthopaedic | 06.02 - UPPER LIMB | 06.02.05 - Shoulder - Glenoid | 06.02.05.06 - Glenosphere |  | QQ777 | 2139 | Mathys Orthopaedics Pty Limited | Reverse Shoulder – Glenosphere Head | Glenosphere | 32mm to 44mm, neutral or -4mm offset | 210932 |  | November 2024 | Change to Organisation Billing code transferred from DD058 Sponsor transferred from DJO GLOBAL PTY LTD
06 - Specialist Orthopaedic | 06.02 - UPPER LIMB | 06.02.06 - Shoulder - Accessories | 06.02.06.05 - Eccentrical adaptor |  | QQ782 | 1159 | Mathys Orthopaedics Pty Limited | RSP Hemi Adaptor | Adaptor for conversion of Reverse Shoulder Prostheses (RSP) to a hemi arthroplasty prosthesis | One size only | 302695 |  | November 2024 | Change to Organisation Billing code transferred from DD061 Sponsor transferred from DJO GLOBAL PTY LTD
06 - Specialist Orthopaedic | 06.02 - UPPER LIMB | 06.02.06 - Shoulder - Accessories | 06.02.06.05 - Eccentrical adaptor |  | QQ783 | 1159 | Mathys Orthopaedics Pty Limited | RSP Humeral Stem Adapter | RSP Humeral Stem Adapter for conversion to hemiarthroplasty prostheses | 6 & 12mm | 302694 |  | November 2024 | Change to Organisation Billing code transferred from DD062 Sponsor transferred from DJO GLOBAL PTY LTD
06 - Specialist Orthopaedic | 06.02 - UPPER LIMB | 06.02.06 - Shoulder - Accessories | 06.02.06.07 - Reverse humeral tray |  | QQ796 | 829 | Mathys Orthopaedics Pty Limited | Turon to RSP Conversion Module | Conversion Module | Neutral and Offset | 302688 |  | November 2024 | Change to Organisation Billing code transferred from DD064 Sponsor transferred from DJO GLOBAL PTY LTD
06 - Specialist Orthopaedic | 06.03 - SKELETAL RECONSTRUCTION | 06.03.01 - Intramedullary Nails | 06.03.01.10 - Dynamic distraction - electronic |  | QQ465 | 16741 | Akva Surgical Pty Ltd | Fitbone Intramedullary Limb Lengthening | Fitbone IM Lengthening Nail and Receiver. | Diameter 9mm - 13mm. Length 200 - 245mm. | 457877 |  | November 2024 | New listing
06 - Specialist Orthopaedic | 06.03 - SKELETAL RECONSTRUCTION | 06.03.01 - Intramedullary Nails | 06.03.01.11 - Arthrodesis Other |  | QQ466 | 548 | ACTIS MEDICAL PTY LTD | Paragon 28 Hammer Tube System | Paragon 28 Hammer tube, proximal interphalangeal joint arthrodesis; solid or cannulated, Peek, sterile | dia (2.50-3.75 mm); angle 0-10°; length (14-16mm) | 290441 |  | November 2024 | Change to Organisation Billing code transferred from ER387 Sponsor transferred from EMERGO ASIA-PACIFIC PTY. LIMITED
06 - Specialist Orthopaedic | 06.03 - SKELETAL RECONSTRUCTION | 06.03.01 - Intramedullary Nails | 06.03.01.11 - Arthrodesis Other |  | QQ476 | 548 | ACTIS MEDICAL PTY LTD | Paragon 28 Phantom Lapidus Nail System-Intramedullary nail, foot | Phantom Lapidus intramedullary nail, foot, left or right | dia 5.5 mmx length (38-60 mm) | 290443 |  | November 2024 | Change to Organisation Billing code transferred from ER380 Sponsor transferred from EMERGO ASIA-PACIFIC PTY. LIMITED
06 - Specialist Orthopaedic | 06.03 - SKELETAL RECONSTRUCTION | 06.03.01 - Intramedullary Nails | 06.03.01.13 - Arthrodesis | Interphalangeal | QQ428 | 548 | LIFEHEALTHCARE PTY LIMITED | Reduct Arthrodesis Screw System | The REDUCT® Arthrodesis Screw System is intended for fixation of osseous fragments or fractures, arthrodesis of small joints, and osteotomies, with the appropriately sized screw. | • 2.0mm non-cannulated screws: 20mm - 44mm in 2mm increments. • 2.5mm cannulated screws: 26mm - 40mm in 2mm increments. • 3.5mm cannulated screws: 32mm - 46mm in 2mm increments. | 279795 |  | November 2024 | Change to Organisation Billing code transferred from LM545 Sponsor transferred from LMT SURGICAL PTY LTD
06 - Specialist Orthopaedic | 06.03 - SKELETAL RECONSTRUCTION | 06.03.02 - Intramedullary Nail Accessories | 06.03.02.01 - Intramedullary nail lag screw | Com | QQ685 | 442 | STRYKER AUSTRALIA PTY LTD | Gamma 4 RC Lag Screw | Lag screw set with U-Blade and U-Blade locking end cap | Diameter: 10.5mm, Length: 70-130mm | 340044 |  | November 2024 | New listing
06 - Specialist Orthopaedic | 06.03 - SKELETAL RECONSTRUCTION | 06.03.02 - Intramedullary Nail Accessories | 06.03.02.03 - Set screw/Locking bolt |  | QQ477 | 139 | ACTIS MEDICAL PTY LTD | Paragon 28 Phantom Lapidus Nail-Screw, small (2.71mm – 4.49mm) | Paragon 28 Phantom Lapidus Nail-Screw, small | dia 3.5 mm x length (10-46 mm) | 290443 |  | November 2024 | Change to Organisation Billing code transferred from ER382 Sponsor transferred from EMERGO ASIA-PACIFIC PTY. LIMITED
06 - Specialist Orthopaedic | 06.03 - SKELETAL RECONSTRUCTION | 06.03.02 - Intramedullary Nail Accessories | 06.03.02.03 - Set screw/Locking bolt |  | QQ560 | 139 | STRYKER AUSTRALIA PTY LTD | AEQUALIS IM Nail Humeral Fracture System | Distal Screws | 20-32mm | 148960 |  | November 2024 | New listing
06 - Specialist Orthopaedic | 06.03 - SKELETAL RECONSTRUCTION | 06.03.02 - Intramedullary Nail Accessories | 06.03.02.03 - Set screw/Locking bolt |  | QQ768 | 139 | STRYKER AUSTRALIA PTY LTD | AEQUALIS IM Nail Humeral Fracture System | Proximal Screws | 28-56mm | 148960 |  | November 2024 | New listing
06 - Specialist Orthopaedic | 06.03 - SKELETAL RECONSTRUCTION | 06.03.03 - Plates | 06.03.03.01 - Standard (screw size ≥4.5mm)(including blade) ≤ 6 holes | Com,VAL | QQ511 | 1473 | ACTIS MEDICAL PTY LTD | Paragon 28 Gorilla Plating System-Plate, tibial (≤ 6 holes), anterior, TT | Silverback anterior mini-open plate, TT, contoured or flat, left or right, Ti, complex, variable angle locking | 65-109 mm | 289248 |  | November 2024 | Change to Organisation Billing code transferred from ER670 Sponsor transferred from EMERGO ASIA-PACIFIC PTY. LIMITED
06 - Specialist Orthopaedic | 06.03 - SKELETAL RECONSTRUCTION | 06.03.03 - Plates | 06.03.03.01 - Standard (screw size ≥4.5mm)(including blade) ≤ 6 holes | VAL | QQ512 | 826 | ACTIS MEDICAL PTY LTD | Paragon 28 Gorilla Plating System-Plate, tibial (≤ 6 holes), Periarticular, Posterior, TT | Paragon 28 Gorilla Silverback tibiotalar (TTC) posterior ankle fusion plate, left or right, variable ankle locking, complex shape, left or right | ≤ 6 holes | 289248 |  | November 2024 | Change to Organisation Billing code transferred from ER610 Sponsor transferred from EMERGO ASIA-PACIFIC PTY. LIMITED
06 - Specialist Orthopaedic | 06.03 - SKELETAL RECONSTRUCTION | 06.03.03 - Plates | 06.03.03.01 - Standard (screw size ≥4.5mm)(including blade) ≤ 6 holes | Com, LK | QQ376 | 1178 | LIFEHEALTHCARE PTY LIMITED | Calcaneal Osteotomy Device | Calcaneal Osteotomy Device | All sizes | 306780 |  | November 2024 | Change to Organisation Billing code transferred from LM367 Sponsor transferred from LMT SURGICAL PTY LTD
06 - Specialist Orthopaedic | 06.03 - SKELETAL RECONSTRUCTION | 06.03.03 - Plates | 06.03.03.01 - Standard (screw size ≥4.5mm)(including blade) ≤ 6 holes | VAL | QQ426 | 826 | LIFEHEALTHCARE PTY LIMITED | Omni Stable AF Plating System | Fibula Plates | 5 holes | 306780 |  | November 2024 | Change to Organisation Billing code transferred from LM541 Sponsor transferred from LMT SURGICAL PTY LTD
06 - Specialist Orthopaedic | 06.03 - SKELETAL RECONSTRUCTION | 06.03.03 - Plates | 06.03.03.01 - Standard (screw size ≥4.5mm)(including blade) ≤ 6 holes | VAL | QQ664 | 826 | NEWCLIP TECHNICS AUSTRALIA PTY LTD | Periactive S Femoral Periprosthetic Femoral Plates | Periprosthetic proximal femur hook plates | Size 1 and Size 2 | 260232 |  | November 2024 | New listing
06 - Specialist Orthopaedic | 06.03 - SKELETAL RECONSTRUCTION | 06.03.03 - Plates | 06.03.03.01 - Standard (screw size ≥4.5mm)(including blade) ≤ 6 holes | VAL | QQ535 | 826 | STRYKER AUSTRALIA PTY LTD | Pangea Utility Plating System | 5.0 Utility Plates | Less than or equal to 6 holes, Left and Right | 237797 |  | November 2024 | New listing
06 - Specialist Orthopaedic | 06.03 - SKELETAL RECONSTRUCTION | 06.03.03 - Plates | 06.03.03.02 - Standard (screw size ≥4.5mm)(including blade) ≥ 7 to ≤ 15 holes | VAL | QQ507 | 1244 | ACTIS MEDICAL PTY LTD | Paragon 28 Gorilla Plating System-Plate, tibial ( ≥ 7 to ≤ 15 holes), Periarticular, Posterior, TT | Paragon 28 Gorilla Silverback tibiotalar (TT) posterior ankle fusion plate, left or right | ( ≥ 7 to ≤ 15 holes); 65-109 mm | 290443 |  | November 2024 | Change to Organisation Billing code transferred from ER609 Sponsor transferred from EMERGO ASIA-PACIFIC PTY. LIMITED
06 - Specialist Orthopaedic | 06.03 - SKELETAL RECONSTRUCTION | 06.03.03 - Plates | 06.03.03.02 - Standard (screw size ≥4.5mm)(including blade) ≥ 7 to ≤ 15 holes | VAL | QQ508 | 1244 | ACTIS MEDICAL PTY LTD | Paragon 28 Gorilla Plating System-Plate, tibial ( ≥ 7 to ≤ 15 holes), Periarticular, Posterior, TTC | Paragon 28 Gorilla Silverback tibiotalarcalcaneal (TTC) posterior ankle fusion plate, left or right, variable ankle locking, complex shape, flat or contoured, left or right | ( ≥ 7 to ≤ 15 holes); 65-109 mm | 290443 |  | November 2024 | Change to Organisation Billing code transferred from ER611 Sponsor transferred from EMERGO ASIA-PACIFIC PTY. LIMITED
06 - Specialist Orthopaedic | 06.03 - SKELETAL RECONSTRUCTION | 06.03.03 - Plates | 06.03.03.02 - Standard (screw size ≥4.5mm)(including blade) ≥ 7 to ≤ 15 holes | Com,VAL | QQ509 | 1244 | ACTIS MEDICAL PTY LTD | Paragon 28 Gorilla Plating System-Plate, tibial ( ≥ 7 to ≤ 15 holes), Tibiotalarcalcaneal (TTC) | Paragon 28 Gorilla Silverback tibiotalarcalcaneal (TTC) anterior ankle fusion plate, left or right, variable ankle locking, complex shape, flat or contoured, left or right | ( ≥ 7 to ≤ 15 holes); 65-109 mm | 290443 |  | November 2024 | Change to Organisation Billing code transferred from ER541 Sponsor transferred from EMERGO ASIA-PACIFIC PTY. LIMITED
06 - Specialist Orthopaedic | 06.03 - SKELETAL RECONSTRUCTION | 06.03.03 - Plates | 06.03.03.02 - Standard (screw size ≥4.5mm)(including blade) ≥ 7 to ≤ 15 holes | VAL | QQ374 | 1244 | LIFEHEALTHCARE PTY LIMITED | Ankle Fusion Plate | Ankle Fusion Plate | ≥ 7 to ≤ 15 holes | 306780 |  | November 2024 | Change to Organisation Billing code transferred from LM524 Sponsor transferred from LMT SURGICAL PTY LTD
06 - Specialist Orthopaedic | 06.03 - SKELETAL RECONSTRUCTION | 06.03.03 - Plates | 06.03.03.02 - Standard (screw size ≥4.5mm)(including blade) ≥ 7 to ≤ 15 holes | VAL | QQ427 | 1244 | LIFEHEALTHCARE PTY LIMITED | Omni Stable AF Plating System | Fibula Plates | 9 - 15 holes | 306780 |  | November 2024 | Change to Organisation Billing code transferred from LM542 Sponsor transferred from LMT SURGICAL PTY LTD
06 - Specialist Orthopaedic | 06.03 - SKELETAL RECONSTRUCTION | 06.03.03 - Plates | 06.03.03.02 - Standard (screw size ≥4.5mm)(including blade) ≥ 7 to ≤ 15 holes | VAL | QQ686 | 1244 | NEWCLIP TECHNICS AUSTRALIA PTY LTD | ActivMotion S | Distal femoral anatomic VAL osteotomy plates | 7-15 holes | 260229 |  | November 2024 | New listing
06 - Specialist Orthopaedic | 06.03 - SKELETAL RECONSTRUCTION | 06.03.03 - Plates | 06.03.03.02 - Standard (screw size ≥4.5mm)(including blade) ≥ 7 to ≤ 15 holes | VAL | QQ557 | 1244 | STABLE ORTHOPAEDICS PTY LTD | BioFix locking osteotomy plate | Anatomic variable angle locking tibial plates | 7 to 15 holes | 446430 |  | November 2024 | New listing
06 - Specialist Orthopaedic | 06.03 - SKELETAL RECONSTRUCTION | 06.03.03 - Plates | 06.03.03.02 - Standard (screw size ≥4.5mm)(including blade) ≥ 7 to ≤ 15 holes | VAL | QQ538 | 1244 | STRYKER AUSTRALIA PTY LTD | Pangea Utility Plating System | 5.0 Utility Plates | 7-15 holes | 237797 |  | November 2024 | New listing
06 - Specialist Orthopaedic | 06.03 - SKELETAL RECONSTRUCTION | 06.03.03 - Plates | 06.03.03.03 - Standard (screw size ≥4.5mm)(including blade) ≥ 16 holes | VAL | QQ536 | 1207 | STRYKER AUSTRALIA PTY LTD | Pangea Utility Plating System | 5.0 Utility Plates | Greater than 16 holes | 237797 |  | November 2024 | New listing
06 - Specialist Orthopaedic | 06.03 - SKELETAL RECONSTRUCTION | 06.03.03 - Plates | 06.03.03.04 - Small (screw size 2.71mm – 4.49mm)(including blade) ≤ 6 holes | VAL | QQ504 | 594 | ACTIS MEDICAL PTY LTD | Paragon 28 Gorilla Plating System-Plate, small (≤ 6 holes), variable angle locking | Paragon28 Gorilla, small titanium compression plates; universal; variable angle locking; compression; various shapes | Length 15-35 mm; thickness 1.15 - 2.0 mm; multi screw diameter purchage 2.7/3.5/4.2mm | 289248 |  | November 2024 | Change to Organisation Billing code transferred from ER479 Sponsor transferred from EMERGO ASIA-PACIFIC PTY. LIMITED
06 - Specialist Orthopaedic | 06.03 - SKELETAL RECONSTRUCTION | 06.03.03 - Plates | 06.03.03.04 - Small (screw size 2.71mm – 4.49mm)(including blade) ≤ 6 holes | Com, VAL | QQ505 | 1159 | ACTIS MEDICAL PTY LTD | Paragon 28 Gorilla Plating System-Plate, small (≤ 6 holes);variable angle locking, complex | Paragon28 Gorilla, small titanium compression plates; universal; variable angle locking; compression; various complex shapes | thickness 1.3 - 2.0 mm; multi screw diameter purchase | 289248 |  | November 2024 | Change to Organisation Billing code transferred from ER480 Sponsor transferred from EMERGO ASIA-PACIFIC PTY. LIMITED
06 - Specialist Orthopaedic | 06.03 - SKELETAL RECONSTRUCTION | 06.03.03 - Plates | 06.03.03.04 - Small (screw size 2.71mm – 4.49mm)(including blade) ≤ 6 holes | VAL | QQ510 | 594 | ACTIS MEDICAL PTY LTD | Paragon 28 Gorilla Plating System-Plate, tibial (≤ 6 holes) | Paragon 28 Gorilla Silverback tibiotalar posterior(TT) ankle fusion plate, left or right | ≤ 6 holes | 289248 |  | November 2024 | Change to Organisation Billing code transferred from ER568 Sponsor transferred from EMERGO ASIA-PACIFIC PTY. LIMITED
06 - Specialist Orthopaedic | 06.03 - SKELETAL RECONSTRUCTION | 06.03.03 - Plates | 06.03.03.04 - Small (screw size 2.71mm – 4.49mm)(including blade) ≤ 6 holes | LK | QQ635 | 250 | ARTHREX AUSTRALIA PTY LTD | Forearm Fracture Fixation System – Plates | Locking Compression Plate | 5-hole, 6-hole | 350999 |  | November 2024 | New listing
06 - Specialist Orthopaedic | 06.03 - SKELETAL RECONSTRUCTION | 06.03.03 - Plates | 06.03.03.04 - Small (screw size 2.71mm – 4.49mm)(including blade) ≤ 6 holes | VAL | QQ678 | 594 | CONMED LINVATEC AUSTRALIA PTY LTD | Colink Afx One Third Tubular Plates Small | One-third Tubular Plates | 3, 4, 5, 6 Hole Plates | 338649 |  | November 2024 | New listing
06 - Specialist Orthopaedic | 06.03 - SKELETAL RECONSTRUCTION | 06.03.03 - Plates | 06.03.03.04 - Small (screw size 2.71mm – 4.49mm)(including blade) ≤ 6 holes | Com, LK | QQ683 | 572 | CONMED LINVATEC AUSTRALIA PTY LTD | Colink Cfx Calcaneal Z Plate | Titanium Calcaneal Plate. | less than 6 Hole. | 338649 |  | November 2024 | New listing
06 - Specialist Orthopaedic | 06.03 - SKELETAL RECONSTRUCTION | 06.03.03 - Plates | 06.03.03.04 - Small (screw size 2.71mm – 4.49mm)(including blade) ≤ 6 holes | Com, VAL | QQ350 | 1159 | LIFEHEALTHCARE PTY LIMITED | OsteoMed FPS | Titanium locking footplates | 3.5mm and 4mm | 202319 |  | November 2024 | Change to Organisation Billing code transferred from LM304 Sponsor transferred from LMT SURGICAL PTY LTD
06 - Specialist Orthopaedic | 06.03 - SKELETAL RECONSTRUCTION | 06.03.03 - Plates | 06.03.03.04 - Small (screw size 2.71mm – 4.49mm)(including blade) ≤ 6 holes | VAL | QQ404 | 594 | LIFEHEALTHCARE PTY LIMITED | OMNI plating system | MTP, Lapidus, Straight, T Plates | ≤ 6 holes | 306780 |  | November 2024 | Change to Organisation Billing code transferred from LM516 Sponsor transferred from LMT SURGICAL PTY LTD
06 - Specialist Orthopaedic | 06.03 - SKELETAL RECONSTRUCTION | 06.03.03 - Plates | 06.03.03.04 - Small (screw size 2.71mm – 4.49mm)(including blade) ≤ 6 holes | Com, VAL | QQ406 | 1159 | LIFEHEALTHCARE PTY LIMITED | OMNI Plating System | X and Dog Bone Plates | ≤ 6 holes | 306780 |  | November 2024 | Change to Organisation Billing code transferred from LM518 Sponsor transferred from LMT SURGICAL PTY LTD
06 - Specialist Orthopaedic | 06.03 - SKELETAL RECONSTRUCTION | 06.03.03 - Plates | 06.03.03.04 - Small (screw size 2.71mm – 4.49mm)(including blade) ≤ 6 holes | VAL | QQ424 | 594 | LIFEHEALTHCARE PTY LIMITED | Omni Stable AF Plating System | Simple Plates Straight, Y and L shaped plates | 2 - 6 holes | 306780 |  | November 2024 | Change to Organisation Billing code transferred from LM539 Sponsor transferred from LMT SURGICAL PTY LTD
06 - Specialist Orthopaedic | 06.03 - SKELETAL RECONSTRUCTION | 06.03.03 - Plates | 06.03.03.04 - Small (screw size 2.71mm – 4.49mm)(including blade) ≤ 6 holes | VAL | QQ534 | 594 | STRYKER AUSTRALIA PTY LTD | Pangea Utility Plating System | 3.5 Utility Plates | Less than or equal to 6 holes | 237797 |  | November 2024 | New listing
06 - Specialist Orthopaedic | 06.03 - SKELETAL RECONSTRUCTION | 06.03.03 - Plates | 06.03.03.05 - Small (screw size 2.71mm – 4.49mm)(including blade) ≥ 7 to ≤ 15 holes | VAL | QQ669 | 577 | AA-Med Pty Ltd | ARIX Wrist System - Distal Ulna Plates | Distal Ulna Plates | 7 holes | 409165 |  | November 2024 | New listing
06 - Specialist Orthopaedic | 06.03 - SKELETAL RECONSTRUCTION | 06.03.03 - Plates | 06.03.03.05 - Small (screw size 2.71mm – 4.49mm)(including blade) ≥ 7 to ≤ 15 holes | VAL | QQ802 | 577 | AA-Med Pty Ltd | ARIX Wrist System - Carpal Fusion Plate | Carpal Fusion Plate | 7 holes | 409165 |  | November 2024 | New listing
06 - Specialist Orthopaedic | 06.03 - SKELETAL RECONSTRUCTION | 06.03.03 - Plates | 06.03.03.05 - Small (screw size 2.71mm – 4.49mm)(including blade) ≥ 7 to ≤ 15 holes | Com, VAL | QQ489 | 793 | ACTIS MEDICAL PTY LTD | Paragon 28 Gorilla LisFranc Plating System | Gorilla LisFranc/TMT Plates, dual ray, anatomically contoured, variable angle locking, left or right, small/medium | small/medium, 8 Hole with 2 Compression Slots. thickness 1.4 mm | 289248 |  | November 2024 | Change to Organisation Billing code transferred from ER684 Sponsor transferred from EMERGO ASIA-PACIFIC PTY. LIMITED
06 - Specialist Orthopaedic | 06.03 - SKELETAL RECONSTRUCTION | 06.03.03 - Plates | 06.03.03.05 - Small (screw size 2.71mm – 4.49mm)(including blade) ≥ 7 to ≤ 15 holes | VAL | QQ491 | 577 | ACTIS MEDICAL PTY LTD | Paragon 28 Gorilla Plates- ≥ 7 to ≤ 15 holes, medial, anterior, anterolateral | Paragon 28 Gorilla Plates- tibia ≥ 7 to ≤ 15 holes, medial, anterior, anterolateral. left or right, variable angle locking, complex shapes | ≥ 7 to ≤ 15 holes, thickness 1.8 mm; multi screw diameter purchase | 290443 |  | November 2024 | Change to Organisation Billing code transferred from ER604 Sponsor transferred from EMERGO ASIA-PACIFIC PTY. LIMITED
06 - Specialist Orthopaedic | 06.03 - SKELETAL RECONSTRUCTION | 06.03.03 - Plates | 06.03.03.05 - Small (screw size 2.71mm – 4.49mm)(including blade) ≥ 7 to ≤ 15 holes | VAL | QQ502 | 577 | ACTIS MEDICAL PTY LTD | Paragon 28 Gorilla Plating System-Plate, small ( ≥ 7 to ≤ 15 holes); variable angle locking | Paragon 28 Gorilla Plating System-Plate, small, titanium, malleus/column rescue/stradle/arch (proximal or distal) | Thickness 1.5/2.0 mm ; multi screw diameter purchase 2.7/3.5/4.2mm | 289248 |  | November 2024 | Change to Organisation Billing code transferred from ER481 Sponsor transferred from EMERGO ASIA-PACIFIC PTY. LIMITED
06 - Specialist Orthopaedic | 06.03 - SKELETAL RECONSTRUCTION | 06.03.03 - Plates | 06.03.03.05 - Small (screw size 2.71mm – 4.49mm)(including blade) ≥ 7 to ≤ 15 holes | Com, VAL | QQ503 | 793 | ACTIS MEDICAL PTY LTD | Paragon 28 Gorilla Plating System-Plate, small ( ≥ 7 to ≤ 15 holes); variable angle locking, complex | Paragon 28 Gorilla Plating System-Plate, small, titanium, malleus/column/ rescue/stradle/arch (proximal or distal), variable angle locking, complex | Thickness 1.5/2.0 mm; multi screw diameter purchase | 289248 |  | November 2024 | Change to Organisation Billing code transferred from ER482 Sponsor transferred from EMERGO ASIA-PACIFIC PTY. LIMITED
06 - Specialist Orthopaedic | 06.03 - SKELETAL RECONSTRUCTION | 06.03.03 - Plates | 06.03.03.05 - Small (screw size 2.71mm – 4.49mm)(including blade) ≥ 7 to ≤ 15 holes | LK | QQ650 | 240 | ARTHREX AUSTRALIA PTY LTD | Forearm Fracture Fixation System – Plates | Locking Compression Plate | 7 - 14 holes | 350999 |  | November 2024 | New listing
06 - Specialist Orthopaedic | 06.03 - SKELETAL RECONSTRUCTION | 06.03.03 - Plates | 06.03.03.05 - Small (screw size 2.71mm – 4.49mm)(including blade) ≥ 7 to ≤ 15 holes | VAL | QQ677 | 577 | CONMED LINVATEC AUSTRALIA PTY LTD | Colink Afx One Third Tubular Plates Large | One-Third Tubular Plates | 7, 8, 10, 12 Hole | 338649 |  | November 2024 | New listing
06 - Specialist Orthopaedic | 06.03 - SKELETAL RECONSTRUCTION | 06.03.03 - Plates | 06.03.03.05 - Small (screw size 2.71mm – 4.49mm)(including blade) ≥ 7 to ≤ 15 holes | VAL | QQ354 | 577 | LIFEHEALTHCARE PTY LIMITED | Osteomed FPS | Tubular Plates | 7 to 15 holes | 202319 |  | November 2024 | Change to Organisation Billing code transferred from LM309 Sponsor transferred from LMT SURGICAL PTY LTD
06 - Specialist Orthopaedic | 06.03 - SKELETAL RECONSTRUCTION | 06.03.03 - Plates | 06.03.03.05 - Small (screw size 2.71mm – 4.49mm)(including blade) ≥ 7 to ≤ 15 holes | VAL | QQ405 | 577 | LIFEHEALTHCARE PTY LIMITED | OMNI Plating System | Straight Plates | ≥ 7 to ≤ 15 holes | 306780 |  | November 2024 | Change to Organisation Billing code transferred from LM517 Sponsor transferred from LMT SURGICAL PTY LTD
06 - Specialist Orthopaedic | 06.03 - SKELETAL RECONSTRUCTION | 06.03.03 - Plates | 06.03.03.05 - Small (screw size 2.71mm – 4.49mm)(including blade) ≥ 7 to ≤ 15 holes | Com, VAL | QQ407 | 793 | LIFEHEALTHCARE PTY LIMITED | OMNI Plating System | Lisfranc Plates | ≥ 7 to ≤ 15 holes | 306780 |  | November 2024 | Change to Organisation Billing code transferred from LM519 Sponsor transferred from LMT SURGICAL PTY LTD
06 - Specialist Orthopaedic | 06.03 - SKELETAL RECONSTRUCTION | 06.03.03 - Plates | 06.03.03.05 - Small (screw size 2.71mm – 4.49mm)(including blade) ≥ 7 to ≤ 15 holes | VAL | QQ425 | 577 | LIFEHEALTHCARE PTY LIMITED | Omni Stable AF Plating System | Simple Plates, Straight, L and T plates | 7 to 14 holes | 306780 |  | November 2024 | Change to Organisation Billing code transferred from LM540 Sponsor transferred from LMT SURGICAL PTY LTD
06 - Specialist Orthopaedic | 06.03 - SKELETAL RECONSTRUCTION | 06.03.03 - Plates | 06.03.03.05 - Small (screw size 2.71mm – 4.49mm)(including blade) ≥ 7 to ≤ 15 holes | VAL | QQ537 | 577 | STRYKER AUSTRALIA PTY LTD | Pangea Utility Plating System | 3.5 Utility Plates | 7-15 holes | 237797 |  | November 2024 | New listing
06 - Specialist Orthopaedic | 06.03 - SKELETAL RECONSTRUCTION | 06.03.03 - Plates | 06.03.03.06 - Small (screw size 2.71mm – 4.49mm)(including blade) ≥ 16 holes | VAL | QQ490 | 810 | ACTIS MEDICAL PTY LTD | Paragon 28 Gorilla Plates- ≥ 16 holes, medial, anterolateral | Paragon 28 Gorilla Plates- tibia ≥ 16 holes, medial, anterolateral, left or right, variable angle locking, complex shapes | ≥ 16 holes, thickness 1.8 mm; multi screw diameter purchase | 289248 |  | November 2024 | Change to Organisation Billing code transferred from ER605 Sponsor transferred from EMERGO ASIA-PACIFIC PTY. LIMITED
06 - Specialist Orthopaedic | 06.03 - SKELETAL RECONSTRUCTION | 06.03.03 - Plates | 06.03.03.06 - Small (screw size 2.71mm – 4.49mm)(including blade) ≥ 16 holes | LK | QQ624 | 591 | ARTHREX AUSTRALIA PTY LTD | 3.5 mm Locking Compression Plate, Sterile | Locking Compression Plate, Sterile | More than or equal to 16 holes | 355042 |  | November 2024 | New listing
06 - Specialist Orthopaedic | 06.03 - SKELETAL RECONSTRUCTION | 06.03.03 - Plates | 06.03.03.06 - Small (screw size 2.71mm – 4.49mm)(including blade) ≥ 16 holes | VAL | QQ552 | 810 | STRYKER AUSTRALIA PTY LTD | Pangea Utility Plating System | 3.5 Utility Plates | Greater than 16 holes | 237797 |  | November 2024 | New listing
06 - Specialist Orthopaedic | 06.03 - SKELETAL RECONSTRUCTION | 06.03.03 - Plates | 06.03.03.07 - Mini (screw size ≤2.7mm)(including blade) ≤ 6 holes | VAL | QQ496 | 907 | ACTIS MEDICAL PTY LTD | Paragon 28 Gorilla Plating System-Plate, mini (≤ 6 holes); variable angle locking | Paragon 28 Gorilla Plating System-Plate, titanium mini plate, compression, variable angle locking, variable sizes and shapes | thickness 1.1/1.3 mm; multi screw diameter purchase 2.0/2.5mm or 2.7/3.5/4.2 mm | 289248 |  | November 2024 | Change to Organisation Billing code transferred from ER483 Sponsor transferred from EMERGO ASIA-PACIFIC PTY. LIMITED
06 - Specialist Orthopaedic | 06.03 - SKELETAL RECONSTRUCTION | 06.03.03 - Plates | 06.03.03.07 - Mini (screw size ≤2.7mm)(including blade) ≤ 6 holes | Com, VAL | QQ497 | 971 | ACTIS MEDICAL PTY LTD | Paragon 28 Gorilla Plating System-Plate, mini (≤ 6 holes);variable angle locking, complex | Paragon 28 Gorilla Plating System-Plate, titanium mini plate, compression, variable angle locking, complex | thickness 1.1mm; multi screw diameter purchase | 289248 |  | November 2024 | Change to Organisation Billing code transferred from ER484 Sponsor transferred from EMERGO ASIA-PACIFIC PTY. LIMITED
06 - Specialist Orthopaedic | 06.03 - SKELETAL RECONSTRUCTION | 06.03.03 - Plates | 06.03.03.07 - Mini (screw size ≤2.7mm)(including blade) ≤ 6 holes | VAL | QQ529 | 907 | ACTIS MEDICAL PTY LTD | Paragon 28 Proximal Rotational Metatarsal Osteotomy (“PROMO”) Plating System | PROMO left or right contoured plates designed specifically around the angle of the osteotomy, allowing space for optimal cross screw trajectory. Plates are used with Paragon 28 Baby Gorilla or Mini Monster screws. | Size 1-4, osteotomy angles 13-55° | 289248 |  | November 2024 | Change to Organisation Billing code transferred from ER492 Sponsor transferred from EMERGO ASIA-PACIFIC PTY. LIMITED
06 - Specialist Orthopaedic | 06.03 - SKELETAL RECONSTRUCTION | 06.03.03 - Plates | 06.03.03.07 - Mini (screw size ≤2.7mm)(including blade) ≤ 6 holes | VAL | QQ348 | 907 | LIFEHEALTHCARE PTY LIMITED | OsteoMed FPS | Titanium locking footplates | 2mm and 2.7mm | 202319 |  | November 2024 | Change to Organisation Billing code transferred from LM254 Sponsor transferred from LMT SURGICAL PTY LTD
06 - Specialist Orthopaedic | 06.03 - SKELETAL RECONSTRUCTION | 06.03.03 - Plates | 06.03.03.07 - Mini (screw size ≤2.7mm)(including blade) ≤ 6 holes | VAL | QQ553 | 907 | STRYKER AUSTRALIA PTY LTD | Pangea Utility Plating System | 2.7 Utility Plates | Less than or equal to 6 holes | 237797 |  | November 2024 | New listing
06 - Specialist Orthopaedic | 06.03 - SKELETAL RECONSTRUCTION | 06.03.03 - Plates | 06.03.03.08 - Mini (screw size ≤2.7mm)(including blade) ≥ 7 to ≤ 15 holes | VAL | QQ500 | 797 | ACTIS MEDICAL PTY LTD | Paragon 28 Gorilla Plating System-Plate, mini (≥ 7 to ≤ 15 holes); variable angle locking | Paragon 28 Gorilla Plating System-Plate, mini, Titanium, compression, variable angle locking, various shapes (e.g. straight/oblique, right/left) | thickness 1.1 mm, multi screw diameter purchase 2.0/2.5mm | 289248 |  | November 2024 | Change to Organisation Billing code transferred from ER485 Sponsor transferred from EMERGO ASIA-PACIFIC PTY. LIMITED
06 - Specialist Orthopaedic | 06.03 - SKELETAL RECONSTRUCTION | 06.03.03 - Plates | 06.03.03.08 - Mini (screw size ≤2.7mm)(including blade) ≥ 7 to ≤ 15 holes | Com, VAL | QQ501 | 812 | ACTIS MEDICAL PTY LTD | Paragon 28 Gorilla Plating System-Plate, mini (≥ 7 to ≤ 15 holes); variable angle locking, complex | Paragon 28 Gorilla Plating System-Plate, mini, Titanium, compression, variable angle locking, complex shapes | thickness 1.1mm; multi screw diameter purchase | 289248 |  | November 2024 | Change to Organisation Billing code transferred from ER486 Sponsor transferred from EMERGO ASIA-PACIFIC PTY. LIMITED
06 - Specialist Orthopaedic | 06.03 - SKELETAL RECONSTRUCTION | 06.03.03 - Plates | 06.03.03.08 - Mini (screw size ≤2.7mm)(including blade) ≥ 7 to ≤ 15 holes | VAL | QQ347 | 797 | LIFEHEALTHCARE PTY LIMITED | OsteoMed FPS | Titanium locking footplates | 2mm and 2.7mm | 202319 |  | November 2024 | Change to Organisation Billing code transferred from LM253 Sponsor transferred from LMT SURGICAL PTY LTD
06 - Specialist Orthopaedic | 06.03 - SKELETAL RECONSTRUCTION | 06.03.03 - Plates | 06.03.03.08 - Mini (screw size ≤2.7mm)(including blade) ≥ 7 to ≤ 15 holes | Com, VAL | QQ355 | 812 | LIFEHEALTHCARE PTY LIMITED | OsteoMed HPS | Low Profile hand plates | 1.2/1.6/2.0/2.4mm 4-12 hole; Complex | 202319 |  | November 2024 | Change to Organisation Billing code transferred from LM263 Sponsor transferred from LMT SURGICAL PTY LTD
06 - Specialist Orthopaedic | 06.03 - SKELETAL RECONSTRUCTION | 06.03.03 - Plates | 06.03.03.08 - Mini (screw size ≤2.7mm)(including blade) ≥ 7 to ≤ 15 holes | VAL | QQ356 | 797 | LIFEHEALTHCARE PTY LIMITED | Osteomed Plates | Low Profile plates | 1.2/1.6/2.0/2.4mm 4-12 hole; straight, L, T | 202319 |  | November 2024 | Change to Organisation Billing code transferred from LM262 Sponsor transferred from LMT SURGICAL PTY LTD
06 - Specialist Orthopaedic | 06.03 - SKELETAL RECONSTRUCTION | 06.03.03 - Plates | 06.03.03.08 - Mini (screw size ≤2.7mm)(including blade) ≥ 7 to ≤ 15 holes | VAL | QQ550 | 797 | STRYKER AUSTRALIA PTY LTD | Pangea Utility Plating System | 2.7 Utility Plates | 7-15 holes | 237797 |  | November 2024 | New listing
06 - Specialist Orthopaedic | 06.03 - SKELETAL RECONSTRUCTION | 06.03.03 - Plates | 06.03.03.09 - Mini (screw size ≤2.7mm)(including blade) ≥ 16 holes | VAL | QQ498 | 1207 | ACTIS MEDICAL PTY LTD | Paragon 28 Gorilla Plating System-Plate, mini (≥ 16 holes);variable angle locking | Paragon 28 Gorilla Plating System-Plate, mini, titanium, compression, variable angle locking, various shapes and sizes (small-extra large) | thickness 1.1-2.0 mm; multi screw diameter purchase | 289248 |  | November 2024 | Change to Organisation Billing code transferred from ER499 Sponsor transferred from EMERGO ASIA-PACIFIC PTY. LIMITED
06 - Specialist Orthopaedic | 06.03 - SKELETAL RECONSTRUCTION | 06.03.03 - Plates | 06.03.03.09 - Mini (screw size ≤2.7mm)(including blade) ≥ 16 holes | Com, VAL | QQ499 | 1180 | ACTIS MEDICAL PTY LTD | Paragon 28 Gorilla Plating System-Plate, mini (≥ 16 holes);variable angle locking, complex | Paragon 28 Gorilla Plating System-Plate, mini, titanium, compression, variable angle locking, various complex shapes and sizes, left or right | thickness 2.0mm; multi screw diameter purchase | 289248 |  | November 2024 | Change to Organisation Billing code transferred from ER500 Sponsor transferred from EMERGO ASIA-PACIFIC PTY. LIMITED
06 - Specialist Orthopaedic | 06.03 - SKELETAL RECONSTRUCTION | 06.03.03 - Plates | 06.03.03.09 - Mini (screw size ≤2.7mm)(including blade) ≥ 16 holes | VAL | QQ656 | 1207 | ARTHREX AUSTRALIA PTY LTD | Mini Fragment Plate 2.7mm | Mini Fragment Plate, greater or equal to 16-hole, Variable angle locking | 2.7mm | 284416 |  | November 2024 | New listing
06 - Specialist Orthopaedic | 06.03 - SKELETAL RECONSTRUCTION | 06.03.03 - Plates | 06.03.03.09 - Mini (screw size ≤2.7mm)(including blade) ≥ 16 holes | VAL | QQ551 | 1207 | STRYKER AUSTRALIA PTY LTD | Pangea Utility Plating System | 2.7 Utility Plates | Greater than 16 holes | 237797 |  | November 2024 | New listing
06 - Specialist Orthopaedic | 06.03 - SKELETAL RECONSTRUCTION | 06.03.03 - Plates | 06.03.03.20 - Periarticular anatomic - Humerus ≥ 7 to ≤ 15 holes | VAL | QQ365 | 1513 | LIFEHEALTHCARE PTY LIMITED | PANTERA Proximal Humerus Fracture Fixation Plate System - Plates | Proximal Humerus Plate | ≥ 7 to ≤ 15 holes | 182168 |  | November 2024 | Change to Organisation Billing code transferred from LM275 Sponsor transferred from LMT SURGICAL PTY LTD
06 - Specialist Orthopaedic | 06.03 - SKELETAL RECONSTRUCTION | 06.03.03 - Plates | 06.03.03.21 - Periarticular anatomic - Humerus ≥ 16 holes | VAL | QQ364 | 1643 | LIFEHEALTHCARE PTY LIMITED | PANTERA Proximal Humerus Fracture Fixation Plate System - Plate ≥ 16 holes | Proximal Humerus Plate | ≥ 16 holes | 182168 |  | November 2024 | Change to Organisation Billing code transferred from LM276 Sponsor transferred from LMT SURGICAL PTY LTD
06 - Specialist Orthopaedic | 06.03 - SKELETAL RECONSTRUCTION | 06.03.03 - Plates | 06.03.03.23 - Periarticular anatomic - Radius ≥ 7 to ≤ 15 holes | VAL | QQ693 | 1183 | AA-Med Pty Ltd | ARIX Elbow System- Proximal Radius Plates | Proximal Radius Plates | 7-10 holes | 409165 |  | November 2024 | New listing
06 - Specialist Orthopaedic | 06.03 - SKELETAL RECONSTRUCTION | 06.03.03 - Plates | 06.03.03.23 - Periarticular anatomic - Radius ≥ 7 to ≤ 15 holes | VAL | QQ803 | 1183 | AA-Med Pty Ltd | ARIX Wrist System - Volar Distal Radius Plates | Volar Distal Radius Plates | 8-11 holes | 409165 |  | November 2024 | New listing
06 - Specialist Orthopaedic | 06.03 - SKELETAL RECONSTRUCTION | 06.03.03 - Plates | 06.03.03.23 - Periarticular anatomic - Radius ≥ 7 to ≤ 15 holes | VAL | QQ545 | 1183 | STRYKER AUSTRALIA PTY LTD | VariAx 2 Distal Radius Volar Plate | Volar Plate | Radius 7-15 holes | 237797 |  | November 2024 | New listing
06 - Specialist Orthopaedic | 06.03 - SKELETAL RECONSTRUCTION | 06.03.03 - Plates | 06.03.03.23 - Periarticular anatomic - Radius ≥ 7 to ≤ 15 holes | VAL | QQ546 | 1183 | STRYKER AUSTRALIA PTY LTD | VariAx 2 Distal Radius Volar Plate | Volar Plate | 7 hole | 237797 |  | November 2024 | New listing
06 - Specialist Orthopaedic | 06.03 - SKELETAL RECONSTRUCTION | 06.03.03 - Plates | 06.03.03.26 - Periarticular anatomic - Ulna ≥ 7 to ≤ 15 holes | VAL | QQ332 | 1198 | AA-Med Pty Ltd | ARIX Elbow System- Olecranon | Olecranon, Medial, Lateral, Posterolateral | 5-17 holes | 409165 |  | November 2024 | New listing
06 - Specialist Orthopaedic | 06.03 - SKELETAL RECONSTRUCTION | 06.03.03 - Plates | 06.03.03.31 - Periarticular anatomic - Pelvis ≥ 16 holes |  | QQ667 | 760 | STRYKER AUSTRALIA PTY LTD | PRO Plating System | Quadrilateral Surface Plates | 16-18 Holes | 237797 |  | November 2024 | New listing
06 - Specialist Orthopaedic | 06.03 - SKELETAL RECONSTRUCTION | 06.03.03 - Plates | 06.03.03.33 - Periarticular anatomic - Femur ≥ 7 to ≤ 15 holes | VAL | QQ770 | 1710 | STRYKER AUSTRALIA PTY LTD | Pangea – VAP Distal Femur | Distal Femur Plates | 7-15 holes, Left and Right | 237797 |  | November 2024 | New listing
06 - Specialist Orthopaedic | 06.03 - SKELETAL RECONSTRUCTION | 06.03.03 - Plates | 06.03.03.34 - Periarticular anatomic - Femur ≥ 16 holes | VAL | QQ822 | 1947 | STRYKER AUSTRALIA PTY LTD | Pangea – VAP Distal Femur | Distal Femur Plates | Greater than 16 holes, Left and Right | 237797 |  | November 2024 | New listing
06 - Specialist Orthopaedic | 06.03 - SKELETAL RECONSTRUCTION | 06.03.03 - Plates | 06.03.03.34 - Periarticular anatomic - Femur ≥ 16 holes | VAL | QQ823 | 1947 | STRYKER AUSTRALIA PTY LTD | Pangea – VAP Distal Femur | Distal Femur Plates | Greater than or equal to 16 holes, Left and Right | 237797 |  | November 2024 | New listing
06 - Specialist Orthopaedic | 06.03 - SKELETAL RECONSTRUCTION | 06.03.03 - Plates | 06.03.03.35 - Periarticular anatomic - Fibula ≤ 6 holes | VAL | QQ493 | 1362 | ACTIS MEDICAL PTY LTD | Paragon 28 Gorilla Plating System-Plate, fibular (≤ 6 holes) | Paragon 28 Gorilla Plating System-Plate, fibular, tubular,anatomic, titanium | thickness 1.5mm; multi screw diameter purchase 2.7/3.5/4.2mm | 289248 |  | November 2024 | Change to Organisation Billing code transferred from ER421 Sponsor transferred from EMERGO ASIA-PACIFIC PTY. LIMITED
06 - Specialist Orthopaedic | 06.03 - SKELETAL RECONSTRUCTION | 06.03.03 - Plates | 06.03.03.36 - Periarticular anatomic - Fibula ≥ 7 to ≤ 15 holes | VAL | QQ495 | 1238 | ACTIS MEDICAL PTY LTD | Paragon 28 Gorilla Plating System-Plate, fibular (≥ 7 to ≤ 15 holes) | Paragon 28 Gorilla Plating System-Plate, fibular, tubular, anatomic, titanium | thickness 1.5mm; multi screw diameter purchase 2.7/3.5/4.2mm | 289248 |  | November 2024 | Change to Organisation Billing code transferred from ER422 Sponsor transferred from EMERGO ASIA-PACIFIC PTY. LIMITED
06 - Specialist Orthopaedic | 06.03 - SKELETAL RECONSTRUCTION | 06.03.03 - Plates | 06.03.03.36 - Periarticular anatomic - Fibula ≥ 7 to ≤ 15 holes | VAL | QQ353 | 1238 | LIFEHEALTHCARE PTY LIMITED | Osteomed FPS | Fibular Fracture Plates | 7 to 15 holes | 202319 |  | November 2024 | Change to Organisation Billing code transferred from LM308 Sponsor transferred from LMT SURGICAL PTY LTD
06 - Specialist Orthopaedic | 06.03 - SKELETAL RECONSTRUCTION | 06.03.03 - Plates | 06.03.03.37 - Periarticular anatomic - Fibula ≥ 16 holes | VAL | QQ494 | 1102 | ACTIS MEDICAL PTY LTD | Paragon 28 Gorilla Plating System-Plate, fibular (≥ 16 holes) | Paragon 28 Gorilla Plating System-Plate, fibular, tubular, anatomic, titanium | thickness 1.5mm; multi screw diameter purchase 2.7/3.5/4.2mm | 289248 |  | November 2024 | Change to Organisation Billing code transferred from ER423 Sponsor transferred from EMERGO ASIA-PACIFIC PTY. LIMITED
06 - Specialist Orthopaedic | 06.03 - SKELETAL RECONSTRUCTION | 06.03.03 - Plates | 06.03.03.38 - Periarticular anatomic - Tibia ≤ 6 holes | VAL | QQ337 | 1474 | LIFEHEALTHCARE PTY LIMITED | Extremilock FPS | Ankle Plating System | 3.5mm and 4mm | 202319 |  | November 2024 | Change to Organisation Billing code transferred from LM305 Sponsor transferred from LMT SURGICAL PTY LTD
06 - Specialist Orthopaedic | 06.03 - SKELETAL RECONSTRUCTION | 06.03.03 - Plates | 06.03.03.39 - Periarticular anatomic - Tibia ≥ 7 to ≤ 15 holes | VAL | QQ506 | 1489 | ACTIS MEDICAL PTY LTD | Paragon 28 Gorilla Plating System-Plate, tibial ( ≥ 7 to ≤ 15 holes) | Paragon 28 Gorilla Silverback tibiotalar (TT) anterior or lateral ankle fusion plate, left or right | ( ≥ 7 to ≤ 15 holes); 65-109 mm | 289308 |  | November 2024 | Change to Organisation Billing code transferred from ER502 Sponsor transferred from EMERGO ASIA-PACIFIC PTY. LIMITED
06 - Specialist Orthopaedic | 06.03 - SKELETAL RECONSTRUCTION | 06.03.03 - Plates | 06.03.03.39 - Periarticular anatomic - Tibia ≥ 7 to ≤ 15 holes | VAL | QQ352 | 1489 | LIFEHEALTHCARE PTY LIMITED | Osteomed FPS | Anterior Lateral Plates | 7 to 15 holes | 202319 |  | November 2024 | Change to Organisation Billing code transferred from LM307 Sponsor transferred from LMT SURGICAL PTY LTD
06 - Specialist Orthopaedic | 06.03 - SKELETAL RECONSTRUCTION | 06.03.03 - Plates | 06.03.03.39 - Periarticular anatomic - Tibia ≥ 7 to ≤ 15 holes | VAL | QQ422 | 1489 | LIFEHEALTHCARE PTY LIMITED | Omni Stable AF Plating System | Tibia Plates | 7 to 15 holes | 306780 |  | November 2024 | Change to Organisation Billing code transferred from LM537 Sponsor transferred from LMT SURGICAL PTY LTD
06 - Specialist Orthopaedic | 06.03 - SKELETAL RECONSTRUCTION | 06.03.03 - Plates | 06.03.03.39 - Periarticular anatomic - Tibia ≥ 7 to ≤ 15 holes | VAL | QQ554 | 1489 | STRYKER AUSTRALIA PTY LTD | Pangea – VAP Tibia | Tibial Plates | 8-15 holes, Left and Right | 237797 |  | November 2024 | New listing
06 - Specialist Orthopaedic | 06.03 - SKELETAL RECONSTRUCTION | 06.03.03 - Plates | 06.03.03.40 - Periarticular anatomic - Tibia ≥ 16 holes | VAL | QQ513 | 1636 | ACTIS MEDICAL PTY LTD | Paragon 28 Gorilla Plating System-Plate, tibial (≥ 16 holes) | Paragon 28 Gorilla Silverback Plating System-Plate, tibial, lateral TTC, left or right | ≥ 16 holes, 113-154 mm | 289248 |  | November 2024 | Change to Organisation Billing code transferred from ER503 Sponsor transferred from EMERGO ASIA-PACIFIC PTY. LIMITED
06 - Specialist Orthopaedic | 06.03 - SKELETAL RECONSTRUCTION | 06.03.03 - Plates | 06.03.03.40 - Periarticular anatomic - Tibia ≥ 16 holes | VAL | QQ423 | 1636 | LIFEHEALTHCARE PTY LIMITED | Omni Stable AF Plating System | Tibia Plates | 17 holes | 306780 |  | November 2024 | Change to Organisation Billing code transferred from LM538 Sponsor transferred from LMT SURGICAL PTY LTD
06 - Specialist Orthopaedic | 06.03 - SKELETAL RECONSTRUCTION | 06.03.03 - Plates | 06.03.03.40 - Periarticular anatomic - Tibia ≥ 16 holes | VAL | QQ555 | 1636 | STRYKER AUSTRALIA PTY LTD | Pangea – VAP Tibia | Tibial Plates | Greater than 16 holes, Left and Right | 237797 |  | November 2024 | New listing
06 - Specialist Orthopaedic | 06.03 - SKELETAL RECONSTRUCTION | 06.03.03 - Plates | 06.03.03.40 - Periarticular anatomic - Tibia ≥ 16 holes | VAL | QQ556 | 1636 | STRYKER AUSTRALIA PTY LTD | Pangea – VAP Tibia | Tibial Plates | 16-24 holes, Left and Right | 237797 |  | November 2024 | New listing
06 - Specialist Orthopaedic | 06.03 - SKELETAL RECONSTRUCTION | 06.03.03 - Plates | 06.03.03.42 - Periarticular anatomic - Calcaneal ≥ 7 to ≤ 15 holes | VAL | QQ492 | 1373 | ACTIS MEDICAL PTY LTD | Paragon 28 Gorilla Plating System-Plate, Calcaneal ( ≥ 7 to ≤ 15 holes) | Paragon 28 Gorilla Plating System-Plate, Calcaneus fracture, MTP various shapes, Titanium, | thickness 1.1mm; multi screw diameter purchase 2.7/3.5/4.2mm | 289248 |  | November 2024 | Change to Organisation Billing code transferred from ER424 Sponsor transferred from EMERGO ASIA-PACIFIC PTY. LIMITED
06 - Specialist Orthopaedic | 06.03 - SKELETAL RECONSTRUCTION | 06.03.03 - Plates | 06.03.03.42 - Periarticular anatomic - Calcaneal ≥ 7 to ≤ 15 holes | VAL | QQ351 | 1373 | LIFEHEALTHCARE PTY LIMITED | Osteomed FPS | Calcaneal Plates | 7 to 15 holes | 202319 |  | November 2024 | Change to Organisation Billing code transferred from LM306 Sponsor transferred from LMT SURGICAL PTY LTD
06 - Specialist Orthopaedic | 06.03 - SKELETAL RECONSTRUCTION | 06.03.03 - Plates | 06.03.03.50 - Cable plate with 1 or more cables, ≤ 6 holes |  | QQ696 | 982 | JOHNSON & JOHNSON MEDICAL PTY LTD | Trochanteric Reattachment Device | Titanium alloy reattachment device with cables | Small | 157069 |  | November 2024 | Expanded from SY378
06 - Specialist Orthopaedic | 06.03 - SKELETAL RECONSTRUCTION | 06.03.03 - Plates | 06.03.03.50 - Cable plate with 1 or more cables, ≤ 6 holes |  | QQ833 | 982 | ZIMMER BIOMET PTY LTD | SternaLock XP Rigid Fixation System | Sternal Closure System | Double Cable Plate including Sharp, Box Plate, Auxiliary Plate, Tower Plate | 456147 |  | November 2024 | New listing
06 - Specialist Orthopaedic | 06.03 - SKELETAL RECONSTRUCTION | 06.03.03 - Plates | 06.03.03.51 - Cable plate with 1 or more cables, ≥ 7 holes to ≤ 15 holes |  | QQ697 | 1048 | JOHNSON & JOHNSON MEDICAL PTY LTD | Trochanteric Reattachment Device | Titanium alloy reattachment device with cables | Large | 157069 |  | November 2024 | Expanded from SY378
06 - Specialist Orthopaedic | 06.03 - SKELETAL RECONSTRUCTION | 06.03.03 - Plates | 06.03.03.51 - Cable plate with 1 or more cables, ≥ 7 holes to ≤ 15 holes |  | QQ835 | 1048 | ZIMMER BIOMET PTY LTD | SternaLock XP Rigid Fixation System | Sternal Closure System | X Plate, Cable Plate | 456147 |  | November 2024 | New listing
06 - Specialist Orthopaedic | 06.03 - SKELETAL RECONSTRUCTION | 06.03.04 - Screws | 06.03.04.01 - Standard ( ≥4.5mm) |  | QQ473 | 57 | ACTIS MEDICAL PTY LTD | Paragon 28 Monster Screw System-Screws, standard ( ≥4.5mm) | Paragon 28 Monster Screw System-Screws, headed, blunt tip, solid, various thread lengths | dia (4.5-7.0 mm) x length (18-200 mm) x thread length (6-200 mm) | 289308 |  | November 2024 | Change to Organisation Billing code transferred from ER391 Sponsor transferred from EMERGO ASIA-PACIFIC PTY. LIMITED
06 - Specialist Orthopaedic | 06.03 - SKELETAL RECONSTRUCTION | 06.03.04 - Screws | 06.03.04.01 - Standard ( ≥4.5mm) | CN | QQ474 | 185 | ACTIS MEDICAL PTY LTD | Paragon 28 Monster Screw System-Screws, Standard ( ≥4.5mm), cannulated | Paragon 28 Monster Screw System-Screws, standard ( ≥4.5mm), cannulated, headed, with and without blunt tip | diameter (4.5-7.0 mm) x length (18-200 mm) x length of thread (6-200 mm) | 289308 |  | November 2024 | Change to Organisation Billing code transferred from ER392 Sponsor transferred from EMERGO ASIA-PACIFIC PTY. LIMITED
06 - Specialist Orthopaedic | 06.03 - SKELETAL RECONSTRUCTION | 06.03.04 - Screws | 06.03.04.01 - Standard ( ≥4.5mm) | CN,DT | QQ475 | 351 | ACTIS MEDICAL PTY LTD | Paragon 28 Monster Screw System-Screws, standard ( ≥4.5mm), cannulated, dual thread, locking | Paragon 28 Monster Screw System-screws, cannulated, dual thread, locking, headless, partial thread, Titanium | dia (4.5-7.2 mm) x length (50-200mm) | 289308 |  | November 2024 | Change to Organisation Billing code transferred from ER393 Sponsor transferred from EMERGO ASIA-PACIFIC PTY. LIMITED
06 - Specialist Orthopaedic | 06.03 - SKELETAL RECONSTRUCTION | 06.03.04 - Screws | 06.03.04.01 - Standard ( ≥4.5mm) |  | QQ516 | 57 | ACTIS MEDICAL PTY LTD | Paragon 28 Gorilla Plating System-Screws, standard ( ≥ 4.5mm) | Paragon 28 Gorilla Plating System-Screws, standard ( ≥ 4.5mm) | dia (4.5-5.2 mm) x length (14-60 mm) | 289308 |  | November 2024 | Change to Organisation Billing code transferred from ER510 Sponsor transferred from EMERGO ASIA-PACIFIC PTY. LIMITED
06 - Specialist Orthopaedic | 06.03 - SKELETAL RECONSTRUCTION | 06.03.04 - Screws | 06.03.04.01 - Standard ( ≥4.5mm) | LK | QQ517 | 123 | ACTIS MEDICAL PTY LTD | Paragon 28 Gorilla Plating System-Screws, standard ( ≥ 4.5mm), locking | Paragon 28 Gorilla Plating System-Screws, standard ( ≥ 4.5mm), locking, recon/Tuffneck | dia (4.5-5.2 mm) x length (14-60 mm) | 289308 |  | November 2024 | Change to Organisation Billing code transferred from ER504 Sponsor transferred from EMERGO ASIA-PACIFIC PTY. LIMITED
06 - Specialist Orthopaedic | 06.03 - SKELETAL RECONSTRUCTION | 06.03.04 - Screws | 06.03.04.01 - Standard ( ≥4.5mm) | CN,LK | QQ525 | 246 | ACTIS MEDICAL PTY LTD | Paragon 28 Monster Screw System-Screws, standard ( ≥4.5mm), cannulated, locking | Paragon 28 Monster Screw System-Joust Beaming Screws, standard, cannulated, locking, headless, Titanium | dia (5.0-7.2mm) x Length (50-185mm) | 289308 |  | November 2024 | Change to Organisation Billing code transferred from ER523 Sponsor transferred from EMERGO ASIA-PACIFIC PTY. LIMITED
06 - Specialist Orthopaedic | 06.03 - SKELETAL RECONSTRUCTION | 06.03.04 - Screws | 06.03.04.01 - Standard ( ≥4.5mm) | DT | QQ526 | 229 | ACTIS MEDICAL PTY LTD | Paragon 28 Monster Screw System-Screws, standard ( ≥4.5mm), dual thread, locking | Paragon 28 Monster Screw System-Joust Beaming Screws, ( ≥4.5mm), headless, dual thread, locking, Ti | dia (5.0-7.2mm) x length (50-185mm) | 289308 |  | November 2024 | Change to Organisation Billing code transferred from ER522 Sponsor transferred from EMERGO ASIA-PACIFIC PTY. LIMITED
06 - Specialist Orthopaedic | 06.03 - SKELETAL RECONSTRUCTION | 06.03.04 - Screws | 06.03.04.01 - Standard ( ≥4.5mm) | CN | QQ671 | 185 | CAB MEDICAL PTY LTD | Agomed Headed Screw | Standard cannulated titanium screws | Greater than 4.5mm | 429400 |  | November 2024 | New listing
06 - Specialist Orthopaedic | 06.03 - SKELETAL RECONSTRUCTION | 06.03.04 - Screws | 06.03.04.01 - Standard ( ≥4.5mm) | CN,DT | QQ674 | 351 | CAB MEDICAL PTY LTD | Agomed Headless Screws | Standard cannulated compression titanium screws | Greater than 4.5mm | 429400 |  | November 2024 | New listing
06 - Specialist Orthopaedic | 06.03 - SKELETAL RECONSTRUCTION | 06.03.04 - Screws | 06.03.04.01 - Standard ( ≥4.5mm) | CN,LK | QQ367 | 246 | LIFEHEALTHCARE PTY LIMITED | PANTERA Proximal Humerus Fracture Fixation Plate System - Post with Cross Element | Threaded Locking Screw | 5.2mm | 182168 |  | November 2024 | Change to Organisation Billing code transferred from LM277 Sponsor transferred from LMT SURGICAL PTY LTD
06 - Specialist Orthopaedic | 06.03 - SKELETAL RECONSTRUCTION | 06.03.04 - Screws | 06.03.04.01 - Standard ( ≥4.5mm) | LK | QQ396 | 123 | LIFEHEALTHCARE PTY LIMITED | Locking Screw (Standard) | Locking Screw (Standard) | ≥4.5mm | 306780 |  | November 2024 | Change to Organisation Billing code transferred from LM506 Sponsor transferred from LMT SURGICAL PTY LTD
06 - Specialist Orthopaedic | 06.03 - SKELETAL RECONSTRUCTION | 06.03.04 - Screws | 06.03.04.01 - Standard ( ≥4.5mm) |  | QQ399 | 57 | LIFEHEALTHCARE PTY LIMITED | Non-Locking Screw (Standard) | Non-Locking Screw (Standard) | ≥4.5mm | 306780 |  | November 2024 | Change to Organisation Billing code transferred from LM505 Sponsor transferred from LMT SURGICAL PTY LTD
06 - Specialist Orthopaedic | 06.03 - SKELETAL RECONSTRUCTION | 06.03.04 - Screws | 06.03.04.01 - Standard ( ≥4.5mm) | CN | QQ414 | 185 | LIFEHEALTHCARE PTY LIMITED | Partially threaded cannulated screw | Partially threaded cannulated screw | ≥4.5mm | 306780 |  | November 2024 | Change to Organisation Billing code transferred from LM507 Sponsor transferred from LMT SURGICAL PTY LTD
06 - Specialist Orthopaedic | 06.03 - SKELETAL RECONSTRUCTION | 06.03.04 - Screws | 06.03.04.01 - Standard ( ≥4.5mm) |  | QQ570 | 57 | LMT SURGICAL PTY LTD | Extremity Medical Screw System | Non locking screws | greater than or equal to 4.5mm | 164980 |  | November 2024 | Expanded from LM142
06 - Specialist Orthopaedic | 06.03 - SKELETAL RECONSTRUCTION | 06.03.04 - Screws | 06.03.04.01 - Standard ( ≥4.5mm) | CN | QQ571 | 185 | LMT SURGICAL PTY LTD | Extremity Medical Screw System | Cannulated Screws | greater than or equal to 4.5mm | 164980 |  | November 2024 | Expanded from LM142
06 - Specialist Orthopaedic | 06.03 - SKELETAL RECONSTRUCTION | 06.03.04 - Screws | 06.03.04.01 - Standard ( ≥4.5mm) | CN | QQ582 | 185 | LMT SURGICAL PTY LTD | Extremity Medical Screw System | Cannulated Screws | 4.5mm | 164980 |  | November 2024 | Expanded from LM143
06 - Specialist Orthopaedic | 06.03 - SKELETAL RECONSTRUCTION | 06.03.04 - Screws | 06.03.04.01 - Standard ( ≥4.5mm) | LK | QQ771 | 123 | Mathys Orthopaedics Pty Limited | Glenoid Baseplate Locking Bone Screws | Glenoid Baseplate Locking Bone Screws | 5.0mm diameter, length 14-38mm in 4mm increments | 212469 |  | November 2024 | Change to Organisation Billing code transferred from DD056 Sponsor transferred from DJO GLOBAL PTY LTD
06 - Specialist Orthopaedic | 06.03 - SKELETAL RECONSTRUCTION | 06.03.04 - Screws | 06.03.04.01 - Standard ( ≥4.5mm) |  | QQ775 | 57 | Mathys Orthopaedics Pty Limited | Replacement retaining screw for glenoid head | Replacement retaining screw for glenoid head | 6.5mm x 30mm | 212521 |  | November 2024 | Change to Organisation Billing code transferred from DD054 Sponsor transferred from DJO GLOBAL PTY LTD
06 - Specialist Orthopaedic | 06.03 - SKELETAL RECONSTRUCTION | 06.03.04 - Screws | 06.03.04.01 - Standard ( ≥4.5mm) | LK | QQ567 | 123 | STABLE ORTHOPAEDICS PTY LTD | BioFix Locking Screw | Locking Bone Screw | Diam greater than 4.5mm length 15 to 110mm | 446431 |  | November 2024 | New listing
06 - Specialist Orthopaedic | 06.03 - SKELETAL RECONSTRUCTION | 06.03.04 - Screws | 06.03.04.01 - Standard ( ≥4.5mm) |  | QQ572 | 57 | STABLE ORTHOPAEDICS PTY LTD | BioFix Non Locking Screw | Non Locking Bone Screw | Diam greater than 4.5mm length 20 to 110mm | 446431 |  | November 2024 | New listing
06 - Specialist Orthopaedic | 06.03 - SKELETAL RECONSTRUCTION | 06.03.04 - Screws | 06.03.04.01 - Standard ( ≥4.5mm) | CN | QQ568 | 185 | STRYKER AUSTRALIA PTY LTD | PROstep Compression Screw | Cannulated compression screw | Diameter: 5mm, Length: 30-80mm | 295072 |  | November 2024 | New listing
06 - Specialist Orthopaedic | 06.03 - SKELETAL RECONSTRUCTION | 06.03.04 - Screws | 06.03.04.01 - Standard ( ≥4.5mm) | LK | QQ800 | 123 | STRYKER AUSTRALIA PTY LTD | Pangea – T20 5.0mm Screws | Locking Screw | Diameter 5mm, Length 10-95mm | 451965 |  | November 2024 | New listing
06 - Specialist Orthopaedic | 06.03 - SKELETAL RECONSTRUCTION | 06.03.04 - Screws | 06.03.04.02 - Small (2.71mm – 4.49mm) | LK | QQ330 | 102 | AA-Med Pty Ltd | ARIX 2.0-3.5mm Locking screws | Locking screws | 2.0-3.5mm | 409165 |  | November 2024 | New listing
06 - Specialist Orthopaedic | 06.03 - SKELETAL RECONSTRUCTION | 06.03.04 - Screws | 06.03.04.02 - Small (2.71mm – 4.49mm) |  | QQ470 | 46 | ACTIS MEDICAL PTY LTD | Paragon 28 Monster Screw System-Screws, small (2.71mm – 4.49mm) | Paragon 28 Monster Screw System-Screws, small, headed, with and without blunt tip, solid, recon/Tuffneck | dia (3.0-4.2 mm) x length (10-150 mm) x thread length (3-150 mm) | 289308 |  | November 2024 | Change to Organisation Billing code transferred from ER394 Sponsor transferred from EMERGO ASIA-PACIFIC PTY. LIMITED
06 - Specialist Orthopaedic | 06.03 - SKELETAL RECONSTRUCTION | 06.03.04 - Screws | 06.03.04.02 - Small (2.71mm – 4.49mm) | CN | QQ471 | 178 | ACTIS MEDICAL PTY LTD | Paragon 28 Monster Screw System-Screws, small (2.71mm – 4.49mm), cannulated | Paragon 28 Monster Screw System-Screws, small, cannulated, headed, partial or full thread | dia (3.0-4.0) x length (10-150 mm) x thread length (3-150 mm) | 289308 |  | November 2024 | Change to Organisation Billing code transferred from ER395 Sponsor transferred from EMERGO ASIA-PACIFIC PTY. LIMITED
06 - Specialist Orthopaedic | 06.03 - SKELETAL RECONSTRUCTION | 06.03.04 - Screws | 06.03.04.02 - Small (2.71mm – 4.49mm) | CN,DT | QQ472 | 362 | ACTIS MEDICAL PTY LTD | Paragon 28 Monster Screw System-Screws, small (2.71mm – 4.49mm), cannulated, dual thread, locking | Paragon 28 Monster Screw System-Screws, small, cannulated, dual thread, locking, headless, Titanium | dia (3.0-4.0) x length (10-100 mm) x length of thread (3.5-100 mm) | 289308 |  | November 2024 | Change to Organisation Billing code transferred from ER396 Sponsor transferred from EMERGO ASIA-PACIFIC PTY. LIMITED
06 - Specialist Orthopaedic | 06.03 - SKELETAL RECONSTRUCTION | 06.03.04 - Screws | 06.03.04.02 - Small (2.71mm – 4.49mm) | LK | QQ478 | 102 | ACTIS MEDICAL PTY LTD | Paragon 28 Phantom Lapidus Nail-Screws, small (2.71mm – 4.49mm), dual thread, locking | Paragon 28 Phantom Lapidus Nail-Screws, small (2.71mm – 4.49mm), dual thread, locking | dia 3.5 mm x length (10-26 mm) | 290443 |  | November 2024 | Change to Organisation Billing code transferred from ER381 Sponsor transferred from EMERGO ASIA-PACIFIC PTY. LIMITED
06 - Specialist Orthopaedic | 06.03 - SKELETAL RECONSTRUCTION | 06.03.04 - Screws | 06.03.04.02 - Small (2.71mm – 4.49mm) | LK | QQ515 | 102 | ACTIS MEDICAL PTY LTD | Paragon 28 Gorilla Plating System-Screws, small | Paragon 28 Gorilla Plating System-Screws, small, locking; compact, recon/Tuffneck | dia (3.5-4.2 mm) x length (8-100 mm) | 289308 |  | November 2024 | Change to Organisation Billing code transferred from ER425 Sponsor transferred from EMERGO ASIA-PACIFIC PTY. LIMITED
06 - Specialist Orthopaedic | 06.03 - SKELETAL RECONSTRUCTION | 06.03.04 - Screws | 06.03.04.02 - Small (2.71mm – 4.49mm) |  | QQ600 | 46 | ARTHREX AUSTRALIA PTY LTD | Titanium Ankle Fracture System 3.5mm cortical screw | Low profile screw, Cortical | 3.5mm | 284416 |  | November 2024 | New listing
06 - Specialist Orthopaedic | 06.03 - SKELETAL RECONSTRUCTION | 06.03.04 - Screws | 06.03.04.02 - Small (2.71mm – 4.49mm) | CN | QQ614 | 178 | ARTHREX AUSTRALIA PTY LTD | Congruent-Arc Latarjet - 3.75 Cannulated Screws | Cannulated Low Profile Screws, Small | 3.75mm | 351000 |  | November 2024 | New listing
06 - Specialist Orthopaedic | 06.03 - SKELETAL RECONSTRUCTION | 06.03.04 - Screws | 06.03.04.02 - Small (2.71mm – 4.49mm) | LK | QQ615 | 102 | ARTHREX AUSTRALIA PTY LTD | Titanium Ankle and Fracture System – Screws | Low Profile Locking Screw | 3mm | 350999 |  | November 2024 | New listing
06 - Specialist Orthopaedic | 06.03 - SKELETAL RECONSTRUCTION | 06.03.04 - Screws | 06.03.04.02 - Small (2.71mm – 4.49mm) | CN | QQ670 | 178 | CAB MEDICAL PTY LTD | Agomed Headed Screw | Standard cannulated titanium screws | 2.71mm - 4.49mm | 429400 |  | November 2024 | New listing
06 - Specialist Orthopaedic | 06.03 - SKELETAL RECONSTRUCTION | 06.03.04 - Screws | 06.03.04.02 - Small (2.71mm – 4.49mm) | CN,DT | QQ675 | 362 | CAB MEDICAL PTY LTD | Agomed Headless Screws | Standard cannulated dual thread titanium screw | 2.71mm - 4.49mm | 429400 |  | November 2024 | New listing
06 - Specialist Orthopaedic | 06.03 - SKELETAL RECONSTRUCTION | 06.03.04 - Screws | 06.03.04.02 - Small (2.71mm – 4.49mm) | CN,DT | QQ682 | 362 | CONMED LINVATEC AUSTRALIA PTY LTD | IBS - B Compression Screws | Titanium Headless Compression Screws | 3.3, 4.0 mm Compression Screws, 16 - 60 mm | 348714 |  | November 2024 | New listing
06 - Specialist Orthopaedic | 06.03 - SKELETAL RECONSTRUCTION | 06.03.04 - Screws | 06.03.04.02 - Small (2.71mm – 4.49mm) |  | QQ338 | 46 | LIFEHEALTHCARE PTY LIMITED | Extremilock Screws | Screws | 2.7mm - 4.49mm x 8-70mm | 149435 202319 |  | November 2024 | Change to Organisation Billing code transferred from LM326 Sponsor transferred from LMT SURGICAL PTY LTD
06 - Specialist Orthopaedic | 06.03 - SKELETAL RECONSTRUCTION | 06.03.04 - Screws | 06.03.04.02 - Small (2.71mm – 4.49mm) | CN,DT | QQ341 | 362 | LIFEHEALTHCARE PTY LIMITED | Headless Compression Screws | Compression Screws | 3.5mm | 279795 |  | November 2024 | Change to Organisation Billing code transferred from LM315 Sponsor transferred from LMT SURGICAL PTY LTD
06 - Specialist Orthopaedic | 06.03 - SKELETAL RECONSTRUCTION | 06.03.04 - Screws | 06.03.04.02 - Small (2.71mm – 4.49mm) | LK | QQ346 | 102 | LIFEHEALTHCARE PTY LIMITED | OsteoMed FPS | Bone screws | 3.5/4mm x 10-70mm | 202319 |  | November 2024 | Change to Organisation Billing code transferred from LM252 Sponsor transferred from LMT SURGICAL PTY LTD
06 - Specialist Orthopaedic | 06.03 - SKELETAL RECONSTRUCTION | 06.03.04 - Screws | 06.03.04.02 - Small (2.71mm – 4.49mm) |  | QQ361 | 46 | LIFEHEALTHCARE PTY LIMITED | PANTERA Proximal Humerus Fracture Fixation Plate System - Cortical Screw | Cortical Screw | 3.5mm | 182168 |  | November 2024 | Change to Organisation Billing code transferred from LM279 Sponsor transferred from LMT SURGICAL PTY LTD
06 - Specialist Orthopaedic | 06.03 - SKELETAL RECONSTRUCTION | 06.03.04 - Screws | 06.03.04.02 - Small (2.71mm – 4.49mm) | LK | QQ363 | 102 | LIFEHEALTHCARE PTY LIMITED | PANTERA Proximal Humerus Fracture Fixation Plate System - Locking Cortical Screw | Locking Cortical Screw | 3.5mm | 182168 |  | November 2024 | Change to Organisation Billing code transferred from LM278 Sponsor transferred from LMT SURGICAL PTY LTD
06 - Specialist Orthopaedic | 06.03 - SKELETAL RECONSTRUCTION | 06.03.04 - Screws | 06.03.04.02 - Small (2.71mm – 4.49mm) | LK | QQ366 | 102 | LIFEHEALTHCARE PTY LIMITED | PANTERA Proximal Humerus Fracture Fixation Plate System - Post Cap Screw | Post Cap Screw | 2.7 mm | 182168 |  | November 2024 | Change to Organisation Billing code transferred from LM280 Sponsor transferred from LMT SURGICAL PTY LTD
06 - Specialist Orthopaedic | 06.03 - SKELETAL RECONSTRUCTION | 06.03.04 - Screws | 06.03.04.02 - Small (2.71mm – 4.49mm) | LK | QQ393 | 102 | LIFEHEALTHCARE PTY LIMITED | Hex Locking Screws | Hex plate fixation locking screws | 2.71 to 4.49mm diameter | 178232 |  | November 2024 | Change to Organisation Billing code transferred from LM359 Sponsor transferred from LMT SURGICAL PTY LTD
06 - Specialist Orthopaedic | 06.03 - SKELETAL RECONSTRUCTION | 06.03.04 - Screws | 06.03.04.02 - Small (2.71mm – 4.49mm) |  | QQ394 | 46 | LIFEHEALTHCARE PTY LIMITED | Hex Screw | Hex plate fixation screw | 2.71 to 4.49mm diameter | 178232 |  | November 2024 | Change to Organisation Billing code transferred from LM358 Sponsor transferred from LMT SURGICAL PTY LTD
06 - Specialist Orthopaedic | 06.03 - SKELETAL RECONSTRUCTION | 06.03.04 - Screws | 06.03.04.02 - Small (2.71mm – 4.49mm) | LK | QQ397 | 102 | LIFEHEALTHCARE PTY LIMITED | Locking Screws (Small) | Locking Screws (Small) | 2.71mm – 4.49mm | 306780 |  | November 2024 | Change to Organisation Billing code transferred from LM504 Sponsor transferred from LMT SURGICAL PTY LTD
06 - Specialist Orthopaedic | 06.03 - SKELETAL RECONSTRUCTION | 06.03.04 - Screws | 06.03.04.02 - Small (2.71mm – 4.49mm) |  | QQ400 | 46 | LIFEHEALTHCARE PTY LIMITED | Non-Locking Screws (Small) | Non-Locking Screws (Small) | 2.71mm – 4.49mm | 306780 |  | November 2024 | Change to Organisation Billing code transferred from LM503 Sponsor transferred from LMT SURGICAL PTY LTD
06 - Specialist Orthopaedic | 06.03 - SKELETAL RECONSTRUCTION | 06.03.04 - Screws | 06.03.04.02 - Small (2.71mm – 4.49mm) |  | QQ408 | 46 | LIFEHEALTHCARE PTY LIMITED | OMNI Plating System | Non-Locking Screws | 2.8-3.5mm x 8-70mm | 306780 |  | November 2024 | Change to Organisation Billing code transferred from LM520 Sponsor transferred from LMT SURGICAL PTY LTD
06 - Specialist Orthopaedic | 06.03 - SKELETAL RECONSTRUCTION | 06.03.04 - Screws | 06.03.04.02 - Small (2.71mm – 4.49mm) | LK | QQ409 | 102 | LIFEHEALTHCARE PTY LIMITED | OMNI Plating System | Locking Screws | 2.8mm & 3.5mm diameter; 8-70 length | 306780 |  | November 2024 | Change to Organisation Billing code transferred from LM521 Sponsor transferred from LMT SURGICAL PTY LTD
06 - Specialist Orthopaedic | 06.03 - SKELETAL RECONSTRUCTION | 06.03.04 - Screws | 06.03.04.02 - Small (2.71mm – 4.49mm) | CN | QQ411 | 178 | LIFEHEALTHCARE PTY LIMITED | OMNI Plating System | Cannulated Screws | 3.5mm diameter; 20-70mm length | 306780 |  | November 2024 | Change to Organisation Billing code transferred from LM523 Sponsor transferred from LMT SURGICAL PTY LTD
06 - Specialist Orthopaedic | 06.03 - SKELETAL RECONSTRUCTION | 06.03.04 - Screws | 06.03.04.02 - Small (2.71mm – 4.49mm) |  | QQ412 | 46 | LIFEHEALTHCARE PTY LIMITED | Omni Stable AF Plating System | Fully Threaded Syndesmosis Screws | 4.0 x 40-60mm | 306780 |  | November 2024 | Change to Organisation Billing code transferred from LM535 Sponsor transferred from LMT SURGICAL PTY LTD
06 - Specialist Orthopaedic | 06.03 - SKELETAL RECONSTRUCTION | 06.03.04 - Screws | 06.03.04.02 - Small (2.71mm – 4.49mm) | CN | QQ413 | 178 | LIFEHEALTHCARE PTY LIMITED | Omni Stable AF Plating System | Cannulated Screws | 4.0 x 20-70mm | 306780 |  | November 2024 | Change to Organisation Billing code transferred from LM536 Sponsor transferred from LMT SURGICAL PTY LTD
06 - Specialist Orthopaedic | 06.03 - SKELETAL RECONSTRUCTION | 06.03.04 - Screws | 06.03.04.02 - Small (2.71mm – 4.49mm) |  | QQ583 | 46 | LMT SURGICAL PTY LTD | Extremity Medical Screw System | Small non locking crews | 3.0-4.0mm | 164980 |  | November 2024 | Expanded from LM143
06 - Specialist Orthopaedic | 06.03 - SKELETAL RECONSTRUCTION | 06.03.04 - Screws | 06.03.04.02 - Small (2.71mm – 4.49mm) |  | QQ584 | 46 | LMT SURGICAL PTY LTD | Extremity Medical Screw System | Non locking Screws | 3.0-4.0mm | 164980 |  | November 2024 | Expanded from LM143
06 - Specialist Orthopaedic | 06.03 - SKELETAL RECONSTRUCTION | 06.03.04 - Screws | 06.03.04.02 - Small (2.71mm – 4.49mm) | CN | QQ585 | 178 | LMT SURGICAL PTY LTD | Extremity Medical Screw system | Cannulated Screws | 3.0-4.3mm | 164980 |  | November 2024 | Expanded from LM143
06 - Specialist Orthopaedic | 06.03 - SKELETAL RECONSTRUCTION | 06.03.04 - Screws | 06.03.04.02 - Small (2.71mm – 4.49mm) |  | QQ643 | 46 | LMT SURGICAL PTY LTD | Skeletal Dynamics Bone Screw | Non locking bone screw | 3.0 - 3.5mm x 6 - 70mm | 278692 |  | November 2024 | Compressed from LM317, LM549
06 - Specialist Orthopaedic | 06.03 - SKELETAL RECONSTRUCTION | 06.03.04 - Screws | 06.03.04.02 - Small (2.71mm – 4.49mm) |  | QQ772 | 46 | Mathys Orthopaedics Pty Limited | Glenoid Baseplate Non Locking Bone Screw | Glenoid Baseplate Non Locking Bone Screw | 3.5mm diameter, length 14-34mm in 2mm increments | 212470 |  | November 2024 | Change to Organisation Billing code transferred from DD055 Sponsor transferred from DJO GLOBAL PTY LTD
06 - Specialist Orthopaedic | 06.03 - SKELETAL RECONSTRUCTION | 06.03.04 - Screws | 06.03.04.02 - Small (2.71mm – 4.49mm) | LK | QQ799 | 102 | STRYKER AUSTRALIA PTY LTD | Pangea – T20 4.0mm Screws | Locking Screw | Diameter 4mm, Length 14-95mm | 451965 |  | November 2024 | New listing
06 - Specialist Orthopaedic | 06.03 - SKELETAL RECONSTRUCTION | 06.03.04 - Screws | 06.03.04.02 - Small (2.71mm – 4.49mm) | LK | QQ801 | 102 | STRYKER AUSTRALIA PTY LTD | Pangea – T15 3.5mm Locking Screws | Locking Screw | Diameter 3.5mm, Length 10-120mm | 451965 |  | November 2024 | New listing
06 - Specialist Orthopaedic | 06.03 - SKELETAL RECONSTRUCTION | 06.03.04 - Screws | 06.03.04.02 - Small (2.71mm – 4.49mm) | LK | QQ834 | 102 | ZIMMER BIOMET PTY LTD | SternaLock XP Rigid Fixation System | Screws | 3.0mm x 10-14mm | 456147 |  | November 2024 | New listing
06 - Specialist Orthopaedic | 06.03 - SKELETAL RECONSTRUCTION | 06.03.04 - Screws | 06.03.04.03 - Mini (2.01 – 2.7 mm) |  | QQ668 | 58 | AA-Med Pty Ltd | ARIX 2.0-2.8mm Non-locking | Non-locking screws | 2.0-2.8mm | 409165 |  | November 2024 | New listing
06 - Specialist Orthopaedic | 06.03 - SKELETAL RECONSTRUCTION | 06.03.04 - Screws | 06.03.04.03 - Mini (2.01 – 2.7 mm) | Breakoff | QQ467 | 295 | ACTIS MEDICAL PTY LTD | Paragon 28 Monster Screw System-Screw, mini (2.01 – 2.7 mm), breakoff | Paragon 28 Monster Bite screw, mini, snap-off, 1/2 threaded, Titanium | dia 2.7mm x length (8-24 mm) | 289308 |  | November 2024 | Change to Organisation Billing code transferred from ER398 Sponsor transferred from EMERGO ASIA-PACIFIC PTY. LIMITED
06 - Specialist Orthopaedic | 06.03 - SKELETAL RECONSTRUCTION | 06.03.04 - Screws | 06.03.04.03 - Mini (2.01 – 2.7 mm) |  | QQ468 | 58 | ACTIS MEDICAL PTY LTD | Paragon 28 Monster Screw System-Screws, mini (2.01 – 2.7 mm) | Paragon 28 Monster Screw System-Screws, mini, headed, with or without a blunt tip, recon/Tuffneck, Titanium | dia (2.5-2.7 mm) x length (10-100 mm) x length of thread (3-100 mm) | 289308 |  | November 2024 | Change to Organisation Billing code transferred from ER397 Sponsor transferred from EMERGO ASIA-PACIFIC PTY. LIMITED
06 - Specialist Orthopaedic | 06.03 - SKELETAL RECONSTRUCTION | 06.03.04 - Screws | 06.03.04.03 - Mini (2.01 – 2.7 mm) | CN | QQ469 | 156 | ACTIS MEDICAL PTY LTD | Paragon 28 Monster Screw System-Screws, mini (2.01 – 2.7 mm), cannulated | Paragon 28 Monster Screw System-Screws, mini, cannulated, partially or fully threaded | dia 2.5mm x length (10-100 mm) x length of thread (3-100 mm) | 289308 |  | November 2024 | Change to Organisation Billing code transferred from ER399 Sponsor transferred from EMERGO ASIA-PACIFIC PTY. LIMITED
06 - Specialist Orthopaedic | 06.03 - SKELETAL RECONSTRUCTION | 06.03.04 - Screws | 06.03.04.03 - Mini (2.01 – 2.7 mm) | LK | QQ514 | 98 | ACTIS MEDICAL PTY LTD | Paragon 28 Gorilla Plating System-Screws, mini | Paragon 28 Gorilla Plating System-Screws, mini, locking; recon/Tuffneck/baby | dia (2.5-2.7 mm) x length (8-50 mm) | 289308 |  | November 2024 | Change to Organisation Billing code transferred from ER426 Sponsor transferred from EMERGO ASIA-PACIFIC PTY. LIMITED
06 - Specialist Orthopaedic | 06.03 - SKELETAL RECONSTRUCTION | 06.03.04 - Screws | 06.03.04.03 - Mini (2.01 – 2.7 mm) | CN,DT | QQ524 | 348 | ACTIS MEDICAL PTY LTD | Paragon 28 Monster Screw System-Screws, mini (2.01 – 2.7 mm), cannulated, dual thread, locking | Paragon 28 Monster Screw System-screws, mini, cannulated, dual thread, locking, headless, partially threaded, Titanium | dia 2.5 mm x length (8-100 mm) x length of thread (3-32 mm) | 289308 |  | November 2024 | Change to Organisation Billing code transferred from ER400 Sponsor transferred from EMERGO ASIA-PACIFIC PTY. LIMITED
06 - Specialist Orthopaedic | 06.03 - SKELETAL RECONSTRUCTION | 06.03.04 - Screws | 06.03.04.03 - Mini (2.01 – 2.7 mm) | CN | QQ672 | 156 | CAB MEDICAL PTY LTD | Agomed Headed Screws | Standard Cannulated Titanium Screws | 2.01mm - 2.7mm | 429400 |  | November 2024 | New listing
06 - Specialist Orthopaedic | 06.03 - SKELETAL RECONSTRUCTION | 06.03.04 - Screws | 06.03.04.03 - Mini (2.01 – 2.7 mm) | CN,DT | QQ673 | 348 | CAB MEDICAL PTY LTD | Agomed Headless Screws | Standard cannulated, dual thread titanium screws | 2.01mm - 2.7mm | 429400 |  | November 2024 | New listing
06 - Specialist Orthopaedic | 06.03 - SKELETAL RECONSTRUCTION | 06.03.04 - Screws | 06.03.04.03 - Mini (2.01 – 2.7 mm) | CN,DT | QQ340 | 348 | LIFEHEALTHCARE PTY LIMITED | Headless Compression Screws | Compression Screws | 2.5mm | 279795 |  | November 2024 | Change to Organisation Billing code transferred from LM314 Sponsor transferred from LMT SURGICAL PTY LTD
06 - Specialist Orthopaedic | 06.03 - SKELETAL RECONSTRUCTION | 06.03.04 - Screws | 06.03.04.03 - Mini (2.01 – 2.7 mm) | LK | QQ358 | 98 | LIFEHEALTHCARE PTY LIMITED | Osteomed Screws | Bone Screws | 2- 2.7m x 6-38mm | 202319 |  | November 2024 | Change to Organisation Billing code transferred from LM324 Sponsor transferred from LMT SURGICAL PTY LTD
06 - Specialist Orthopaedic | 06.03 - SKELETAL RECONSTRUCTION | 06.03.04 - Screws | 06.03.04.03 - Mini (2.01 – 2.7 mm) |  | QQ359 | 58 | LIFEHEALTHCARE PTY LIMITED | Osteomed Screws | Bone Screw standard and threaded/lag. | 2.01-2.7mm x 4-50mm. | 202319 |  | November 2024 | Change to Organisation Billing code transferred from LM325 Sponsor transferred from LMT SURGICAL PTY LTD
06 - Specialist Orthopaedic | 06.03 - SKELETAL RECONSTRUCTION | 06.03.04 - Screws | 06.03.04.03 - Mini (2.01 – 2.7 mm) | CN,DT | QQ360 | 348 | LIFEHEALTHCARE PTY LIMITED | Osteomed Screws | Cannulated Compression Screws | Diameter 2.0mm, 2.4mm and 2.7mm. Length 6mm to 52mm | 202319 |  | November 2024 | Change to Organisation Billing code transferred from LM327 Sponsor transferred from LMT SURGICAL PTY LTD
06 - Specialist Orthopaedic | 06.03 - SKELETAL RECONSTRUCTION | 06.03.04 - Screws | 06.03.04.03 - Mini (2.01 – 2.7 mm) | Breakoff | QQ596 | 295 | STRYKER AUSTRALIA PTY LTD | Charlotte Foot & Ankle System | Snap-off screws, titanium alloy | 2.7 diameter, 11-17mm length | 198485 326629 |  | November 2024 | Expanded from HW698
06 - Specialist Orthopaedic | 06.03 - SKELETAL RECONSTRUCTION | 06.03.04 - Screws | 06.03.04.03 - Mini (2.01 – 2.7 mm) |  | QQ797 | 58 | STRYKER AUSTRALIA PTY LTD | Pangea – T8 2.7mm Screws | Cortex Screw | Diameter 2.7mm, Length 6-80mm | 451965 |  | November 2024 | New listing
06 - Specialist Orthopaedic | 06.03 - SKELETAL RECONSTRUCTION | 06.03.04 - Screws | 06.03.04.03 - Mini (2.01 – 2.7 mm) | LK | QQ798 | 98 | STRYKER AUSTRALIA PTY LTD | Pangea – T8 2.7mm Locking Screws | Locking Screw | Diameter 2.7mm, Length 8-80mm | 451965 |  | November 2024 | New listing
06 - Specialist Orthopaedic | 06.03 - SKELETAL RECONSTRUCTION | 06.03.04 - Screws | 06.03.04.03 - Mini (2.01 – 2.7 mm) | LK | QQ836 | 98 | ZIMMER BIOMET PTY LTD | SternaLock XP Rigid Fixation System | Screws | 2.7mm x 10-14mm | 456147 |  | November 2024 | New listing
06 - Specialist Orthopaedic | 06.03 - SKELETAL RECONSTRUCTION | 06.03.04 - Screws | 06.03.04.04 - Micro (≤ 2.0mm) |  | QQ331 | 46 | AA-Med Pty Ltd | ARIX 2.0mm Non-Locking screws | Non-Locking screws | 2.00mm | 409165 |  | November 2024 | New listing
06 - Specialist Orthopaedic | 06.03 - SKELETAL RECONSTRUCTION | 06.03.04 - Screws | 06.03.04.04 - Micro (≤ 2.0mm) |  | QQ520 | 46 | ACTIS MEDICAL PTY LTD | Paragon 28 Monster Screw System-Screws, micro (≤ 2.0mm) | Paragon 28 Monster Screw System-Screws, micro, headed, blunt tip, solid, partially or fully threaded | dia 2.0 mm x length (8-100 mm) x length of thread (3-100 mm) | 289308 |  | November 2024 | Change to Organisation Billing code transferred from ER401 Sponsor transferred from EMERGO ASIA-PACIFIC PTY. LIMITED
06 - Specialist Orthopaedic | 06.03 - SKELETAL RECONSTRUCTION | 06.03.04 - Screws | 06.03.04.04 - Micro (≤ 2.0mm) | Breakoff | QQ521 | 273 | ACTIS MEDICAL PTY LTD | Paragon 28 Monster Screw System-Screws, micro (≤ 2.0mm), breakoff | Paragon 28 Monster Bite Screws, micro (≤ 2.0mm), snap-off, 1/2 or 3/4 threaded | dia 2.0 mm x length (8-24 mm) | 289308 |  | November 2024 | Change to Organisation Billing code transferred from ER402 Sponsor transferred from EMERGO ASIA-PACIFIC PTY. LIMITED
06 - Specialist Orthopaedic | 06.03 - SKELETAL RECONSTRUCTION | 06.03.04 - Screws | 06.03.04.04 - Micro (≤ 2.0mm) | CN | QQ522 | 180 | ACTIS MEDICAL PTY LTD | Paragon 28 Monster Screw System-Screws, micro (≤ 2.0mm), cannulated | Paragon 28 Monster Screw System-screws, micro, cannulated, headed | dia 2.0 mm x length (8-100mm) x length of thread (3-100 mm) | 289308 |  | November 2024 | Change to Organisation Billing code transferred from ER403 Sponsor transferred from EMERGO ASIA-PACIFIC PTY. LIMITED
06 - Specialist Orthopaedic | 06.03 - SKELETAL RECONSTRUCTION | 06.03.04 - Screws | 06.03.04.04 - Micro (≤ 2.0mm) | CN,DT | QQ523 | 346 | ACTIS MEDICAL PTY LTD | Paragon 28 Monster Screw System-Screws, micro (≤ 2.0mm), cannulated, dual thread, locking | Paragon 28 Monster micro screws, cannulated, dual thread, locking, headless, partially threaded | dia 2.0 mm x length (8-100 mm) x length of thread (3mm-32 mm) | 289308 |  | November 2024 | Change to Organisation Billing code transferred from ER404 Sponsor transferred from EMERGO ASIA-PACIFIC PTY. LIMITED
06 - Specialist Orthopaedic | 06.03 - SKELETAL RECONSTRUCTION | 06.03.04 - Screws | 06.03.04.04 - Micro (≤ 2.0mm) |  | QQ357 | 46 | LIFEHEALTHCARE PTY LIMITED | Osteomed Screws | Bone Screws - threaded/lag | 1.2/1.6/2.0mm x 4-36mm | 202319 |  | November 2024 | Change to Organisation Billing code transferred from LM256 Sponsor transferred from LMT SURGICAL PTY LTD
06 - Specialist Orthopaedic | 06.03 - SKELETAL RECONSTRUCTION | 06.03.04 - Screws | 06.03.04.04 - Micro (≤ 2.0mm) | CN | QQ362 | 180 | LIFEHEALTHCARE PTY LIMITED | PANTERA Proximal Humerus Fracture Fixation Plate System - Cross Element Screw | Cross Element Screw | 1.9 mm | 182168 |  | November 2024 | Change to Organisation Billing code transferred from LM281 Sponsor transferred from LMT SURGICAL PTY LTD
06 - Specialist Orthopaedic | 06.03 - SKELETAL RECONSTRUCTION | 06.03.04 - Screws | 06.03.04.04 - Micro (≤ 2.0mm) | CN | QQ663 | 180 | NEWCLIP TECHNICS AUSTRALIA PTY LTD | Foot and Hand Motion S Cannulated Screws | Cannulated self drilling, self tapping neutralisation screws. Sterile and non sterile. | 8mm-40mm | 260233, 260234 |  | November 2024 | New listing
06 - Specialist Orthopaedic | 06.03 - SKELETAL RECONSTRUCTION | 06.03.04 - Screws | 06.03.04.04 - Micro (≤ 2.0mm) | Breakoff | QQ595 | 273 | STRYKER AUSTRALIA PTY LTD | Charlotte Foot & Ankle System | Snap-off screws, titanium alloy | 2.0 diameter, 11-15mm length | 198485 326629 |  | November 2024 | Expanded from HW698
06 - Specialist Orthopaedic | 06.03 - SKELETAL RECONSTRUCTION | 06.03.04 - Screws | 06.03.04.06 - Screw Washers |  | QQ527 | 49 | ACTIS MEDICAL PTY LTD | Paragon 28 Monster Screw System-washer | Paragon 28 Monster Screw System-washer, deep well, flat/dome | dia 2-7 mm | 289309 |  | November 2024 | Change to Organisation Billing code transferred from ER405 Sponsor transferred from EMERGO ASIA-PACIFIC PTY. LIMITED
06 - Specialist Orthopaedic | 06.03 - SKELETAL RECONSTRUCTION | 06.03.04 - Screws | 06.03.04.06 - Screw Washers |  | QQ349 | 49 | LIFEHEALTHCARE PTY LIMITED | OsteoMed FPS | Screw Washers | 2/2.7/3.5/4.0mm | 202319 |  | November 2024 | Change to Organisation Billing code transferred from LM255 Sponsor transferred from LMT SURGICAL PTY LTD
06 - Specialist Orthopaedic | 06.03 - SKELETAL RECONSTRUCTION | 06.03.04 - Screws | 06.03.04.06 - Screw Washers |  | QQ369 | 49 | LIFEHEALTHCARE PTY LIMITED | Surgicraft Washers | Fixation Washers | All Sizes | 149434 |  | November 2024 | Change to Organisation Billing code transferred from LM081 Sponsor transferred from LMT SURGICAL PTY LTD
06 - Specialist Orthopaedic | 06.03 - SKELETAL RECONSTRUCTION | 06.03.04 - Screws | 06.03.04.07 - Screw post/peg |  | QQ410 | 122 | LIFEHEALTHCARE PTY LIMITED | Omni Plating System | Post | 12 & 16 mm | 306780 |  | November 2024 | Change to Organisation Billing code transferred from LM522 Sponsor transferred from LMT SURGICAL PTY LTD
06 - Specialist Orthopaedic | 06.03 - SKELETAL RECONSTRUCTION | 06.03.05 - Surgical Accessories | 06.03.05.02 - Pins |  | QQ519 | 21 | ACTIS MEDICAL PTY LTD | Paragon 28 K wires | Paragon 28, K wire (for Phantom, Gorilla and Monster systems), smooth, grooved or threaded, trocar/double trocar | dia 0.9-3.0 mm, length (100-250 mm) | 290442 |  | November 2024 | Change to Organisation Billing code transferred from ER477 Sponsor transferred from EMERGO ASIA-PACIFIC PTY. LIMITED
06 - Specialist Orthopaedic | 06.03 - SKELETAL RECONSTRUCTION | 06.03.05 - Surgical Accessories | 06.03.05.02 - Pins | OL | QQ528 | 117 | ACTIS MEDICAL PTY LTD | Paragon 28 Olive Wires | Paragon 28 Olive wire (Gorilla Plating System), smooth or threaded, standard or short tip | dia 1.3-1.8 mm | 289488 |  | November 2024 | Change to Organisation Billing code transferred from ER478 Sponsor transferred from EMERGO ASIA-PACIFIC PTY. LIMITED
06 - Specialist Orthopaedic | 06.03 - SKELETAL RECONSTRUCTION | 06.03.05 - Surgical Accessories | 06.03.05.02 - Pins |  | QQ616 | 21 | AUSTRALIAN ORTHOPAEDIC FIXATIONS PTY LTD | Austofix K-Wires | K-Wires | 2.0 - 2.5 mm diameter ; 150-300 mm length | 298332 |  | November 2024 | New listing
06 - Specialist Orthopaedic | 06.03 - SKELETAL RECONSTRUCTION | 06.03.05 - Surgical Accessories | 06.03.05.02 - Pins |  | QQ395 | 21 | LIFEHEALTHCARE PTY LIMITED | K-Wire | K-Wire | Multiple sizes to suit patient and surgeon requirements | 317003 |  | November 2024 | Change to Organisation Billing code transferred from LM383 Sponsor transferred from LMT SURGICAL PTY LTD
06 - Specialist Orthopaedic | 06.03 - SKELETAL RECONSTRUCTION | 06.03.05 - Surgical Accessories | 06.03.05.08 - Locking device for wires/cables |  | QQ343 | 100 | LIFEHEALTHCARE PTY LIMITED | HK2 | Finger Mini Fixator System | 1.2mm, 1.5mm, 1.8mm | 235591 |  | November 2024 | Change to Organisation Billing code transferred from LM243 Sponsor transferred from LMT SURGICAL PTY LTD
06 - Specialist Orthopaedic | 06.03 - SKELETAL RECONSTRUCTION | 06.03.05 - Surgical Accessories | 06.03.05.10 - Grooved Button for wires/cables |  | QQ654 | 171 | JOHNSON & JOHNSON MEDICAL PTY LTD | VA-LCP Periprosthetic Proximal Femur Plating System | Variable Angle Positioning Pin | 5 mm | 332243 |  | November 2024 | New listing
06 - Specialist Orthopaedic | 06.03 - SKELETAL RECONSTRUCTION | 06.03.05 - Surgical Accessories | 06.03.05.10 - Grooved Button for wires/cables |  | QQ548 | 171 | STRYKER AUSTRALIA PTY LTD | Pangea PeriPRO Femur Plating System | Cable Plugs | 3.5-5.0mm | 451965 |  | November 2024 | New listing
06 - Specialist Orthopaedic | 06.03 - SKELETAL RECONSTRUCTION | 06.03.05 - Surgical Accessories | 06.03.05.11 - Wedges |  | QQ530 | 1468 | ACTIS MEDICAL PTY LTD | Paragon 28 Titan 3-D Wedge | Paragon 28 Titan 3-D Cotton or Evans Wedge, Anatomical, Titanium metal scaffold for angular correction, Sterile | 5-8 mm (Cotton); 6-12 mm (Evans) | 290444 |  | November 2024 | Change to Organisation Billing code transferred from ER454 Sponsor transferred from EMERGO ASIA-PACIFIC PTY. LIMITED
06 - Specialist Orthopaedic | 06.03 - SKELETAL RECONSTRUCTION | 06.03.06 - Staples | 06.03.06.01 - Staples | MM | QQ518 | 507 | ACTIS MEDICAL PTY LTD | Paragon 28 JAWS Nitinol Staple System | Paragon 28 JAWS Nitinol Staple System | bridge width 8-25 mm, angle 0 or 30, step height 4-12 mm | 291681 |  | November 2024 | Change to Organisation Billing code transferred from ER439 Sponsor transferred from EMERGO ASIA-PACIFIC PTY. LIMITED
06 - Specialist Orthopaedic | 06.03 - SKELETAL RECONSTRUCTION | 06.03.06 - Staples | 06.03.06.01 - Staples | MM | QQ342 | 507 | LIFEHEALTHCARE PTY LIMITED | Highly Elastic Staples | Nitinol Staples | 8-25mm | 229705 |  | November 2024 | Change to Organisation Billing code transferred from LM214 Sponsor transferred from LMT SURGICAL PTY LTD
06 - Specialist Orthopaedic | 06.03 - SKELETAL RECONSTRUCTION | 06.03.06 - Staples | 06.03.06.01 - Staples |  | QQ818 | 127 | REVOLUTION SURGICAL PTY. LTD. | Revolution Surgical Spiked Ligament Staple | Ligament Staples | 18mm x 6mm x 1.9mm | 421633 |  | November 2024 | New listing
06 - Specialist Orthopaedic | 06.03 - SKELETAL RECONSTRUCTION | 06.03.07 - Soft Tissue Fixation Devices | 06.03.07.02 - Suture, Small anchors (≤2.3mm) |  | QQ688 | 294 | ARTHREX AUSTRALIA PTY LTD | FiberStitch II | Double anchor, self tying device for all-inside meniscal repair | One size | 328289 |  | November 2024 | New listing
06 - Specialist Orthopaedic | 06.03 - SKELETAL RECONSTRUCTION | 06.03.07 - Soft Tissue Fixation Devices | 06.03.07.02 - Suture, Small anchors (≤2.3mm) |  | QQ805 | 294 | REVOLUTION SURGICAL PTY. LTD. | Revolution Surgical AccurFix Meniscal Repair Device (Suture and Anchor) | Double anchor, self-tying device for all-inside meniscal repair | One size W: 1.3mm L: 5mm | 421650 |  | November 2024 | New listing
06 - Specialist Orthopaedic | 06.03 - SKELETAL RECONSTRUCTION | 06.03.07 - Soft Tissue Fixation Devices | 06.03.07.02 - Suture, Small anchors (≤2.3mm) |  | QQ807 | 294 | REVOLUTION SURGICAL PTY. LTD. | Revolution Surgical All-Suture Anchor | All-Suture Anchor | 1.3mm-1.8mm | 421632 |  | November 2024 | New listing
06 - Specialist Orthopaedic | 06.03 - SKELETAL RECONSTRUCTION | 06.03.07 - Soft Tissue Fixation Devices | 06.03.07.02 - Suture, Small anchors (≤2.3mm) |  | QQ808 | 294 | REVOLUTION SURGICAL PTY. LTD. | Revolution Surgical All-Suture Anchor | All-Suture Anchor | 2.8mm | 421632 |  | November 2024 | New listing
06 - Specialist Orthopaedic | 06.03 - SKELETAL RECONSTRUCTION | 06.03.07 - Soft Tissue Fixation Devices | 06.03.07.02 - Suture, Small anchors (≤2.3mm) |  | QQ575 | 294 | STRYKER AUSTRALIA PTY LTD | ICONIX Knotless | ICONIX Knotless Anchor | 1.4mm | 406713 |  | November 2024 | New listing
06 - Specialist Orthopaedic | 06.03 - SKELETAL RECONSTRUCTION | 06.03.07 - Soft Tissue Fixation Devices | 06.03.07.03 - Suture, Medium anchors (2.4 – 3.9mm) |  | QQ641 | 442 | ARTHREX AUSTRALIA PTY LTD | Knotless FiberTak Soft Anchor | Suture Anchor, Polyester | 2.6mm | 353482 |  | November 2024 | New listing
06 - Specialist Orthopaedic | 06.03 - SKELETAL RECONSTRUCTION | 06.03.07 - Soft Tissue Fixation Devices | 06.03.07.03 - Suture, Medium anchors (2.4 – 3.9mm) |  | QQ692 | 442 | ARTHREX AUSTRALIA PTY LTD | Knotless Hip SutureTak | Knotless PEEK anchor suture for arthroscopic hip labral repair | 2.4mm | 353482 |  | November 2024 | New listing
06 - Specialist Orthopaedic | 06.03 - SKELETAL RECONSTRUCTION | 06.03.07 - Soft Tissue Fixation Devices | 06.03.07.03 - Suture, Medium anchors (2.4 – 3.9mm) |  | QQ809 | 442 | REVOLUTION SURGICAL PTY. LTD. | Revolution Surgical ExtraLock Suture Anchor | Knotless Suture Anchor | 3.5mm | 417256 |  | November 2024 | New listing
06 - Specialist Orthopaedic | 06.03 - SKELETAL RECONSTRUCTION | 06.03.07 - Soft Tissue Fixation Devices | 06.03.07.03 - Suture, Medium anchors (2.4 – 3.9mm) |  | QQ813 | 442 | REVOLUTION SURGICAL PTY. LTD. | Revolution Surgical FixTree Suture Anchor | Suture Anchor | 2.5mm and 3.0mm | 417256 |  | November 2024 | New listing
06 - Specialist Orthopaedic | 06.03 - SKELETAL RECONSTRUCTION | 06.03.07 - Soft Tissue Fixation Devices | 06.03.07.03 - Suture, Medium anchors (2.4 – 3.9mm) |  | QQ820 | 442 | REVOLUTION SURGICAL PTY. LTD. | Revolution Surgical TapScrew Suture Anchor | Knotless Suture Anchor | 3.0mm and 3.5mm | 417256 |  | November 2024 | New listing
06 - Specialist Orthopaedic | 06.03 - SKELETAL RECONSTRUCTION | 06.03.07 - Soft Tissue Fixation Devices | 06.03.07.04 - Suture, Large anchors (≥4mm) |  | QQ810 | 442 | REVOLUTION SURGICAL PTY. LTD. | Revolution Surgical ExtraLock Suture Anchor | Knotless Suture Anchor | 4.5mm - 9.0mm | 417256 |  | November 2024 | New listing
06 - Specialist Orthopaedic | 06.03 - SKELETAL RECONSTRUCTION | 06.03.07 - Soft Tissue Fixation Devices | 06.03.07.04 - Suture, Large anchors (≥4mm) |  | QQ811 | 442 | REVOLUTION SURGICAL PTY. LTD. | Revolution Surgical FastLock Suture Anchor | Non-absorbable suture anchor | 4.5mm and 5.5mm | 417256 |  | November 2024 | New listing
06 - Specialist Orthopaedic | 06.03 - SKELETAL RECONSTRUCTION | 06.03.07 - Soft Tissue Fixation Devices | 06.03.07.04 - Suture, Large anchors (≥4mm) |  | QQ819 | 442 | REVOLUTION SURGICAL PTY. LTD. | Revolution Surgical StarScrew Suture Anchor | Non-absorbable suture anchor | 4.5mm and 5.5mm | 417256 |  | November 2024 | New listing
06 - Specialist Orthopaedic | 06.03 - SKELETAL RECONSTRUCTION | 06.03.07 - Soft Tissue Fixation Devices | 06.03.07.04 - Suture, Large anchors (≥4mm) |  | QQ821 | 442 | REVOLUTION SURGICAL PTY. LTD. | Revolution Surgical TapScrew Suture Anchor | Knotless Suture Anchor | 4.5mm | 417256 |  | November 2024 | New listing
06 - Specialist Orthopaedic | 06.03 - SKELETAL RECONSTRUCTION | 06.03.07 - Soft Tissue Fixation Devices | 06.03.07.05 - Button/thread/tape or Button/thread/button |  | QQ620 | 374 | ARTHREX AUSTRALIA PTY LTD | FiberTag Tightrope II button and suture | TightRope implant pre-loaded with FiberTag suture | One size only | 383904 |  | November 2024 | New listing
06 - Specialist Orthopaedic | 06.03 - SKELETAL RECONSTRUCTION | 06.03.07 - Soft Tissue Fixation Devices | 06.03.07.05 - Button/thread/tape or Button/thread/button |  | QQ804 | 374 | REVOLUTION SURGICAL PTY. LTD. | Revolution Surgical AC Button (Preloaded with Suture) | Titanium adjustable AC Suture Button Fixation Device with non absorbable suture material. | One Size | 421590 |  | November 2024 | New listing
06 - Specialist Orthopaedic | 06.03 - SKELETAL RECONSTRUCTION | 06.03.07 - Soft Tissue Fixation Devices | 06.03.07.05 - Button/thread/tape or Button/thread/button |  | QQ806 | 374 | REVOLUTION SURGICAL PTY. LTD. | Revolution Surgical Adjustable Suture Button (Preloaded with suture) | Adjustable Fixation Device consists of a graft suspension loop and a titanium cortical button | One size only | 421590 |  | November 2024 | New listing
06 - Specialist Orthopaedic | 06.03 - SKELETAL RECONSTRUCTION | 06.03.07 - Soft Tissue Fixation Devices | 06.03.07.05 - Button/thread/tape or Button/thread/button |  | QQ812 | 374 | REVOLUTION SURGICAL PTY. LTD. | Revolution Surgical Fixed Suture Button (Preloaded with Suture) | Button fixation device for ACL/PCL reconstruction | Multiple sizes | 421590 |  | November 2024 | New listing
06 - Specialist Orthopaedic | 06.03 - SKELETAL RECONSTRUCTION | 06.03.07 - Soft Tissue Fixation Devices | 06.03.07.05 - Button/thread/tape or Button/thread/button |  | QQ815 | 374 | REVOLUTION SURGICAL PTY. LTD. | Revolution Surgical Multi-function Button (Preloaded with Suture) | Suture Button, a non-bioabsorbable device designed to be used for fixation of bone to bone or soft tissue to bone, and is intended as fixation posts, a distribution bridge, or for distributing suture tension over areas of ligament or tendon repair | One Size Only | 421590 |  | November 2024 | New listing
06 - Specialist Orthopaedic | 06.03 - SKELETAL RECONSTRUCTION | 06.03.07 - Soft Tissue Fixation Devices | 06.03.07.06 - Button |  | QQ817 | 374 | REVOLUTION SURGICAL PTY. LTD. | Revolution Surgical Round Button | Button Only | Diameter 14 x 1.2mm, diameter 14 x 1.5mm, diameter 20 x 1.5mm | 421590 |  | November 2024 | New listing
06 - Specialist Orthopaedic | 06.03 - SKELETAL RECONSTRUCTION | 06.03.07 - Soft Tissue Fixation Devices | 06.03.07.06 - Button |  | QQ769 | 374 | ZIMMER BIOMET PTY LTD | I.D.E.A.L. Button | Button and extender button | S, M, L (13-20mm) | 397951 |  | November 2024 | New listing
06 - Specialist Orthopaedic | 06.03 - SKELETAL RECONSTRUCTION | 06.03.07 - Soft Tissue Fixation Devices | 06.03.07.07 - Interference Screw (± sleeve) |  | QQ814 | 181 | REVOLUTION SURGICAL PTY. LTD. | Revolution Surgical Little Interference Screw | PEEK Tenodesis Screw | 3x8mm and 4x10mm | 417257 |  | November 2024 | New listing
06 - Specialist Orthopaedic | 06.03 - SKELETAL RECONSTRUCTION | 06.03.07 - Soft Tissue Fixation Devices | 06.03.07.07 - Interference Screw (± sleeve) |  | QQ816 | 181 | REVOLUTION SURGICAL PTY. LTD. | Revolution Surgical PEEK Interference Screw System | Interference Screw with our without Sheath | Diameter 6mm-105mm screw | 417257 |  | November 2024 | New listing
06 - Specialist Orthopaedic | 06.03 - SKELETAL RECONSTRUCTION | 06.03.15 - Bone Graft Substitute | 06.03.15.01 - Ceramic, 0-5cc |  | QQ578 | 722 | AUSTRALIAN ALLOGRAFTS PTY LTD | adbone BCP | Bone Graft Substitute - Block, Wedge, Granules (0.1-0.5mm, 0.5 - 1mm, 1-2mm, 3-4mm) or Crunch (4-7mm) | 0-5gms | 451205 |  | November 2024 | New listing
06 - Specialist Orthopaedic | 06.03 - SKELETAL RECONSTRUCTION | 06.03.15 - Bone Graft Substitute | 06.03.15.01 - Ceramic, 0-5cc | AUG | QQ333 | 1026 | LIFEHEALTHCARE PTY LIMITED | BonAlive Granules | Bone Graft Substitute - Bioactive Glass Granules | Range (1-5cc) 0.5-08mm (small) 1cc 0.5-08mm (small) 2.5cc 0.5-0.8mm (small) 5cc 1.0-2.0mm (medium) 5cc 2.0-3.15mm (large) 5cc | 176953 |  | November 2024 | Change to Organisation Billing code transferred from LM215 Sponsor transferred from LMT SURGICAL PTY LTD
06 - Specialist Orthopaedic | 06.03 - SKELETAL RECONSTRUCTION | 06.03.15 - Bone Graft Substitute | 06.03.15.01 - Ceramic, 0-5cc | AUG | QQ335 | 1026 | LIFEHEALTHCARE PTY LIMITED | BonAlive Putty | Bone Graft Substitute - Bioactive Glass Putty | 1cc, 2.5cc, 5cc | 231484 |  | November 2024 | Change to Organisation Billing code transferred from LM207 Sponsor transferred from LMT SURGICAL PTY LTD
06 - Specialist Orthopaedic | 06.03 - SKELETAL RECONSTRUCTION | 06.03.15 - Bone Graft Substitute | 06.03.15.02 - Ceramic, >5cc - 10cc |  | QQ579 | 1140 | AUSTRALIAN ALLOGRAFTS PTY LTD | adbone BCP | Bone Graft Substitute. Block, Wedge, Granules (0.1-0.5mm, 0.5-1mm, 1-2mm, 3-4mm) or Crunch (4-7mm) | 5-10cc | 451205 |  | November 2024 | New listing
06 - Specialist Orthopaedic | 06.03 - SKELETAL RECONSTRUCTION | 06.03.15 - Bone Graft Substitute | 06.03.15.02 - Ceramic, >5cc - 10cc | AUG | QQ334 | 2185 | LIFEHEALTHCARE PTY LIMITED | BonAlive Granules | Bone Graft Substitute - Bioactive Glass Granules | (5.1-10cc) 13140 - 0.5-0.8mm small granules, 10cc syringe 13340 - 1.0-2.0mm medium granules, 10cc syringe 13440 - 2.0-3.15mm large granules, 10cc syringe | 176953 |  | November 2024 | Change to Organisation Billing code transferred from LM216 Sponsor transferred from LMT SURGICAL PTY LTD
06 - Specialist Orthopaedic | 06.03 - SKELETAL RECONSTRUCTION | 06.03.15 - Bone Graft Substitute | 06.03.15.02 - Ceramic, >5cc - 10cc | AUG | QQ336 | 2185 | LIFEHEALTHCARE PTY LIMITED | BonAlive Putty | Bone Graft Substitute - Bioactive Glass Putty | 10cc | 231484 |  | November 2024 | Change to Organisation Billing code transferred from LM208 Sponsor transferred from LMT SURGICAL PTY LTD
06 - Specialist Orthopaedic | 06.03 - SKELETAL RECONSTRUCTION | 06.03.15 - Bone Graft Substitute | 06.03.15.03 - Ceramic, >10cc - 20cc |  | QQ577 | 1425 | AUSTRALIAN ALLOGRAFTS PTY LTD | adbone BCP | Bone Graft Substitute. Granules (0.1-0.5mm, 0.5-1mm, 1-2mm, 3-4mm) or Crunch (4-7mm) | 10-20cc | 451205 |  | November 2024 | New listing
07 - Plastic and Reconstructive | 07.01 - CRANIOMAXILLOFACIAL RECONSTRUCTION & FIXATION | 07.01.05 - Fracture or Reconstruction Plates | 07.01.05.01 - <0.5mm thick, <4 holes |  | QQ606 | 63 | SOUTHERN CROSS SURGICAL PTY LTD | Sterile SCS Interlink Plate - 2-hole | Sterile packed titanium 2-hole plate | 0.4mm x 15mm, 0.4mm x 17mm | 339425 |  | November 2024 | New listing
07 - Plastic and Reconstructive | 07.01 - CRANIOMAXILLOFACIAL RECONSTRUCTION & FIXATION | 07.01.05 - Fracture or Reconstruction Plates | 07.01.05.02 - <0.5mm thick, 4-7 holes | Burr | QQ608 | 155 | SOUTHERN CROSS SURGICAL PTY LTD | Sterile SCS Interlink Plate - Burr Hole/Drainage Burr Hole | Sterile packed titanium burr hole plate, drainage burr hole plate | 0.4mm thick; Diameter: 12mm, 16mm, 18mm, 22mm | 339425 |  | November 2024 | New listing
07 - Plastic and Reconstructive | 07.01 - CRANIOMAXILLOFACIAL RECONSTRUCTION & FIXATION | 07.01.05 - Fracture or Reconstruction Plates | 07.01.05.05 - 0.5-0.99mm thick, <4 holes |  | QQ607 | 76 | SOUTHERN CROSS SURGICAL PTY LTD | Sterile SCS Interlink Plate - 2-hole | Sterile packed titanium 2-hole plate | 0.6mm x 15mm, 0.6mm x 17mm | 339425 |  | November 2024 | New listing
07 - Plastic and Reconstructive | 07.01 - CRANIOMAXILLOFACIAL RECONSTRUCTION & FIXATION | 07.01.06 - Screws | 07.01.06.01 - Diameter ≤1.24mm |  | QQ581 | 68 | STRYKER AUSTRALIA PTY LTD | AXS Axial Stability Screw | Craniomaxillofacial Fixation Screws | 1.2mm diameter, 3 - 15mm length | 251654 |  | November 2024 | New listing
07 - Plastic and Reconstructive | 07.01 - CRANIOMAXILLOFACIAL RECONSTRUCTION & FIXATION | 07.01.06 - Screws | 07.01.06.02 - Diameter 1.25-3.24mm |  | QQ580 | 42 | STRYKER AUSTRALIA PTY LTD | AXS Axial Stability Screw | Craniomaxillofacial Fixation Screws | 1.4-2.7mm diameter, 3-20mm length | 251654 |  | November 2024 | New listing
07 - Plastic and Reconstructive | 07.01 - CRANIOMAXILLOFACIAL RECONSTRUCTION & FIXATION | 07.01.06 - Screws | 07.01.06.02 - Diameter 1.25-3.24mm | Locking | QQ748 | 88 | STRYKER AUSTRALIA PTY LTD | AXS Axial Stability Screw | Craniomaxillofacial Fixation Screws | 1.7-2.7mm diameter, 4-20mm length | 251654 |  | November 2024 | New listing
07 - Plastic and Reconstructive | 07.02 - CRANIOMAXILLOFACIAL IMPLANTS | 07.02.07 - Orbit | 07.02.07.02 - Orbital Floor | Biomodelled | QQ588 | 4095 | STRYKER AUSTRALIA PTY LTD | Facial iD Orbital | Custom Maxillofacial Meshes | Custom | 331521 |  | November 2024 | New listing
07 - Plastic and Reconstructive | 07.05 - SOFT TISSUE & TISSUE EXPANDERS | 07.05.04 - Coupler |  | with Doppler probe | QQ339 | 990 | LIFEHEALTHCARE PTY LIMITED | FlowCOUPLER | High Density polyethylene (ring); Stainless Steel (pins) with preattached probe | 2.0mm, 2.5mm, 3.0mm, 3.5mm, 4.0mm | 243832 |  | November 2024 | Change to Organisation Billing code transferred from LM274 Sponsor transferred from LMT SURGICAL PTY LTD
07 - Plastic and Reconstructive | 07.05 - SOFT TISSUE & TISSUE EXPANDERS | 07.05.04 - Coupler |  |  | QQ370 | 609 | LIFEHEALTHCARE PTY LIMITED | Synovis Coupler | High Density polyethylene (ring); Stainless Steel (pins) | Diameter 1-4mm | 95596 |  | November 2024 | Change to Organisation Billing code transferred from LM030 Sponsor transferred from LMT SURGICAL PTY LTD
08 - Cardiac | 08.01 - Single Chamber ICDs | 08.01.02 - Features of 8.1.1 plus auto test sensing parameters, auto capture threshold test, lead impedance test, wireless remote analysis |  | a, d | QQ631 | 23920 | MICROPORT CRM PTY LIMITED | Talentia VR 3210 | Single chamber implantable cardioverter defibrillator | Weight - 85g Volume - 33cc | 443130 |  | November 2024 | New listing
08 - Cardiac | 08.01 - Single Chamber ICDs | 08.01.02 - Features of 8.1.1 plus auto test sensing parameters, auto capture threshold test, lead impedance test, wireless remote analysis |  | a, d, e | QQ651 | 24367 | MICROPORT CRM PTY LIMITED | Talentia VR 3240-DF4 | Single chamber implantable cardioverter defibrillator. | Weight - 84g Volume - 31.2 cc | 443133 |  | November 2024 | New listing
08 - Cardiac | 08.02 - Dual Chamber ICDs | 08.02.02 - Features of 8.2.1 plus auto test sensing parameters, auto capture threshold test, lead impedance test, wireless remote analysis |  | a,d | QQ632 | 26162 | MICROPORT CRM PTY LIMITED | Talentia 3510 DR | Dual chamber implantable cardioverter defibrillator | Weight: 86g Volume: 33cc | 443131 |  | November 2024 | New listing
08 - Cardiac | 08.02 - Dual Chamber ICDs | 08.02.02 - Features of 8.2.1 plus auto test sensing parameters, auto capture threshold test, lead impedance test, wireless remote analysis |  | a,d,e | QQ655 | 26619 | MICROPORT CRM PTY LIMITED | Talentia DR 3540 | Dual Chamber Cardioverter Defibrillator | Weight - 86g Volume - 33cc | 443134 |  | November 2024 | New listing
08 - Cardiac | 08.03 - ICDs with CRT | 08.03.02 - Features of 8.3.1 plus auto test sensing parameters, auto capture threshold test, lead impedance test, wireless remote analysis |  | a,d,e | QQ652 | 30346 | MICROPORT CRM PTY LIMITED | Talentia 4LV SonR CRT-D 3844 | Implantable cardioverter defibrillator with cardiac resynchronisation therapy and DF4 connector | Weight- 91g Volume - 33.7cc | 443136 |  | November 2024 | New listing
08 - Cardiac | 08.03 - ICDs with CRT | 08.03.02 - Features of 8.3.1 plus auto test sensing parameters, auto capture threshold test, lead impedance test, wireless remote analysis |  | a,d | QQ657 | 29923 | MICROPORT CRM PTY LIMITED | Talentia SonR CRT-D 3811 | Implantable cardioverter defibrillator with cardiac resynchronisation therapy and SonR optimisation. | Weight - 86g Volume - 33cc | 443132 |  | November 2024 | New listing
08 - Cardiac | 08.03 - ICDs with CRT | 08.03.02 - Features of 8.3.1 plus auto test sensing parameters, auto capture threshold test, lead impedance test, wireless remote analysis |  | a,d,e | QQ658 | 30346 | MICROPORT CRM PTY LIMITED | Talentia SonR CRT-D 3841 | Implantable cardioverter defibrillator with cardiac resynchronisation therapy and DF4 connector | Weight - 87g Volume - 33cc | 443135 |  | November 2024 | New listing
08 - Cardiac | 08.04 - Single Chamber Pacemakers | 08.04.04 - Leadless pacemaker |  |  | QQ547 | 10083 | ABBOTT MEDICAL AUSTRALIA PTY LTD. | Aveir VR Transcatheter Leadless Pacemaker Model LSP112V | Single chamber transcatheter leadless pacemaker, MRI-ready, 243 mAh battery capacity, chronically retrievable, active helix fixation, expandable to dual chamber. | 3.8cm length, 0.65 outer diameter and 2.4 grams weight | 464035 |  | November 2024 | New listing
08 - Cardiac | 08.04 - Single Chamber Pacemakers | 08.04.04 - Leadless pacemaker |  |  | QQ601 | 10083 | MEDTRONIC AUSTRALASIA PTY LTD | Micra VR2 Transcatheter Pacemaker | Single chamber transcatheter leadless pacemaker with SureScan technology including a delivery catheter (MC2VR01). | 2.59cm length, 0.67cm outer diameter and 1.75 grams weight | 455509 |  | November 2024 | New listing
08 - Cardiac | 08.08 - Pacemaker Leads | 08.08.09 - Transvenous, Bi-Polar, Active, Steroid, Right Ventricular/Atrial |  |  | QQ653 | 536 | ABBOTT MEDICAL AUSTRALIA PTY LTD. | UltiPace LPA1231 Pacing Leads | Endocardial Bi-polar Steroid-Eluting Active Fixation Pacing Leads | Length (cm) 46, 52, 58, 65cm | 445794 |  | November 2024 | New listing
08 - Cardiac | 08.17 - Catheter Delivery | 08.17.01 - Transcatheter Aortic Valve Implantation |  |  | QQ604 | 22932 | ABBOTT MEDICAL AUSTRALIA PTY LTD. | Navitor Vision | Self-expanding transcatheter aortic tissue valve, nitinol stent, bovine valve with delivery system and loading system | 23-29 | 396571 410058 449265 |  | November 2024 | New listing
09 - Cardiothoracic | 09.02 - Tissue Valves | 09.02.01 - Stented, anatomical |  |  | QQ824 | 4750 | MEDTRONIC AUSTRALASIA PTY LTD | Avalus Ultra Bioprosthesis | Aortic valve bovine bioprosthesis | Valve size 19mm - 29mm | 451628 |  | November 2024 | New listing
11 - Hip | 11.01 - FEMORAL COMPONENTS - PRIMARY AND REVISION | 11.01.04 - Uncemented, HA Coated | 11.01.04.04 - Plasma |  | QQ723 | 3263 | SYMBIOS ORTHOPAEDICS PTY LTD | SPS Stem System | Cementless anatomic femoral stem (SPS Evolution and SPS HA) | Size B to H, Right and Left | 462194 |  | November 2024 | New listing
11 - Hip | 11.01 - FEMORAL COMPONENTS - PRIMARY AND REVISION | 11.01.04 - Uncemented, HA Coated | 11.01.04.04 - Plasma |  | QQ644 | 3263 | ZIMMER BIOMET PTY LTD | Avenir Complete | Collared Standard Offset, High Offset, and Coxa Vara Stems | Sizes 0 - 9 | 464034 |  | November 2024 | New listing
11 - Hip | 11.03 - ACETABULAR COMPONENTS | 11.03.04 - Insert/Liner | 11.03.04.02 - Modified polyethylene |  | QQ766 | 930 | SMITH & NEPHEW PTY LIMITED | REDAPT Revision Cemented XLPE Liner | Cemented XLPE Liner | 48-80 mm | 463427 |  | November 2024 | New listing
11 - Hip | 11.03 - ACETABULAR COMPONENTS | 11.03.08 - Acetabular Reconstruction Devices | 11.03.08.01 - Shell |  | QQ765 | 2658 | SMITH & NEPHEW PTY LIMITED | REDAPT Fully Porous Cup | Fully Porous Cup, variable holes | 48 - 80mm | 463125 |  | November 2024 | New listing
11 - Hip | 11.04 - ACCESSORIES | 11.04.01 - Augment |  | Bone Reconstruction | QQ689 | 2769 | LIFEHEALTHCARE PTY LIMITED | EPORE Acetabular Augment System | Highly porous titanium alloy acetabular spacer, buttress and shim augments | 8mm spacers 46/10 to 70/30 , buttress left posterior/right anterior , right posterior/left anterior, Straight 54-58mm. Shims 5-15 degrees | 389744 |  | November 2024 | New listing
11 - Hip | 11.04 - ACCESSORIES | 11.04.01 - Augment |  | Bone Reconstruction | QQ691 | 2769 | LIFEHEALTHCARE PTY LIMITED | MUTARS PRS | EPORE Reconstruction Full Acetabular Augment | 52 to 72mm | 389744 |  | November 2024 | New listing
11 - Hip | 11.04 - ACCESSORIES | 11.04.03 - Bone Screw |  |  | QQ690 | 111 | LIFEHEALTHCARE PTY LIMITED | EPORE Acetabular Augment System | Spongiosa Screw | 6.5 x 15mm - 80mm and 8 x 70-100mm | 237075 |  | November 2024 | New listing
11 - Hip | 11.04 - ACCESSORIES | 11.04.09 - Dome Plug |  |  | QQ603 | 131 | SMITH & NEPHEW PTY LIMITED | REDAPT Hole Cover Kit | Sterile Kit (14 Hole Covers and 2 Inserters) | One size only | 238632 |  | November 2024 | New listing
11 - Hip | 11.04 - ACCESSORIES | 11.04.14 - Plug - Including Dome Plug |  |  | QQ633 | 135 | B BRAUN AUSTRALIA PTY LTD | PlasmaFit Closing Cap | Acetabulum prosthesis apical hole plug - A sterile, implantable cap screw intended to close the screw holes of an acetabulum cup. | ONE SIZE | 413726 |  | November 2024 | New listing
11 - Hip | 11.04 - ACCESSORIES | 11.04.24 - Washer |  |  | QQ662 | 484 | LIFEHEALTHCARE PTY LIMITED | EPORE Acetabular Augment System | Washer | 8mm | 389721 |  | November 2024 | New listing
12 - Knee | 12.05 - TIBIAL INSERT: TOTAL KNEE ARTHROPLASTY | 12.05.01 - Minimally Stabilised |  |  | QQ687 | 992 | Corin (Australia) Pty Limited | Unity Knee CS Tibial Insert | Unity Knee - Condylar Stabilized tibial insert, UHMWPE | Size: 1- 9 Thickness: 9 - 16mm | 460706 |  | November 2024 | New listing
13 - Spinal | 13.01 - Bone Screws | 13.01.01 - Pedicle, Monoaxial |  | Cannulated | QQ737 | 889 | EMERGO ASIA-PACIFIC PTY. LIMITED | SIGNUS DIPLOMAT Pedicle Screw System - Monoaxial Screw | SIGNUS DIPLOMAT Pedicle Screw System - Monoaxial Screw, non-sterile and sterile (packed with set screw) | dia (5.5-9.5 mm) x length (30-100 mm) | 458187 458188 |  | November 2024 | New listing
13 - Spinal | 13.01 - Bone Screws | 13.01.01 - Pedicle, Monoaxial |  | Cannulated | QQ762 | 889 | EMERGO ASIA-PACIFIC PTY. LIMITED | SIGNUS DIPLOMAT FT Pedicle Screw System-Monoaxial Screw | SIGNUS DIPLOMAT FT Pedicle Screw System-Monoaxial Screw- cannulated, non-sterile and sterile | Diameter 5.5-9.5 mm Length 30-100 mm | 458187 458188 |  | November 2024 | New listing
13 - Spinal | 13.01 - Bone Screws | 13.01.02 - Pedicle, Polyaxial |  | Shank | QQ443 | 524 | ALPHATEC AUSTRALIA PTY LTD | Invictus Shank | Polyaxial , solid or cannulated Ti Alloy | (4-12.5)mm dia x (20-130)mm length | 398576 |  | November 2024 | Change to Organisation Billing code transferred from JQ038 Sponsor transferred from LE CHEMINANT, DAVID E
13 - Spinal | 13.01 - Bone Screws | 13.01.02 - Pedicle, Polyaxial |  | Cannulated | QQ446 | 1085 | ALPHATEC AUSTRALIA PTY LTD | Invictus Favored Angle | Polyaxial Pedicle Screw, Cannulated , Open or Closed Tulip. Ti Alloy | (6.5- 10.5)mm dia x (60-110)mm length | 398576 |  | November 2024 | Change to Organisation Billing code transferred from JQ063 Sponsor transferred from LE CHEMINANT, DAVID E
13 - Spinal | 13.01 - Bone Screws | 13.01.02 - Pedicle, Polyaxial |  | Cannulated | QQ452 | 1085 | ALPHATEC AUSTRALIA PTY LTD | Invictus Osseoscrew | Pedicle Screw, Cannulated, Std, Extended, Reduction Tab. Ti Alloy | (6,.5 - 7.5)mm dia x (40-55)mm length | 398576 |  | November 2024 | Change to Organisation Billing code transferred from JQ062 Sponsor transferred from LE CHEMINANT, DAVID E
13 - Spinal | 13.01 - Bone Screws | 13.01.02 - Pedicle, Polyaxial |  |  | QQ453 | 996 | ALPHATEC AUSTRALIA PTY LTD | Invictus Polyaxial Pedicle Screw | Polyaxial or Favoured Angle (Medial /Lateral or Cranial/Caudal) Pedicle Screw , Full or Partial Thread. Ti Alloy | (3.5 - 12.5)mm x (8-130)mm | 398576 |  | November 2024 | Change to Organisation Billing code transferred from JQ041 Sponsor transferred from LE CHEMINANT, DAVID E
13 - Spinal | 13.01 - Bone Screws | 13.01.02 - Pedicle, Polyaxial |  | Cannulated | QQ454 | 1085 | ALPHATEC AUSTRALIA PTY LTD | Invictus Polyaxial Pedicle Screw | Cannulated, complete polyaxial screw, Ti Alloy | ( 4.5 -10.5 )mm diameter x (20-130)mm length | 398576 |  | November 2024 | Change to Organisation Billing code transferred from JQ037 Sponsor transferred from LE CHEMINANT, DAVID E
13 - Spinal | 13.01 - Bone Screws | 13.01.02 - Pedicle, Polyaxial |  | Cannulated | QQ458 | 1085 | ALPHATEC AUSTRALIA PTY LTD | Invictus SI Core | Polyaxial Pedicle Screw, Cannulated, Dual Lead, Radial Fenestration. open or closed tulip. Ti Alloy | ( 9.0-11.5)mm Dia x (60-100)mm length | 398576 |  | November 2024 | Change to Organisation Billing code transferred from JQ064 Sponsor transferred from LE CHEMINANT, DAVID E
13 - Spinal | 13.01 - Bone Screws | 13.01.02 - Pedicle, Polyaxial |  | Cannulated | QQ679 | 1085 | ALPHATEC AUSTRALIA PTY LTD | Invictus Polyaxial Pedicle Screw | Polyaxial Screw, Fenestrated & Cannulated, Cortical-Cancellous Thread. Std and Reduction Tulip. Ti Alloy | (4.5 - 12.5) mm diameter x (30-120 )mm length | 426650 |  | November 2024 | New listing
13 - Spinal | 13.01 - Bone Screws | 13.01.02 - Pedicle, Polyaxial |  | Shank | QQ745 | 524 | EMERGO ASIA-PACIFIC PTY. LIMITED | SIGNUS DIPLOMAT Pedicle Screw System-Polyaxial Screw-Shank | SIGNUS DIPLOMAT Pedicle Screw System-Polyaxial Screw-Shank, sterile and non-sterile | dia (4.5-9.5 mm) x length (25-100 mm) | 458187 458188 |  | November 2024 | New listing
13 - Spinal | 13.01 - Bone Screws | 13.01.02 - Pedicle, Polyaxial |  | Shank | QQ763 | 524 | EMERGO ASIA-PACIFIC PTY. LIMITED | SIGNUS DIPLOMAT FT Pedicle Screw System-Polyaxial Screw-Shank | SIGNUS DIPLOMAT FT Pedicle Screw System-Polyaxial Screw-Shank, non-sterile and sterile | Diameter: 5.5-9.5 mm Length: 25-100 mm | 458187 458188 |  | November 2024 | New listing
13 - Spinal | 13.01 - Bone Screws | 13.01.02 - Pedicle, Polyaxial |  |  | QQ385 | 996 | LIFEHEALTHCARE PTY LIMITED | Certex Spinal Implant System Screw | Screws | Diameter 3.5mm - 4.5mm Length 10mm – 42mm | 160750 |  | November 2024 | Change to Organisation Billing code transferred from LM413 Sponsor transferred from LMT SURGICAL PTY LTD
13 - Spinal | 13.01 - Bone Screws | 13.01.02 - Pedicle, Polyaxial |  |  | QQ392 | 996 | LIFEHEALTHCARE PTY LIMITED | Fortex Pedicle Screw system - Pedicle Screw | Polyaxial pedicle screw | 4.75, 5.5, 6.5, 7.5, 8.25mm diameter. 30, 35, 40, 45, 50, 55mm lengths | 159605 160750 170220 |  | November 2024 | Change to Organisation Billing code transferred from LM401 Sponsor transferred from LMT SURGICAL PTY LTD
13 - Spinal | 13.01 - Bone Screws | 13.01.02 - Pedicle, Polyaxial |  | Integrated Locking Mechanism | QQ415 | 1257 | LIFEHEALTHCARE PTY LIMITED | Polyaxial Pedicle Screws | Polyaxial Pedicle Screws | Diameter 5.5 - 7.5mm Length 35 - 55mm | 366793 |  | November 2024 | Change to Organisation Billing code transferred from LM508 Sponsor transferred from LMT SURGICAL PTY LTD
13 - Spinal | 13.01 - Bone Screws | 13.01.02 - Pedicle, Polyaxial |  |  | QQ421 | 996 | LIFEHEALTHCARE PTY LIMITED | X90 Pedicle Screw | Capless, Polyaxial pedicle screw | Diameter 4.75 - 8.25mm Length 30 -55mm | 159605 |  | November 2024 | Change to Organisation Billing code transferred from LM460 Sponsor transferred from LMT SURGICAL PTY LTD
13 - Spinal | 13.01 - Bone Screws | 13.01.02 - Pedicle, Polyaxial |  | Cannulated | QQ590 | 1085 | NEOSPINE AUSTRALIA PTY LTD | SOCORE Polyaxial Cannulated Pedicle Screw | SOCORE POLYAXIAL CANNULATED SCREW – Fenestrated | Diameter 4.5mm - 8.0mm, Lengths 25mm to 100mm | 455157 |  | November 2024 | New listing
13 - Spinal | 13.01 - Bone Screws | 13.01.02 - Pedicle, Polyaxial |  | Cannulated | QQ591 | 1085 | NEOSPINE AUSTRALIA PTY LTD | SOCORE Polyaxial Cannulated Reduction Pedicle Screw | SOCORE Polyaxial Cannulated Reduction Pedicle Screw | Diameter 4.5mm to 8.0mm, Length 25mm to 70mm | 455157 |  | November 2024 | New listing
13 - Spinal | 13.01 - Bone Screws | 13.01.02 - Pedicle, Polyaxial |  |  | QQ593 | 996 | NEOSPINE AUSTRALIA PTY LTD | SOCORE Polyaxial Pedicle Screw | Socore Polyaxial Pedicle Screw | 4mm - 10mm diameter , 20mm to 100mm length | 455157 |  | November 2024 | New listing
13 - Spinal | 13.01 - Bone Screws | 13.01.03 - Standard |  |  | QQ440 | 186 | ALPHATEC AUSTRALIA PTY LTD | Insignia Anterior Cervical Plating System | Screw, fixed/variable angle, Self-drilling/Self Tapping. single lead Ti Alloy | (4.0-4.5)mm diameter x (10-18)mm length | 398575 |  | November 2024 | Change to Organisation Billing code transferred from JQ021 Sponsor transferred from LE CHEMINANT, DAVID E
13 - Spinal | 13.01 - Bone Screws | 13.01.03 - Standard |  |  | QQ441 | 186 | ALPHATEC AUSTRALIA PTY LTD | Insignia Anterior Cervical Plating System | Screw, fixed/variable angle, Self-drilling/Self Tapping. Dual lead Ti Alloy | (4 - 4.5)mm diameter x (10- 18)mm length | 398575 |  | November 2024 | Change to Organisation Billing code transferred from JQ022 Sponsor transferred from LE CHEMINANT, DAVID E
13 - Spinal | 13.01 - Bone Screws | 13.01.03 - Standard |  |  | QQ449 | 186 | ALPHATEC AUSTRALIA PTY LTD | Invictus Occipital Screw | Occipital Screw Ti Alloy | (4.5 - 5.0)mm diameter x (6-16)mm length | 398576 |  | November 2024 | Change to Organisation Billing code transferred from JQ049 Sponsor transferred from LE CHEMINANT, DAVID E
13 - Spinal | 13.01 - Bone Screws | 13.01.03 - Standard |  |  | QQ695 | 186 | DEVICE TECHNOLOGIES AUSTRALIA PTY. LTD. | Regatta Screws | The SeaSpine Regatta screws are indicated for use with the Regatta plate system to secure the plate to the spine as additional support during fusion via a lateral or anterolateral surgical approach in the treatment of thoracic and thoracolumbar (T1-S1) spine instability, as the result of fracture, tumour, DDD, scoliosis, kyphosis, lordosis, stenosis or failed previous surgery. | Variable screws 5.5mm & 6.0mm Diameter and Lengths 35, 40, 45, 50, 55, 60 & 65 | 298002 |  | November 2024 | New listing
13 - Spinal | 13.01 - Bone Screws | 13.01.03 - Standard |  |  | QQ735 | 186 | EMERGO ASIA-PACIFIC PTY. LIMITED | SIGNUS DIPLOMAT Deformity– Lamina Screw | SIGNUS DIPLOMAT Deformity– Lamina Screw, non-sterile and sterile supplied as part of multipack (with hook; clip; shear nut) | 5.0-10.0 mm | 458187 458188 |  | November 2024 | New listing
13 - Spinal | 13.01 - Bone Screws | 13.01.03 - Standard |  |  | QQ559 | 186 | EVOLUTION SURGICAL PTY LTD | Artus/uNion Screws | Fixation Screws for the uNion/Artus Plates | 12-18mm Length, 4.0-4.5mm Dia | 464109 |  | November 2024 | New listing
13 - Spinal | 13.01 - Bone Screws | 13.01.03 - Standard |  |  | QQ681 | 186 | EVOLUTION SURGICAL PTY LTD | Skyway Screws | Self Drilling Bone Screws | 12-18mm | 462407 |  | November 2024 | New listing
13 - Spinal | 13.01 - Bone Screws | 13.01.03 - Standard |  | Dual Thread | QQ389 | 401 | LIFEHEALTHCARE PTY LIMITED | Fixcet Spinal Facet Screw | Spinal facet screw | 30mm - 45mm | 160750 |  | November 2024 | Change to Organisation Billing code transferred from LM461 Sponsor transferred from LMT SURGICAL PTY LTD
13 - Spinal | 13.01 - Bone Screws | 13.01.03 - Standard |  | Cannulated | QQ390 | 171 | LIFEHEALTHCARE PTY LIMITED | Fixcet Spinal Facet Screw | Spinal facet screw | 25mm - 45mm | 160750 |  | November 2024 | Change to Organisation Billing code transferred from LM462 Sponsor transferred from LMT SURGICAL PTY LTD
13 - Spinal | 13.01 - Bone Screws | 13.01.03 - Standard |  |  | QQ402 | 186 | LIFEHEALTHCARE PTY LIMITED | Occipital Screws | Occipital Screws | Multiple sizes to suit patient anatomy | 159605 |  | November 2024 | Change to Organisation Billing code transferred from LM427 Sponsor transferred from LMT SURGICAL PTY LTD
13 - Spinal | 13.01 - Bone Screws | 13.01.03 - Standard |  |  | QQ419 | 186 | LIFEHEALTHCARE PTY LIMITED | Spider Cervical Plating System - Spider Screw | Titanium, Self Tapping and Self Drilling | 4.0 - 4.25mm, lengths 12-16mm | 159605 160750 170220 |  | November 2024 | Change to Organisation Billing code transferred from LM402 Sponsor transferred from LMT SURGICAL PTY LTD
13 - Spinal | 13.01 - Bone Screws | 13.01.03 - Standard |  |  | QQ479 | 186 | SILONY SPINE PTY LTD | Centinel Spine | Stalif Bone Screws | D: 4.5 - 6.0mm L: 25 - 40mm | 196068 |  | November 2024 | Change to Organisation Billing code transferred from JP012 Sponsor transferred from CENTINEL SPINE AUSTRALIA PTY LTD
13 - Spinal | 13.01 - Bone Screws | 13.01.03 - Standard |  |  | QQ480 | 186 | SILONY SPINE PTY LTD | Stalif C | Stalif Screws | D: 4.0mm L: 13 - 17mm | 196068 |  | November 2024 | Change to Organisation Billing code transferred from JP005 Sponsor transferred from CENTINEL SPINE AUSTRALIA PTY LTD
13 - Spinal | 13.02 - Accessories for bone screws and connector components | 13.02.01 - Nut/Set Screw/Locking Screw |  |  | QQ456 | 143 | ALPHATEC AUSTRALIA PTY LTD | Invictus Set Screw | Locking Set Screw Ti Alloy | 3.5mm - 6.5mm polyaxial screw set screws, open or closed | 398576 |  | November 2024 | Change to Organisation Billing code transferred from JQ042 Sponsor transferred from LE CHEMINANT, DAVID E
13 - Spinal | 13.02 - Accessories for bone screws and connector components | 13.02.01 - Nut/Set Screw/Locking Screw |  |  | QQ742 | 143 | EMERGO ASIA-PACIFIC PTY. LIMITED | SIGNUS DIPLOMAT Pedicle Screw System - Set Screw | SIGNUS DIPLOMAT Pedicle Screw System - Set Screw, non-sterile and sterile (x5) | dia 9.7mm x height 4.2mm | 458187 458188 |  | November 2024 | New listing
13 - Spinal | 13.02 - Accessories for bone screws and connector components | 13.02.01 - Nut/Set Screw/Locking Screw |  |  | QQ760 | 143 | EMERGO ASIA-PACIFIC PTY. LIMITED | SIGNUS DIPLOMAT Deformity – Shear Nut | SIGNUS DIPLOMAT Deformity – Shear nut, non-sterile | N/A | 458188 |  | November 2024 | New listing
13 - Spinal | 13.02 - Accessories for bone screws and connector components | 13.02.01 - Nut/Set Screw/Locking Screw |  |  | QQ375 | 143 | LIFEHEALTHCARE PTY LIMITED | Break off set-screw | Break off set-screw | No size | 366793 |  | November 2024 | Change to Organisation Billing code transferred from LM509 Sponsor transferred from LMT SURGICAL PTY LTD
13 - Spinal | 13.02 - Accessories for bone screws and connector components | 13.02.01 - Nut/Set Screw/Locking Screw |  |  | QQ381 | 143 | LIFEHEALTHCARE PTY LIMITED | Certex Spinal Implant System Cap | Cap | One Size Only | 160750 |  | November 2024 | Change to Organisation Billing code transferred from LM414 Sponsor transferred from LMT SURGICAL PTY LTD
13 - Spinal | 13.02 - Accessories for bone screws and connector components | 13.02.01 - Nut/Set Screw/Locking Screw |  |  | QQ391 | 143 | LIFEHEALTHCARE PTY LIMITED | Fortex Pedicle Screw Set Screw | Pedicle Screw Set | 3.1mm height | 159605 160750 170220 |  | November 2024 | Change to Organisation Billing code transferred from LM405 Sponsor transferred from LMT SURGICAL PTY LTD
13 - Spinal | 13.02 - Accessories for bone screws and connector components | 13.02.01 - Nut/Set Screw/Locking Screw |  |  | QQ589 | 143 | NEOSPINE AUSTRALIA PTY LTD | SOCORE Locking Screws | SOCORE Locking Screws | Standard and Small | 455157 |  | November 2024 | New listing
13 - Spinal | 13.02 - Accessories for bone screws and connector components | 13.02.03 - Cap/Cover Plate |  |  | QQ451 | 391 | ALPHATEC AUSTRALIA PTY LTD | Invictus OCT Tulip | Occipital Plate Tulip, Ti Alloy | Single or Dual Tulip | 398576 |  | November 2024 | Change to Organisation Billing code transferred from JQ039 Sponsor transferred from LE CHEMINANT, DAVID E
13 - Spinal | 13.02 - Accessories for bone screws and connector components | 13.02.05 - Block/Screw head |  |  | QQ448 | 686 | ALPHATEC AUSTRALIA PTY LTD | Invictus Modular Tulip | Polyaxial. Ti Alloy | Std, std Reduction, Extended tab reduction | 398576 |  | November 2024 | Change to Organisation Billing code transferred from JQ040 Sponsor transferred from LE CHEMINANT, DAVID E
13 - Spinal | 13.02 - Accessories for bone screws and connector components | 13.02.05 - Block/Screw head |  |  | QQ741 | 686 | EMERGO ASIA-PACIFIC PTY. LIMITED | SIGNUS DIPLOMAT Pedicle Screw System - Screw Head (Tulip) | SIGNUS DIPLOMAT Pedicle Screw System - Screw Head (Tulip), non-sterile and sterile packed with set screw. | dia 12.5 mm x height 14.9-150 mm | 458187 458188 |  | November 2024 | New listing
13 - Spinal | 13.02 - Accessories for bone screws and connector components | 13.02.07 - Hook/Clamp/Plate |  |  | QQ733 | 349 | EMERGO ASIA-PACIFIC PTY. LIMITED | SIGNUS DIPLOMAT Deformity – Clip | SIGNUS DIPLOMAT Deformity System-Clip, non-sterile. Note: Sterile clip is packed as part of a sterile multicomponent pack (hook, shear nut, lamina screw). | N/A | 458187 458188 |  | November 2024 | New listing
13 - Spinal | 13.03 - Connector | 13.03.01 - In-Line |  |  | QQ459 | 655 | ALPHATEC AUSTRALIA PTY LTD | Invictus Spinal Fixation System - Connectors | Open/Open , Open/Closed, Open/Side, Closed/Side, Closed/Closed, Domino Revision, Modular Satellite Axial Revision, Tulip. Ti Alloy | 11-18mm, 30-60mm | 398576 |  | November 2024 | Change to Organisation Billing code transferred from JQ047 Sponsor transferred from LE CHEMINANT, DAVID E
13 - Spinal | 13.03 - Connector | 13.03.01 - In-Line |  |  | QQ739 | 655 | EMERGO ASIA-PACIFIC PTY. LIMITED | SIGNUS DIPLOMAT Pedicle Screw System - Parallel Connector | SIGNUS DIPLOMAT Pedicle Screw System - Parallel Connector, non-sterile and sterile; incl set screws | (5.5-6,5) mm x (4.5-15.0) mm | 458187 458188 |  | November 2024 | New listing
13 - Spinal | 13.03 - Connector | 13.03.01 - In-Line |  |  | QQ743 | 655 | EMERGO ASIA-PACIFIC PTY. LIMITED | SIGNUS DIPLOMAT Pedicle Screw System - Sleeve | SIGNUS DIPLOMAT Pedicle Screw System – Sleeve, sterile, incl. set screws | Diameter 5.5 mm | 458187 |  | November 2024 | New listing
13 - Spinal | 13.03 - Connector | 13.03.01 - In-Line |  |  | QQ684 | 655 | MEDTRONIC AUSTRALASIA PTY LTD | CD Horizon – Medtronic Rod Connector | Top-loading and side loading connectors | 4.75mm - 6mm | 169514 |  | November 2024 | New listing
13 - Spinal | 13.03 - Connector | 13.03.02 - Offset |  |  | QQ442 | 705 | ALPHATEC AUSTRALIA PTY LTD | Invictus Offset Connector | Side Loading or Open or Closed or Offset .Ti Alloy, CoCr | 10-200mm | 398576 |  | November 2024 | Change to Organisation Billing code transferred from JQ045 Sponsor transferred from LE CHEMINANT, DAVID E
13 - Spinal | 13.03 - Connector | 13.03.02 - Offset |  |  | QQ738 | 705 | EMERGO ASIA-PACIFIC PTY. LIMITED | SIGNUS DIPLOMAT Pedicle Screw System - Offset Connector | SIGNUS DIPLOMAT Pedicle Screw System - Offset Connector, non-sterile and sterile incl. set screws | dia 5.5 mm x length (15-40 mm) | 458187 458188 |  | November 2024 | New listing
13 - Spinal | 13.03 - Connector | 13.03.02 - Offset |  |  | QQ666 | 705 | EVOLUTION SURGICAL PTY LTD | Katana Offset Connectors | Offset Connector | 20mm-40mm | 396083 |  | November 2024 | New listing
13 - Spinal | 13.03 - Connector | 13.03.02 - Offset |  |  | QQ403 | 705 | LIFEHEALTHCARE PTY LIMITED | Offset Connectors | Offset Connectors | Multiple to suit patient anatomy | 159605 |  | November 2024 | Change to Organisation Billing code transferred from LM451 Sponsor transferred from LMT SURGICAL PTY LTD
13 - Spinal | 13.03 - Connector | 13.03.03 - Transverse (Rod-to-Rod) | 13.03.03.01 - Fixed |  | QQ444 | 389 | ALPHATEC AUSTRALIA PTY LTD | Invictus Cross Connector | (Head to Head) or (Rod To Rod) Fixation Style, Adjustable, Ti Alloy | (9-101)mm width +/- 3mm travel | 398576 |  | November 2024 | Change to Organisation Billing code transferred from JQ046 Sponsor transferred from LE CHEMINANT, DAVID E
13 - Spinal | 13.03 - Connector | 13.03.03 - Transverse (Rod-to-Rod) | 13.03.03.01 - Fixed |  | QQ736 | 389 | EMERGO ASIA-PACIFIC PTY. LIMITED | SIGNUS DIPLOMAT Deformity System– Transverse connector | SIGNUS DIPLOMAT Deformity System – Transverse connector comprising a cross bar and 2 cross bar clamps incl. grub screws, non-sterile and sterile | 4.0x50 mm | 458187 458188 |  | November 2024 | New listing
13 - Spinal | 13.03 - Connector | 13.03.03 - Transverse (Rod-to-Rod) | 13.03.03.01 - Fixed |  | QQ665 | 389 | EVOLUTION SURGICAL PTY LTD | Katana Crosslinks | Fixed Crosslinks | 19mm-27mm | 396083 |  | November 2024 | New listing
13 - Spinal | 13.03 - Connector | 13.03.03 - Transverse (Rod-to-Rod) | 13.03.03.01 - Fixed |  | QQ378 | 389 | LIFEHEALTHCARE PTY LIMITED | Capless LI Pedicle screw system - X Link cross connector - Fixed | Titanium, lowprofile transverse crossconnector | low profile, multiple sizes, 25-35mm | 159605 160750 170220 |  | November 2024 | Change to Organisation Billing code transferred from LM459 Sponsor transferred from LMT SURGICAL PTY LTD
13 - Spinal | 13.03 - Connector | 13.03.03 - Transverse (Rod-to-Rod) | 13.03.03.02 - Adjustable |  | QQ744 | 1136 | EMERGO ASIA-PACIFIC PTY. LIMITED | SIGNUS DIPLOMAT Pedicle Screw System – Transverse Connector, adjustable | SIGNUS DIPLOMAT Pedicle Screw System – Cross Connector, adjustable, non-sterile and sterile, incl. set screws | small, medium, large | 458188 48157 |  | November 2024 | New listing
13 - Spinal | 13.03 - Connector | 13.03.03 - Transverse (Rod-to-Rod) | 13.03.03.02 - Adjustable |  | QQ379 | 1136 | LIFEHEALTHCARE PTY LIMITED | Capless LI Pedicle screw system - X Link cross connector - Variable | Titanium, lowprofile transverse dual articulation crossconnector | Low profile, Multiple sizes, 37-80mm | 159605 160750 170220 |  | November 2024 | Change to Organisation Billing code transferred from LM406 Sponsor transferred from LMT SURGICAL PTY LTD
13 - Spinal | 13.03 - Connector | 13.03.03 - Transverse (Rod-to-Rod) | 13.03.03.02 - Adjustable |  | QQ382 | 1136 | LIFEHEALTHCARE PTY LIMITED | Certex Spinal Implant System Connector Adjustable | Connector Adjustable | 3.5mm x 28-33mm to 42-58mm | 160750 |  | November 2024 | Change to Organisation Billing code transferred from LM419 Sponsor transferred from LMT SURGICAL PTY LTD
13 - Spinal | 13.03 - Connector | 13.03.03 - Transverse (Rod-to-Rod) | 13.03.03.02 - Adjustable |  | QQ592 | 1136 | NEOSPINE AUSTRALIA PTY LTD | SOCORE Polyaxial Crosslink | SOCORE Polyaxial Crosslink | Length 35mm - 100mm | 455157 |  | November 2024 | New listing
13 - Spinal | 13.04 - Hook | 13.04.01 - Hook |  |  | QQ460 | 755 | ALPHATEC AUSTRALIA PTY LTD | Invictus TL Hooks | Lamina, Pedicle, Offset, Angled Ti Alloy | (5.5 - 6.0)mm rod diameter x 5.5 - 12.5 mm length | 398576 |  | November 2024 | Change to Organisation Billing code transferred from JQ036 Sponsor transferred from LE CHEMINANT, DAVID E
13 - Spinal | 13.04 - Hook | 13.04.01 - Hook |  |  | QQ761 | 755 | EMERGO ASIA-PACIFIC PTY. LIMITED | SIGNUS DIPLOMAT Deformity System – Lamina Hook | DIPLOMAT Deformity System with lamina hook, non-sterile | 5.0-10.0 mm | 458188 |  | November 2024 | New listing
13 - Spinal | 13.04 - Hook | 13.04.01 - Hook |  |  | QQ383 | 755 | LIFEHEALTHCARE PTY LIMITED | Certex Spinal Implant System Hooks | Hook | 4.5-6mm | 160750 |  | November 2024 | Change to Organisation Billing code transferred from LM415 Sponsor transferred from LMT SURGICAL PTY LTD
13 - Spinal | 13.05 - Plate | 13.05.01 - Integral Fixation | 13.05.01.01 - Cervical |  | QQ417 | 1297 | LIFEHEALTHCARE PTY LIMITED | Spider Cervical Plating System - Spider Plate | Titanium, Anterior Cervical Plate System - | 22-54mm | 159605 160750 170220 |  | November 2024 | Change to Organisation Billing code transferred from LM407 Sponsor transferred from LMT SURGICAL PTY LTD
13 - Spinal | 13.05 - Plate | 13.05.01 - Integral Fixation | 13.05.01.01 - Cervical | >55mm | QQ418 | 1419 | LIFEHEALTHCARE PTY LIMITED | Spider Cervical Plating System - Spider Plate | Titanium, anterior cervical plate system | 56-77mm | 159605 160750 170220 |  | November 2024 | Change to Organisation Billing code transferred from LM408 Sponsor transferred from LMT SURGICAL PTY LTD
13 - Spinal | 13.05 - Plate | 13.05.02 - No Integral Fixation | 13.05.02.01 - Cervical |  | QQ438 | 1179 | ALPHATEC AUSTRALIA PTY LTD | Insignia Anterior Cervical Plating System | Plate, 1-3 level, Ti Alloy | 16 - 54mm length | 398575 |  | November 2024 | Change to Organisation Billing code transferred from JQ019 Sponsor transferred from LE CHEMINANT, DAVID E
13 - Spinal | 13.05 - Plate | 13.05.02 - No Integral Fixation | 13.05.02.01 - Cervical | >55mm | QQ439 | 908 | ALPHATEC AUSTRALIA PTY LTD | Insignia Anterior Cervical Plating System | Plate, 3 - 5 level, Ti Alloy | > 55mm length | 398575 |  | November 2024 | Change to Organisation Billing code transferred from JQ020 Sponsor transferred from LE CHEMINANT, DAVID E
13 - Spinal | 13.05 - Plate | 13.05.02 - No Integral Fixation | 13.05.02.01 - Cervical |  | QQ558 | 1179 | EVOLUTION SURGICAL PTY LTD | Artus/uNion | Anterior Cervical Fusion Plate | 12-84mm | 464109 |  | November 2024 | New listing
13 - Spinal | 13.05 - Plate | 13.05.02 - No Integral Fixation | 13.05.02.01 - Cervical |  | QQ680 | 1179 | EVOLUTION SURGICAL PTY LTD | Skyway Plate | Skyway ACDF Plate | 12-16mm, (2,3&4 Hole configurations) | 462407 |  | November 2024 | New listing
13 - Spinal | 13.05 - Plate | 13.05.02 - No Integral Fixation | 13.05.02.01 - Cervical |  | QQ730 | 1179 | NEOSPINE AUSTRALIA PTY LTD | DIVA Plating System | Anterior Cervical Plate Titanium | Small, standard and large, 2 holes | 461026 |  | November 2024 | New listing
13 - Spinal | 13.05 - Plate | 13.05.02 - No Integral Fixation | 13.05.02.02 - ThoracoLumbar |  | QQ694 | 2039 | DEVICE TECHNOLOGIES AUSTRALIA PTY. LTD. | Regatta Lateral Plate and locking cover | The SeaSpine Regatta Lateral Plate is indicated as additional support during fusion via a lateral or anterolateral surgical approach in the treatment of thoracic and thoracolumbar (T1-S1) spine instability, as the result of fracture, tumour, DDD, scoliosis, kyphosis, lordosis, stenosis or failed previous surgery. The Regatta Plate must be used with a locking cover. | 1 hole plate size 8mm - 18mm in 2mm increments. 2 Hole Plate size 8mm - 18mm in 2mm increments, 4 Hole Plate size 8mm - 18mm in 2mm increments, Plate locking cover 8mm-18mm and 1 hole locking plate 8mm-18mm | 298002 |  | November 2024 | New listing
13 - Spinal | 13.05 - Plate | 13.05.02 - No Integral Fixation | 13.05.02.03 - Occipital |  | QQ450 | 1728 | ALPHATEC AUSTRALIA PTY LTD | Invictus Occiptal Plate | Occipital Plate ,Ti Alloy | 48 - 66 mm | 398576 |  | November 2024 | Change to Organisation Billing code transferred from JQ048 Sponsor transferred from LE CHEMINANT, DAVID E
13 - Spinal | 13.05 - Plate | 13.05.02 - No Integral Fixation | 13.05.02.03 - Occipital |  | QQ401 | 1728 | LIFEHEALTHCARE PTY LIMITED | Occipital Plate | Occipital Plate | Multiple sizes to suit patient anatomy | 159605 |  | November 2024 | Change to Organisation Billing code transferred from LM426 Sponsor transferred from LMT SURGICAL PTY LTD
13 - Spinal | 13.06 - Rod | 13.06.01 - Standard |  | Dual Diameter | QQ445 | 432 | ALPHATEC AUSTRALIA PTY LTD | Invictus Dual Diameter Rod | Straight, Dual Diameter , Ti Alloy or CoCr | (3.5 or 4.0 or 5.5 )mm to (5.5 or 6.0)mm diameters x (200 - 600) mm length | 398576 |  | November 2024 | Change to Organisation Billing code transferred from JQ044 Sponsor transferred from LE CHEMINANT, DAVID E
13 - Spinal | 13.06 - Rod | 13.06.01 - Standard |  |  | QQ455 | 340 | ALPHATEC AUSTRALIA PTY LTD | Invictus Rod | Rod, straight, curved Ti Alloy or CoCr | (3.5 - 6.0) mm diameter x (20-600)mm length | 398576 |  | November 2024 | Change to Organisation Billing code transferred from JQ043 Sponsor transferred from LE CHEMINANT, DAVID E
13 - Spinal | 13.06 - Rod | 13.06.01 - Standard |  | Shaped | QQ457 | 555 | ALPHATEC AUSTRALIA PTY LTD | Invictus Shaped Rod | OCT Prebent, S, Z and J rods | (5.5 - 6.0)mm diameter x (300-600)mm lemgth , CoCr Ti Alloy | 398576 |  | November 2024 | Change to Organisation Billing code transferred from JQ035 Sponsor transferred from LE CHEMINANT, DAVID E
13 - Spinal | 13.06 - Rod | 13.06.01 - Standard |  |  | QQ734 | 340 | EMERGO ASIA-PACIFIC PTY. LIMITED | SIGNUS DIPLOMAT Deformity – Rod | SIGNUS DIPLOMAT Deformity System – Rod, non-sterile and sterile | 5.5x500 mm | 458187 458188 |  | November 2024 | New listing
13 - Spinal | 13.06 - Rod | 13.06.01 - Standard |  |  | QQ740 | 340 | EMERGO ASIA-PACIFIC PTY. LIMITED | SIGNUS DIPLOMAT Pedicle Screw System - Rod-Straight or Curved | SIGNUS DIPLOMAT Pedicle Screw System - Rod-Straight or Curved, non-sterile or sterile | dia 5.5 mm x length (30-150 mm) dia 5.5 mm x length (150/200/250/300/500 mm) | 458187 458188 |  | November 2024 | New listing
13 - Spinal | 13.06 - Rod | 13.06.01 - Standard |  |  | QQ380 | 340 | LIFEHEALTHCARE PTY LIMITED | Capless Li Pedicle screw system - rod | Titanium rod. Straight and pre- bent | Straight and pre- bent, multiple sizes, 40-300mm | 159605 160750 170220 |  | November 2024 | Change to Organisation Billing code transferred from LM409 Sponsor transferred from LMT SURGICAL PTY LTD
13 - Spinal | 13.06 - Rod | 13.06.01 - Standard |  |  | QQ384 | 340 | LIFEHEALTHCARE PTY LIMITED | Certex Spinal Implant System Rod | Rod | 3.5mm x 30-500mm | 160750 |  | November 2024 | Change to Organisation Billing code transferred from LM416 Sponsor transferred from LMT SURGICAL PTY LTD
13 - Spinal | 13.06 - Rod | 13.06.01 - Standard |  | Dual Diameter | QQ386 | 432 | LIFEHEALTHCARE PTY LIMITED | Certex Spinal Implant System Transitional Rod | Transitional Rod | 3.5mm - 5.5mm x100mm - 500mm | 160750 |  | November 2024 | Change to Organisation Billing code transferred from LM417 Sponsor transferred from LMT SURGICAL PTY LTD
13 - Spinal | 13.06 - Rod | 13.06.01 - Standard |  | Shaped | QQ569 | 555 | MEDACTA AUSTRALIA PTY. LTD. | MUST pre-curvature rods | Spinal Pre-curvature rods | diameter 5.5-6 length 300-500 | 453885 |  | November 2024 | New listing
13 - Spinal | 13.06 - Rod | 13.06.01 - Standard |  |  | QQ724 | 340 | MEDTRONIC AUSTRALASIA PTY LTD | CD Horizon Spinal System - Offset Rods | Rod | 11.4mm – 14.2mm | 169514 |  | November 2024 | New listing
13 - Spinal | 13.06 - Rod | 13.06.01 - Standard |  |  | QQ594 | 340 | NEOSPINE AUSTRALIA PTY LTD | SOCORE Rod | SOCORE Rod | Diameter 4.0mm - 5.5mm, Length 30mm - 260mm | 455157 |  | November 2024 | New listing
13 - Spinal | 13.06 - Rod | 13.06.03 - Dual Unit | 13.06.03.02 - Occipital |  | QQ447 | 1350 | ALPHATEC AUSTRALIA PTY LTD | Invictus Hinged Rod | Hinged Rod. Ti Alloy | Cranial: (3.5, 4.0) mm diameter x 90mm length Caudal, (3.5, 4.0)mm diameter x 210mm length | 398576 |  | November 2024 | Change to Organisation Billing code transferred from JQ034 Sponsor transferred from LE CHEMINANT, DAVID E
13 - Spinal | 13.06 - Rod | 13.06.03 - Dual Unit | 13.06.03.02 - Occipital |  | QQ416 | 1350 | LIFEHEALTHCARE PTY LIMITED | Pre-Bent rods | Pre-Bent rods | 3.5mm diameter rods | 159605 |  | November 2024 | Change to Organisation Billing code transferred from LM428 Sponsor transferred from LMT SURGICAL PTY LTD
13 - Spinal | 13.10 - Fusion Cage | 13.10.01 - Interbody, Integral Fixation | 13.10.01.01 - Cervical |  | QQ563 | 4161 | NEOSPINE AUSTRALIA PTY LTD | DIVA 3D ACDF Blocked and Screws | Titanium ACDF Blocked Cervical Cage - anatomical, lordotic. Includes Titanium Fixation Screws. | Cage - Standard, Small and Large, Size 4 to 10mm, Angle 5 degrees. Screws - Length 0 to 20mm, Diameter 3.5 and 3.9mm | 457425 462235 |  | November 2024 | New listing
13 - Spinal | 13.10 - Fusion Cage | 13.10.01 - Interbody, Integral Fixation | 13.10.01.01 - Cervical |  | QQ726 | 4161 | NEOSPINE AUSTRALIA PTY LTD | DIVA ACDF Blocked and Screws | PEEK ACDF Anterior Cervical Cage & Plate. Includes Titanium Fixation Screws. | Cage - Size 4mm to 10 mm, Small, Standard and Large, Angle 5 degrees. Screws - Length 10 to 20mm, Diameter 4 and 5.5mm. | 457425 462217 |  | November 2024 | New listing
13 - Spinal | 13.10 - Fusion Cage | 13.10.01 - Interbody, Integral Fixation | 13.10.01.01 - Cervical |  | QQ728 | 4161 | NEOSPINE AUSTRALIA PTY LTD | DIVA Crown ACDF Blocked and Screws | PEEK ACDF Blocked cervical cage with locking screws. Includes Titanium Fixation Screws. | Cage - Size 4mm to 10mm, small and standard, 5 degrees. Screws - Length 10 to 20mm, Diameter 3.5mm and 3.9mm. | 457425 462217 |  | November 2024 | New listing
13 - Spinal | 13.10 - Fusion Cage | 13.10.01 - Interbody, Integral Fixation | 13.10.01.01 - Cervical |  | QQ481 | 4161 | SILONY SPINE PTY LTD | Stalif C cage with the required screws | Interbody Fusion Cage - Domed and screws | 5.5 - 9.5 | 196068 |  | November 2024 | Change to Organisation Billing code transferred from JP006 Sponsor transferred from CENTINEL SPINE AUSTRALIA PTY LTD
13 - Spinal | 13.10 - Fusion Cage | 13.10.01 - Interbody, Integral Fixation | 13.10.01.01 - Cervical |  | QQ482 | 4161 | SILONY SPINE PTY LTD | Stalif C cage with the required screws | Interbody Fusion Cage - Tapered and screws | 5.5 – 9.5 | 196068 |  | November 2024 | Change to Organisation Billing code transferred from JP009 Sponsor transferred from CENTINEL SPINE AUSTRALIA PTY LTD
13 - Spinal | 13.10 - Fusion Cage | 13.10.01 - Interbody, Integral Fixation | 13.10.01.01 - Cervical |  | QQ484 | 4161 | SILONY SPINE PTY LTD | Stalif cage with the required screws | Cervical Interbody Fusion Cage - Lordotic(Tapered)/Anatomic(Domed) and screws | Depth 12 - 16mm, Height 5.5 - 11.5mm | 196068 |  | November 2024 | Change to Organisation Billing code transferred from JP010 Sponsor transferred from CENTINEL SPINE AUSTRALIA PTY LTD
13 - Spinal | 13.10 - Fusion Cage | 13.10.01 - Interbody, Integral Fixation | 13.10.01.02 - ThoracoLumbar / Lumbar |  | QQ564 | 5948 | NEOSPINE AUSTRALIA PTY LTD | DIVA 3D ALIF Blocked and Screws | Titanium ALIF Blocked Lumbar Cage - anatomical, lordotic. Includes Titanium Fixation Screws. | Cage - Size 8 to 18mm, Standard and Small, Angle 8, 12 and 18 degrees. Screws - Length 20 to 50mm, Diameter 5.5mm | 457425 462235 |  | November 2024 | New listing
13 - Spinal | 13.10 - Fusion Cage | 13.10.01 - Interbody, Integral Fixation | 13.10.01.02 - ThoracoLumbar / Lumbar |  | QQ729 | 5948 | NEOSPINE AUSTRALIA PTY LTD | DIVA LLIF Blocked and Screws | PEEK LLIF Cage. Includes Titanium Fixation Screws. | Cage - Size 8mm to 16mm, Small and Standard, Angle 4, 8, 12 degrees. Size - Length 25mm to 50mm, Diameter 6mm. | 457425 462217 |  | November 2024 | New listing
13 - Spinal | 13.10 - Fusion Cage | 13.10.01 - Interbody, Integral Fixation | 13.10.01.02 - ThoracoLumbar / Lumbar |  | QQ731 | 5948 | NEOSPINE AUSTRALIA PTY LTD | DIVA Queen ALIF Blocked Cage and Screws | PEEK ALIF Blocked Lumbar Cage - anatomical, lordotic. Includes Titanium Fixation Screws. | Cage - Size 8mm to 16mm, Small and Standard, 8, 12 and 18 degrees. Screws - Length 20 to 40mm, Diameter 5.5mm. | 457425 462217 |  | November 2024 | New listing
13 - Spinal | 13.10 - Fusion Cage | 13.10.01 - Interbody, Integral Fixation | 13.10.01.02 - ThoracoLumbar / Lumbar |  | QQ483 | 5948 | SILONY SPINE PTY LTD | Stalif cage with the required screws | Lumbar/Thoracolumbar Interbody Fusion Cage and screws | W: 30-42mm H: 11-21mm Lordosis: 8-20° | 196068 |  | November 2024 | Change to Organisation Billing code transferred from JP007 Sponsor transferred from CENTINEL SPINE AUSTRALIA PTY LTD
13 - Spinal | 13.10 - Fusion Cage | 13.10.01 - Interbody, Integral Fixation | 13.10.01.02 - ThoracoLumbar / Lumbar |  | QQ485 | 5948 | SILONY SPINE PTY LTD | Stalif Midline II Ti cage with the required screws | Interbody Fusion Cage and screws | 30-42 | 196068 |  | November 2024 | Change to Organisation Billing code transferred from JP008 Sponsor transferred from CENTINEL SPINE AUSTRALIA PTY LTD
13 - Spinal | 13.10 - Fusion Cage | 13.10.02 - Interbody, No Integral Fixation | 13.10.02.01 - Cervical |  | QQ486 | 2188 | ALPHATEC AUSTRALIA PTY LTD | IdentiTi NanoTec Interbody System | Spacer, Cervical. Ti ,Ha | (14-22)mm x (12- 19)mm x (4- 14)mm height x (0-15)degree lordosis | 397837 |  | November 2024 | Change to Organisation Billing code transferred from JQ059 Sponsor transferred from LE CHEMINANT, DAVID E
13 - Spinal | 13.10 - Fusion Cage | 13.10.02 - Interbody, No Integral Fixation | 13.10.02.01 - Cervical |  | QQ377 | 2188 | LIFEHEALTHCARE PTY LIMITED | Calix Interbody Spacer | Cervical cage, PEEK | Heights 5-12mm. Lordotic and Convex | 159605 160750 170220 |  | November 2024 | Change to Organisation Billing code transferred from LM403 Sponsor transferred from LMT SURGICAL PTY LTD
13 - Spinal | 13.10 - Fusion Cage | 13.10.02 - Interbody, No Integral Fixation | 13.10.02.01 - Cervical |  | QQ562 | 2188 | NEOSPINE AUSTRALIA PTY LTD | DIVA 3D ACDF | Titanium ACDF Cervical Cage – anatomical, lordotic and convex | Standard, Small and Large, Size 4 to 10mm, Angle 5 degrees | 462235 |  | November 2024 | New listing
13 - Spinal | 13.10 - Fusion Cage | 13.10.02 - Interbody, No Integral Fixation | 13.10.02.01 - Cervical |  | QQ725 | 2188 | NEOSPINE AUSTRALIA PTY LTD | DIVA ACDF | PEEK ACDF Cervical Cage – anatomical, lordotic and convex | Size 4mm to 8mm, Small and Standard, Angle 5 degrees | 462217 |  | November 2024 | New listing
13 - Spinal | 13.10 - Fusion Cage | 13.10.02 - Interbody, No Integral Fixation | 13.10.02.02 - ThoracoLumbar / Lumbar |  | QQ487 | 3313 | ALPHATEC AUSTRALIA PTY LTD | Transcend NanoTec Interbody System | Spacer, Posterior Oblique. PEEK Ti Alloy HA | 10mm width x (25-35) length x (7-15)mm height x (0-15)degree lordosis | 398574 |  | November 2024 | Change to Organisation Billing code transferred from JQ060 Sponsor transferred from LE CHEMINANT, DAVID E
13 - Spinal | 13.10 - Fusion Cage | 13.10.02 - Interbody, No Integral Fixation | 13.10.02.02 - ThoracoLumbar / Lumbar | Paired | QQ488 | 2222 | ALPHATEC AUSTRALIA PTY LTD | Transcend NanoTec Interbody System | Spacer, Posterior Straight, PEEK Ti Alloy HA | 9mm width x (22-25)mm length x (7-13)mm height x (0-15) degree lordosis | 398574 |  | November 2024 | Change to Organisation Billing code transferred from JQ061 Sponsor transferred from LE CHEMINANT, DAVID E
13 - Spinal | 13.10 - Fusion Cage | 13.10.02 - Interbody, No Integral Fixation | 13.10.02.02 - ThoracoLumbar / Lumbar |  | QQ753 | 3313 | MEDTRONIC AUSTRALASIA PTY LTD | Catalyft PL Expandable Interbody Cage | PL and PL40 expandable titanium alloy interbody devices - single | Length: 27.3 - 29.6mm Width: 10-14mm Height:7-11mm Lordosis: 0-20 Degrees | 126313 |  | November 2024 | New listing
13 - Spinal | 13.10 - Fusion Cage | 13.10.02 - Interbody, No Integral Fixation | 13.10.02.02 - ThoracoLumbar / Lumbar | Paired | QQ754 | 2222 | MEDTRONIC AUSTRALASIA PTY LTD | Catalyft PL Expandable Interbody Cage | PL and PL40 expandable titanium alloy interbody devices - paired | Length: 23.3 - 25.6mm Width: 10-14mm Height:7-11mm Lordosis: 0-22 Degrees | 126313 |  | November 2024 | New listing
13 - Spinal | 13.10 - Fusion Cage | 13.10.02 - Interbody, No Integral Fixation | 13.10.02.02 - ThoracoLumbar / Lumbar |  | QQ565 | 3313 | NEOSPINE AUSTRALIA PTY LTD | DIVA 3D TLIF | Titanium TLIF Postero-Lateral Lumbar Cage | Standard and Twist, Size 7 to 14mm, Angle 4 and 6 degrees | 462235 |  | November 2024 | New listing
13 - Spinal | 13.12 - Vertebral Body Replacement | 13.12.02 - Stackable Cage |  |  | QQ727 | 3529 | NEOSPINE AUSTRALIA PTY LTD | DIVA Cervical Corpectomy Cage | PEEK Cervical Corpectomy Cage | Size 14mm to 30mm, Small and Standard, 5 degree | 462207 |  | November 2024 | New listing
13 - Spinal | 13.14 - Sacroiliac Joint Fixation | 13.14.01 - Sacroiliac Joint Fixation Device |  | No Suffix | QQ531 | 1853 | LIFEHEALTHCARE PTY LIMITED | iFuse Implant System-Implant | iFuse Implant System-Implant | 4-10.75 mm; length 30-90 mm | 212886 |  | November 2024 | Change to Organisation Billing code transferred from DE608 Sponsor transferred from DEVICE TECHNOLOGIES AUSTRALIA PTY. LTD.