## Prescribed List
March 2026 Prescribed List - Part A New Items
Product Category | Sub Category | Product Group | Product Sub Group | Suffix | Billing Code | Benefit | Sponsor | Product Name | Description | Size | ARTG | Condition | Last Updated | Change
01 - Ophthalmic | 01.02 - POSTERIOR CHAMBER INTRAOCULAR LENSES | 01.02.02 - Foldable | 01.02.02.03 - Edge modification | at, pl | XN021 | 239 | ASIA ACTUAL AUSTRALIA PTY. LTD. | HOYA Vivinex iSert preloaded IOL (Model XC1) | Pre-loaded on iSert injector, aspheric, Foldable, Single-Piece, hydrophobic acrylic IOL | +6.0 to 30.0 D (in 0.5D steps) | 464253 |  | March 2026 | New listing
01 - Ophthalmic | 01.02 - POSTERIOR CHAMBER INTRAOCULAR LENSES | 01.02.02 - Foldable | 01.02.02.03 - Edge modification | at, pl, vblf | XN022 | 291 | ASIA ACTUAL AUSTRALIA PTY. LTD. | HOYA-PS AF-1 (UY) PY-60AD | Pre-loaded in a single use injector, Aspheric, blue light filter, Foldable, Single-Piece, Hydrophobic Acrylic IOL | +6.0D to +30.0D (0.5D steps) | 464253 |  | March 2026 | New listing
01 - Ophthalmic | 01.02 - POSTERIOR CHAMBER INTRAOCULAR LENSES | 01.02.02 - Foldable | 01.02.02.03 - Edge modification | at, pl, vblf | XN023 | 291 | ASIA ACTUAL AUSTRALIA PTY. LTD. | HOYA Vivinex iSert preloaded IOL (Model XY1) | Pre-loaded on iSert injector, aspheric, Foldable, Single-Piece, blue light filter, hydrophobic acrylic IOL | +6.0 to 30.0 D (in 0.5D steps) | 464253 |  | March 2026 | New listing
01 - Ophthalmic | 01.02 - POSTERIOR CHAMBER INTRAOCULAR LENSES | 01.02.02 - Foldable | 01.02.02.03 - Edge modification | at, pl, t1, vblf | XN024 | 585 | ASIA ACTUAL AUSTRALIA PTY. LTD. | HOYA Vivinex Toric XY1A | Pre-loaded in a single use injector, aspheric, blue light filter, Foldable, Single-Piece, Hydrophobic Acrylic, toric IOL | IOL Power: + 10.0 to 30.0D (0.5D steps), IOL Cylinder power: 1.00D (XY1AT2), 1.50D (XY1AT3), 2.25D (XY1AT4), 3.00D (XY1AT5), 3.75D (XY1AT6), 4.50D (XY1AT7), 5.25D (XY1AT8), 6.00D (XY1AT9) | 464253 |  | March 2026 | New listing
01 - Ophthalmic | 01.02 - POSTERIOR CHAMBER INTRAOCULAR LENSES | 01.02.02 - Foldable | 01.02.02.03 - Edge modification | at, t1 | IQ039 | 514 | IQ MEDICAL PTY LTD | Precizon Go Toric | One-piece toric intraocular lens | +1.5 to +34.5 D (0.5 D increments); cylindrical range: 1.0 D and 1.5 to 9.75 D (0.75 D increments) | 483005 |  | March 2026 | New listing
01 - Ophthalmic | 01.02 - POSTERIOR CHAMBER INTRAOCULAR LENSES | 01.02.02 - Foldable | 01.02.02.03 - Edge modification | at | IQ041 | 232 | IQ MEDICAL PTY LTD | Precizon Go | Enhanced monovision intraocular lens | -10.0 to +0.0D; +1.0 to +35D (0.5 D increments) | 483005 |  | March 2026 | New listing
01 - Ophthalmic | 01.02 - POSTERIOR CHAMBER INTRAOCULAR LENSES | 01.02.02 - Foldable | 01.02.02.04 - Presbyopia correcting | at, pl, t1, vlbf | LL009 | 950 | BAUSCH & LOMB (AUSTRALIA) PTY LTD | Luxlife Full Range of Field Toric IOL, model YLIFET | The LuxLife Toric intraocular lens (IOL) is a single-piece ultraviolet (UV) absorbing, posterior chamber, hydrophobic acrylic IOL, with blue light filtering. The lens is provided sterile and is designed to be folded prior to insertion into the eye. The preloaded intraocular LuxLife lens is supplied with an Accuject Dual Injection System to provide a touch-free method of delivery of the lens into the capsular bag. | Body diameter: 6.0 mm, overall diameter: 11.00 mm. Power range: +6.00 D to +34.00 D sphere, +0.75 to +6.00D cylinder | 342175 |  | March 2026 | New listing
01 - Ophthalmic | 01.02 - POSTERIOR CHAMBER INTRAOCULAR LENSES | 01.02.02 - Foldable | 01.02.02.04 - Presbyopia correcting | at, pl, vblf | LL010 | 666 | BAUSCH & LOMB (AUSTRALIA) PTY LTD | Luxlife Full Range of Field IOL, model YLIFE | The LuxLife intraocular lens (IOL) is a single-piece ultraviolet (UV) absorbing, posterior chamber, hydrophobic acrylic IOL, with blue light filtering. The lens is provided sterile and is designed to be folded prior to insertion into the eye. The preloaded intraocular LuxLife lens is supplied with an Accuject Dual Injection System to provide a touch-free method of delivery of the lens into the capsular bag. | Body diameter: 6.0 mm, overall diameter: 11.00 mm. Power range: +5.00 D to +32.00 D | 342175 |  | March 2026 | New listing
01 - Ophthalmic | 01.02 - POSTERIOR CHAMBER INTRAOCULAR LENSES | 01.02.02 - Foldable | 01.02.02.04 - Presbyopia correcting | at, pl, vblf | IQ035 | 666 | IQ MEDICAL PTY LTD | Asqelio EDOF IOL | Pre-loaded extended depth of focus intraocular lens with Phase-Ring Technology | +5.0D - +34.0D in 0.5D increments | 512662 |  | March 2026 | New listing
01 - Ophthalmic | 01.02 - POSTERIOR CHAMBER INTRAOCULAR LENSES | 01.02.02 - Foldable | 01.02.02.04 - Presbyopia correcting | at | IQ036 | 619 | IQ MEDICAL PTY LTD | Precizon Presbyopic NVA | Hybrid acrylic IOL with continuous transitional focus | +1.0 to +35.0 D (0.5 D increments) | 483005 |  | March 2026 | New listing
01 - Ophthalmic | 01.02 - POSTERIOR CHAMBER INTRAOCULAR LENSES | 01.02.02 - Foldable | 01.02.02.04 - Presbyopia correcting | at, pl, vblf | IQ037 | 666 | IQ MEDICAL PTY LTD | Asqelio Trifocal IOL | Trifocal Intraocular Lens with VIVIS Technology | Diopter power:+0.05D - +34.0D in 0.5D increments. | 512662 |  | March 2026 | New listing
01 - Ophthalmic | 01.02 - POSTERIOR CHAMBER INTRAOCULAR LENSES | 01.02.02 - Foldable | 01.02.02.04 - Presbyopia correcting | at, pl, t1, vlbf | IQ038 | 950 | IQ MEDICAL PTY LTD | Asqelio EDOF Toric IOL | Preloaded extended Depth of Focus Toric IOL with Phase-Ring Technology | +5.0D to +34.0D in 0.5D increments, Cylinder +0.00 - 6.00D in 0.5D increments. | 512662 |  | March 2026 | New listing
01 - Ophthalmic | 01.02 - POSTERIOR CHAMBER INTRAOCULAR LENSES | 01.02.02 - Foldable | 01.02.02.04 - Presbyopia correcting | at, pl, t1, vlbf | IQ040 | 950 | IQ MEDICAL PTY LTD | Asqelio Trifocal Toric IOL | Trifocal Toric Intraocular Lens with VIVIS Technology | Diopter Power; +5.00D - +34.00D, Cylinder Power: +0.0D - +6.0D | 512662 |  | March 2026 | New listing
01 - Ophthalmic | 01.02 - POSTERIOR CHAMBER INTRAOCULAR LENSES | 01.02.02 - Foldable | 01.02.02.04 - Presbyopia correcting | at, t1 | IQ042 | 902 | IQ MEDICAL PTY LTD | Precizon Presbyopic Toric Intraocular Lens | Hybrid acrylic toric intraocular lens with continual transitional focus | spherical range: +5.0 to +34.5D (0.5 D increments); cylindrical range: 1.0 to 6.0 D (0.5 D increments) | 483005 |  | March 2026 | New listing
01 - Ophthalmic | 01.02 - POSTERIOR CHAMBER INTRAOCULAR LENSES | 01.02.02 - Foldable | 01.02.02.04 - Presbyopia correcting | at, pl | KG040 | 635 | KEVIN GRUNDY (IBD) PTY. LIMITED | RayOne Galaxy | Single-piece IOL non-diffractive spiral optic for 0% light loss, that progressively elongates focus supplied pre-loaded in RayOne injector. | +5.0 D to +30.0D (increments 0.5D) | 220612 |  | March 2026 | New listing
01 - Ophthalmic | 01.02 - POSTERIOR CHAMBER INTRAOCULAR LENSES | 01.02.02 - Foldable | 01.02.02.04 - Presbyopia correcting | at, pl, t1 | KG042 | 918 | KEVIN GRUNDY (IBD) PTY. LIMITED | RayOne Galaxy Toric | Single-piece IOL toric non-diffractive spiral optic for 0% light loss, that progressively elongates focus supplied pre-loaded in RayOne injector. | Spherical Equivalent: +6.0 D to +30.0 D (0.5 D increments), Cylinders: +0.75 D, +1.5 D, +2.25 D, +3.0 D, +3.75 D, +4.5 D, Trifocal, diffractive, +3.5 D near add and +1.75 D intermediate add at the IOL plane | 220612 |  | March 2026 | New listing
01 - Ophthalmic | 01.03 - INTRAOCULAR FLUIDS | 01.03.01 - Viscoelastic |  |  | KG041 | 52 | KEVIN GRUNDY (IBD) PTY. LIMITED | Oasis Visco Shield HPMC Viscoelastic | A sterile high molecular weight HPMC solution for use as a surgical aid in maintaining a deep anterior chamber during ophthalmic surgical procedures. | 2 mL syringe | 512305 |  | March 2026 | New listing
01 - Ophthalmic | 01.09 - RETINAL DETACHMENT PROSTHESES | 01.09.04 - Intraocular Gases |  |  | AL080 | 67 | ALCON LABORATORIES (AUSTRALIA) PTY LTD | UNIPURE C3F8 Ophthalmic Gas in the UNIFEYE Gas Delivery System | Integrated UNIPURE C3F8 Ophthalmic Gas pico-cylinder in the UNIFEYE Gas Delivery System, designed to deliver sterile gas/air mixtures for intraocular injection | 1 mL | 517086 |  | March 2026 | New listing
01 - Ophthalmic | 01.09 - RETINAL DETACHMENT PROSTHESES | 01.09.04 - Intraocular Gases |  |  | AL081 | 67 | ALCON LABORATORIES (AUSTRALIA) PTY LTD | UNIPURE SF6 Ophthalmic Gas in the UNIPEXY Gas Delivery System | Integrated UNIPURE SF6 Ophthalmic Gas pico-cylinder in the UNIPEXY Gas Delivery System, designed to deliver sterile gas for intraocular injection | 1mL | 514886 |  | March 2026 | New listing
01 - Ophthalmic | 01.09 - RETINAL DETACHMENT PROSTHESES | 01.09.04 - Intraocular Gases |  |  | AL082 | 67 | ALCON LABORATORIES (AUSTRALIA) PTY LTD | UNIPURE SF6 Ophthalmic Gas in the UNIFEYE Gas Delivery System | Integrated UNIPURE SF6 Ophthalmic Gas pico-cylinder in the UNIFEYE Gas Delivery System, designed to deliver sterile gas/air mixtures for intraocular injection | 1 mL | 517085 |  | March 2026 | New listing
01 - Ophthalmic | 01.09 - RETINAL DETACHMENT PROSTHESES | 01.09.04 - Intraocular Gases |  |  | AL083 | 67 | ALCON LABORATORIES (AUSTRALIA) PTY LTD | UNIPURE C3F8 Ophthalmic Gas in the UNIPEXY Gas Delivery System | Integrated UNIPURE C3F8 Ophthalmic Gas pico-cylinder in the UNIPEXY Gas Delivery System, designed to deliver sterile gas for intraocular injection | 1mL | 514885 |  | March 2026 | New listing
02 - Ear, Nose & Throat | 02.01 - EAR | 02.01.04 - Implantable Bone Conduction Hearing System | 02.01.04.01 - Sound Processor | Programmable, Wireless-enabled, Autoscan | CO103 | 6808 | COCHLEAR LIMITED | Cochlear Baha 7 Sound Processor | Baha 7 is Cochlear’s next-generation off-the-ear (OTE) sound processor for use with Cochlear Baha ‘Connect’ and ‘Attract’ Implantable Bone Conduction Hearing Systems, with a fitting range up to 55dB HL. Baha 7 features Bluetooth Low Energy (LE) Audio and Auracast broadcast-ready technology and is compatible with the new TV-Streamer+ and Multi-Mic+ wireless accessories. | 1 x SP size with 2 options of the snap coupling sizes | 123987 |  | March 2026 | New listing
03 - General Miscellaneous | 03.08 - CLOSURE DEVICES | 03.08.04 - Staples & Tackers | 03.08.04.01 - Staples, Non-bone (Reload) | Endoscopic, Articulating/Roticulating | YX001 | 318 | TOUCHSTONE MEDICAL SCIENCE PTY LTD | Bendos Q Powered Single Use Reloads | Reload Cartridge for the Bendos Powered Handle, cutting blade, 6 staple rows, articulating | Staple height (2.0 - 5.0) mm, staple line length (30 - 60)mm | 263001 |  | March 2026 | New listing
03 - General Miscellaneous | 03.08 - CLOSURE DEVICES | 03.08.04 - Staples & Tackers | 03.08.04.02 - Staplers | Endoscopic, Articulating/Roticulating, Powered | YX002 | 447 | TOUCHSTONE MEDICAL SCIENCE PTY LTD | Bendos Q Powered Single Use Universal Handle | Powered handle for use with the Articulated Bendos Q Cartridges | Shaft length (65-260)mm | 473807 |  | March 2026 | New listing
03 - General Miscellaneous | 03.08 - CLOSURE DEVICES | 03.08.06 - Composite Mesh | 03.08.06.01 - ≤200cm² | Coated | XN015 | 352 | ASIA ACTUAL AUSTRALIA PTY. LTD. | Intramesh T1 | Parietal reinforcement implant | 12cm Diameter and 10cm x 15cm | 516305 |  | March 2026 | New listing
03 - General Miscellaneous | 03.08 - CLOSURE DEVICES | 03.08.06 - Composite Mesh | 03.08.06.01 - ≤200cm² | Coated | XN020 | 352 | ASIA ACTUAL AUSTRALIA PTY. LTD. | CA.B.S' AIR Composite | Parietal prothesis with two or four fixation threads crimped with stainless steel needles. | 5cm, 6.8cm, 9cm | 516306 |  | March 2026 | New listing
03 - General Miscellaneous | 03.08 - CLOSURE DEVICES | 03.08.06 - Composite Mesh | 03.08.06.02 - 201-400cm² | Coated | XN016 | 721 | ASIA ACTUAL AUSTRALIA PTY. LTD. | Intramesh T1 | Parietal reinforcement implants | 15cm X 15cm, 20cm x 20cm, 15 x 20cm, | 516305 |  | March 2026 | New listing
03 - General Miscellaneous | 03.08 - CLOSURE DEVICES | 03.08.06 - Composite Mesh | 03.08.06.03 - 401-600cm² | Coated | XN017 | 966 | ASIA ACTUAL AUSTRALIA PTY. LTD. | Intramesh T1 | Parietal reinforcement implant | 20cm x 25cm | 516305 |  | March 2026 | New listing
03 - General Miscellaneous | 03.08 - CLOSURE DEVICES | 03.08.06 - Composite Mesh | 03.08.06.04 - 601cm²-1000cm² | Coated | XN018 | 1013 | ASIA ACTUAL AUSTRALIA PTY. LTD. | Intramesh T1 | Parietal reinforcement implant | 30cm x 30cm | 516305 |  | March 2026 | New listing
03 - General Miscellaneous | 03.08 - CLOSURE DEVICES | 03.08.06 - Composite Mesh | 03.08.06.05 - >1000cm² | Coated | XN019 | 2875 | ASIA ACTUAL AUSTRALIA PTY. LTD. | Intramesh T1 | Parietal reinforcement implant | 30cm X 50cm | 516305 |  | March 2026 | New listing
04 - Neurosurgical | 04.02 - DURA DEFECT REPAIR | 04.02.01 - Repair, Graft, Small (≤10cm²) |  | Biological | BB421 | 320 | B BRAUN AUSTRALIA PTY LTD | AESCULAP Lyoplant | Lyoplant is an implant made of purified collagen obtained from bovine pericardium. After implantation, the colonization of the implant by connective tissue cells begins after only a few days. The collagen will be converted into human connective tissue. The complete revitalization takes place within a period of one to three months | 1.5 x 3cm (Packs of two pieces) | 488671 | The Prescribed List reimbursement for the billing code is restricted to use of the device for procedures related to dura defect repair in spinal and neurosurgical procedures only. | March 2026 | New listing
04 - Neurosurgical | 04.02 - DURA DEFECT REPAIR | 04.02.02 - Repair, Graft, Medium (>10 to 50cm²) |  | Biological | BB420 | 477 | B BRAUN AUSTRALIA PTY LTD | AESCULAP Lyoplant | Lyoplant is an implant of purified collagen obtained from bovine pericardium. | 6cm x 8cm, 4cm x 10cm, 5cm x 6cm Packs of one); 4cm x 5cm; 2cm x 10cm (Packs of two pieces) | 488671 | The Prescribed List reimbursement for the billing code is restricted to use of the device for procedures related to dura defect repair in spinal and neurosurgical procedures only. | March 2026 | New listing
04 - Neurosurgical | 04.02 - DURA DEFECT REPAIR | 04.02.03 - Repair, Graft, Large (>50 to 100cm²) |  | Biological | BB422 | 944 | B BRAUN AUSTRALIA PTY LTD | AESCULAP Lyoplant | Lyoplant is an implant made of purified collagen obtained from bovine pericardium. After implantation, the colonization of the implant by connective tissue cells begins after only a few days. The collagen will be converted into human connective tissue. The complete revitalization takes place within a period of one to three months | 6x14cm and 8x9cm (Packs of one piece) | 488671 | The Prescribed List reimbursement for the billing code is restricted to use of the device for procedures related to dura defect repair in spinal and neurosurgical procedures only. | March 2026 | New listing
04 - Neurosurgical | 04.03 - HYDROCEPHALUS DEVICES | 04.03.01 - Valves | 04.03.01.01 - Valve, Externally Adjustable | Antisyphon function | LH955 | 1970 | LIFEHEALTHCARE PTY LIMITED | Polaris adjustable hydrocephalus valve | Externally adjustable valve with antisyphon device | Adjustable valve with siphonX | 489667 |  | March 2026 | New listing
04 - Neurosurgical | 04.04 - DEEP BRAIN STIMULATION (DBS) | 04.04.02 - External Components | 04.04.02.01 - Patient Programmer |  | SJ503 | 1264 | ABBOTT MEDICAL AUSTRALIA PTY LTD. | NeuroSphere Patient Programmer App (model 3876) loaded onto the 65600ABT patient handset | The NeuroSphere Patient Programmer(model 3876) is loaded onto the 65600ABT patient handset and communicates with implantable pulse generators (IPGs) to manage prescribed stimulation programs for DBS. | One size only | 508905 508906 |  | March 2026 | New listing
04 - Neurosurgical | 04.05 - NEUROSTIMULATION THERAPIES FOR PAIN MANAGEMENT | 04.05.02 - External Components | 04.05.02.01 - Patient Programmer |  | SJ502 | 1354 | ABBOTT MEDICAL AUSTRALIA PTY LTD. | NeuroSphere Patient Programmer App (model 3876) loaded onto the 15500ANS patient handset | The NeuroSphere Patient Programmer(model 3876) is loaded onto the 15500ANS patient handset and communicates with implantable pulse generators (IPGs) to manage prescribed stimulation programs. | One size only | 508905 508906 |  | March 2026 | New listing
05 - Urogenital | 05.02 - Ureteric Stents | 05.02.01 - Fixed length | 05.02.01.02 - Other synthetic | SP | YR002 | 210 | A.C.N. 684 152 994 PTY LTD | Roca Endo-Sil | Silicone Ureteral Stent & Simple / Connectable Pusher & Without / With GuideWire | 6Fr / 7Fr / 8Fr ( 24cm-30cm ) | 381055 |  | March 2026 | Billing code transferred from WJ002 Sponsor transferred from CIME PTY LTD
05 - Urogenital | 05.02 - Ureteric Stents | 05.02.01 - Fixed length | 05.02.01.02 - Other synthetic | Therm | YR003 | 196 | A.C.N. 684 152 994 PTY LTD | Roca JJ | Soft / Firm Ureteral Stent & Simple / Connectable Pusher & Without / With GuideWire | 4.8Fr / 6Fr / 7Fr / 8Fr ( 24cm - 30cm ) | 381055 |  | March 2026 | Billing code transferred from WJ003 Sponsor transferred from CIME PTY LTD
05 - Urogenital | 05.02 - Ureteric Stents | 05.02.01 - Fixed length | 05.02.01.02 - Other synthetic | Therm | YR004 | 196 | A.C.N. 684 152 994 PTY LTD | Roca J-Fil & Mini J-Fil | Ureteral PigTail Suture Stent & Simple / Connectable Pusher & Without / With GuideWire | 4.8Fr / 7.0Fr ( 00cm - 16cm ) | 381055 |  | March 2026 | Billing code transferred from WJ004 Sponsor transferred from CIME PTY LTD
05 - Urogenital | 05.02 - Ureteric Stents | 05.02.01 - Fixed length | 05.02.01.02 - Other synthetic | Therm | YT001 | 196 | A.C.N. 684 153 311 PTY LTD | PLASTI-MED HydroPhilic | HydroPhilic Ureteral Stent | 4Fr / 4.8Fr / 6Fr / 7Fr ( 12cm - 28cm ) | 389186 |  | March 2026 | Billing code transferred from WK001 Sponsor transferred from ZIRVE PTY LTD
05 - Urogenital | 05.02 - Ureteric Stents | 05.02.02 - Multi-length | 05.02.02.01 - Polyurethane | P | YT002 | 241 | A.C.N. 684 153 311 PTY LTD | PLASTI-MED Multi-Length | Multi-Length Ureteral Stent | 3Fr / 3.5Fr / 4Fr / 4.7Fr / 4.8Fr / 6Fr / 7Fr ( 8cm - 32cm ) | 389186 |  | March 2026 | Billing code transferred from WK002 Sponsor transferred from ZIRVE PTY LTD
05 - Urogenital | 05.02 - Ureteric Stents | 05.02.02 - Multi-length | 05.02.02.02 - Other synthetic | Therm | YR001 | 180 | A.C.N. 684 152 994 PTY LTD | Roca Multi-Length | Soft / Firm Ureteral Stent & Simple / Connectable Pusher & Without / With GuideWire | 4.8Fr / 6Fr / 7Fr ( 22cm-32cm ) | 381055 |  | March 2026 | Billing code transferred from WJ001 Sponsor transferred from CIME PTY LTD
05 - Urogenital | 05.05 - Penile Prostheses | 05.05.03 - Inflatable - Three component | 05.05.03.03 - Pump |  | BS457 | 4076 | BOSTON SCIENTIFIC PTY LTD | AMS 700 Series Inflatable Penile Prosthesis with TENACIO Pump | AMS 700 series Inflatable Penile implant with TENACIO Pump | One Size | 390412 |  | March 2026 | New listing
05 - Urogenital | 05.05 - Penile Prostheses | 05.05.03 - Inflatable - Three component | 05.05.03.03 - Pump | A | BS458 | 4432 | BOSTON SCIENTIFIC PTY LTD | AMS 700 Series Inflatable Penile Prosthesis with TENACIO Pump - InhibiZone | TENACIO Pump InhibiZone | One Size | 352831 |  | March 2026 | New listing
05 - Urogenital | 05.05 - Penile Prostheses | 05.05.03 - Inflatable - Three component | 05.05.03.05 - Accessory kit |  | BS461 | 655 | BOSTON SCIENTIFIC PTY LTD | AMS 700 Series Inflatable Penile Prosthesis with TENACIO Pump Accessory Kit | AMS 700 Pump Accessory Kit (blunt needles; Keith needles, tubing, connectors, plugs). | One Size | 390412 |  | March 2026 | New listing
05 - Urogenital | 05.05 - Penile Prostheses | 05.05.03 - Inflatable - Three component | 05.05.03.06 - Pump and cylinder |  | BS459 | 7419 | BOSTON SCIENTIFIC PTY LTD | AMS 700 Series Inflatable Penile Prosthesis with TENACIO Pump & Cylinders Preconnected | TENACIO Pump | 12, 15, 18, 21, 24cm | 390412 |  | March 2026 | New listing
05 - Urogenital | 05.05 - Penile Prostheses | 05.05.03 - Inflatable - Three component | 05.05.03.06 - Pump and cylinder | A | BS460 | 8070 | BOSTON SCIENTIFIC PTY LTD | AMS 700 Series Inflatable Penile Prosthesis with TENACIO Pump & Cylinders Preconnected - InhibiZone | AMS 700 series Inflatable Penile implant with TENACIO Pump InhibiZone | 10, 12, 14, 15, 16, 18, 21, 24cm | 352831 |  | March 2026 | New listing
06 - Specialist Orthopaedic | 06.02 - UPPER LIMB | 06.02.01 - Wrist | 06.02.01.01 - Carpal component |  | YU061 | 1710 | ACUMED ANZ PTY LTD | Motec Wrist Joint Prosthesis | Metacarpal Threaded Implant | 45-70mm lengths in 5mm increments, both in Small and Large sizes | 194619 |  | March 2026 | Billing code transferred from MO416 Sponsor transferred from Medical & Optical Instruments Australia Pty Ltd
06 - Specialist Orthopaedic | 06.02 - UPPER LIMB | 06.02.01 - Wrist | 06.02.01.02 - Radial component |  | YU062 | 3111 | ACUMED ANZ PTY LTD | Motec Wrist Joint Prosthesis | Radius Threaded Implant | Radius threaded Implant, lengths 32-70mm | 194619 |  | March 2026 | Billing code transferred from MO417 Sponsor transferred from Medical & Optical Instruments Australia Pty Ltd
06 - Specialist Orthopaedic | 06.02 - UPPER LIMB | 06.02.01 - Wrist | 06.02.01.03 - Carpal spacer |  | YU063 | 2043 | ACUMED ANZ PTY LTD | Motec Wrist Joint Prosthesis | Modular Radius Cups available with 15mm PEEK insert bearing and Cobalt Chromium Molybdenum coated with Ceramic Chromium Nitride 15mm & 18mm. Modular Metacarpal Heads available with 4 neck lengths | Modular Radius Cup PEEK 15mm Ceramitised 15mm & 17mm. Modular Metacarpal Head 15mm short, med, long & Extra long Neck - 18mm short medium & long Neck | 194619 |  | March 2026 | Billing code transferred from MO418 Sponsor transferred from Medical & Optical Instruments Australia Pty Ltd
06 - Specialist Orthopaedic | 06.02 - UPPER LIMB | 06.02.03 - Elbow | 06.02.03.02 - Proximal radial stem |  | YU011 | 1259 | ACUMED ANZ PTY LTD | Acumed Total Radial Head | Stem | Standard Stems 6-10mm diameter 0-8mm neck height, Long Stems 6-12mm diameter | 126428 |  | March 2026 | Billing code transferred from MO271 Sponsor transferred from Medical & Optical Instruments Australia Pty Ltd
06 - Specialist Orthopaedic | 06.02 - UPPER LIMB | 06.02.03 - Elbow | 06.02.03.03 - Proximal radial head/neck |  | YU010 | 1267 | ACUMED ANZ PTY LTD | Acumed Total Radial Head | Head | 20-28mm | 126428 |  | March 2026 | Billing code transferred from MO270 Sponsor transferred from Medical & Optical Instruments Australia Pty Ltd
06 - Specialist Orthopaedic | 06.02 - UPPER LIMB | 06.02.05 - Shoulder - Glenoid | 06.02.05.07 - Modular Glenoid, Uncemented Post |  | MA635 | 214 | ENOVIS SURGICAL AUSTRALIA PTY LTD | SMR System Glenoid Peg TT | Trabecular metal glenoid peg | Short to X-Long, S-R and S/STD | 285238 |  | March 2026 | Billing code transferred from LC205 Sponsor transferred from Lima Orthopaedics Australia Pty Ltd
06 - Specialist Orthopaedic | 06.02 - UPPER LIMB | 06.02.05 - Shoulder - Glenoid | 06.02.05.08 - Modular Glenoid Baseplate, Metal Back |  | MA634 | 1777 | ENOVIS SURGICAL AUSTRALIA PTY LTD | SMR TT Augmented 360 Baseplate | Reverse glenoid baseplate | Angle 7 to 19, Height 0 to 4mm, Size Standard and X | 490452 |  | March 2026 | Billing code transferred from LC204 Sponsor transferred from Lima Orthopaedics Australia Pty Ltd
06 - Specialist Orthopaedic | 06.03 - SKELETAL RECONSTRUCTION | 06.03.01 - Intramedullary Nails | 06.03.01.04 - Tibial/Fibular |  | YU012 | 963 | ACUMED ANZ PTY LTD | Acumed Fibula Rod System | Intramedullary Nail, fibula lower limb specific | 3.00mm & 3.6mm diameter left and right specific rods with lengths of 110mm, 145mm, 180mm | 99822 |  | March 2026 | Billing code transferred from MO280 Sponsor transferred from Medical & Optical Instruments Australia Pty Ltd
06 - Specialist Orthopaedic | 06.03 - SKELETAL RECONSTRUCTION | 06.03.01 - Intramedullary Nails | 06.03.01.05 - Humeral |  | YU068 | 878 | ACUMED ANZ PTY LTD | ACUMED POLARUS® 3 Solution Nails | ACUMED POLARUS 3 SOLUTION HUMERAL NAILS | A range of proximal and distal nails, 150mm, 200mm, 220mm, 240mm, 260mm, 280mm | 99822 |  | March 2026 | Billing code transferred from MO424 Sponsor transferred from Medical & Optical Instruments Australia Pty Ltd
06 - Specialist Orthopaedic | 06.03 - SKELETAL RECONSTRUCTION | 06.03.01 - Intramedullary Nails | 06.03.01.09 - Radial/Ulnar |  | YU002 | 1381 | ACUMED ANZ PTY LTD | Polarus Humeral Rod System | Polarus Ulna Rod Titanium | 210 to 270mm length | 99822 |  | March 2026 | Billing code transferred from MO159 Sponsor transferred from Medical & Optical Instruments Australia Pty Ltd
06 - Specialist Orthopaedic | 06.03 - SKELETAL RECONSTRUCTION | 06.03.01 - Intramedullary Nails | 06.03.01.09 - Radial/Ulnar |  | YU003 | 1381 | ACUMED ANZ PTY LTD | Polarus Humeral Rod System | Polarus Radius Rod Titanium | 190 to 230mm length | 99822 |  | March 2026 | Billing code transferred from MO161 Sponsor transferred from Medical & Optical Instruments Australia Pty Ltd
06 - Specialist Orthopaedic | 06.03 - SKELETAL RECONSTRUCTION | 06.03.02 - Intramedullary Nail Accessories | 06.03.02.03 - Set screw/Locking bolt |  | LH953 | 139 | LIFEHEALTHCARE PTY LIMITED | Fitbone Intramedullary Lengthening System | Fitbone Partially Threaded IM nail Locking Screw | Diameter 4.0 - 4.5mm. Length 20 - 80mm. Short - Long Thread | 289252 |  | March 2026 | New listing
06 - Specialist Orthopaedic | 06.03 - SKELETAL RECONSTRUCTION | 06.03.02 - Intramedullary Nail Accessories | 06.03.02.04 - End caps and extension caps |  | YU007 | 96 | ACUMED ANZ PTY LTD | Polarus Humeral Fixation System | End cap screw, titanium | 0-6mm | 99822 |  | March 2026 | Billing code transferred from MO200 Sponsor transferred from Medical & Optical Instruments Australia Pty Ltd
06 - Specialist Orthopaedic | 06.03 - SKELETAL RECONSTRUCTION | 06.03.03 - Plates | 06.03.03.04 - Small (screw size 2.71mm – 4.49mm) ≤ 6 holes | VAL | KQ030 | 594 | ACTIS MEDICAL PTY LTD | Gorilla Supramalleolar (SMO) Osteotomy System - Medial Tibia Plates | The Gorilla Supramalleolar Osteotomy System was designed with instrumentation to facilitate repeatable and controlled anterior dome and medial opening or closing wedge osteotomies. All plate holes accept 2.7, 3.5, or 4.2 mm locking or non-locking screws or 3.5 mm locking or non-locking compact thread screws. Screws can be inserted off-axis up to 15 degrees in non-compression holes. | 1.5mm thick, length 15-25mm, 6 holes | 289248 |  | March 2026 | New listing
06 - Specialist Orthopaedic | 06.03 - SKELETAL RECONSTRUCTION | 06.03.03 - Plates | 06.03.03.04 - Small (screw size 2.71mm – 4.49mm) ≤ 6 holes | LK | YU027 | 250 | ACUMED ANZ PTY LTD | Anatomic Midshaft Forearm Plates | Internal Fixation Plate Anatomic Forearm, Ulna | ≤6 holes | 99824 |  | March 2026 | Billing code transferred from MO361 Sponsor transferred from Medical & Optical Instruments Australia Pty Ltd
06 - Specialist Orthopaedic | 06.03 - SKELETAL RECONSTRUCTION | 06.03.03 - Plates | 06.03.03.04 - Small (screw size 2.71mm – 4.49mm) ≤ 6 holes | LK | YU028 | 250 | ACUMED ANZ PTY LTD | Anatomic Midshaft Forearm Plates | Internal Fixation Plate Anatomic Forearm, Radius | ≤6 holes | 99824 |  | March 2026 | Billing code transferred from MO362 Sponsor transferred from Medical & Optical Instruments Australia Pty Ltd
06 - Specialist Orthopaedic | 06.03 - SKELETAL RECONSTRUCTION | 06.03.03 - Plates | 06.03.03.04 - Small (screw size 2.71mm – 4.49mm) ≤ 6 holes | LK | YU031 | 250 | ACUMED ANZ PTY LTD | Acu-Loc Distal Radius Plating System | Volar, Dorsal, Distal Ulna, Standard, Long, Extra long, wide, narrow, left, right, extra-articular plates | Radius ≤6 holes` | 99824 |  | March 2026 | Billing code transferred from MO366 Sponsor transferred from Medical & Optical Instruments Australia Pty Ltd
06 - Specialist Orthopaedic | 06.03 - SKELETAL RECONSTRUCTION | 06.03.03 - Plates | 06.03.03.04 - Small (screw size 2.71mm – 4.49mm) ≤ 6 holes | LK | YU044 | 250 | ACUMED ANZ PTY LTD | Acumed Congruent Plate System | Foot and Ankle Plate Titanium | ≤ 6 hole | 99824 |  | March 2026 | Billing code transferred from MO380 Sponsor transferred from Medical & Optical Instruments Australia Pty Ltd
06 - Specialist Orthopaedic | 06.03 - SKELETAL RECONSTRUCTION | 06.03.03 - Plates | 06.03.03.04 - Small (screw size 2.71mm – 4.49mm) ≤ 6 holes |  | YU089 | 130 | ACUMED ANZ PTY LTD | Acumed Small Fragment Plates | One Third Tubular Plates | 3 to 6 Holes | 99824 |  | March 2026 | Billing code transferred from MO446 Sponsor transferred from Medical & Optical Instruments Australia Pty Ltd
06 - Specialist Orthopaedic | 06.03 - SKELETAL RECONSTRUCTION | 06.03.03 - Plates | 06.03.03.04 - Small (screw size 2.71mm – 4.49mm) ≤ 6 holes | Com, VAL | PB093 | 1159 | AUSTRALIAN PACIFIC MEDICAL PTY LTD | Marathon Ankle Fracture Plating System, Distal Fibula & Tibial Hook plates | MARATHON VAL Distal Fibula Straight Hook Plate MARATHON VAL Distal Fibula Lateral Malleolus, Hook Plate, Anatomical, left and right MARATHON VAL Distal Tibial Medial Malleolus, Hook Plate MARATHON VAL Distal Medial Tibial Peg Hook Plate | 2,3,4,5,6 holes | 261562 |  | March 2026 | New listing
06 - Specialist Orthopaedic | 06.03 - SKELETAL RECONSTRUCTION | 06.03.03 - Plates | 06.03.03.04 - Small (screw size 2.71mm – 4.49mm) ≤ 6 holes | VAL | PB097 | 594 | AUSTRALIAN PACIFIC MEDICAL PTY LTD | Marathon Ankle Fracture Plating System; Distal Tibia & Fibula plates VAL | MARATHON VAL Distal Posteromedial Tibia Plate, left and right MARATHON VAL Distal fibula Locking Plate, Straight MARATHON VAL Distal Tibial Trimalleolar Fracture Plate | 3,4,5,6 holes | 261562 |  | March 2026 | New listing
06 - Specialist Orthopaedic | 06.03 - SKELETAL RECONSTRUCTION | 06.03.03 - Plates | 06.03.03.05 - Small (screw size 2.71mm – 4.49mm) ≥ 7 to ≤ 15 holes | VAL | KQ031 | 577 | ACTIS MEDICAL PTY LTD | Gorilla Supramalleolar (SMO) Osteotomy System - Anterior Tibia Plates | The Gorilla Supramalleolar Osteotomy System was designed with instrumentation to facilitate repeatable and controlled anterior dome and medial opening or closing wedge osteotomies. All plate holes accept 2.7, 3.5, or 4.2 mm locking or non-locking screws or 3.5 mm locking or non-locking compact thread screws. Screws can be inserted off-axis up to 15 degrees in non-compression holes. | 1.5mm thick, 13-18mm long, 8 holes | 289248 |  | March 2026 | New listing
06 - Specialist Orthopaedic | 06.03 - SKELETAL RECONSTRUCTION | 06.03.03 - Plates | 06.03.03.05 - Small (screw size 2.71mm – 4.49mm) ≥ 7 to ≤ 15 holes | LK | YU026 | 240 | ACUMED ANZ PTY LTD | Anatomic Midshaft Forearm Plates | Internal Fixation Plate Anatomic Forearm, Ulna | ≥7 to ≤15 holes | 99824 |  | March 2026 | Billing code transferred from MO360 Sponsor transferred from Medical & Optical Instruments Australia Pty Ltd
06 - Specialist Orthopaedic | 06.03 - SKELETAL RECONSTRUCTION | 06.03.03 - Plates | 06.03.03.05 - Small (screw size 2.71mm – 4.49mm) ≥ 7 to ≤ 15 holes | LK | YU029 | 240 | ACUMED ANZ PTY LTD | Anatomic Midshaft Forearm Plates | Internal Fixation Plate Anatomic Forearm, Radius | ≥7 to ≤15 holes | 99824 |  | March 2026 | Billing code transferred from MO363 Sponsor transferred from Medical & Optical Instruments Australia Pty Ltd
06 - Specialist Orthopaedic | 06.03 - SKELETAL RECONSTRUCTION | 06.03.03 - Plates | 06.03.03.05 - Small (screw size 2.71mm – 4.49mm) ≥ 7 to ≤ 15 holes | LK | YU037 | 240 | ACUMED ANZ PTY LTD | Acumed Locking Scapula plate System | Locking Bone Plate, Scapula | ≥7 to ≤15 holes | 99824 |  | March 2026 | Billing code transferred from MO372 Sponsor transferred from Medical & Optical Instruments Australia Pty Ltd
06 - Specialist Orthopaedic | 06.03 - SKELETAL RECONSTRUCTION | 06.03.03 - Plates | 06.03.03.05 - Small (screw size 2.71mm – 4.49mm) ≥ 7 to ≤ 15 holes |  | YU088 | 113 | ACUMED ANZ PTY LTD | Acumed Small Fragment Plates | One Third Tubular Plates | 7 to 15 Holes | 99824 |  | March 2026 | Billing code transferred from MO445 Sponsor transferred from Medical & Optical Instruments Australia Pty Ltd
06 - Specialist Orthopaedic | 06.03 - SKELETAL RECONSTRUCTION | 06.03.03 - Plates | 06.03.03.05 - Small (screw size 2.71mm – 4.49mm) ≥ 7 to ≤ 15 holes | Com, VAL | PB094 | 793 | AUSTRALIAN PACIFIC MEDICAL PTY LTD | Marathon Ankle Fracture Plating System, Distal Anatomical Fibula Hook plates | MARATHON VAL Distal Fibula Lateral Malleolus, Hook Plate, Anatomical, left and right | 7 holes | 261562 |  | March 2026 | New listing
06 - Specialist Orthopaedic | 06.03 - SKELETAL RECONSTRUCTION | 06.03.03 - Plates | 06.03.03.05 - Small (screw size 2.71mm – 4.49mm) ≥ 7 to ≤ 15 holes | VAL | PB095 | 577 | AUSTRALIAN PACIFIC MEDICAL PTY LTD | Marathon Ankle Fracture Plating System, Distal Tibia & Fibula plates VAL | MARATHON VAL Distal Posteromedial Tibial Plate, Left and right MARATHON VAL Distal Posterolateral Tibial Plate, left and right MARATHON VAL Distal Fibula Locking Plate, Anatomical, left and right MARATHON VAL Distal Tibial Medial Malleolus, Anatomic MARATHON VAL Distal Tibial Anterolateral Tibial Plate, left and right MARATHON VAL Distal Anterior Locking Tibial Plate MARATHON VAL Distal Medial Tibial Plate | 7,8,9,10,11,12,13,14,15 holes | 261562 |  | March 2026 | New listing
06 - Specialist Orthopaedic | 06.03 - SKELETAL RECONSTRUCTION | 06.03.03 - Plates | 06.03.03.05 - Small (screw size 2.71mm – 4.49mm) ≥ 7 to ≤ 15 holes | Com, VAL | LH956 | 793 | LIFEHEALTHCARE PTY LIMITED | Fusion Cup | PEEK curved and round plate | 7, 9, 10, 11 & 12 hole | 182677 229707 |  | March 2026 | Change to ARTG Billing code transferred from LM213 Sponsor transferred from LMT SURGICAL PTY LTD
06 - Specialist Orthopaedic | 06.03 - SKELETAL RECONSTRUCTION | 06.03.03 - Plates | 06.03.03.05 - Small (screw size 2.71mm – 4.49mm) ≥ 7 to ≤ 15 holes | VAL | XU042 | 577 | LYKA SMITH PTY LTD | ARIX Wrist System - Ulna Plates | Ulna Osteotomy Plates | 7 holes | 409165 |  | March 2026 | Billing code transferred from ZZ113 Sponsor transferred from AA-Med Pty Ltd
06 - Specialist Orthopaedic | 06.03 - SKELETAL RECONSTRUCTION | 06.03.03 - Plates | 06.03.03.06 - Small (screw size 2.71mm – 4.49mm) ≥ 16 holes | Com, LK | YU071 | 1397 | ACUMED ANZ PTY LTD | ACUMED ACU-LOC Wrist Spanning Plate | Wrist Spanning Plate | Plates available in 13 hole configerations. | 99824 |  | March 2026 | Billing code transferred from MO427 Sponsor transferred from Medical & Optical Instruments Australia Pty Ltd
06 - Specialist Orthopaedic | 06.03 - SKELETAL RECONSTRUCTION | 06.03.03 - Plates | 06.03.03.06 - Small (screw size 2.71mm – 4.49mm) ≥ 16 holes | VAL | PB096 | 810 | AUSTRALIAN PACIFIC MEDICAL PTY LTD | Marathon Ankle Fracture Plating System, Distal Tibia & Fibula plates VAL | MARATHON VAL Distal Fibula Locking Plate, Anatomical, left and right MARATHON VAL Distal Tibial Anterolateral Tibial Plate, left and right MARATHON VAL Distal Medial Tibial Plate | 16, 17,18,19,21,23,25 holes | 261562 |  | March 2026 | New listing
06 - Specialist Orthopaedic | 06.03 - SKELETAL RECONSTRUCTION | 06.03.03 - Plates | 06.03.03.07 - Mini (screw size ≤2.7mm) ≤ 6 holes |  | YU008 | 417 | ACUMED ANZ PTY LTD | Acumed Bone Plate | MCP Fusion Plate - Titanium | 4 Hole | 99824 |  | March 2026 | Billing code transferred from MO202 Sponsor transferred from Medical & Optical Instruments Australia Pty Ltd
06 - Specialist Orthopaedic | 06.03 - SKELETAL RECONSTRUCTION | 06.03.03 - Plates | 06.03.03.07 - Mini (screw size ≤2.7mm) ≤ 6 holes | Com, LK | YU052 | 993 | ACUMED ANZ PTY LTD | RibLoc Rib fracture plating System | RibLoc Plate | 46mmL X 8-14mm W | 158695 |  | March 2026 | Billing code transferred from MO395 Sponsor transferred from Medical & Optical Instruments Australia Pty Ltd
06 - Specialist Orthopaedic | 06.03 - SKELETAL RECONSTRUCTION | 06.03.03 - Plates | 06.03.03.07 - Mini (screw size ≤2.7mm) ≤ 6 holes | Com, VAL | YU077 | 971 | ACUMED ANZ PTY LTD | ACUMED Hand Fracture System | 0.8mm Avulsion Hook Plate | 0.8mm | 99824 |  | March 2026 | Billing code transferred from MO433 Sponsor transferred from Medical & Optical Instruments Australia Pty Ltd
06 - Specialist Orthopaedic | 06.03 - SKELETAL RECONSTRUCTION | 06.03.03 - Plates | 06.03.03.07 - Mini (screw size ≤2.7mm) ≤ 6 holes | VAL | YU080 | 907 | ACUMED ANZ PTY LTD | Acumed Hand Fracture System | Straight Plates Variable Angle Locking | 6 hole | 99824 |  | March 2026 | Billing code transferred from MO436 Sponsor transferred from Medical & Optical Instruments Australia Pty Ltd
06 - Specialist Orthopaedic | 06.03 - SKELETAL RECONSTRUCTION | 06.03.03 - Plates | 06.03.03.07 - Mini (screw size ≤2.7mm) ≤ 6 holes | VAL | YU090 | 907 | ACUMED ANZ PTY LTD | Acumed Small Fragment Plates | 2.7mm Fragment Plates | 6 Hole | 99824 |  | March 2026 | Billing code transferred from MO447 Sponsor transferred from Medical & Optical Instruments Australia Pty Ltd
06 - Specialist Orthopaedic | 06.03 - SKELETAL RECONSTRUCTION | 06.03.03 - Plates | 06.03.03.07 - Mini (screw size ≤2.7mm) ≤ 6 holes | Com, VAL | HU406 | 971 | ARTHREX AUSTRALIA PTY LTD | Metatarsal hook plate | Titanium locking complex plate | 6 hole or less | 350999 |  | March 2026 | New listing
06 - Specialist Orthopaedic | 06.03 - SKELETAL RECONSTRUCTION | 06.03.03 - Plates | 06.03.03.08 - Mini (screw size ≤2.7mm) ≥ 7 to ≤ 15 holes | Com, LK | YU072 | 489 | ACUMED ANZ PTY LTD | ACUMED Total Wrist Fusion Plating System | Total Wrist Fusion System | Plates available in 9 and 10 hole configurations | 99824 |  | March 2026 | Billing code transferred from MO428 Sponsor transferred from Medical & Optical Instruments Australia Pty Ltd
06 - Specialist Orthopaedic | 06.03 - SKELETAL RECONSTRUCTION | 06.03.03 - Plates | 06.03.03.08 - Mini (screw size ≤2.7mm) ≥ 7 to ≤ 15 holes | VAL | YU074 | 797 | ACUMED ANZ PTY LTD | ACUMED Hand Fracture System, plates | Hand plating System, including plates and screws | Plates available in 7 to 12 hole configurations | 99824 |  | March 2026 | Billing code transferred from MO430 Sponsor transferred from Medical & Optical Instruments Australia Pty Ltd
06 - Specialist Orthopaedic | 06.03 - SKELETAL RECONSTRUCTION | 06.03.03 - Plates | 06.03.03.08 - Mini (screw size ≤2.7mm) ≥ 7 to ≤ 15 holes | Com, VAL | YU076 | 812 | ACUMED ANZ PTY LTD | ACUMED Hand Fracture System | 0.8mm Offset Plate | 0.8mm | 99824 |  | March 2026 | Billing code transferred from MO432 Sponsor transferred from Medical & Optical Instruments Australia Pty Ltd
06 - Specialist Orthopaedic | 06.03 - SKELETAL RECONSTRUCTION | 06.03.03 - Plates | 06.03.03.08 - Mini (screw size ≤2.7mm) ≥ 7 to ≤ 15 holes | Com, VAL | YU078 | 812 | ACUMED ANZ PTY LTD | ACUMED Hand Fracture System | 1.3mm Rolando Fracture Hook Plate | 1.3mm | 99824 |  | March 2026 | Billing code transferred from MO434 Sponsor transferred from Medical & Optical Instruments Australia Pty Ltd
06 - Specialist Orthopaedic | 06.03 - SKELETAL RECONSTRUCTION | 06.03.03 - Plates | 06.03.03.08 - Mini (screw size ≤2.7mm) ≥ 7 to ≤ 15 holes | VAL | YU091 | 797 | ACUMED ANZ PTY LTD | Acumed Small Fragment Plates | 2.7mm Fragment Plates | 7 to 15 Holes | 99824 |  | March 2026 | Billing code transferred from MO448 Sponsor transferred from Medical & Optical Instruments Australia Pty Ltd
06 - Specialist Orthopaedic | 06.03 - SKELETAL RECONSTRUCTION | 06.03.03 - Plates | 06.03.03.16 - Periarticular - Clavicle plate ≤ 6 holes | LK | YU036 | 1208 | ACUMED ANZ PTY LTD | Acumed Locking Scapula Plate System | Locking Bone Plate, Scapula | ≤6 hole | 99824 |  | March 2026 | Billing code transferred from MO371 Sponsor transferred from Medical & Optical Instruments Australia Pty Ltd
06 - Specialist Orthopaedic | 06.03 - SKELETAL RECONSTRUCTION | 06.03.03 - Plates | 06.03.03.16 - Periarticular - Clavicle plate ≤ 6 holes | LK | YU048 | 1208 | ACUMED ANZ PTY LTD | Acumed -Locking Clavical Plating System | Locking Clavicle Plates Mid Shaft Anterior and Distal | = < 6 holes | 99824 |  | March 2026 | Billing code transferred from MO384 Sponsor transferred from Medical & Optical Instruments Australia Pty Ltd
06 - Specialist Orthopaedic | 06.03 - SKELETAL RECONSTRUCTION | 06.03.03 - Plates | 06.03.03.17 - Periarticular - Clavicle plate ≥ 7 to ≤ 15 holes | LK | YU049 | 1260 | ACUMED ANZ PTY LTD | Acumed Locking Clavical Plating System | Locking Clavicle Plates Mid Shaft, Anterior and Distal | = > 7 to = < 15 holes | 99824 |  | March 2026 | Billing code transferred from MO385 Sponsor transferred from Medical & Optical Instruments Australia Pty Ltd
06 - Specialist Orthopaedic | 06.03 - SKELETAL RECONSTRUCTION | 06.03.03 - Plates | 06.03.03.18 - Periarticular - Clavicle plate ≥ 16 holes | LK | YU050 | 1338 | ACUMED ANZ PTY LTD | Acumed Locking Clavical Plating System | Lockinh Clavicle Plates Mid Shaft, Anterior and Distal. | ≥ 16 holes | 99824 |  | March 2026 | Billing code transferred from MO386 Sponsor transferred from Medical & Optical Instruments Australia Pty Ltd
06 - Specialist Orthopaedic | 06.03 - SKELETAL RECONSTRUCTION | 06.03.03 - Plates | 06.03.03.19 - Periarticular - Humerus ≤ 6 holes | VAL | YU020 | 1488 | ACUMED ANZ PTY LTD | Acumed Tap Loc Elbow plates | Variable angle locking plate system | ≤6 holes lateral | 99824 |  | March 2026 | Billing code transferred from MO352 Sponsor transferred from Medical & Optical Instruments Australia Pty Ltd
06 - Specialist Orthopaedic | 06.03 - SKELETAL RECONSTRUCTION | 06.03.03 - Plates | 06.03.03.20 - Periarticular - Humerus ≥ 7 to ≤ 15 holes | VAL | YU021 | 1513 | ACUMED ANZ PTY LTD | Acumed Tap Loc Elbow plates | Variable angle locking plate system | ≥7 to ≤15 holes medial lateral | 199824 99824 |  | March 2026 | Change to ARTG Billing code transferred from MO353 Sponsor transferred from Medical & Optical Instruments Australia Pty Ltd
06 - Specialist Orthopaedic | 06.03 - SKELETAL RECONSTRUCTION | 06.03.03 - Plates | 06.03.03.20 - Periarticular - Humerus ≥ 7 to ≤ 15 holes | LK | YU069 | 1330 | ACUMED ANZ PTY LTD | ACUMED POLARUS® 3 Solution Plates | ACUMED POLARUS 3 SOLUTION, includes plates, intramedullary nails, screws and accessories designed to address fractures, fusions and osteotomies of the humerus | 12 and 14 hole plates | 99824 |  | March 2026 | Billing code transferred from MO425 Sponsor transferred from Medical & Optical Instruments Australia Pty Ltd
06 - Specialist Orthopaedic | 06.03 - SKELETAL RECONSTRUCTION | 06.03.03 - Plates | 06.03.03.20 - Periarticular - Humerus ≥ 7 to ≤ 15 holes |  | YL008 | 1033 | OSTEOTOMIE PTY LTD | InTrauma O'Nil Periarticular anatomical Distal humerus plates | The Intrauma O'nil elbow system features precision-engineered plates designed to match the complex anatomy of the elbow joint. The system includes various plate configurations for the distal humerus (medial, lateral, and fork designs) and olecranon, providing surgeons with versatile options to address different fracture patterns and patient anatomies. | 7-15 holes | 441191 |  | March 2026 | New listing
06 - Specialist Orthopaedic | 06.03 - SKELETAL RECONSTRUCTION | 06.03.03 - Plates | 06.03.03.21 - Periarticular - Humerus ≥ 16 holes | VAL | YU022 | 1643 | ACUMED ANZ PTY LTD | Acumed Tap Loc Elbow plates | Variable angle locking plate system | ≥16 holes | 99824 |  | March 2026 | Billing code transferred from MO354 Sponsor transferred from Medical & Optical Instruments Australia Pty Ltd
06 - Specialist Orthopaedic | 06.03 - SKELETAL RECONSTRUCTION | 06.03.03 - Plates | 06.03.03.21 - Periarticular - Humerus ≥ 16 holes | LK | YU073 | 1330 | ACUMED ANZ PTY LTD | ACUMED POLARUS* 3 Solution, Humeral Plates, Sterile and Non-Sterile | ACUMED POLARUS 3 SOLUTION, includes plates, intramedullary nails, screws and accessories designed to address fractures, fusions and osteotomies of the humerus | 16 , 18 , 22 , 26 and 30 hole plates | 99824 |  | March 2026 | Billing code transferred from MO429 Sponsor transferred from Medical & Optical Instruments Australia Pty Ltd
06 - Specialist Orthopaedic | 06.03 - SKELETAL RECONSTRUCTION | 06.03.03 - Plates | 06.03.03.22 - Periarticular - Radius ≤ 6 holes | LK | YU006 | 1113 | ACUMED ANZ PTY LTD | Acumed Congruent Plate System | Elbow plate titanium, locking radial head | Locking radial head, 3 hole std curve 31mm, 5 hole std curve 46mm, 3 hole curve 31mm, 5 hole curve 46mm | 126428 |  | March 2026 | Billing code transferred from MO194 Sponsor transferred from Medical & Optical Instruments Australia Pty Ltd
06 - Specialist Orthopaedic | 06.03 - SKELETAL RECONSTRUCTION | 06.03.03 - Plates | 06.03.03.23 - Periarticular - Radius ≥ 7 to ≤ 15 holes | LK | YU055 | 1126 | ACUMED ANZ PTY LTD | Acu-Loc Distal Radius Plating System | Volar, Dorsal, Distal Ulna, Standard, Long, Extra long, wide, narrow, left, right, extra-articular plates | >7 - >15 | 99824 |  | March 2026 | Billing code transferred from MO406 Sponsor transferred from Medical & Optical Instruments Australia Pty Ltd
06 - Specialist Orthopaedic | 06.03 - SKELETAL RECONSTRUCTION | 06.03.03 - Plates | 06.03.03.23 - Periarticular - Radius ≥ 7 to ≤ 15 holes | VAL | YU056 | 1183 | ACUMED ANZ PTY LTD | Acu-Loc Distal Radius Plating System | Volar, Dorsal, Distal Ulna, Standard, Long, Extra long, wide, narrow, left, right, extra articular plates | ≥ 7 to ≤ 15 | 99824 |  | March 2026 | Billing code transferred from MO407 Sponsor transferred from Medical & Optical Instruments Australia Pty Ltd
06 - Specialist Orthopaedic | 06.03 - SKELETAL RECONSTRUCTION | 06.03.03 - Plates | 06.03.03.24 - Periarticular - Radius ≥ 16 holes | LK | YU030 | 1234 | ACUMED ANZ PTY LTD | Acumed Acu-Loc Radius Plating system | Volar, Dorsal, Distal Ulna, Standard, Long, Extra long, wide, narrow, left, right, extra-articular plates | ≥16 holes | 99824 |  | March 2026 | Billing code transferred from MO364 Sponsor transferred from Medical & Optical Instruments Australia Pty Ltd
06 - Specialist Orthopaedic | 06.03 - SKELETAL RECONSTRUCTION | 06.03.03 - Plates | 06.03.03.24 - Periarticular - Radius ≥ 16 holes | VAL | LH961 | 1513 | LIFEHEALTHCARE PTY LIMITED | TriMed Wrist Fixation System | Volar Bearing Plate | 16-18 Hole | 182677 |  | March 2026 | Billing code transferred from LM565 Sponsor transferred from LMT SURGICAL PTY LTD
06 - Specialist Orthopaedic | 06.03 - SKELETAL RECONSTRUCTION | 06.03.03 - Plates | 06.03.03.25 - Periarticular - Ulna ≤ 6 holes |  | YU017 | 869 | ACUMED ANZ PTY LTD | Acumed Tap Loc Elbow plates | Variable angle locking plates | ≤6 holes Coronoid | 99824 |  | March 2026 | Billing code transferred from MO349 Sponsor transferred from Medical & Optical Instruments Australia Pty Ltd
06 - Specialist Orthopaedic | 06.03 - SKELETAL RECONSTRUCTION | 06.03.03 - Plates | 06.03.03.26 - Periarticular - Ulna ≥ 7 to ≤ 15 holes | VAL | YU018 | 1198 | ACUMED ANZ PTY LTD | Acumed Tap Loc Elbow plates | Variable angle locking plate system | ≥7 to ≤15 holes Olecranon | 99824 |  | March 2026 | Billing code transferred from MO350 Sponsor transferred from Medical & Optical Instruments Australia Pty Ltd
06 - Specialist Orthopaedic | 06.03 - SKELETAL RECONSTRUCTION | 06.03.03 - Plates | 06.03.03.27 - Periarticular - Ulna ≥ 16 holes | VAL | YU019 | 1433 | ACUMED ANZ PTY LTD | Acumed Tap Loc Elbow plates | Variable angle locking plate system | ≥16 holes Olecranon | 99824 |  | March 2026 | Billing code transferred from MO351 Sponsor transferred from Medical & Optical Instruments Australia Pty Ltd
06 - Specialist Orthopaedic | 06.03 - SKELETAL RECONSTRUCTION | 06.03.03 - Plates | 06.03.03.36 - Periarticular - Fibula ≥ 7 to ≤ 15 holes | VAL | YU086 | 1238 | ACUMED ANZ PTY LTD | Acumed Ankle 3 Plating System | Periarticular variable angle locking plate fibula | 7-15 holes, left and right | 99824 |  | March 2026 | Billing code transferred from MO443 Sponsor transferred from Medical & Optical Instruments Australia Pty Ltd
06 - Specialist Orthopaedic | 06.03 - SKELETAL RECONSTRUCTION | 06.03.03 - Plates | 06.03.03.37 - Periarticular - Fibula ≥ 16 holes | VAL | YU092 | 1102 | ACUMED ANZ PTY LTD | Acumed Ankle 3 Plating System | Periarticular variable angle locking plate fibula | 16-18 holes | 99824 |  | March 2026 | Billing code transferred from MO449 Sponsor transferred from Medical & Optical Instruments Australia Pty Ltd
06 - Specialist Orthopaedic | 06.03 - SKELETAL RECONSTRUCTION | 06.03.03 - Plates | 06.03.03.38 - Periarticular - Tibia ≤ 6 holes | VAL | YU085 | 1474 | ACUMED ANZ PTY LTD | Acumed Ankle 3 Plating System | Periarticular Anatomic variable angle locking tibial plates | 2 to 6 Holes | 99824 |  | March 2026 | Billing code transferred from MO442 Sponsor transferred from Medical & Optical Instruments Australia Pty Ltd
06 - Specialist Orthopaedic | 06.03 - SKELETAL RECONSTRUCTION | 06.03.03 - Plates | 06.03.03.39 - Periarticular - Tibia ≥ 7 to ≤ 15 holes | VAL | YU087 | 1489 | ACUMED ANZ PTY LTD | Acumed Ankle 3 Plating System | Periarticular Anatomic variable angle locking tibial plates | 7 to 15 holes | 99824 |  | March 2026 | Billing code transferred from MO444 Sponsor transferred from Medical & Optical Instruments Australia Pty Ltd
06 - Specialist Orthopaedic | 06.03 - SKELETAL RECONSTRUCTION | 06.03.03 - Plates | 06.03.03.41 - Periarticular - Calcaneal ≤ 6 holes | LK | YU054 | 1149 | ACUMED ANZ PTY LTD | Acumed Locking Calcaneal Plates | Locking Calcaneal Plates | <6 Hole LK | 99824 |  | March 2026 | Billing code transferred from MO405 Sponsor transferred from Medical & Optical Instruments Australia Pty Ltd
06 - Specialist Orthopaedic | 06.03 - SKELETAL RECONSTRUCTION | 06.03.03 - Plates | 06.03.03.42 - Periarticular - Calcaneal ≥ 7 to ≤ 15 holes | LK | YU053 | 1149 | ACUMED ANZ PTY LTD | Acumed Locking Calcaneal Plates | Locking Calcaneal Plates | ≥ 7 to ≤ 15 LK | 99824 |  | March 2026 | Billing code transferred from MO404 Sponsor transferred from Medical & Optical Instruments Australia Pty Ltd
06 - Specialist Orthopaedic | 06.03 - SKELETAL RECONSTRUCTION | 06.03.03 - Plates | 06.03.03.44 - Periarticular - Foot | LK | YU045 | 693 | ACUMED ANZ PTY LTD | Acumed Congruent Plate system | Foort and Ankle Plate titanium | ≥7 to ≤15 hole | 99824 |  | March 2026 | Billing code transferred from MO381 Sponsor transferred from Medical & Optical Instruments Australia Pty Ltd
06 - Specialist Orthopaedic | 06.03 - SKELETAL RECONSTRUCTION | 06.03.04 - Screws | 06.03.04.01 - Standard ( ≥4.5mm) | CN,DT | YU025 | 351 | ACUMED ANZ PTY LTD | Acutrak 2 | Headless compression screw | >4.5mm | 99823 |  | March 2026 | Billing code transferred from MO357 Sponsor transferred from Medical & Optical Instruments Australia Pty Ltd
06 - Specialist Orthopaedic | 06.03 - SKELETAL RECONSTRUCTION | 06.03.04 - Screws | 06.03.04.01 - Standard ( ≥4.5mm) | CN,DT | YU047 | 351 | ACUMED ANZ PTY LTD | Acumed Headless Compression Screw | Acutrak 6/7 screw, Acutrak Plus | >4.5mm | 99823 |  | March 2026 | Billing code transferred from MO383 Sponsor transferred from Medical & Optical Instruments Australia Pty Ltd
06 - Specialist Orthopaedic | 06.03 - SKELETAL RECONSTRUCTION | 06.03.04 - Screws | 06.03.04.01 - Standard ( ≥4.5mm) |  | YU058 | 57 | ACUMED ANZ PTY LTD | Acumed Screws | Screws | >4.5mm | 99823 |  | March 2026 | Billing code transferred from MO413 Sponsor transferred from Medical & Optical Instruments Australia Pty Ltd
06 - Specialist Orthopaedic | 06.03 - SKELETAL RECONSTRUCTION | 06.03.04 - Screws | 06.03.04.01 - Standard ( ≥4.5mm) | LK | YU059 | 123 | ACUMED ANZ PTY LTD | Acumed Screws | Locking Screws | >4.5mm | 99823 |  | March 2026 | Billing code transferred from MO414 Sponsor transferred from Medical & Optical Instruments Australia Pty Ltd
06 - Specialist Orthopaedic | 06.03 - SKELETAL RECONSTRUCTION | 06.03.04 - Screws | 06.03.04.02 - Small (2.71mm – 4.49mm) |  | YU014 | 46 | ACUMED ANZ PTY LTD | Acumed Hexalobe Non Locking Screws | Acumed Hexalobe Non Locking Screws | 3.0mm,3.5mm and 4.0mm diameter, 8-65mm length | 99823 |  | March 2026 | Billing code transferred from MO321 Sponsor transferred from Medical & Optical Instruments Australia Pty Ltd
06 - Specialist Orthopaedic | 06.03 - SKELETAL RECONSTRUCTION | 06.03.04 - Screws | 06.03.04.02 - Small (2.71mm – 4.49mm) | LK | YU015 | 102 | ACUMED ANZ PTY LTD | Acumed Hexalobe Locking Screws | Acumed Hexalobe Locking Screws | Small (2.71mm-4.49mm) | 99823 |  | March 2026 | Billing code transferred from MO322 Sponsor transferred from Medical & Optical Instruments Australia Pty Ltd
06 - Specialist Orthopaedic | 06.03 - SKELETAL RECONSTRUCTION | 06.03.04 - Screws | 06.03.04.02 - Small (2.71mm – 4.49mm) | CN,DT | YU023 | 362 | ACUMED ANZ PTY LTD | Acutrak 2 | Headless compression screw | 2.71mm - 4.49mm | 99823 |  | March 2026 | Billing code transferred from MO355 Sponsor transferred from Medical & Optical Instruments Australia Pty Ltd
06 - Specialist Orthopaedic | 06.03 - SKELETAL RECONSTRUCTION | 06.03.04 - Screws | 06.03.04.02 - Small (2.71mm – 4.49mm) | CN,DT | YU033 | 362 | ACUMED ANZ PTY LTD | Acumed Fixation Screw | Acutrak Compression Screw Titanium | 2.71mm - 4.49mm | 99823 |  | March 2026 | Billing code transferred from MO368 Sponsor transferred from Medical & Optical Instruments Australia Pty Ltd
06 - Specialist Orthopaedic | 06.03 - SKELETAL RECONSTRUCTION | 06.03.04 - Screws | 06.03.04.02 - Small (2.71mm – 4.49mm) | LK | YU035 | 102 | ACUMED ANZ PTY LTD | Acumed Tap-Loc | Tap screws, Tap-Loc Screws | 3.6mm -60 mm Length | 99823 |  | March 2026 | Billing code transferred from MO370 Sponsor transferred from Medical & Optical Instruments Australia Pty Ltd
06 - Specialist Orthopaedic | 06.03 - SKELETAL RECONSTRUCTION | 06.03.04 - Screws | 06.03.04.02 - Small (2.71mm – 4.49mm) | DT | YU039 | 245 | ACUMED ANZ PTY LTD | Acutrak Fusion Screws | Fusion Screws Titanium | 2.71mm - 4.49mm | 99823 |  | March 2026 | Billing code transferred from MO374 Sponsor transferred from Medical & Optical Instruments Australia Pty Ltd
06 - Specialist Orthopaedic | 06.03 - SKELETAL RECONSTRUCTION | 06.03.04 - Screws | 06.03.04.02 - Small (2.71mm – 4.49mm) | LK | YU042 | 102 | ACUMED ANZ PTY LTD | Acu-Loc Distal Radius Plate System | Cortical Screw | 3.5mm | 99823 |  | March 2026 | Billing code transferred from MO377 Sponsor transferred from Medical & Optical Instruments Australia Pty Ltd
06 - Specialist Orthopaedic | 06.03 - SKELETAL RECONSTRUCTION | 06.03.04 - Screws | 06.03.04.02 - Small (2.71mm – 4.49mm) |  | YU043 | 46 | ACUMED ANZ PTY LTD | Acu-Loc Distal Radius Plate System | Cortical Screw Locking | 3.5mm | 99823 |  | March 2026 | Billing code transferred from MO378 Sponsor transferred from Medical & Optical Instruments Australia Pty Ltd
06 - Specialist Orthopaedic | 06.03 - SKELETAL RECONSTRUCTION | 06.03.04 - Screws | 06.03.04.02 - Small (2.71mm – 4.49mm) | CN,DT | YU046 | 362 | ACUMED ANZ PTY LTD | Acutrak Headless Compression Screw | Acutrak 4/5 screw | 2.71mm - 4.49mm | 99823 |  | March 2026 | Billing code transferred from MO382 Sponsor transferred from Medical & Optical Instruments Australia Pty Ltd
06 - Specialist Orthopaedic | 06.03 - SKELETAL RECONSTRUCTION | 06.03.04 - Screws | 06.03.04.02 - Small (2.71mm – 4.49mm) | LK | YU060 | 102 | ACUMED ANZ PTY LTD | Acumed Screws | Screws | 2.71mm - 4.49mm | 99823 |  | March 2026 | Billing code transferred from MO415 Sponsor transferred from Medical & Optical Instruments Australia Pty Ltd
06 - Specialist Orthopaedic | 06.03 - SKELETAL RECONSTRUCTION | 06.03.04 - Screws | 06.03.04.02 - Small (2.71mm – 4.49mm) | LK | YU070 | 102 | ACUMED ANZ PTY LTD | ACUMED Hexalobe Low Profile 4.3mm screws | ACUMED Hexalobe low profile 4.3mm locking screws, Titanium, fully threaded | 4.3mm in diameter, 18mm to 64mm in length | 99823 |  | March 2026 | Billing code transferred from MO426 Sponsor transferred from Medical & Optical Instruments Australia Pty Ltd
06 - Specialist Orthopaedic | 06.03 - SKELETAL RECONSTRUCTION | 06.03.04 - Screws | 06.03.04.02 - Small (2.71mm – 4.49mm) | CN | YU093 | 178 | ACUMED ANZ PTY LTD | Cannulated Screw New Information - Acumed Cannulated Screws | 4.0mm Cannulated Screw | 4.0mm | 99823 |  | March 2026 | Billing code transferred from MO450 Sponsor transferred from Medical & Optical Instruments Australia Pty Ltd
06 - Specialist Orthopaedic | 06.03 - SKELETAL RECONSTRUCTION | 06.03.04 - Screws | 06.03.04.02 - Small (2.71mm – 4.49mm) | CN | LH959 | 178 | LIFEHEALTHCARE PTY LIMITED | TriMed Small Threaded IM Nails | Cannulated dual threaded nails | 3 x 30-65mm | 229704 |  | March 2026 | Billing code transferred from LM563 Sponsor transferred from LMT SURGICAL PTY LTD
06 - Specialist Orthopaedic | 06.03 - SKELETAL RECONSTRUCTION | 06.03.04 - Screws | 06.03.04.02 - Small (2.71mm – 4.49mm) |  | YL007 | 46 | OSTEOTOMIE PTY LTD | Intrauma O'nil Autolocking Screws (Small Fragment) 3.6mm | The Intrauma O'nil Autolocking Screw 3.6mm is part of the O'nil system, designed for use with corresponding Intrauma O'nil locking plates in small fragment applications. These screws feature a conical head that locks into the plate holes, creating a fixed-angle construct for stable fracture fixation. | 3.6mm | 441190 |  | March 2026 | New listing
06 - Specialist Orthopaedic | 06.03 - SKELETAL RECONSTRUCTION | 06.03.04 - Screws | 06.03.04.03 - Mini (2.01 – 2.7 mm) | LK | YU013 | 98 | ACUMED ANZ PTY LTD | Acumed Hexalobe Locking Screws | Acumed Hexalobe Locking Screws | 2.7mm diameter, 8-65mm length | 99823 |  | March 2026 | Billing code transferred from MO320 Sponsor transferred from Medical & Optical Instruments Australia Pty Ltd
06 - Specialist Orthopaedic | 06.03 - SKELETAL RECONSTRUCTION | 06.03.04 - Screws | 06.03.04.03 - Mini (2.01 – 2.7 mm) |  | YU016 | 58 | ACUMED ANZ PTY LTD | Acumed Hexalobe Non Locking Screws | Acumed Hexalobe Non Locking Screws | 2.7mm diameter,8-65mm length | 99823 |  | March 2026 | Billing code transferred from MO323 Sponsor transferred from Medical & Optical Instruments Australia Pty Ltd
06 - Specialist Orthopaedic | 06.03 - SKELETAL RECONSTRUCTION | 06.03.04 - Screws | 06.03.04.03 - Mini (2.01 – 2.7 mm) | CN,DT | YU024 | 348 | ACUMED ANZ PTY LTD | Acutrak 2 | Headless compression screw | 2.5mm | 99823 |  | March 2026 | Billing code transferred from MO356 Sponsor transferred from Medical & Optical Instruments Australia Pty Ltd
06 - Specialist Orthopaedic | 06.03 - SKELETAL RECONSTRUCTION | 06.03.04 - Screws | 06.03.04.03 - Mini (2.01 – 2.7 mm) | LK | YU034 | 98 | ACUMED ANZ PTY LTD | Acumed Tap-Loc | Tap screws, Tap-Loc Screws | 2.7mm 36mm-60mm length | 99823 |  | March 2026 | Billing code transferred from MO369 Sponsor transferred from Medical & Optical Instruments Australia Pty Ltd
06 - Specialist Orthopaedic | 06.03 - SKELETAL RECONSTRUCTION | 06.03.04 - Screws | 06.03.04.03 - Mini (2.01 – 2.7 mm) | DT | YU038 | 247 | ACUMED ANZ PTY LTD | Acutrak fusion Screws | Fusion Screws Titanium | 2.01mm - 2.7mm | 99823 |  | March 2026 | Billing code transferred from MO373 Sponsor transferred from Medical & Optical Instruments Australia Pty Ltd
06 - Specialist Orthopaedic | 06.03 - SKELETAL RECONSTRUCTION | 06.03.04 - Screws | 06.03.04.03 - Mini (2.01 – 2.7 mm) |  | YU040 | 58 | ACUMED ANZ PTY LTD | Acu-Loc Distal Radius Plate System | Threaded, non-threaded,locking, non-locking screw peg, titanium | 2.3 mm | 99823 |  | March 2026 | Billing code transferred from MO375 Sponsor transferred from Medical & Optical Instruments Australia Pty Ltd
06 - Specialist Orthopaedic | 06.03 - SKELETAL RECONSTRUCTION | 06.03.04 - Screws | 06.03.04.03 - Mini (2.01 – 2.7 mm) | LK | YU041 | 98 | ACUMED ANZ PTY LTD | Acu-Loc Distal Radius Plate System | Locking screws | 2.01-2.7mm | 99823 |  | March 2026 | Billing code transferred from MO376 Sponsor transferred from Medical & Optical Instruments Australia Pty Ltd
06 - Specialist Orthopaedic | 06.03 - SKELETAL RECONSTRUCTION | 06.03.04 - Screws | 06.03.04.03 - Mini (2.01 – 2.7 mm) | LK | YU051 | 98 | ACUMED ANZ PTY LTD | RibLoc rib fracture plating system screws | RibLoc Screws | Mini 2.01-2.7mm | 158694 |  | March 2026 | Billing code transferred from MO394 Sponsor transferred from Medical & Optical Instruments Australia Pty Ltd
06 - Specialist Orthopaedic | 06.03 - SKELETAL RECONSTRUCTION | 06.03.04 - Screws | 06.03.04.03 - Mini (2.01 – 2.7 mm) | LK | YU065 | 98 | ACUMED ANZ PTY LTD | ACUMED Hexalobe 2.3mm Multiscrews | ACUMED Hexalobe 2.3 Multiscrew | 2.3mm in diameter, 5mm to 20mm in length | 99823 |  | March 2026 | Billing code transferred from MO421 Sponsor transferred from Medical & Optical Instruments Australia Pty Ltd
06 - Specialist Orthopaedic | 06.03 - SKELETAL RECONSTRUCTION | 06.03.04 - Screws | 06.03.04.03 - Mini (2.01 – 2.7 mm) |  | YU067 | 58 | ACUMED ANZ PTY LTD | ACUMED Hexalobe 2.3mm Lag screw | ACUMED Hexalobe 2.3mm Lag screw | 2.3mm in diameter, 5mm to 20mm in length | 99823 |  | March 2026 | Billing code transferred from MO423 Sponsor transferred from Medical & Optical Instruments Australia Pty Ltd
06 - Specialist Orthopaedic | 06.03 - SKELETAL RECONSTRUCTION | 06.03.04 - Screws | 06.03.04.03 - Mini (2.01 – 2.7 mm) | LK | YU079 | 98 | ACUMED ANZ PTY LTD | RibLoc Dual Locking Screw | Locking Screws | 2.7mm diameter,6mm to 14mm length | 158694 |  | March 2026 | Billing code transferred from MO435 Sponsor transferred from Medical & Optical Instruments Australia Pty Ltd
06 - Specialist Orthopaedic | 06.03 - SKELETAL RECONSTRUCTION | 06.03.04 - Screws | 06.03.04.03 - Mini (2.01 – 2.7 mm) | CN,LK | YU081 | 177 | ACUMED ANZ PTY LTD | Acu-Loc Distal Radius Plating System | Frag-Loc Cannulated Compression Screw with Compression Sleeve | Standard 16mm to 24mm,Long 20mm to 28mm | 99823 |  | March 2026 | Billing code transferred from MO437 Sponsor transferred from Medical & Optical Instruments Australia Pty Ltd
06 - Specialist Orthopaedic | 06.03 - SKELETAL RECONSTRUCTION | 06.03.04 - Screws | 06.03.04.03 - Mini (2.01 – 2.7 mm) | CN | LH958 | 156 | LIFEHEALTHCARE PTY LIMITED | TriMed Small Threaded IM Nails | Cannulated dual threaded Nails | 2.1 - 2.7 x 20 - 65mm | 229704 |  | March 2026 | Billing code transferred from LM562 Sponsor transferred from LMT SURGICAL PTY LTD
06 - Specialist Orthopaedic | 06.03 - SKELETAL RECONSTRUCTION | 06.03.04 - Screws | 06.03.04.03 - Mini (2.01 – 2.7 mm) | LK | XU040 | 98 | LYKA SMITH PTY LTD | ARIX Wrist System, STARIX Locking Screw | Locking screws | 2.5mm | 409165 |  | March 2026 | Billing code transferred from ZZ111 Sponsor transferred from AA-Med Pty Ltd
06 - Specialist Orthopaedic | 06.03 - SKELETAL RECONSTRUCTION | 06.03.04 - Screws | 06.03.04.03 - Mini (2.01 – 2.7 mm) |  | XU041 | 58 | LYKA SMITH PTY LTD | ARIX 2.5mm Non-locking | Non-locking screws | 2.5mm | 409165 |  | March 2026 | Billing code transferred from ZZ112 Sponsor transferred from AA-Med Pty Ltd
06 - Specialist Orthopaedic | 06.03 - SKELETAL RECONSTRUCTION | 06.03.04 - Screws | 06.03.04.03 - Mini (2.01 – 2.7 mm) |  | YL006 | 58 | OSTEOTOMIE PTY LTD | Intrauma Autolocking Screws | The Autolocking titanium screws are intended to be used with the clavicle plating system. | 2.5mm | 441190 |  | March 2026 | New listing
06 - Specialist Orthopaedic | 06.03 - SKELETAL RECONSTRUCTION | 06.03.04 - Screws | 06.03.04.04 - Micro (≤ 2.0mm) | Breakoff, DT | YU032 | 404 | ACUMED ANZ PTY LTD | Acumed Fixation Screw | Acutrak Compression Screw Titanium | ≤2mm | 99823 |  | March 2026 | Billing code transferred from MO367 Sponsor transferred from Medical & Optical Instruments Australia Pty Ltd
06 - Specialist Orthopaedic | 06.03 - SKELETAL RECONSTRUCTION | 06.03.04 - Screws | 06.03.04.04 - Micro (≤ 2.0mm) | LK | YU064 | 104 | ACUMED ANZ PTY LTD | ACUMED Hexalobe 1.5mm Multiscrews | ACUMED Hexalobe 1.5mm locking Multiscrew | 1.5mm in diameter, 5mm to 20mm in length | 99823 |  | March 2026 | Billing code transferred from MO420 Sponsor transferred from Medical & Optical Instruments Australia Pty Ltd
06 - Specialist Orthopaedic | 06.03 - SKELETAL RECONSTRUCTION | 06.03.04 - Screws | 06.03.04.04 - Micro (≤ 2.0mm) |  | YU066 | 46 | ACUMED ANZ PTY LTD | ACUMED Hexalobe 1.5mm Lag Screws | ACUMED Hexalobe 1.5mm Lag Screw | 1.5mm in diameter, 5mm to 20mm in length | 99823 |  | March 2026 | Billing code transferred from MO422 Sponsor transferred from Medical & Optical Instruments Australia Pty Ltd
06 - Specialist Orthopaedic | 06.03 - SKELETAL RECONSTRUCTION | 06.03.04 - Screws | 06.03.04.04 - Micro (≤ 2.0mm) | CN | LH960 | 180 | LIFEHEALTHCARE PTY LIMITED | TriMed Small Threaded IM Nails | Cannulated dual threaded nails | 1.8mm x 14- 45mm | 229704 |  | March 2026 | Billing code transferred from LM564 Sponsor transferred from LMT SURGICAL PTY LTD
06 - Specialist Orthopaedic | 06.03 - SKELETAL RECONSTRUCTION | 06.03.04 - Screws | 06.03.04.06 - Screw Washers |  | YU001 | 49 | ACUMED ANZ PTY LTD | Polarus Humeral Fixation System | Polarus Washer | 3.8mm | 169180 |  | March 2026 | Billing code transferred from MO158 Sponsor transferred from Medical & Optical Instruments Australia Pty Ltd
06 - Specialist Orthopaedic | 06.03 - SKELETAL RECONSTRUCTION | 06.03.04 - Screws | 06.03.04.06 - Screw Washers |  | LH957 | 49 | LIFEHEALTHCARE PTY LIMITED | Screw Washer | Screw Washer | All sizes | 182677 296619 |  | March 2026 | Change to ARTG Billing code transferred from LM346 Sponsor transferred from LMT SURGICAL PTY LTD
06 - Specialist Orthopaedic | 06.03 - SKELETAL RECONSTRUCTION | 06.03.05 - Surgical Accessories | 06.03.05.02 - Pins and Wires, diameter >∅1.6 mm | OL | YU004 | 117 | ACUMED ANZ PTY LTD | Tension Band Pin | Stainless Steel | 50 to 90mm | 99821 |  | March 2026 | Billing code transferred from MO162 Sponsor transferred from Medical & Optical Instruments Australia Pty Ltd
06 - Specialist Orthopaedic | 06.03 - SKELETAL RECONSTRUCTION | 06.03.05 - Surgical Accessories | 06.03.05.02 - Pins and Wires, diameter >∅1.6 mm |  | YU005 | 21 | ACUMED ANZ PTY LTD | Acumed Wires and Pins | Wire Kirschner Stainless Steel | 0.70mm to 2.4mm diameter, 4 to 9.25in (10 to 24cm) length | 99820 |  | March 2026 | Billing code transferred from MO177 Sponsor transferred from Medical & Optical Instruments Australia Pty Ltd
06 - Specialist Orthopaedic | 06.03 - SKELETAL RECONSTRUCTION | 06.03.05 - Surgical Accessories | 06.03.05.02 - Pins and Wires, diameter >∅1.6 mm | TH | YU009 | 21 | ACUMED ANZ PTY LTD | Acumed Congruent Plate System | Threaded K-Wire - Titanium | WT-1606STT: Length 15cm x Diameter 0.62"; WT-0906STT: Length 15cm x Diameter 0.35"; WS-2408STT length 20.32cm x Diameter 0.24cm | 99820 |  | March 2026 | Billing code transferred from MO209 Sponsor transferred from Medical & Optical Instruments Australia Pty Ltd
06 - Specialist Orthopaedic | 06.03 - SKELETAL RECONSTRUCTION | 06.03.05 - Surgical Accessories | 06.03.05.12 - Chest Wall Reconstruction Plates |  | YU082 | 1010 | ACUMED ANZ PTY LTD | RibLoc U+ Chest Wall Plate | RibLoc U+ Chest Wall Plate | 4 Hole | 158695 |  | March 2026 | Billing code transferred from MO438 Sponsor transferred from Medical & Optical Instruments Australia Pty Ltd
06 - Specialist Orthopaedic | 06.03 - SKELETAL RECONSTRUCTION | 06.03.05 - Surgical Accessories | 06.03.05.12 - Chest Wall Reconstruction Plates |  | YU083 | 1010 | ACUMED ANZ PTY LTD | RibLOc U+ Chest Wall Plate | RibLoc U+ Chest Wall Plate | 16 Hole, 22 Hole | 158695 |  | March 2026 | Billing code transferred from MO439 Sponsor transferred from Medical & Optical Instruments Australia Pty Ltd
06 - Specialist Orthopaedic | 06.03 - SKELETAL RECONSTRUCTION | 06.03.05 - Surgical Accessories | 06.03.05.12 - Chest Wall Reconstruction Plates |  | YU084 | 1010 | ACUMED ANZ PTY LTD | RibLoc U+ Chest Wall Plate | RibLoc U+ Chest Wall Plate | 8 Hole,12 Hole | 158695 |  | March 2026 | Billing code transferred from MO440 Sponsor transferred from Medical & Optical Instruments Australia Pty Ltd
06 - Specialist Orthopaedic | 06.03 - SKELETAL RECONSTRUCTION | 06.03.07 - Soft Tissue Fixation Devices | 06.03.07.01 - Anchor only (without suture), dart or arrow |  | PF054 | 234 | PERIOS PTY LTD | AUXILOCK Tendo PEEK OPTIMA Screw-in Anchor and AUXILOCK Tendo PEEK CF Screw-in Anchor | PEEK / CF tenodesis anchor with suture retaining mechanism - AUXILOCK Tendo PEEK OPTIMA Screw-in Anchor and AUXILOCK Tendo PEEK CF Screw-in Anchor. | 7mm - 9mm diameter and 10mm or 15mm length | 477987 |  | March 2026 | New listing
06 - Specialist Orthopaedic | 06.03 - SKELETAL RECONSTRUCTION | 06.03.07 - Soft Tissue Fixation Devices | 06.03.07.02 - Small Anchors (≤ 2.3 mm) with suture |  | YV001 | 294 | GIGA MEDICAL TECHNOLOGY PTY LTD | Surestitch | The UHMWPE Suture PEEK Button Meniscus Repair Implant is an all-inside meniscal repair device with two PEEK non-absorbable polymer implants, preloaded with UHMWPE sutures. The UHMWPE Suture PEEK Button Meniscus Repair Implant is preloaded with USP #3-0 UHMWPE suture whereas UHMWPE Suture PEEK Button Meniscus Repair Implant XL is preloaded with USP #2-0 suture. The adjustable depth control knob is used to define the needle piercing length in the meniscus prior to deployment of the implant. These meniscal repair devices are available in various needle curvature. | Up, Left, Right, Down, XL-Up, XL-Down, XL-Right, XL-Left | 501766 |  | March 2026 | New listing
06 - Specialist Orthopaedic | 06.03 - SKELETAL RECONSTRUCTION | 06.03.07 - Soft Tissue Fixation Devices | 06.03.07.02 - Small Anchors (≤ 2.3 mm) with suture |  | YV023 | 294 | GIGA MEDICAL TECHNOLOGY PTY LTD | STATIV suture anchors with sutures / tapes. | The Knotted UHMWPE suture anchor is a self-punching fixation device intended to provide secure fixation of soft tissue to bone. It consists of a soft suture anchor with attached nonabsorbable suture(s) to an inserter with handle. The anchors are available in various sizes, preloaded with suture, tape or suture-tape combinations. This device is provided sterile, for single use only. | 1.5 mm, 1.8 mm | 501768 |  | March 2026 | New listing
06 - Specialist Orthopaedic | 06.03 - SKELETAL RECONSTRUCTION | 06.03.07 - Soft Tissue Fixation Devices | 06.03.07.02 - Small Anchors (≤ 2.3 mm) with suture |  | PF056 | 294 | PERIOS PTY LTD | Auxilock Small Screw-In anchors | Small screw-in anchors with sutures attached | 2mm | 477987 |  | March 2026 | New listing
06 - Specialist Orthopaedic | 06.03 - SKELETAL RECONSTRUCTION | 06.03.07 - Soft Tissue Fixation Devices | 06.03.07.03 - Medium Anchors (2.4 mm – 3.9 mm) with suture |  | KQ024 | 442 | ACTIS MEDICAL PTY LTD | Actis Revolve Suture Anchor | Actis Revolve Suture Anchor, 3.5mm (w/ tape and #2 suture) | 3.5mm, varied suture lengths | 439731 |  | March 2026 | New listing
06 - Specialist Orthopaedic | 06.03 - SKELETAL RECONSTRUCTION | 06.03.07 - Soft Tissue Fixation Devices | 06.03.07.03 - Medium Anchors (2.4 mm – 3.9 mm) with suture |  | KQ025 | 442 | ACTIS MEDICAL PTY LTD | R3FLEX Stabilisation System Kit | The R3FLEX Stabilization System is the next generation of flexible fixation for the syndesmosis. The instrumentation provides surgeons the ability to assess and adjust the tension of the repair intra-operatively. The preparation is performed tri-cortically with a 2.8 mm drill bit to alleviate the risk of injury to the saphenous nerve or vein on medial distal tibia. The knotless implant is designed to enable motion across the syndesmosis to better match the native kinematics of the fibula. The R3FLEX Stabilization System consists of the R3FLEX Implant (All-Suture Anchor with #2 UHMWPE Suture) on inserter (which includes Release Button, Handle Loop, Inserter Body, Tension Indicator, Inserter Tip), and 2.8mm Solid Drill, 3.8mm solid drill, and angled drill guide. | 2.8mm All-Suture Anchor with #2 Suture | 469490 |  | March 2026 | New listing
06 - Specialist Orthopaedic | 06.03 - SKELETAL RECONSTRUCTION | 06.03.07 - Soft Tissue Fixation Devices | 06.03.07.03 - Medium Anchors (2.4 mm – 3.9 mm) with suture |  | KQ027 | 442 | ACTIS MEDICAL PTY LTD | Actis Advance Suture Anchors | Actis Advance Suture Anchor (w/blue tape and blue/white suture). Suture anchors and sutures/tapes are provided together as single devices. | 2.5 - 2.9mm anchors | 439731 |  | March 2026 | New listing
06 - Specialist Orthopaedic | 06.03 - SKELETAL RECONSTRUCTION | 06.03.07 - Soft Tissue Fixation Devices | 06.03.07.03 - Medium Anchors (2.4 mm – 3.9 mm) with suture |  | KQ029 | 442 | ACTIS MEDICAL PTY LTD | Actis Engage Suture Anchor | Actis Engage Suture Anchor, PEEK (w/ blue tape and #1 blue/white suture or #2 blue/white suture), with and without needles. | 2.5mm, 3.5mm | 439731 |  | March 2026 | New listing
06 - Specialist Orthopaedic | 06.03 - SKELETAL RECONSTRUCTION | 06.03.07 - Soft Tissue Fixation Devices | 06.03.07.03 - Medium Anchors (2.4 mm – 3.9 mm) with suture |  | YV010 | 442 | GIGA MEDICAL TECHNOLOGY PTY LTD | VIPLOK PLDLA BTCP PEEK Wedge with suture | The Knotless PLDLA BTCP Anchor with PEEK Tip consists of Wedge Anchor design. The anchor and tip is pre-mounted on an inserter. The tip has an eyelet intended for fixation of suture(s)/tape(s) to bone tendon fixation. The device is designed for insertion of the tip and anchor into bone by using instrumentation for creation of a pilot hole. A suture threader is included with the inserter to facilitate loading of suture through the eyelet. | 2.8 | 511742 |  | March 2026 | New listing
06 - Specialist Orthopaedic | 06.03 - SKELETAL RECONSTRUCTION | 06.03.07 - Soft Tissue Fixation Devices | 06.03.07.03 - Medium Anchors (2.4 mm – 3.9 mm) with suture |  | YV012 | 442 | GIGA MEDICAL TECHNOLOGY PTY LTD | Ceptre Knotted UHMWPE Suture PLDLA+BTCP Wedge Anchor | The Knotted UHMWPE Suture PLDLA-BTCP Anchors is made up from RESOMER Composite LR 706 S BTCP (mixture of 70 % RESOMER LR 706 S and 30 % BTCP) available as Wedge Anchor (Tap in) which are preloaded with suture(s), tape(s) or suture–tape combinations on a disposable inserter assembly. The implant is supplied sterile and ready to use. | 2.5, 2.8 mm | 511743 |  | March 2026 | New listing
06 - Specialist Orthopaedic | 06.03 - SKELETAL RECONSTRUCTION | 06.03.07 - Soft Tissue Fixation Devices | 06.03.07.03 - Medium Anchors (2.4 mm – 3.9 mm) with suture |  | YV013 | 442 | GIGA MEDICAL TECHNOLOGY PTY LTD | Ceptre PEEK | The Knotted UHMWPE Suture PEEK Anchors are available as a Wedge Anchor (Tap in) which are preloaded with suture(s), tape(s) or suture-tape combinations on a disposable inserter assembly. The implant is supplied sterile and ready to use. | 2.5 mm, 2.8mm | 501767 |  | March 2026 | New listing
06 - Specialist Orthopaedic | 06.03 - SKELETAL RECONSTRUCTION | 06.03.07 - Soft Tissue Fixation Devices | 06.03.07.03 - Medium Anchors (2.4 mm – 3.9 mm) with suture |  | YV016 | 442 | GIGA MEDICAL TECHNOLOGY PTY LTD | Ceptre Titanium | The Knotted UHMWPE suture Titanium anchor is available as Screw (threaded) knotted anchor which is preloaded with suture / tape on a disposable inserter assembly intended for fixation of suture/ tape to bone. The implant is supplied sterile ready to use. | 2.5 mm, 2.8mm | 501767 |  | March 2026 | New listing
06 - Specialist Orthopaedic | 06.03 - SKELETAL RECONSTRUCTION | 06.03.07 - Soft Tissue Fixation Devices | 06.03.07.03 - Medium Anchors (2.4 mm – 3.9 mm) with suture |  | YV018 | 442 | GIGA MEDICAL TECHNOLOGY PTY LTD | Viplok PEEK | The Knotless PEEK Anchor with single preloaded suture and PEEK Tip consists of Wedge Anchor design. The anchor and tip is premounted on an inserter. The tip has an eyelet intended for fixation of suture(s)/tape(s) to bone tendon fixation. The device is designed for insertion of the tip and anchor into bone by using instrumentation for creation of a pilot hole. A suture threader is included with the inserter to facilitate loading of suture through the eyelet. | 2.8 mm | 501769 |  | March 2026 | New listing
06 - Specialist Orthopaedic | 06.03 - SKELETAL RECONSTRUCTION | 06.03.07 - Soft Tissue Fixation Devices | 06.03.07.03 - Medium Anchors (2.4 mm – 3.9 mm) with suture |  | YV022 | 442 | GIGA MEDICAL TECHNOLOGY PTY LTD | STATIV suture anchors with sutures / tapes. | The Knotted UHMWPE suture anchor is a fixation device intended to provide secure fixation of soft tissue to bone and is available in self-tap/self-punching variant also. It consists of a soft suture anchor with attached nonabsorbable suture(s) to an inserter with handle. The anchors are available in various sizes, preloaded with suture, tape or suture-tape combinations. This device is provided sterile, for single use only. | 2.5 mm, 2.9 mm | 501768 |  | March 2026 | New listing
06 - Specialist Orthopaedic | 06.03 - SKELETAL RECONSTRUCTION | 06.03.07 - Soft Tissue Fixation Devices | 06.03.07.03 - Medium Anchors (2.4 mm – 3.9 mm) with suture |  | PF059 | 442 | PERIOS PTY LTD | Auxilock AuxPik and AuxSuture Anchors | Auxilock Medium Suture-Based Anchors with tape / suture / needles | 2.9mm - 3.2mm | 477987 |  | March 2026 | New listing
06 - Specialist Orthopaedic | 06.03 - SKELETAL RECONSTRUCTION | 06.03.07 - Soft Tissue Fixation Devices | 06.03.07.04 - Large Anchors (≥4.0 mm) with suture |  | KQ023 | 442 | ACTIS MEDICAL PTY LTD | Actis Revolve Suture Anchor | Actis Revolve Suture Anchor (w/blue tape and #2 blue/white suture) | 4.75mm, 5.5mm | 439731 |  | March 2026 | New listing
06 - Specialist Orthopaedic | 06.03 - SKELETAL RECONSTRUCTION | 06.03.07 - Soft Tissue Fixation Devices | 06.03.07.04 - Large Anchors (≥4.0 mm) with suture |  | KQ026 | 442 | ACTIS MEDICAL PTY LTD | Actis Advance Suture Anchors | Actis Advance Suture Anchor, 4.5mm (w/blue tape and blue/white suture). Suture anchors and sutures/tapes are provided together as single devices. | 4.5mm | 439731 |  | March 2026 | New listing
06 - Specialist Orthopaedic | 06.03 - SKELETAL RECONSTRUCTION | 06.03.07 - Soft Tissue Fixation Devices | 06.03.07.04 - Large Anchors (≥4.0 mm) with suture |  | KQ028 | 442 | ACTIS MEDICAL PTY LTD | Actis Engage Suture Anchor | Actis Engage Suture Anchor, PEEK (w/ blue tape and #2 blue/white suture), with and without needles | 4.5mm, 5.5mm, 6.5mm | 439731 |  | March 2026 | New listing
06 - Specialist Orthopaedic | 06.03 - SKELETAL RECONSTRUCTION | 06.03.07 - Soft Tissue Fixation Devices | 06.03.07.04 - Large Anchors (≥4.0 mm) with suture |  | YU057 | 442 | ACUMED ANZ PTY LTD | Acu-Sinch Repair System | This is a suture-and-anchor soft tissue repair system designed to complement the Acumed Clavicle Plating system by treating coracoclavicular ligament repair injuries associated with clavicle fractures and is used in conjuction midshaft or distal clavicle plate. All Acu-Sinch kits come in a sterile procedure pack. | Titanium Anchor: D=5.5mm, L=12mm Titanium Suture Retainer: L=5.3mm, W=4mm | 206552 45062 |  | March 2026 | Change to ARTG Billing code transferred from MO408 Sponsor transferred from Medical & Optical Instruments Australia Pty Ltd
06 - Specialist Orthopaedic | 06.03 - SKELETAL RECONSTRUCTION | 06.03.07 - Soft Tissue Fixation Devices | 06.03.07.04 - Large Anchors (≥4.0 mm) with suture |  | YV003 | 442 | GIGA MEDICAL TECHNOLOGY PTY LTD | VIPLOK PLDLA BTCP TI Wedge Anchor with suture | The Knotless PLDLA BTCP Anchor with Titanium Tip consists of Wedge Anchor design. The anchor and tip is pre-mounted on an inserter. The tip has an eyelet intended for fixation of suture(s)/tape(s) to bone tendon fixation. The device is designed for insertion of the tip and anchor into bone by using instrumentation for creation of a pilot hole. A suture threader is included with the inserter to facilitate loading of suture through the eyelet. | 5.5 | 511741 |  | March 2026 | New listing
06 - Specialist Orthopaedic | 06.03 - SKELETAL RECONSTRUCTION | 06.03.07 - Soft Tissue Fixation Devices | 06.03.07.04 - Large Anchors (≥4.0 mm) with suture |  | YV004 | 442 | GIGA MEDICAL TECHNOLOGY PTY LTD | VIPLOK PLDLA BTCP Titanium Tip Screw Anchor with suture | The Knotless PLDLA BTCP Anchor with Titanium Tip consists of Screw Anchor design. The anchor and tip is pre-mounted on an inserter. The tip has an eyelet intended for fixation of suture(s)/tape(s) to bone tendon fixation. The device is designed for insertion of the tip and anchor into bone by using instrumentation for creation of a pilot hole. A suture threader is included with the inserter to facilitate loading of suture through the eyelet. | 4.8, 5.5 | 511740 |  | March 2026 | New listing
06 - Specialist Orthopaedic | 06.03 - SKELETAL RECONSTRUCTION | 06.03.07 - Soft Tissue Fixation Devices | 06.03.07.04 - Large Anchors (≥4.0 mm) with suture |  | YV008 | 442 | GIGA MEDICAL TECHNOLOGY PTY LTD | VIPLOK PLDLA BTCP PEEK Tip Screw Anchor with suture | The Knotless PLDLA BTCP Anchor with PEEK Tip consists of Screw Anchor design. The anchor and tip is pre-mounted on an inserter. The tip has an eyelet intended for fixation of suture(s)/tape(s) to bone tendon fixation. The device is designed for insertion of the tip and anchor into bone by using instrumentation for creation of a pilot hole. A suture threader is included with the inserter to facilitate loading of suture through the eyelet. | 4.8, 5.5 mm | 510946 |  | March 2026 | New listing
06 - Specialist Orthopaedic | 06.03 - SKELETAL RECONSTRUCTION | 06.03.07 - Soft Tissue Fixation Devices | 06.03.07.04 - Large Anchors (≥4.0 mm) with suture |  | YV009 | 442 | GIGA MEDICAL TECHNOLOGY PTY LTD | VIPLOK PLDLA BTCP PEEK Wedge 5.5 loaded with suture | The Knotless PLDLA BTCP Anchor with PEEK Tip consists of Wedge Anchor design. The anchor and tip is pre-mounted on an inserter. The tip has an eyelet intended for fixation of suture(s)/tape(s) to bone tendon fixation. The device is designed for insertion of the tip and anchor into bone by using instrumentation for creation of a pilot hole. A suture threader is included with the inserter to facilitate loading of suture through the eyelet. | 5.5 | 511742 |  | March 2026 | New listing
06 - Specialist Orthopaedic | 06.03 - SKELETAL RECONSTRUCTION | 06.03.07 - Soft Tissue Fixation Devices | 06.03.07.04 - Large Anchors (≥4.0 mm) with suture | AB | YV011 | 501 | GIGA MEDICAL TECHNOLOGY PTY LTD | Ceptre Knotted UHMWPE Suture PLDLA BTCP Screw Anchor | The Knotted UHMWPE Suture PLDLA Anchors is made up from RESOMER Composite LR 706 S BTCP (mixture of 70 % RESOMER LR 706 S and 30 % BTCP) which are available as a Screw Anchor and are preloaded with suture(s), tape(s) or suture–tape combinations on a disposable inserter assembly. The implant is supplied sterile and ready to use. | 4.8mm, 5.5mm | 510945 |  | March 2026 | New listing
06 - Specialist Orthopaedic | 06.03 - SKELETAL RECONSTRUCTION | 06.03.07 - Soft Tissue Fixation Devices | 06.03.07.04 - Large Anchors (≥4.0 mm) with suture |  | YV014 | 442 | GIGA MEDICAL TECHNOLOGY PTY LTD | Ceptre PEEK | The Knotted UHMWPE Suture PEEK Anchors are available as Screw Anchor which are preloaded with suture(s), tape(s) or suture-tape combinations on a disposable inserter assembly. The implant is supplied sterile and ready to use. | 4.8 - 5.5 mm | 501767 |  | March 2026 | New listing
06 - Specialist Orthopaedic | 06.03 - SKELETAL RECONSTRUCTION | 06.03.07 - Soft Tissue Fixation Devices | 06.03.07.04 - Large Anchors (≥4.0 mm) with suture |  | YV015 | 442 | GIGA MEDICAL TECHNOLOGY PTY LTD | Ceptre Titanium | The Knotted UHMWPE suture Titanium anchor is available as Screw (threaded) knotted anchor which is preloaded with suture / tape on a disposable inserter assembly intended for fixation of suture/ tape to bone. The implant is supplied sterile ready to use. | 4.8 mm, 5.5 mm, 6.5 mm | 501767 |  | March 2026 | New listing
06 - Specialist Orthopaedic | 06.03 - SKELETAL RECONSTRUCTION | 06.03.07 - Soft Tissue Fixation Devices | 06.03.07.04 - Large Anchors (≥4.0 mm) with suture |  | YV017 | 442 | GIGA MEDICAL TECHNOLOGY PTY LTD | Viplok PEEK | The Knotless PEEK Anchor with single preloaded suture and PEEK Tip consists of Screw/Wedge Anchor design. The anchor and tip is premounted on an inserter. The tip has an eyelet intended for fixation of suture(s)/tape(s) to bone tendon fixation. The device is designed for insertion of the tip and anchor into bone by using instrumentation for creation of a pilot hole. A suture threader is included with the inserter to facilitate loading of suture through the eyelet. | 4.8mm, 5.5 mm | 501769 |  | March 2026 | New listing
06 - Specialist Orthopaedic | 06.03 - SKELETAL RECONSTRUCTION | 06.03.07 - Soft Tissue Fixation Devices | 06.03.07.04 - Large Anchors (≥4.0 mm) with suture |  | YV019 | 442 | GIGA MEDICAL TECHNOLOGY PTY LTD | Viplok Titanium | The Knotless PEEK Anchor with single preloaded suture and Titanium Tip consists of Screw/Wedge Anchor design. The anchor and tip is premounted on an inserter. The tip has an eyelet intended for fixation of suture(s)/tape(s) to bone tendon fixation. The device is designed for insertion of the tip and anchor into bone by using instrumentation for creation of a pilot hole. A suture threader is included with the inserter to facilitate loading of suture through the eyelet. | 4.8mm, 5.5 mm | 501769 |  | March 2026 | New listing
06 - Specialist Orthopaedic | 06.03 - SKELETAL RECONSTRUCTION | 06.03.07 - Soft Tissue Fixation Devices | 06.03.07.04 - Large Anchors (≥4.0 mm) with suture |  | PF053 | 442 | PERIOS PTY LTD | AUXILOCK Titanium, Twix, PEEK Optima, and PEEK CF Screw-in anchors | AUXILOCK Titanium Screw-In Suture Anchor, AUXILOCK Twix Titanium Screw-In Suture Anchor, AUXILOCK PEEK OPTIMA Screw-In Suture Anchor, and AUXILOCK PEEK CF Screw-In Suture Anchor - all with suture / tape attached | 4.5mm - 6.5mm | 477987 |  | March 2026 | New listing
06 - Specialist Orthopaedic | 06.03 - SKELETAL RECONSTRUCTION | 06.03.07 - Soft Tissue Fixation Devices | 06.03.07.05 - Button/thread/tape or Button/thread/button |  | YV005 | 374 | GIGA MEDICAL TECHNOLOGY PTY LTD | Infiloop | The fixed loop UHMWPE suture titanium is composed of a titanium button and a fixed loop made of Ultra-High-Molecular-Weight Polyethylene (UHMWPE) suture, for accurate fixation in ligament reconstructive surgeries. | 12 x 10 mm, 12 x 15 mm, 12 x 20 mm, 12 x 25 mm, 12 x 30 mm, 12 x 35 mm, 14 x 15 mm, 14 x 20 mm, 14 x 25 mm, 14 x 30 mm, 14 x 35 mm | 501745 |  | March 2026 | New listing
06 - Specialist Orthopaedic | 06.03 - SKELETAL RECONSTRUCTION | 06.03.07 - Soft Tissue Fixation Devices | 06.03.07.05 - Button/thread/tape or Button/thread/button |  | YV006 | 374 | GIGA MEDICAL TECHNOLOGY PTY LTD | Proloop | The Adjustable Loop UHMWPE Suture Titanium Button consists of one metal button and sutures strands used for accurate fixation in lower limb ligament reconstructive surgery. | 14 x 60 mm, 14 x 90 mm, 20 x 90 mm, 8 x 100 mm. | 501745 |  | March 2026 | New listing
06 - Specialist Orthopaedic | 06.03 - SKELETAL RECONSTRUCTION | 06.03.07 - Soft Tissue Fixation Devices | 06.03.07.05 - Button/thread/tape or Button/thread/button |  | PF057 | 374 | PERIOS PTY LTD | CorTTape consisting of titanium endobutton with the tape and thread | CorTTape Small (consisting of titanium button with the tape and thread) is used for ligament or tendon reconstruction) | Small 60mm loop / Small 90mm loop | 181401 |  | March 2026 | New listing
06 - Specialist Orthopaedic | 06.03 - SKELETAL RECONSTRUCTION | 06.03.07 - Soft Tissue Fixation Devices | 06.03.07.06 - Button |  | YV007 | 374 | GIGA MEDICAL TECHNOLOGY PTY LTD | T Button | The Adjustable loop UHMWPE suture PEEK button (close button & open button) is a permanently implantable polyether ether ketone (PEEK) implant for ligament reconstructive surgeries. The closed button is preloaded with UHMWPE adjustable loop and in open button the UHMWPE adjustable loop is non preloaded. | 16 mm | 501745 |  | March 2026 | New listing
06 - Specialist Orthopaedic | 06.03 - SKELETAL RECONSTRUCTION | 06.03.07 - Soft Tissue Fixation Devices | 06.03.07.06 - Button |  | PF058 | 374 | PERIOS PTY LTD | AUXILOCK GFS Loop and Concave Button | AUXILOCK GFS Loop and Concave Button | One Size Loop - 11mm - 20mm button diameters | 477987 |  | March 2026 | New listing
06 - Specialist Orthopaedic | 06.03 - SKELETAL RECONSTRUCTION | 06.03.07 - Soft Tissue Fixation Devices | 06.03.07.07 - Interference Screw (± sleeve) | AB | YV002 | 457 | GIGA MEDICAL TECHNOLOGY PTY LTD | Helysis PLDLA Interference Screw | The PLDLA Interference screw is absorbable. These Interference screw products are threaded and cannulated. | 6mm x 20mm, 6mm x 25mm, 7mm x 20mm, 7mm x 25mm, 7mm x 30mm, 8mm x 25mm, 8mm x 30mm, 9mm x 25mm, 9mm, 9mm x 30mm, 9mm x 35mm, 10mm x 25mm, 10mm, 10mm x 35mm, 11mm x 30mm. | 510880 |  | March 2026 | New listing
06 - Specialist Orthopaedic | 06.03 - SKELETAL RECONSTRUCTION | 06.03.07 - Soft Tissue Fixation Devices | 06.03.07.07 - Interference Screw (± sleeve) |  | YV020 | 181 | GIGA MEDICAL TECHNOLOGY PTY LTD | Helysis Peek | The PEEK Interference screw is in PEEK material. These PEEK Interference Screw products are threaded and cannulated. | 6mm x 20mm, 6mm x 25mm, 7mm x 20mm, 7mm x 25mm, 7mm x 30mm, 8mm x 25mm, 8mm x 30mm, 9mm x 25mm, 9mm x 30mm, 9mm x 35mm, 10mm x 25mm, 10mm x 30mm, 10mm x 35mm, 11mm x 30mm. | 501746 |  | March 2026 | New listing
06 - Specialist Orthopaedic | 06.03 - SKELETAL RECONSTRUCTION | 06.03.07 - Soft Tissue Fixation Devices | 06.03.07.07 - Interference Screw (± sleeve) |  | YV021 | 181 | GIGA MEDICAL TECHNOLOGY PTY LTD | Helysis Titanium | The Titanium Interference screw is in TITANIUM material. These Titanium Interference screw products are threaded and cannulated. | 7mm x 20mm, 7mm x 25mm, 7mm x 30mm, 8mm x 25mm, 8mm x 30mm, 9mm x 25mm, 9mm x 30mm, 9mm x 35mm, 10mm x 25mm, 10mm x 30mm, 10mm x 35mm, 11mm x 30mm, 11mm x 35mm. | 501746 |  | March 2026 | New listing
06 - Specialist Orthopaedic | 06.03 - SKELETAL RECONSTRUCTION | 06.03.07 - Soft Tissue Fixation Devices | 06.03.07.09 - Suspensory graft fixation, tape and screw |  | PF055 | 374 | PERIOS PTY LTD | TLS Tendon Anchoring System | ACL Reconstruction Tape and Screw (Titanium and PEEK) | Screw Diameter 8mm to 12mm, Length 16mm to 25mm; Tape one size only. | 468826 |  | March 2026 | New listing
06 - Specialist Orthopaedic | 06.03 - SKELETAL RECONSTRUCTION | 06.03.11 - External Fixateurs | 06.03.11.02 - Frame Complete - Monoplanar & Modular Frames | Mini | YU075 | 1405 | ACUMED ANZ PTY LTD | ACUMED Small Bone External Fixation System | Designed for Metacarpal and Phalangeal bones | mini | 101930 |  | March 2026 | Billing code transferred from MO431 Sponsor transferred from Medical & Optical Instruments Australia Pty Ltd
06 - Specialist Orthopaedic | 06.03 - SKELETAL RECONSTRUCTION | 06.03.14 - Bone Cement | 06.03.14.01 - Cement only |  | IY142 | 152 | EVOLUTION SURGICAL PTY LTD | G21 Bone Cement | Bone Cement - std and low viscosity | 20-60g | 235604 |  | March 2026 | Billing code transferred from OH526 Sponsor transferred from Orthotech Pty Ltd
06 - Specialist Orthopaedic | 06.03 - SKELETAL RECONSTRUCTION | 06.03.14 - Bone Cement | 06.03.14.03 - Cement with Complex Delivery System |  | IY139 | 437 | EVOLUTION SURGICAL PTY LTD | G-21 Radiopaque Bone cement for Vertebral Consolidation + V-Kit 06 | Radiopaque Bone Cement for Vertebroplasty – high and low viscosity | 10-20g | 235604 |  | March 2026 | Billing code transferred from OH503 Sponsor transferred from Orthotech Pty Ltd
06 - Specialist Orthopaedic | 06.03 - SKELETAL RECONSTRUCTION | 06.03.14 - Bone Cement | 06.03.14.03 - Cement with Complex Delivery System |  | IY141 | 437 | EVOLUTION SURGICAL PTY LTD | G21 Bone Cement + Delivery System | Bone Cement – low & std viscosity | 20-60g | 235604 |  | March 2026 | Billing code transferred from OH525 Sponsor transferred from Orthotech Pty Ltd
06 - Specialist Orthopaedic | 06.03 - SKELETAL RECONSTRUCTION | 06.03.15 - Bone Graft Substitute | 06.03.15.01 - Ceramic, 0-5cc |  | ER833 | 722 | EMERGO ASIA-PACIFIC PTY. LIMITED | VITOSS - Synthetic cancellous bone void filler | Beta-tricalcium phosphate | 1.2cc dowel | 140557 |  | March 2026 | Billing code transferred from SK184 Sponsor transferred from STRYKER AUSTRALIA PTY LTD
06 - Specialist Orthopaedic | 06.03 - SKELETAL RECONSTRUCTION | 06.03.15 - Bone Graft Substitute | 06.03.15.01 - Ceramic, 0-5cc |  | ER837 | 722 | EMERGO ASIA-PACIFIC PTY. LIMITED | VITOSS - Synthetic Cancellous bone void filler | Beta-tricalcium phosphate | 5cc morsels | 140557 77710 |  | March 2026 | Change to ARTG Billing code transferred from SK191 Sponsor transferred from STRYKER AUSTRALIA PTY LTD
06 - Specialist Orthopaedic | 06.03 - SKELETAL RECONSTRUCTION | 06.03.15 - Bone Graft Substitute | 06.03.15.02 - Ceramic, >5cc - 10cc |  | ER836 | 1140 | EMERGO ASIA-PACIFIC PTY. LIMITED | VITOSS - Synthetic cancellous bone void filler | Beta-tricalcium phosphate | 10cc morsels and 10cc dowels | 140557 77710 |  | March 2026 | Change to ARTG Billing code transferred from SK188 Sponsor transferred from STRYKER AUSTRALIA PTY LTD
06 - Specialist Orthopaedic | 06.03 - SKELETAL RECONSTRUCTION | 06.03.15 - Bone Graft Substitute | 06.03.15.03 - Ceramic, >10cc - 20cc |  | ER834 | 1425 | EMERGO ASIA-PACIFIC PTY. LIMITED | VITOSS - Synthetic cancellous bone void filler | Beta-tricalcium phosphate | 15cc morsels | 140557 77710 |  | March 2026 | Change to ARTG Billing code transferred from SK185 Sponsor transferred from STRYKER AUSTRALIA PTY LTD
06 - Specialist Orthopaedic | 06.03 - SKELETAL RECONSTRUCTION | 06.03.15 - Bone Graft Substitute | 06.03.15.04 - Ceramic, >20cc |  | ER835 | 1482 | EMERGO ASIA-PACIFIC PTY. LIMITED | VITOSS - Synthetic cancellous bone void filler | Beta-tricalcium phosphate | 30cc morsels and 30cc dowels | 140557 77710 |  | March 2026 | Change to ARTG Billing code transferred from SK187 Sponsor transferred from STRYKER AUSTRALIA PTY LTD
06 - Specialist Orthopaedic | 06.03 - SKELETAL RECONSTRUCTION | 06.03.15 - Bone Graft Substitute | 06.03.15.09 - Composite (Extracellular Collagen Matrix with DBM or Ceramic), 0 - 5cc |  | ER770 | 808 | EMERGO ASIA-PACIFIC PTY. LIMITED | VITOSS Foam - Compression Resistant Synthetic Cancellous Bone Void Filler | Highly porous bone graft material made from beta-tricalcium phosphate (β-TCP) and Type I bovine collagen | 0-5cc | 322495 |  | March 2026 | Billing code transferred from HW664 Sponsor transferred from STRYKER AUSTRALIA PTY LTD
06 - Specialist Orthopaedic | 06.03 - SKELETAL RECONSTRUCTION | 06.03.15 - Bone Graft Substitute | 06.03.15.10 - Composite (Extracellular Collagen Matrix with DBM or Ceramic), >5cc - 10cc |  | ER771 | 1889 | EMERGO ASIA-PACIFIC PTY. LIMITED | VITOSS Foam - Compression Resistant Synthetic Cancellous Bone Void Filler | Highly porous bone graft material made from beta-tricalcium phosphate (β-TCP) and Type I bovine collagen. | >5cc - 10cc | 322495 |  | March 2026 | Billing code transferred from HW665 Sponsor transferred from STRYKER AUSTRALIA PTY LTD
07 - Plastic and Reconstructive | 07.05 - SOFT TISSUE & TISSUE EXPANDERS | 07.05.03 - Skin, Artificial | 07.05.03.01 - <50cm² |  | PW007 | 877 | POLYNOVO BIOMATERIALS PTY LIMITED | NovoSorb MTX 5cm x 5cm | NovoSorb MTX is a versatile reconstructive scaffold that supports clinicians in treating varying full-thickness defects. Its synthetic, biodegradable, monolayer composition offers a conformable structure ideal where a non-degradable top-layer is not conducive to the wound’s shape. NovoSorb MTX facilitates wound closure via either secondary intention healing or split-thickness skin graft. | 5cm x 5 cm | 481885 |  | March 2026 | New listing
07 - Plastic and Reconstructive | 07.05 - SOFT TISSUE & TISSUE EXPANDERS | 07.05.03 - Skin, Artificial | 07.05.03.02 - 50-149cm² |  | PW005 | 1112 | POLYNOVO BIOMATERIALS PTY LIMITED | NovoSorb MTX 10cm x 10cm | NovoSorb MTX is a versatile reconstructive scaffold that supports clinicians in treating varying full-thickness defects. Its synthetic, biodegradable, monolayer composition offers a conformable structure ideal where a non-degradable top-layer is not conducive to the wound’s shape. NovoSorb MTX facilitates wound closure via either secondary intention healing or split-thickness skin graft. | 10cm x 10cm | 481885 |  | March 2026 | New listing
07 - Plastic and Reconstructive | 07.05 - SOFT TISSUE & TISSUE EXPANDERS | 07.05.03 - Skin, Artificial | 07.05.03.03 - 150-400cm² |  | PW006 | 1697 | POLYNOVO BIOMATERIALS PTY LIMITED | NovoSorb MTX 10cm x 20cm | NovoSorb MTX is a versatile reconstructive scaffold that supports clinicians in treating varying full-thickness defects. Its synthetic, biodegradable, monolayer composition offers a conformable structure ideal where a non-degradable top-layer is not conducive to the wound’s shape. NovoSorb MTX facilitates wound closure via either secondary intention healing or split-thickness skin graft. | 10cm x 20cm | 481885 |  | March 2026 | New listing
08 - Cardiac | 08.12 - Coronary Stents | 08.12.01 - Drug Eluting | 08.12.01.01 - General Purpose |  | OX056 | 1095 | MERIL AUSTRALIA PTY LTD | Biomime Sirolimus Eluting Coronary Stent System | A balloon-expandable cobalt-chromium coronary stent with a rapid-exchange stent delivery PTCA balloon catheter. | Length: 8mm-48mm, Diameter: 2.00-4.50mm | 476525 |  | March 2026 | New listing
08 - Cardiac | 08.13 - Special Purpose Percutaneous Cardiovascular Devices | 08.13.01 - Cardiac Defect Occluders |  |  | GT301 | 7436 | W L GORE & ASSOCIATES (AUSTRALIA) PTY LTD | GORE CARDIOFORM ASD Occluder | The GORE CARDIOFORM ASD Occluder is a permanently implanted device indicated for the percutaneous, transcatheter closure of ostium secundum atrial septal defects (ASDs) and consists of an implantable occluder and a delivery system. The occluder is comprised of a platinum-filled nickel-titanium (Nitinol) wire frame covered with expanded polytetrafluoroethylene (ePTFE). The ePTFE includes a hydrophilic surface treatment to facilitate echocardiographic imaging of the occluder and surrounding tissue during implantation. | 27-48 mm occluder to treat defects measuring 8-35 mm | 354368 |  | March 2026 | New listing
08 - Cardiac | 08.17 - Catheter Delivery | 08.17.01 - Transcatheter Aortic Valve Implantation |  |  | EL071 | 22932 | EDWARDS LIFESCIENCES PTY LIMITED | Edwards SAPIEN 3 Ultra RESILIA Transcatheter Heart Valve System | The Edwards SAPIEN 3 Ultra RESILIA (S3UR) transcatheter heart valve (THV) system consists of the S3UR THV and Delivery System (DS). The THV is comprised of a balloon-expandable, radiopaque, cobaltchromium frame, trileaflet RESILIA bovine pericardial tissue valve, and polyethylene terephthalate (PET) inner and outer fabric skirts. The DS and accessories are intended to facilitate the placement of the bioprosthesis via the transfemoral, transseptal, subclavian/axillary access approaches. | 20, 23, 26 and 29 mm | 471906 |  | March 2026 | New listing
10 - Vascular | 10.08 - Occlusion Devices | 10.08.02 - Coil, Peripheral | 10.08.02.01 - ≤200mm length | P, repositionable (Platinum, repositionable) | MI549 | 825 | MEDTRONIC AUSTRALASIA PTY LTD | Concerto Detachable Coil System | Platinum alloy coils (including coils enlaced with Nylon Fibers) attached to a composite implant delivery pusher with a radiopaque positioning marker. The proximal end of the pusher is loaded into the Actuator which detaches the coil. | Diameter: 2- 6mm; Length: 4 - 20cm | 337400 |  | March 2026 | Expanded from EE034
10 - Vascular | 10.08 - Occlusion Devices | 10.08.02 - Coil, Peripheral | 10.08.02.02 - >200mm length | P (Platinum), repositionable | MI550 | 1064 | MEDTRONIC AUSTRALASIA PTY LTD | Concerto Detachable Coil System | Platinum alloy coils (including coils enlaced with PGLA filaments and Nylon Fibers) attached to a composite implant delivery pusher with a radiopaque positioning marker. The proximal end of the pusher is loaded into the Actuator which detaches the coil. | Diameter: 7 - 20mm; Length: 30 - 50cm | 205313 337400 |  | March 2026 | Expanded from EE034
11 - Hip | 11.03 - ACETABULAR COMPONENTS | 11.03.04 - Insert/Liner | 11.03.04.05 - Constrained |  | LI128 | 1540 | AMPLITUDE AUSTRALIA PTY LTD | SATURNE II Dual Mobility Liner A.X.P.E. | Antioxidant XLPE liner for dual mobility cup | 42/22-66/22 (13 sizes) 48/28-66/28 (10 sizes) | 401502 |  | March 2026 | New listing
11 - Hip | 11.04 - ACCESSORIES | 11.04.01 - Augment |  |  | MA632 | 1175 | ENOVIS SURGICAL AUSTRALIA PTY LTD | ArTT Acetabular Augments and Buttresses | 3D Augments and Buttresses - compatible with DELTA Multihole TT and DELTA Revision TT acetabular cups. | Augments: 50mm to 66mm diameter, 10mm to 20mm thickness. Buttresses: 50mm to 60mm diameter, 15mm to 60mm height, neutral, left and right.. | 510206 |  | March 2026 | New listing
11 - Hip | 11.04 - ACCESSORIES | 11.04.03 - Bone Screw |  |  | MA633 | 111 | ENOVIS SURGICAL AUSTRALIA PTY LTD | ArTT Bone Screws | Titanium standard and locking bone screws, compatible with ArTT Augments and Buttresses | 4mm and 6.5mm diameter, standard and locking screws, lengths 15mm to 40mm | 510145 |  | March 2026 | New listing
12 - Knee | 12.01 - FEMORAL COMPONENT: TOTAL KNEE ARTHROPLASTY | 12.01.01 - Cemented, Alloy | 12.01.01.01 - Minimally Stabilised |  | MU240 | 2793 | MEDACTA AUSTRALIA PTY. LTD. | GMK Sphere TiNbN coated | Cemented femoral component, with TiNbN surface coating | From 1 to 7 left and right | 322278 |  | March 2026 | New listing
12 - Knee | 12.04 - TIBIAL TRAY COMPONENT: UNI-COMPARTMENTAL KNEE ARTHROPLASTY | 12.04.03 - Cemented, Alloy, Moulded Polyethylene |  |  | ZH007 | 1744 | ZIMMER BIOMET PTY LTD | Oxford Fixed Lateral Partial Knee System | Fixed bearing tibial component | A-F, 3-7, 5mm-9mm | 515006 |  | March 2026 | New listing
13 - Spinal | 13.01 - Bone Screws | 13.01.01 - Pedicle, Monoaxial |  |  | ER745 | 728 | EMERGO ASIA-PACIFIC PTY. LIMITED | Xia Spine System | Monoaxial Screw | Dia 4.5 - 8.5mm Length 25 - 60mm | 279150 279159 279160 |  | March 2026 | Billing code transferred from HW385 Sponsor transferred from STRYKER AUSTRALIA PTY LTD
13 - Spinal | 13.01 - Bone Screws | 13.01.01 - Pedicle, Monoaxial |  | Cannulated | ER761 | 889 | EMERGO ASIA-PACIFIC PTY. LIMITED | ES2 Augmentable Monoaxial Screw | Fenestrated Cannulated Monoaxial Screw | Dia 5.5mm to 7.5mm, length 30mm to 90mm | 315418 |  | March 2026 | Billing code transferred from HW581 Sponsor transferred from STRYKER AUSTRALIA PTY LTD
13 - Spinal | 13.01 - Bone Screws | 13.01.02 - Pedicle, Polyaxial |  | Shank | EY051 | 524 | E4 SURGICAL PTY LTD | Reform Fenestrated Modular Screw | Fenestrated modular screw made of titanium | Diameter: 4.5-10.5mm, Length: 30-80mm | 287905 |  | March 2026 | New listing
13 - Spinal | 13.01 - Bone Screws | 13.01.02 - Pedicle, Polyaxial |  | Cannulated | ER757 | 1085 | EMERGO ASIA-PACIFIC PTY. LIMITED | ES2 Spinal System, Screw | Polyaxial cannulated screw with integrated blades | Diam 4.5mm to 8.5mm, Length 25mm to 90mm | 278581 |  | March 2026 | Billing code transferred from HW484 Sponsor transferred from STRYKER AUSTRALIA PTY LTD
13 - Spinal | 13.01 - Bone Screws | 13.01.02 - Pedicle, Polyaxial |  |  | ER762 | 996 | EMERGO ASIA-PACIFIC PTY. LIMITED | Xia 4.5 CT Polyaxial Screw | Cortical Thread Polyaxial Screw | Dia 4mm to 6.5mm, length 20mm to 45mm | 279160 |  | March 2026 | Billing code transferred from HW593 Sponsor transferred from STRYKER AUSTRALIA PTY LTD
13 - Spinal | 13.01 - Bone Screws | 13.01.02 - Pedicle, Polyaxial |  | Cannulated | ER763 | 1085 | EMERGO ASIA-PACIFIC PTY. LIMITED | Xia 4.5 CT Cannulated Polyaxial Screw | Cannulated Cortical Thread Polyaxial Screw | Dia 4.5mm to 6.5mm, length 20mm to 45mm | 279160 |  | March 2026 | Billing code transferred from HW594 Sponsor transferred from STRYKER AUSTRALIA PTY LTD
13 - Spinal | 13.01 - Bone Screws | 13.01.02 - Pedicle, Polyaxial |  |  | ER764 | 996 | EMERGO ASIA-PACIFIC PTY. LIMITED | Xia Serrato Polyaxial Screw | Polyaxial Screw, Reduction Polyaxial Screw, Medial Biased Angle Screw | Dia 4mm-10.5mm, Length 20mm-130mm | 279159 |  | March 2026 | Billing code transferred from HW631 Sponsor transferred from STRYKER AUSTRALIA PTY LTD
13 - Spinal | 13.01 - Bone Screws | 13.01.02 - Pedicle, Polyaxial |  | Cannulated | ER765 | 1085 | EMERGO ASIA-PACIFIC PTY. LIMITED | Xia Serrato Cannulated Polyaxial Screw | Cannulated Polyaxial Screw | Dia 4.5mm-7.5mm; Length 20mm-60mm | 279159 |  | March 2026 | Billing code transferred from HW632 Sponsor transferred from STRYKER AUSTRALIA PTY LTD
13 - Spinal | 13.01 - Bone Screws | 13.01.02 - Pedicle, Polyaxial |  |  | ER777 | 996 | EMERGO ASIA-PACIFIC PTY. LIMITED | Denali Spinal System / Polyaxial Pedicle Screw | Polyaxial Pedicle Screw | Diameter: 3.5 - 8.5mm, Length: 10 - 100mm | 154442 159828 |  | March 2026 | Billing code transferred from HW724 Sponsor transferred from STRYKER AUSTRALIA PTY LTD
13 - Spinal | 13.01 - Bone Screws | 13.01.02 - Pedicle, Polyaxial |  | Integrated Locking Mechanism | ER779 | 1257 | EMERGO ASIA-PACIFIC PTY. LIMITED | Mesa Spinal System / Polyaxial Pedicle Screw | Polyaxial Pedicle Screw, Titanium | 4.0-9.5mm, Length 20-110mm | 154442 159828 |  | March 2026 | Billing code transferred from HW726 Sponsor transferred from STRYKER AUSTRALIA PTY LTD
13 - Spinal | 13.01 - Bone Screws | 13.01.02 - Pedicle, Polyaxial |  | Cannulated | ER787 | 1085 | EMERGO ASIA-PACIFIC PTY. LIMITED | Denali cannulated polyaxial screw | Cannulated polyaxial pedicle screw | Diameter: 5.5mm, 6.5mm and 7.5mm Length: 35 to 55mm | 154442 |  | March 2026 | Billing code transferred from HW734 Sponsor transferred from STRYKER AUSTRALIA PTY LTD
13 - Spinal | 13.01 - Bone Screws | 13.01.02 - Pedicle, Polyaxial |  |  | ER797 | 996 | EMERGO ASIA-PACIFIC PTY. LIMITED | Everest Spinal System -Pedicle Screw | Polyaxial Pedicle Screw, Ti | Diameter: 4.5mm-10.5mm, Length: 25mm - 110mm (open or closed) | 154442 293862 |  | March 2026 | Billing code transferred from HW745 Sponsor transferred from STRYKER AUSTRALIA PTY LTD
13 - Spinal | 13.01 - Bone Screws | 13.01.02 - Pedicle, Polyaxial |  | Integrated Locking Mechanism, Cannulated | ER810 | 1105 | EMERGO ASIA-PACIFIC PTY. LIMITED | Mesa Polyaxial Cannulated Screw | Cannulated Pedicle Screw, polyaxial | Diameter: 5.5-6.5mm Length: 30-45mm | 154442 |  | March 2026 | Billing code transferred from HW759 Sponsor transferred from STRYKER AUSTRALIA PTY LTD
13 - Spinal | 13.01 - Bone Screws | 13.01.02 - Pedicle, Polyaxial |  | Cannulated | ER811 | 1085 | EMERGO ASIA-PACIFIC PTY. LIMITED | Everest Spinal System -Cannulated Screw | Polyaxial Screw, Cannulated | (4.5 -10.5)mm diam x (20-110)mm | 154442 |  | March 2026 | Billing code transferred from HW760 Sponsor transferred from STRYKER AUSTRALIA PTY LTD
13 - Spinal | 13.01 - Bone Screws | 13.01.02 - Pedicle, Polyaxial |  | Cannulated | ER812 | 1085 | EMERGO ASIA-PACIFIC PTY. LIMITED | Everest Spinal System-Fenestrated Screw | Polyaxial Screw, Fenestrated | (4.5 -9.5)mm diam x (20-110)mm | 154442 |  | March 2026 | Billing code transferred from HW761 Sponsor transferred from STRYKER AUSTRALIA PTY LTD
13 - Spinal | 13.01 - Bone Screws | 13.01.02 - Pedicle, Polyaxial |  |  | ER824 | 996 | EMERGO ASIA-PACIFIC PTY. LIMITED | Yukon OCT System | Polyaxial Posterior Cervical Screws | 3.5-5.0 diameter, length 10-50mm | 159828 |  | March 2026 | Billing code transferred from HW775 Sponsor transferred from STRYKER AUSTRALIA PTY LTD
13 - Spinal | 13.01 - Bone Screws | 13.01.02 - Pedicle, Polyaxial |  |  | ER840 | 996 | EMERGO ASIA-PACIFIC PTY. LIMITED | Oasys-Occipito Cervico Thoracic System | Polyaxial Screw | Dia: 3.5mm x Length: 10mm - 40mm Dia: 4.0mm x Length: 10mm - 50mm Dia: 4.5mm x Length: 20mm - 52mm | 279144 |  | March 2026 | Billing code transferred from SK225 Sponsor transferred from STRYKER AUSTRALIA PTY LTD
13 - Spinal | 13.01 - Bone Screws | 13.01.02 - Pedicle, Polyaxial |  | Cannulated | ER844 | 1085 | EMERGO ASIA-PACIFIC PTY. LIMITED | MANTIS | Screw, Cannulated, Multiaxial, Ti | 4.5mm - 7.5mm x 25mm - 60mm | 278581 |  | March 2026 | Billing code transferred from SR042 Sponsor transferred from STRYKER AUSTRALIA PTY LTD
13 - Spinal | 13.01 - Bone Screws | 13.01.03 - Standard |  |  | KW037 | 186 | AUSTRALIAN ALLOGRAFTS PTY LTD | Normmed Trimi Anterior Cervical Plate System | Plate Screw and Plate Screw Revision to be used with the Trimi Anterior Cervical Plates | 3.5-4.0mm (diameter), 12-20mm (length) | 513565 |  | March 2026 | New listing
13 - Spinal | 13.01 - Bone Screws | 13.01.03 - Standard |  |  | ER750 | 186 | EMERGO ASIA-PACIFIC PTY. LIMITED | Xia Spine System | Bone Screw | One size only | 279150 |  | March 2026 | Billing code transferred from HW393 Sponsor transferred from STRYKER AUSTRALIA PTY LTD
13 - Spinal | 13.01 - Bone Screws | 13.01.03 - Standard |  |  | ER754 | 186 | EMERGO ASIA-PACIFIC PTY. LIMITED | Aviator Anterior Cervical Plating System - Screw | Anterior Cervical Plate System - Screw | 4 - 4.35mm diameter, 10 - 18mm length | 278368 |  | March 2026 | Billing code transferred from HW409 Sponsor transferred from STRYKER AUSTRALIA PTY LTD
13 - Spinal | 13.01 - Bone Screws | 13.01.03 - Standard |  | Dual Thread | ER778 | 401 | EMERGO ASIA-PACIFIC PTY. LIMITED | Pyrenees Cervical Plate System - Screw | Self-drilling, self-tapping and bone reduction screws | (3.5 - 4.7)mm diam x (10-20)mm length | 290395 |  | March 2026 | Billing code transferred from HW725 Sponsor transferred from STRYKER AUSTRALIA PTY LTD
13 - Spinal | 13.01 - Bone Screws | 13.01.03 - Standard |  | Dual Thread | ER785 | 401 | EMERGO ASIA-PACIFIC PTY. LIMITED | Cayman Thoracolumbar Plate System / Bone Screw | Self tapping screw, Ti | Length: 20mm to 60mm Diameter: 5mm and 7mm, titanium | 290395 |  | March 2026 | Billing code transferred from HW732 Sponsor transferred from STRYKER AUSTRALIA PTY LTD
13 - Spinal | 13.01 - Bone Screws | 13.01.03 - Standard |  | Dual Thread | ER794 | 401 | EMERGO ASIA-PACIFIC PTY. LIMITED | Caspian OC screw | The Caspian OC screw is used to fixate the Caspian OC plate to the occiput | 4.5mm diameter. 6-16mm length in 1mm increments 5.25mm diameter. 6-16mm length in 1mm increments | 159828 |  | March 2026 | Billing code transferred from HW741 Sponsor transferred from STRYKER AUSTRALIA PTY LTD
13 - Spinal | 13.01 - Bone Screws | 13.01.03 - Standard |  | Dual Thread | ER822 | 401 | EMERGO ASIA-PACIFIC PTY. LIMITED | KEYS Supplemental Screw | Dual lead thread bone screw | 5.5 - 6.0mm diameter, length 20-40mm | 154442 |  | March 2026 | Billing code transferred from HW773 Sponsor transferred from STRYKER AUSTRALIA PTY LTD
13 - Spinal | 13.01 - Bone Screws | 13.01.03 - Standard |  | Dual Thread | ER826 | 401 | EMERGO ASIA-PACIFIC PTY. LIMITED | Cayman United Bone Screw | Bone Screw | Length 20-60mm | 290395 |  | March 2026 | Billing code transferred from HW777 Sponsor transferred from STRYKER AUSTRALIA PTY LTD
13 - Spinal | 13.01 - Bone Screws | 13.01.03 - Standard |  |  | ER827 | 186 | EMERGO ASIA-PACIFIC PTY. LIMITED | Yukon OCT Spinal System | Occipital Screw | (4.5-5.75)mm dia x (6-16)mm length | 159828 |  | March 2026 | Billing code transferred from HW778 Sponsor transferred from STRYKER AUSTRALIA PTY LTD
13 - Spinal | 13.01 - Bone Screws | 13.01.03 - Standard |  |  | ER830 | 186 | EMERGO ASIA-PACIFIC PTY. LIMITED | Ozark Cervical Plate System Screw | Screw, fixed or variable angle | (4-4.5)mm diameter x (10-26)mm length | 290395 |  | March 2026 | Billing code transferred from HW781 Sponsor transferred from STRYKER AUSTRALIA PTY LTD
13 - Spinal | 13.01 - Bone Screws | 13.01.03 - Standard |  |  | ER839 | 186 | EMERGO ASIA-PACIFIC PTY. LIMITED | Oasys-Occipito Cervico Thoracic System | Cortical Screws | Dia: 3.5mm x Length: 6mm - 24mm Dia: 4.0mm x Length: 6mm - 54mm Dia: 4.5mm x Length: 6mm - 16mm | 279144 |  | March 2026 | Billing code transferred from SK223 Sponsor transferred from STRYKER AUSTRALIA PTY LTD
13 - Spinal | 13.01 - Bone Screws | 13.01.03 - Standard |  |  | ER850 | 186 | EMERGO ASIA-PACIFIC PTY. LIMITED | REFLEX Anterior Cervical Plating System | Screw | Diameter 4 - 4.5mm lengths 10mm - 20mm | 278368 |  | March 2026 | Billing code transferred from ST914 Sponsor transferred from STRYKER AUSTRALIA PTY LTD
13 - Spinal | 13.01 - Bone Screws | 13.01.03 - Standard |  |  | NV178 | 186 | NUVASIVE (AUST/NZ) PTY LTD | Bone Screw for Camber Laminoplasty System | Bone Screw for Laminoplasty Plate | 2.6 x 9mm, 3.0 x 9mm | 214844 |  | March 2026 | New listing
13 - Spinal | 13.02 - Accessories for bone screws and connector components | 13.02.01 - Nut/Set Screw/Locking Screw |  |  | ER803 | 143 | EMERGO ASIA-PACIFIC PTY. LIMITED | K2M Spinal Systems Set Screws | Set Screw | Diameter: 5-9mm | 154442 159828 293862 |  | March 2026 | Billing code transferred from HW751 Sponsor transferred from STRYKER AUSTRALIA PTY LTD
13 - Spinal | 13.02 - Accessories for bone screws and connector components | 13.02.01 - Nut/Set Screw/Locking Screw |  |  | ER831 | 143 | EMERGO ASIA-PACIFIC PTY. LIMITED | Everest | Breakoff Set Screw | One size only | 154442 |  | March 2026 | Billing code transferred from JV001 Sponsor transferred from STRYKER AUSTRALIA PTY LTD
13 - Spinal | 13.02 - Accessories for bone screws and connector components | 13.02.01 - Nut/Set Screw/Locking Screw |  |  | ER832 | 143 | EMERGO ASIA-PACIFIC PTY. LIMITED | XIA/Oasys Spine System | Buttress thread locking nut | 3.5mm - 6mm | 278581 279144 279159 279160 |  | March 2026 | Billing code transferred from SK112 Sponsor transferred from STRYKER AUSTRALIA PTY LTD
13 - Spinal | 13.02 - Accessories for bone screws and connector components | 13.02.02 - Collar/Sleeve |  |  | ER755 | 179 | EMERGO ASIA-PACIFIC PTY. LIMITED | Oasys-Occipito Cervico Thoracic System (Saddle) | Saddle Connector | one size only | 279144 |  | March 2026 | Billing code transferred from HW445 Sponsor transferred from STRYKER AUSTRALIA PTY LTD
13 - Spinal | 13.02 - Accessories for bone screws and connector components | 13.02.05 - Block/Screw head |  |  | MI548 | 686 | MEDTRONIC AUSTRALASIA PTY LTD | ModuLeX Spinal System - Tulip Head | Tulip Head - stand-alone packaged without a set screw | 4.75/5.0 mm; 5.5/6.0 mm | 422155 |  | March 2026 | New listing
13 - Spinal | 13.02 - Accessories for bone screws and connector components | 13.02.08 - Sublaminar Cable |  | Complex | ER802 | 757 | EMERGO ASIA-PACIFIC PTY. LIMITED | Nile Alternative Fixation System - Tether, Connector, Set Screws | Woven Braid, polyester; Clamp, Titanium; Set Screw, Titanium | (3-4)mm width, 60cm strap length, (50-110)mm leader, Size 20 | 154442 |  | March 2026 | Billing code transferred from HW750 Sponsor transferred from STRYKER AUSTRALIA PTY LTD
13 - Spinal | 13.03 - Connector | 13.03.01 - In-Line |  |  | ER746 | 655 | EMERGO ASIA-PACIFIC PTY. LIMITED | Xia Spine System | Rod Clamp - Parallel, Axial | One size only | 279150 279159 279160 |  | March 2026 | Billing code transferred from HW386 Sponsor transferred from STRYKER AUSTRALIA PTY LTD
13 - Spinal | 13.03 - Connector | 13.03.01 - In-Line |  |  | ER775 | 655 | EMERGO ASIA-PACIFIC PTY. LIMITED | K2M Spinal Systems | Axial connectors, in-line, parallel, open and closed face | 3.5 – 6.5mm rods | 154442 159828 |  | March 2026 | Billing code transferred from HW722 Sponsor transferred from STRYKER AUSTRALIA PTY LTD
13 - Spinal | 13.03 - Connector | 13.03.02 - Offset |  |  | ER748 | 705 | EMERGO ASIA-PACIFIC PTY. LIMITED | Xia Spine System | Connector - Axial, Dual, Offset | 4.5mm - 6mm | 279150 279151 279159 279160 |  | March 2026 | Billing code transferred from HW391 Sponsor transferred from STRYKER AUSTRALIA PTY LTD
13 - Spinal | 13.03 - Connector | 13.03.02 - Offset |  |  | ER749 | 705 | EMERGO ASIA-PACIFIC PTY. LIMITED | Xia Spine System | Sacral Block | One size only | 279150 |  | March 2026 | Billing code transferred from HW392 Sponsor transferred from STRYKER AUSTRALIA PTY LTD
13 - Spinal | 13.03 - Connector | 13.03.02 - Offset |  |  | ER774 | 705 | EMERGO ASIA-PACIFIC PTY. LIMITED | K2M Spinal Systems | Offset connectors, Open or Closed | Length: 10mm - 100mm, Degree connector angle: -15 - +15 | 154442 159828 |  | March 2026 | Billing code transferred from HW721 Sponsor transferred from STRYKER AUSTRALIA PTY LTD
13 - Spinal | 13.03 - Connector | 13.03.03 - Transverse (Rod-to-Rod) | 13.03.03.01 - Fixed |  | ER806 | 389 | EMERGO ASIA-PACIFIC PTY. LIMITED | K2M Spinal Systems – Fixed Cross Connector | Fixed Cross Connector | 14-60mm | 154442 159828 |  | March 2026 | Billing code transferred from HW754 Sponsor transferred from STRYKER AUSTRALIA PTY LTD
13 - Spinal | 13.03 - Connector | 13.03.03 - Transverse (Rod-to-Rod) | 13.03.03.01 - Fixed |  | ER841 | 389 | EMERGO ASIA-PACIFIC PTY. LIMITED | Oasys-Occipito Cervico Thoracic System | Connector - Transverse; Offset; Cross; Rod to Rod; Axial | For rod diameters from 3.5mm to 6mm | 279144 |  | March 2026 | Billing code transferred from SK227 Sponsor transferred from STRYKER AUSTRALIA PTY LTD
13 - Spinal | 13.03 - Connector | 13.03.03 - Transverse (Rod-to-Rod) | 13.03.03.01 - Fixed |  | ER842 | 389 | EMERGO ASIA-PACIFIC PTY. LIMITED | Xia Spinal System | Titanium or Stainless Steel Cross Connector | 15-20mm | 279150 279151 279160 |  | March 2026 | Billing code transferred from SK241 Sponsor transferred from STRYKER AUSTRALIA PTY LTD
13 - Spinal | 13.03 - Connector | 13.03.03 - Transverse (Rod-to-Rod) | 13.03.03.01 - Fixed |  | ER851 | 389 | EMERGO ASIA-PACIFIC PTY. LIMITED | Yukon Head to Head Connectors | Head to Head Transverse Connector, with Nut and Set Screw | Small, Medium, Large and Extra Large | 159828 |  | March 2026 | Billing code transferred from HW783 Sponsor transferred from STRYKER AUSTRALIA PTY LTD
13 - Spinal | 13.03 - Connector | 13.03.03 - Transverse (Rod-to-Rod) | 13.03.03.02 - Adjustable |  | ER747 | 1136 | EMERGO ASIA-PACIFIC PTY. LIMITED | XIA Spine System | Cross Link | Length 20mm - 99mm | 279150 279151 279159 279160 |  | March 2026 | Billing code transferred from HW390 Sponsor transferred from STRYKER AUSTRALIA PTY LTD
13 - Spinal | 13.03 - Connector | 13.03.03 - Transverse (Rod-to-Rod) | 13.03.03.02 - Adjustable |  | ER781 | 1136 | EMERGO ASIA-PACIFIC PTY. LIMITED | K2M Spinal Systems | Transverse Connector | 3.5 – 5.5mm rod /rail diameter 14 - 93mm width | 154442 159828 |  | March 2026 | Billing code transferred from HW728 Sponsor transferred from STRYKER AUSTRALIA PTY LTD
13 - Spinal | 13.04 - Hook | 13.04.01 - Hook |  |  | ER751 | 755 | EMERGO ASIA-PACIFIC PTY. LIMITED | Xia Spine System | Hooks | Laminar and Pedicle Hooks | 279150 279159 279160 |  | March 2026 | Billing code transferred from HW405 Sponsor transferred from STRYKER AUSTRALIA PTY LTD
13 - Spinal | 13.04 - Hook | 13.04.01 - Hook |  |  | ER776 | 755 | EMERGO ASIA-PACIFIC PTY. LIMITED | K2M Spinal Systems | Lumbar Thoracic or Cervical Hooks; open or closed | Various blade and throat sizes | 154442 159828 |  | March 2026 | Billing code transferred from HW723 Sponsor transferred from STRYKER AUSTRALIA PTY LTD
13 - Spinal | 13.04 - Hook | 13.04.01 - Hook |  | Integrated Locking Mechanism | ER809 | 913 | EMERGO ASIA-PACIFIC PTY. LIMITED | Mesa Hooks | Thoracic and Lumbar hooks | Various blade and throat sizes | 154442 |  | March 2026 | Billing code transferred from HW758 Sponsor transferred from STRYKER AUSTRALIA PTY LTD
13 - Spinal | 13.04 - Hook | 13.04.01 - Hook |  |  | ER838 | 755 | EMERGO ASIA-PACIFIC PTY. LIMITED | Oasys-Occipito Cervico Thoracic System | Hook | Standard, Standard Short, Standard Tall, Offset Right, Offset Left | 279144 |  | March 2026 | Billing code transferred from SK222 Sponsor transferred from STRYKER AUSTRALIA PTY LTD
13 - Spinal | 13.04 - Hook | 13.04.01 - Hook |  |  | PZ069 | 755 | Prism Surgical Designs Pty Ltd | Centaur Spinal System - Pedicle Hook | Pedicle Hooks; Standard Pedicle and Wide Blade | 6.5-10mm throat depth | 407189 |  | March 2026 | New listing
13 - Spinal | 13.05 - Plate | 13.05.01 - Integral Fixation | 13.05.01.01 - Cervical | >55mm | ER752 | 1419 | EMERGO ASIA-PACIFIC PTY. LIMITED | Aviator Anterior Cervical Plating System - Plate longer than 55mm | Anterior Cervical Plate - Integral Locking | Three and four level greater than 55mm in length | 278368 |  | March 2026 | Billing code transferred from HW407 Sponsor transferred from STRYKER AUSTRALIA PTY LTD
13 - Spinal | 13.05 - Plate | 13.05.01 - Integral Fixation | 13.05.01.01 - Cervical |  | ER753 | 1297 | EMERGO ASIA-PACIFIC PTY. LIMITED | Aviator Anterior Cervical Plating System - Plate | Anterior Cervical Plate - Integral Locking | One, two and three level up to 55mm in length | 278368 |  | March 2026 | Billing code transferred from HW408 Sponsor transferred from STRYKER AUSTRALIA PTY LTD
13 - Spinal | 13.05 - Plate | 13.05.01 - Integral Fixation | 13.05.01.01 - Cervical |  | ER789 | 1297 | EMERGO ASIA-PACIFIC PTY. LIMITED | Pyrenees Cervical Plate System | Cervical Plate | 18mm to 54mm | 290395 |  | March 2026 | Billing code transferred from HW736 Sponsor transferred from STRYKER AUSTRALIA PTY LTD
13 - Spinal | 13.05 - Plate | 13.05.01 - Integral Fixation | 13.05.01.01 - Cervical | >55mm | ER790 | 1419 | EMERGO ASIA-PACIFIC PTY. LIMITED | Pyrenees Cervical Plate System | Cervical Plate | 57mm to 110mm | 290395 |  | March 2026 | Billing code transferred from HW737 Sponsor transferred from STRYKER AUSTRALIA PTY LTD
13 - Spinal | 13.05 - Plate | 13.05.01 - Integral Fixation | 13.05.01.01 - Cervical | >55mm | ER798 | 1419 | EMERGO ASIA-PACIFIC PTY. LIMITED | Blue Ridge Hybrid Cervical Plate System - Plate | Low profile, anterior cervical plate. Locking, titanium. | 56-92mm | 290395 |  | March 2026 | Billing code transferred from HW746 Sponsor transferred from STRYKER AUSTRALIA PTY LTD
13 - Spinal | 13.05 - Plate | 13.05.01 - Integral Fixation | 13.05.01.01 - Cervical | >55mm | ER813 | 1419 | EMERGO ASIA-PACIFIC PTY. LIMITED | Pyrenees Cervical Plate System-MonoPlate, Long | Pyrenees Cervical Plate System-MonoPlate, Long | Length 56-78 mm | 290395 |  | March 2026 | Billing code transferred from HW762 Sponsor transferred from STRYKER AUSTRALIA PTY LTD
13 - Spinal | 13.05 - Plate | 13.05.01 - Integral Fixation | 13.05.01.01 - Cervical |  | ER814 | 1297 | EMERGO ASIA-PACIFIC PTY. LIMITED | Pyrenees Cervical Plate System-Monoplate, Short | Pyrenees MonoPlate, Short | 18-55mm length | 290395 |  | March 2026 | Billing code transferred from HW763 Sponsor transferred from STRYKER AUSTRALIA PTY LTD
13 - Spinal | 13.05 - Plate | 13.05.01 - Integral Fixation | 13.05.01.01 - Cervical |  | ER818 | 1297 | EMERGO ASIA-PACIFIC PTY. LIMITED | Pyrenees Segmental Plate | Single level fusion plate with shelf. | 5-10mm shelf | 290395 |  | March 2026 | Billing code transferred from HW767 Sponsor transferred from STRYKER AUSTRALIA PTY LTD
13 - Spinal | 13.05 - Plate | 13.05.01 - Integral Fixation | 13.05.01.01 - Cervical |  | ER828 | 1297 | EMERGO ASIA-PACIFIC PTY. LIMITED | Ozark Plate Level 1-5, ≤55 mm | Plate level 1 -5, ≤55 mm | 16-55 mm | 290395 |  | March 2026 | Billing code transferred from HW779 Sponsor transferred from STRYKER AUSTRALIA PTY LTD
13 - Spinal | 13.05 - Plate | 13.05.01 - Integral Fixation | 13.05.01.01 - Cervical | >55mm | ER829 | 1419 | EMERGO ASIA-PACIFIC PTY. LIMITED | Ozark Plate Level 1-5 , >55mm | Plate Level 1-5 , >55mm | 56-110 mm | 290395 |  | March 2026 | Billing code transferred from HW780 Sponsor transferred from STRYKER AUSTRALIA PTY LTD
13 - Spinal | 13.05 - Plate | 13.05.01 - Integral Fixation | 13.05.01.01 - Cervical | >55mm | ER848 | 1419 | EMERGO ASIA-PACIFIC PTY. LIMITED | Reflex Anterior Cervical Plate System | Plate | >55mm | 278368 |  | March 2026 | Billing code transferred from SR084 Sponsor transferred from STRYKER AUSTRALIA PTY LTD
13 - Spinal | 13.05 - Plate | 13.05.01 - Integral Fixation | 13.05.01.01 - Cervical |  | ER849 | 1297 | EMERGO ASIA-PACIFIC PTY. LIMITED | Reflex Anterior Cervical Plate System | Plate | ≤55mm | 278368 |  | March 2026 | Billing code transferred from SR085 Sponsor transferred from STRYKER AUSTRALIA PTY LTD
13 - Spinal | 13.05 - Plate | 13.05.01 - Integral Fixation | 13.05.01.02 - ThoracoLumbar / Lumbar / Lumbosacral |  | ER786 | 2039 | EMERGO ASIA-PACIFIC PTY. LIMITED | Cayman Thoracolumbar Plate System / Plate | Thoracolumbar Plate, Titanium | 21mm to 109mm | 290395 |  | March 2026 | Billing code transferred from HW733 Sponsor transferred from STRYKER AUSTRALIA PTY LTD
13 - Spinal | 13.05 - Plate | 13.05.01 - Integral Fixation | 13.05.01.02 - ThoracoLumbar / Lumbar / Lumbosacral |  | ER825 | 2039 | EMERGO ASIA-PACIFIC PTY. LIMITED | Cayman United Plate | Thoracolumbar Plate | 16-24 | 293886 | Prescribed List reimbursement of the billing code is restricted to the use of the device with posterior supplemental fixation with other implants | March 2026 | Billing code transferred from HW776 Sponsor transferred from STRYKER AUSTRALIA PTY LTD
13 - Spinal | 13.05 - Plate | 13.05.02 - No Integral Fixation | 13.05.02.01 - Cervical | >55mm | KW032 | 908 | AUSTRALIAN ALLOGRAFTS PTY LTD | Normmed Trimi Anterior Cervical Plate System | Trimi Anterior Cervical Plate >55 mm | 8-10 mm (hole); 60-90mm (length) x 2-2.1mm (thickness) | 512829 |  | March 2026 | New listing
13 - Spinal | 13.05 - Plate | 13.05.02 - No Integral Fixation | 13.05.02.01 - Cervical |  | KW033 | 1179 | AUSTRALIAN ALLOGRAFTS PTY LTD | Normmed Trimi Anterior Cervical Plate System | Trimi Anterior Cervical Plate | 4-6 mm (hole); 17-55mm (length) x 2mm (thickness) | 512829 |  | March 2026 | New listing
13 - Spinal | 13.05 - Plate | 13.05.02 - No Integral Fixation | 13.05.02.03 - Occipital |  | ER793 | 1728 | EMERGO ASIA-PACIFIC PTY. LIMITED | K2M Spinal Systems- Occipital Plate | Occipital Plate for posterior occipital/cervical/thoracic fixation | 24-50mm | 159828 |  | March 2026 | Billing code transferred from HW740 Sponsor transferred from STRYKER AUSTRALIA PTY LTD
13 - Spinal | 13.05 - Plate | 13.05.02 - No Integral Fixation | 13.05.02.05 - Laminoplasty Plate |  | NV179 | 660 | NUVASIVE (AUST/NZ) PTY LTD | Camber Laminoplasty System Plate | Laminoplasty Plates | 8-14mm | 214844 |  | March 2026 | New listing
13 - Spinal | 13.06 - Rod | 13.06.01 - Standard |  |  | ER756 | 340 | EMERGO ASIA-PACIFIC PTY. LIMITED | ES2 Spinal System, Rod | Hex end rods | 5.5mm x 20 - 600mm | 278581 |  | March 2026 | Billing code transferred from HW483 Sponsor transferred from STRYKER AUSTRALIA PTY LTD
13 - Spinal | 13.06 - Rod | 13.06.01 - Standard |  | Dual Diameter | ER768 | 432 | EMERGO ASIA-PACIFIC PTY. LIMITED | OASYS Spine System | Transition Rods | 3.5mm transitioning to 4.5mm, 5.5mm and 6.0mm. Ti Alloy and Vitallium | 279144 |  | March 2026 | Billing code transferred from HW654 Sponsor transferred from STRYKER AUSTRALIA PTY LTD
13 - Spinal | 13.06 - Rod | 13.06.01 - Standard |  | Dual Diameter | ER769 | 432 | EMERGO ASIA-PACIFIC PTY. LIMITED | Xia Spine System | Transition Rods | 4.5 mm transitioning to 5.5mm and 6.0mm. Titanium Alloy and Vitallium | 279160 |  | March 2026 | Billing code transferred from HW655 Sponsor transferred from STRYKER AUSTRALIA PTY LTD
13 - Spinal | 13.06 - Rod | 13.06.01 - Standard |  |  | ER780 | 340 | EMERGO ASIA-PACIFIC PTY. LIMITED | Mesa/Denali/Everest Rod | Straight and Contoured, CoCr, Ti Rods | Length: 25mm - 600 mm; Diameter: 3.5mm - 6.5 mm | 154442 159828 |  | March 2026 | Billing code transferred from HW727 Sponsor transferred from STRYKER AUSTRALIA PTY LTD
13 - Spinal | 13.06 - Rod | 13.06.01 - Standard |  |  | ER788 | 340 | EMERGO ASIA-PACIFIC PTY. LIMITED | Caspian OCT Spinal System - Rod | cervico-thoracic posterior rigid fixation system - Rod | Diameter: 3.5mm Length: 1.80mm - 240mm | 159828 |  | March 2026 | Billing code transferred from HW735 Sponsor transferred from STRYKER AUSTRALIA PTY LTD
13 - Spinal | 13.06 - Rod | 13.06.01 - Standard |  | Dual Diameter | ER807 | 432 | EMERGO ASIA-PACIFIC PTY. LIMITED | K2M Spinal Systems-Transitional Rod | Transitional Rod | 3.5-(4.5 /5.5)mm x (300-600)mm length or 5.5/5.5mm x 495 rod/rail | 154442 159828 |  | March 2026 | Billing code transferred from HW755 Sponsor transferred from STRYKER AUSTRALIA PTY LTD
13 - Spinal | 13.06 - Rod | 13.06.01 - Standard |  | Shaped | ER816 | 555 | EMERGO ASIA-PACIFIC PTY. LIMITED | MESA Rail | CoCr and Ti shaped beam rail rods | Diameter: 4.5-5.5mm Length: 375-500mm | 154442 |  | March 2026 | Billing code transferred from HW765 Sponsor transferred from STRYKER AUSTRALIA PTY LTD
13 - Spinal | 13.08 - Washer/Staple | 13.08.01 - Washer |  |  | ER792 | 218 | EMERGO ASIA-PACIFIC PTY. LIMITED | ARI Anterior Staple System - Washer | The ARI Anterior Staple System - washer | One size only | 154442 |  | March 2026 | Billing code transferred from HW739 Sponsor transferred from STRYKER AUSTRALIA PTY LTD
13 - Spinal | 13.08 - Washer/Staple | 13.08.02 - Staple |  |  | ER791 | 380 | EMERGO ASIA-PACIFIC PTY. LIMITED | ARI Anterior Staple System - Staple | A non-cervical anterolateral thoracolumbar screw stabilization as an adjunct to fusion. | Single Hole Design and Dual Hole Design: 13mm, Left & Right; 16mm, Left & Right; 18mm, Left & Right. | 154442 |  | March 2026 | Billing code transferred from HW738 Sponsor transferred from STRYKER AUSTRALIA PTY LTD
13 - Spinal | 13.08 - Washer/Staple | 13.08.02 - Staple |  |  | ER823 | 380 | EMERGO ASIA-PACIFIC PTY. LIMITED | KEYS Anterior Staple | Staple | 13-18mm | 154442 |  | March 2026 | Billing code transferred from HW774 Sponsor transferred from STRYKER AUSTRALIA PTY LTD
13 - Spinal | 13.10 - Fusion Cage | 13.10.01 - Interbody, Integral Fixation | 13.10.01.01 - Cervical |  | JG023 | 4161 | ADDITIVE SURGICAL PTY LTD | PorOssity Integrated ACIF Cage | Integrated Cervical (ACIF) Interbody Fusion cage. Screws and Locking mechanism included in the system. | (14mm-18mm) and (12mm-16mm), 0-15 degrees, 5mm-12mm Height. Integrated Screws are 3.0-3.5mm in diameter and 10-20mm in length. | 522448 |  | March 2026 | New listing
13 - Spinal | 13.10 - Fusion Cage | 13.10.01 - Interbody, Integral Fixation | 13.10.01.01 - Cervical |  | KW039 | 4161 | AUSTRALIAN ALLOGRAFTS PTY LTD | Normmed Carsten Trabecular Titanium Cervical Cage | Carsten Trabecular Titanium Cervical Cage including screws/revision screws | Cages: 5-8 mm (height), 12-14 mm (length), 14-16 mm (width); Screw: 3.5 mm (diameter), 12-20 mm (length); Screw-Revision: 4 mm (diameter), 12-20 mm (length) | 512828 513565 |  | March 2026 | New listing
13 - Spinal | 13.10 - Fusion Cage | 13.10.01 - Interbody, Integral Fixation | 13.10.01.01 - Cervical |  | EY052 | 4161 | E4 SURGICAL PTY LTD | BMD Titanium ACIF Standalone System | Cervical cage construct including fixation screws. Biomaterial: titanium. Design variants: 1. BMD Titanium ACIF SA (stand-alone), 2. BMD Titanium ACIF SA GW (graft window), 3. BMD Titanium ACIF ZP (zero profile), 4. BMD Titanium ACIF ZP GW Implants. | Cages - Height: 4-12mm, Length: 12-16mm, Width: 14-18mm, Screws - Diameter: 3.5-4mm, Length: 12-18mm | 323561 |  | March 2026 | New listing
13 - Spinal | 13.10 - Fusion Cage | 13.10.01 - Interbody, Integral Fixation | 13.10.01.01 - Cervical |  | ER743 | 4161 | EMERGO ASIA-PACIFIC PTY. LIMITED | Evolution Spine E3D-C integrated cervical fusion cage | Evolution Spine E3D-C integrated cervical fusion cage with two screws or two anchors and an optional cover plate. | Cage: (12-16) mm x (14-18) mm; height 5-12 mm; lordosis 7-15 degrees; Screw: dia: 3.5-4.0 mm; ; length: 10-20 mm; Anchor: 10-18 mm. | 489965 490206 |  | March 2026 | New listing
13 - Spinal | 13.10 - Fusion Cage | 13.10.01 - Interbody, Integral Fixation | 13.10.01.01 - Cervical |  | ER758 | 4161 | EMERGO ASIA-PACIFIC PTY. LIMITED | AVS Anchor C Cervical Cage System | Cervical Cage with integrated screws | Cages: 12 x 14mm, 14 x 16mm, height range ; 6mm-12 mm.) 0, 4 and 8 degree angulation, Screws: Diameter 3.5-4mm Length 8-14mm | 315081 |  | March 2026 | Billing code transferred from HW518 Sponsor transferred from STRYKER AUSTRALIA PTY LTD
13 - Spinal | 13.10 - Fusion Cage | 13.10.01 - Interbody, Integral Fixation | 13.10.01.01 - Cervical |  | ER799 | 4161 | EMERGO ASIA-PACIFIC PTY. LIMITED | Chesapeake Cervical | Cage Ti with integral fixation with screws | Cages: Height: 5mm - 10mm, Screws: Diameter: 3.5mm - 3.85mm. Lengths: 12mm to 18mm | 159146 193652 |  | March 2026 | Change to ARTG Billing code transferred from HW747 Sponsor transferred from STRYKER AUSTRALIA PTY LTD
13 - Spinal | 13.10 - Fusion Cage | 13.10.01 - Interbody, Integral Fixation | 13.10.01.01 - Cervical |  | XG012 | 4161 | SILONY SPINE PTY LTD | STALIF C FLX with required screws | The STALIF C FLX is a radiolucent cervical intervertebral body fusion device that is fixed to the superior and inferior vertebral bodies with cancellous bone screws augmented with an Anti Back-Out (ABO) system. | 5.5-11.5mm heights, 16.5-18.5mm widths, 12-16mm depths, and lordotic angles ranging from 6-15 degrees. 4.0 mm screws, lengths 13-17mm | 482085 |  | March 2026 | New listing
13 - Spinal | 13.10 - Fusion Cage | 13.10.01 - Interbody, Integral Fixation | 13.10.01.02 - ThoracoLumbar / Lumbar |  | JG019 | 5948 | ADDITIVE SURGICAL PTY LTD | PorOssity LLIF Integrated 3D printed titanium fusion cage including screws | 3D Printed LLIF Titanium Cage with integrated screws (LLIF Screws and LLIF Rescue Screws) that are included in the system. | Cage size: Length: 40mm to 60mm Width: 20mm to 25mm Height: 8mm to 18mm Angle: 0 to 25 degrees. Screw size: Diameter 5.0-5.5 mm Length: 20-50 mm. | 522449 |  | March 2026 | New listing
13 - Spinal | 13.10 - Fusion Cage | 13.10.01 - Interbody, Integral Fixation | 13.10.01.02 - ThoracoLumbar / Lumbar |  | JG022 | 5948 | ADDITIVE SURGICAL PTY LTD | PorOssity Integrated ALIF Interbody Fusion Cage | Integrated ALIF Fusion Cage, with integrated locking mechanism and included screws | Fusion Cage (26mm-34mm) and (34mm to 42mm), 10-25 degrees, 10-18mm height. Integrated Screw 5.0-5.5mm in diameter and 15-35mm in length. | 522449 |  | March 2026 | New listing
13 - Spinal | 13.10 - Fusion Cage | 13.10.01 - Interbody, Integral Fixation | 13.10.01.02 - ThoracoLumbar / Lumbar |  | KW038 | 5948 | AUSTRALIAN ALLOGRAFTS PTY LTD | Normmed ESA Alif PEEK Cage | ALIF PEEK Cage with screws/revision screws | Cage: 10-20 mm (height); 25-29 mm (length); 35-40 mm (width); available with 4, 9, and 14 degree angle. Screws: 4.0-4.3 mm (diameter); 20-30 mm (length) | 512805 |  | March 2026 | New listing
13 - Spinal | 13.10 - Fusion Cage | 13.10.01 - Interbody, Integral Fixation | 13.10.01.02 - ThoracoLumbar / Lumbar |  | ER772 | 5948 | EMERGO ASIA-PACIFIC PTY. LIMITED | Monterey AL, Cage with integral fixation including screws | ALIF cage with screws for integral fixation | Cage: 10-24mm, Screws: 17.5-30mm Length, 5-6mm Diameter | 356926 |  | March 2026 | Billing code transferred from HW678 Sponsor transferred from STRYKER AUSTRALIA PTY LTD
13 - Spinal | 13.10 - Fusion Cage | 13.10.01 - Interbody, Integral Fixation | 13.10.01.02 - ThoracoLumbar / Lumbar |  | ER796 | 5948 | EMERGO ASIA-PACIFIC PTY. LIMITED | Chesapeake Thoracolumbar Spinal System | Thoracolumbar Peek Cage with Ti Screws | Cages: Footprint: 24mm - 30mm x 30mm - 40mm Height: 11mm - 21mm, Screws: Diameter 5.5mm Lengths: 20-30mm | 159146 |  | March 2026 | Billing code transferred from HW743 Sponsor transferred from STRYKER AUSTRALIA PTY LTD
13 - Spinal | 13.10 - Fusion Cage | 13.10.01 - Interbody, Integral Fixation | 13.10.01.02 - ThoracoLumbar / Lumbar |  | XG013 | 5948 | SILONY SPINE PTY LTD | STALIF L FLX with required screws | The STALIF L FLX is a lumbar intervertebral body fusion device that is fixed to the superior and inferior vertebral bodies with cancellous bone screws augmented with an anti back-out system (ABO). The STALIF L FLX is provided in 8-14mm heights, 45-55mm lengths, 18-22mm width and lordotic angles ranging from 0-20 degrees to accommodate individual pathology and anatomical conditions. The devices are provided sterile only. | 8-14mm heights, 45-55mm length, 18-22mm width, lordotic angles ranging from 0-12 degrees. 4.5-5.5mm screws, lengths 30-35mm | 482085 |  | March 2026 | New listing
13 - Spinal | 13.10 - Fusion Cage | 13.10.01 - Interbody, Integral Fixation | 13.10.01.02 - ThoracoLumbar / Lumbar |  | XG014 | 5948 | SILONY SPINE PTY LTD | STALIF M FLX with required screws | The STALIF M FLX is a lumbar intervertebral body fusion device provided in 11-21mm heights, 33-42mm widths, and lordotic angles ranging from 8-20degrees to accommodate individual pathology and anatomical conditions. The devices are provided sterile only. All STALIF M FLX devices are manufactured from Titanium Alloy (Ti6Al4V) to ASTM F3001 via additive manufacturing. The devices feature a combination of solid and porous, radiolucent titanium sections for reduced mechanical stiffness and improved visibility compared to solid titanium implants. The graft containment cavity is filled with autogenous and/or allogenic bone graft material. The cages are to be fixed to the superior and inferior vertebral bodies with cancellous bone screws augmented with Anti Back-Out system (ABO). | 11-21mm heights, 33-42mm widths, lordotic angles ranging from 8-20 degrees, 6 mm screws, lengths 25-35mm | 482085 |  | March 2026 | New listing
13 - Spinal | 13.10 - Fusion Cage | 13.10.02 - Interbody, No Integral Fixation | 13.10.02.01 - Cervical |  | JG021 | 2188 | ADDITIVE SURGICAL PTY LTD | PorOssity ACIF Cage | 3D Printed Titanium Cervical Interbody Cage | Width and Depth are (14mm-18mm) and (12mm-16mm).Height is 4-12mm with 0-15 degrees lordosis | 522448 |  | March 2026 | New listing
13 - Spinal | 13.10 - Fusion Cage | 13.10.02 - Interbody, No Integral Fixation | 13.10.02.01 - Cervical |  | KW034 | 2188 | AUSTRALIAN ALLOGRAFTS PTY LTD | Normmed Polar Cervical PEEK Cage | Cervical PEEK Cage with titanium pins; | 4-8 mm (height); 12-14 mm (length); 14-16 mm(width) | 512805 |  | March 2026 | New listing
13 - Spinal | 13.10 - Fusion Cage | 13.10.02 - Interbody, No Integral Fixation | 13.10.02.01 - Cervical |  | EY053 | 2188 | E4 SURGICAL PTY LTD | Dakota LP Cervical Cage | Low-profile anterior cervical cage | Footprints: 14x12, 16x14, 18x15, 20x16.5, 22x18, Lordosis: 0, 7, 12, 17 degrees, Height: 5-12mm | 317596 |  | March 2026 | New listing
13 - Spinal | 13.10 - Fusion Cage | 13.10.02 - Interbody, No Integral Fixation | 13.10.02.01 - Cervical |  | ER744 | 2188 | EMERGO ASIA-PACIFIC PTY. LIMITED | Evolution Spine E3D-C Static cervical fusion cage | Evolution Spine E3D-C Static cervical fusion cage | (12-16) mm x (14-18) MM; height 5-12 mm; lordosis 7-15 degrees | 489965 |  | March 2026 | New listing
13 - Spinal | 13.10 - Fusion Cage | 13.10.02 - Interbody, No Integral Fixation | 13.10.02.01 - Cervical |  | ER766 | 2188 | EMERGO ASIA-PACIFIC PTY. LIMITED | Tritanium C | Porous Titanium ACDF Cage | H 5mm-9mm, Base 12mm x 14mm to 14mm x 17mm, 6deg to 10deg angle | 297569 |  | March 2026 | Billing code transferred from HW636 Sponsor transferred from STRYKER AUSTRALIA PTY LTD
13 - Spinal | 13.10 - Fusion Cage | 13.10.02 - Interbody, No Integral Fixation | 13.10.02.01 - Cervical |  | ER801 | 2188 | EMERGO ASIA-PACIFIC PTY. LIMITED | Aleutian Cervical Interbody System | Cage, Convex, or Lordotic. PEEK | Height: 5 -15mm | 159146 |  | March 2026 | Billing code transferred from HW749 Sponsor transferred from STRYKER AUSTRALIA PTY LTD
13 - Spinal | 13.10 - Fusion Cage | 13.10.02 - Interbody, No Integral Fixation | 13.10.02.01 - Cervical |  | ER820 | 2188 | EMERGO ASIA-PACIFIC PTY. LIMITED | Cascadia Cervical Interbody System | Cascadia Interbody spacer, Porous Ti | 5-13mm heights | 293886 |  | March 2026 | Billing code transferred from HW769 Sponsor transferred from STRYKER AUSTRALIA PTY LTD
13 - Spinal | 13.10 - Fusion Cage | 13.10.02 - Interbody, No Integral Fixation | 13.10.02.01 - Cervical |  | BF033 | 2188 | MATRIX MEDICAL INNOVATIONS PTY LTD | BEE HA Cage cervical | PEEK-OPTIMA HA ENHANCED cervical interbody fusion cage with titanium alloy (Ti6Al4V) pins. | Lordosis 4-12 degrees, Width 14-18mm, Depth 12-15mm, Height 4-10mm | 499734 |  | March 2026 | New listing
13 - Spinal | 13.10 - Fusion Cage | 13.10.02 - Interbody, No Integral Fixation | 13.10.02.01 - Cervical |  | BF034 | 2188 | MATRIX MEDICAL INNOVATIONS PTY LTD | BEE Cage cervical | Titanium alloy (Ti6Al4V) cervical interbody fusion cage. | Lordosis 4-12 degrees, Width 14-18mm, Depth 12-15mm, Height 4-10mm | 499728 |  | March 2026 | New listing
13 - Spinal | 13.10 - Fusion Cage | 13.10.02 - Interbody, No Integral Fixation | 13.10.02.02 - ThoracoLumbar / Lumbar | Paired | JG016 | 2222 | ADDITIVE SURGICAL PTY LTD | PorOssity PLIF Cage | Titanium 3D printed interbody fusion cage | Width: 9,11mm Angles: 0,7,15,20 degrees Height: 7-16mm Length: 22,26 | 522449 |  | March 2026 | New listing
13 - Spinal | 13.10 - Fusion Cage | 13.10.02 - Interbody, No Integral Fixation | 13.10.02.02 - ThoracoLumbar / Lumbar |  | JG017 | 3313 | ADDITIVE SURGICAL PTY LTD | PorOssity PLIF Cage 30mm | Titanium 3D printed interbody fusion cage | Width: 9,11mm Angles: 0,7,15,20 degrees Height: 7-16mm Length: 30 | 522449 |  | March 2026 | New listing
13 - Spinal | 13.10 - Fusion Cage | 13.10.02 - Interbody, No Integral Fixation | 13.10.02.02 - ThoracoLumbar / Lumbar |  | JG018 | 3313 | ADDITIVE SURGICAL PTY LTD | PorOssity 3D Printed TLIF Fusion Cage | PorOssity Banana Fusion Cage and PorOssity Oblique TLIF Interbody Fusion Cage (Single cage only) | Cage Sizes range from 26-34mm x 9-11mm. Height is 7-16mm. Lordosis is 0-20 degrees. | 522449 |  | March 2026 | New listing
13 - Spinal | 13.10 - Fusion Cage | 13.10.02 - Interbody, No Integral Fixation | 13.10.02.02 - ThoracoLumbar / Lumbar |  | JG020 | 3313 | ADDITIVE SURGICAL PTY LTD | PorOssity LLIF 3D Printed Titanium Cage | 3D Printed LLIF Titanium Cage | Length: 40mm to 60mm Width: 20mm to 25mm Height: 8mm to 18mm Angle: 0 to 25 degrees | 522449 |  | March 2026 | New listing
13 - Spinal | 13.10 - Fusion Cage | 13.10.02 - Interbody, No Integral Fixation | 13.10.02.02 - ThoracoLumbar / Lumbar |  | JG024 | 3313 | ADDITIVE SURGICAL PTY LTD | PorOssity ALIF Cage | 3D Printed Titanium ALIF Interbody Fusion Cage, Non Integrated | 26mm-34mm and 34mm to 42mm, 10-25 degrees | 522449 |  | March 2026 | New listing
13 - Spinal | 13.10 - Fusion Cage | 13.10.02 - Interbody, No Integral Fixation | 13.10.02.02 - ThoracoLumbar / Lumbar |  | KN010 | 3313 | ALPHATEC AUSTRALIA PTY LTD | IdentiTI II LIF Interbody System | IdentiTi II Spacer, Lateral Interbody Fusion, Ti Alloy | Spacer: (16-26)mm Width, (4-12)mm Height, (35-65)mm Length, (0-15) Degrees Lordosis | 397837 |  | March 2026 | New listing
13 - Spinal | 13.10 - Fusion Cage | 13.10.02 - Interbody, No Integral Fixation | 13.10.02.02 - ThoracoLumbar / Lumbar | Paired | KW035 | 2222 | AUSTRALIAN ALLOGRAFTS PTY LTD | Normmed Tra-Ti Trabecular Titanium PLIF Cage | Tra-Ti Trabecular Titanium PLIF Cage | 7-13 mm (Height); 24-32 mm (Length); 10 mm (Width) | 512828 |  | March 2026 | New listing
13 - Spinal | 13.10 - Fusion Cage | 13.10.02 - Interbody, No Integral Fixation | 13.10.02.02 - ThoracoLumbar / Lumbar | Paired | KW036 | 2222 | AUSTRALIAN ALLOGRAFTS PTY LTD | Normmed Alligator PLIF PEEK Cage | Interbody Fusion Lumbar PEEK Cage | 6-12 mm (height); 22-24 mm (length); 10 mm (width); | 512805 |  | March 2026 | New listing
13 - Spinal | 13.10 - Fusion Cage | 13.10.02 - Interbody, No Integral Fixation | 13.10.02.02 - ThoracoLumbar / Lumbar |  | KW040 | 3313 | AUSTRALIAN ALLOGRAFTS PTY LTD | Normmed Twisty TLIF PEEK Cage | Twisty TLIF PEEK Cage; Twisty TLIF PEEK Cage Angled | 7-13 mm (height); 24-32 mm (length); 10 mm (width); available with 0, 4, and 8 degree angle | 512805 |  | March 2026 | New listing
13 - Spinal | 13.10 - Fusion Cage | 13.10.02 - Interbody, No Integral Fixation | 13.10.02.02 - ThoracoLumbar / Lumbar |  | KW041 | 3313 | AUSTRALIAN ALLOGRAFTS PTY LTD | Normmed Tra-Ti Trabecular Titanium TLIF Cage | Tra-Ti Trabecular Titanium TLIF Cage and Trabecular Titanium TLIF Cage angled | 7-13 mm (height); 24-32 mm (Length); 10 mm (width); available with a 0, 4, and 8 degree angle | 512828 |  | March 2026 | New listing
13 - Spinal | 13.10 - Fusion Cage | 13.10.02 - Interbody, No Integral Fixation | 13.10.02.02 - ThoracoLumbar / Lumbar |  | ER759 | 3313 | EMERGO ASIA-PACIFIC PTY. LIMITED | AVS Navigator | Steerable TLIF Cage | L 26-31mm, H6-15mm, 0 and 4 degree anglulation | 278569 |  | March 2026 | Billing code transferred from HW520 Sponsor transferred from STRYKER AUSTRALIA PTY LTD
13 - Spinal | 13.10 - Fusion Cage | 13.10.02 - Interbody, No Integral Fixation | 13.10.02.02 - ThoracoLumbar / Lumbar |  | ER760 | 3313 | EMERGO ASIA-PACIFIC PTY. LIMITED | Tritanium PL Posterior Lumbar Cage | Porous Titanium Alloy Interbody Cage | 6-16mm height, 23-32mm length, 9-11mm width, 0, 6 and 12 degrees | 265560 |  | March 2026 | Billing code transferred from HW560 Sponsor transferred from STRYKER AUSTRALIA PTY LTD
13 - Spinal | 13.10 - Fusion Cage | 13.10.02 - Interbody, No Integral Fixation | 13.10.02.02 - ThoracoLumbar / Lumbar |  | ER767 | 3313 | EMERGO ASIA-PACIFIC PTY. LIMITED | Tritanium TL | Steerable Posterior Lumbar Cage | Footprints: 27mm x 10mm, 31mm x 10mm, 35mm x 10mm; Height 7mm to 14mm; Angulation 0, 6 and 12 degree | 265560 |  | March 2026 | Billing code transferred from HW649 Sponsor transferred from STRYKER AUSTRALIA PTY LTD
13 - Spinal | 13.10 - Fusion Cage | 13.10.02 - Interbody, No Integral Fixation | 13.10.02.02 - ThoracoLumbar / Lumbar |  | ER773 | 3313 | EMERGO ASIA-PACIFIC PTY. LIMITED | Monterey AL, Cage | ALIF Cage | Height 8mm | 356926 |  | March 2026 | Billing code transferred from HW680 Sponsor transferred from STRYKER AUSTRALIA PTY LTD
13 - Spinal | 13.10 - Fusion Cage | 13.10.02 - Interbody, No Integral Fixation | 13.10.02.02 - ThoracoLumbar / Lumbar | Paired | ER782 | 2222 | EMERGO ASIA-PACIFIC PTY. LIMITED | Aleutian PLIF | Posterior lumbar spacer, PEEK | (22-28)mm long x (8.5-10)mm wide x (4-17)mm high x (0-18) degree lordosis | 159146 |  | March 2026 | Billing code transferred from HW729 Sponsor transferred from STRYKER AUSTRALIA PTY LTD
13 - Spinal | 13.10 - Fusion Cage | 13.10.02 - Interbody, No Integral Fixation | 13.10.02.02 - ThoracoLumbar / Lumbar |  | ER783 | 3313 | EMERGO ASIA-PACIFIC PTY. LIMITED | Aleutian Anterior | Anterior/lateral lumbar interbody spacer | (30-60)mm wide x (18-28)mm long x (8-21)mm height | 159146 |  | March 2026 | Billing code transferred from HW730 Sponsor transferred from STRYKER AUSTRALIA PTY LTD
13 - Spinal | 13.10 - Fusion Cage | 13.10.02 - Interbody, No Integral Fixation | 13.10.02.02 - ThoracoLumbar / Lumbar |  | ER784 | 3313 | EMERGO ASIA-PACIFIC PTY. LIMITED | Aleutian TLIF | Transforaminal lumbar interbody spacer | (8.5-12)mm wide x (22-36)mm long x (4-17)mm height x (6-18) degree lordotic angle | 159146 193652 |  | March 2026 | Change to ARTG Billing code transferred from HW731 Sponsor transferred from STRYKER AUSTRALIA PTY LTD
13 - Spinal | 13.10 - Fusion Cage | 13.10.02 - Interbody, No Integral Fixation | 13.10.02.02 - ThoracoLumbar / Lumbar |  | ER795 | 3313 | EMERGO ASIA-PACIFIC PTY. LIMITED | Aleutian Lateral | Lateral Interbody Spacer | (16-22)mm width x (25-60)mm length x (6-20)mm height, (0-15) degreee lordotic angle | 159146 |  | March 2026 | Billing code transferred from HW742 Sponsor transferred from STRYKER AUSTRALIA PTY LTD
13 - Spinal | 13.10 - Fusion Cage | 13.10.02 - Interbody, No Integral Fixation | 13.10.02.02 - ThoracoLumbar / Lumbar |  | ER815 | 3313 | EMERGO ASIA-PACIFIC PTY. LIMITED | Cascadia Interbody Spacer | Cascadia interbody spacer, porous Ti | 8.5 -14mm wide | 293886 |  | March 2026 | Billing code transferred from HW764 Sponsor transferred from STRYKER AUSTRALIA PTY LTD
13 - Spinal | 13.10 - Fusion Cage | 13.10.02 - Interbody, No Integral Fixation | 13.10.02.02 - ThoracoLumbar / Lumbar |  | ER817 | 3313 | EMERGO ASIA-PACIFIC PTY. LIMITED | Cascadia Lateral | Interbody spacer, Porous Ti | 8-20mm high | 293886 |  | March 2026 | Billing code transferred from HW766 Sponsor transferred from STRYKER AUSTRALIA PTY LTD
13 - Spinal | 13.10 - Fusion Cage | 13.10.02 - Interbody, No Integral Fixation | 13.10.02.02 - ThoracoLumbar / Lumbar |  | ER845 | 3313 | EMERGO ASIA-PACIFIC PTY. LIMITED | AVS TL Peek Spacer System | Transforaminal Lumbar Interbody Fusion cage, PEEK | 7-18mm x 25--30mm. 0-4 degree | 315081 315106 |  | March 2026 | Billing code transferred from SR050 Sponsor transferred from STRYKER AUSTRALIA PTY LTD
13 - Spinal | 13.10 - Fusion Cage | 13.10.02 - Interbody, No Integral Fixation | 13.10.02.02 - ThoracoLumbar / Lumbar |  | ER846 | 3313 | EMERGO ASIA-PACIFIC PTY. LIMITED | AVS AL PEEK Spacer System | Anterior Lumbar Interbody Fusion Cage | 22mm deep x 28mm wide x 10mm - 50mm height and 28mm deep x 33mm wide x 10mm-50mm height. Both base sizes come in 4 degree and 8 degree angulations | 315080 315081 |  | March 2026 | Billing code transferred from SR066 Sponsor transferred from STRYKER AUSTRALIA PTY LTD
13 - Spinal | 13.10 - Fusion Cage | 13.10.02 - Interbody, No Integral Fixation | 13.10.02.02 - ThoracoLumbar / Lumbar |  | ER847 | 3313 | EMERGO ASIA-PACIFIC PTY. LIMITED | UniLIF | PEEK Unilateral Lumbar Interbody Fusion Cage | Width 11mm, Height 6mm to 13mm, Length 30mm - 33mm | 315086 |  | March 2026 | Billing code transferred from SR082 Sponsor transferred from STRYKER AUSTRALIA PTY LTD
13 - Spinal | 13.10 - Fusion Cage | 13.10.02 - Interbody, No Integral Fixation | 13.10.02.02 - ThoracoLumbar / Lumbar |  | BF032 | 3313 | MATRIX MEDICAL INNOVATIONS PTY LTD | BEE PLIF Cage | Titanium PLIF Cage | Lordosis 0-18 degrees, Nominal height 7-16mm, Width 8-9.5mm, Length 30-36mm | 499728 |  | March 2026 | New listing
13 - Spinal | 13.10 - Fusion Cage | 13.10.02 - Interbody, No Integral Fixation | 13.10.02.02 - ThoracoLumbar / Lumbar |  | MU241 | 3313 | MEDACTA AUSTRALIA PTY. LTD. | MectaLIF 3DM Oblique | Oblique Transforaminal Interbody Fusion Device printed titanium. | Width: 10 and 12 mm; Length: 24,28,30,32,34,36 and 40 mm; Height: from 7 to 15 mm | 404156 |  | March 2026 | New listing
13 - Spinal | 13.10 - Fusion Cage | 13.10.02 - Interbody, No Integral Fixation | 13.10.02.02 - ThoracoLumbar / Lumbar | Paired | MU242 | 2222 | MEDACTA AUSTRALIA PTY. LTD. | MectaLIF 3DM Posterior | Posterior Interbody Fusion Device printed titanium | Width: 9 and 11 mm; Length: 19,22 and 25 mm; Height: from 7 to 15 mm | 404156 |  | March 2026 | New listing
13 - Spinal | 13.11 - Disc Replacement | 13.11.01 - System | 13.11.01.01 - Cervical |  | IY140 | 6021 | EVOLUTION SURGICAL PTY LTD | CP-ESP Cervical disc prosthesis | Cervical disc prosthesis | AP 13mm-15mm x ML 15mm-20mm, Height 5, 6, 7mm | 434732 |  | March 2026 | Billing code transferred from OH521 Sponsor transferred from Orthotech Pty Ltd
13 - Spinal | 13.11 - Disc Replacement | 13.11.01 - System | 13.11.01.02 - Lumbar |  | IY138 | 8847 | EVOLUTION SURGICAL PTY LTD | LP-ESP Intervertebral Disc Prosthesis | Lumbar disc prosthesis | Height 10-12mm, Inclination 7/9/11 degrees | 434733 |  | March 2026 | Billing code transferred from OH467 Sponsor transferred from Orthotech Pty Ltd
13 - Spinal | 13.12 - Vertebral Body Replacement | 13.12.01 - Telescoping Cage | 13.12.01.02 - No Integral Fixation | ThoracoLumbar | EY054 | 3920 | E4 SURGICAL PTY LTD | CHARSPINE VBR expandable implant system (Body and Extension) | Expandable body and extension made of PEEK optima | 25mm-64mm (Body) 9mm and 18mm (Extension) | 523091 |  | March 2026 | New listing
13 - Spinal | 13.12 - Vertebral Body Replacement | 13.12.01 - Telescoping Cage | 13.12.01.02 - No Integral Fixation | ThoracoLumbar | ER808 | 3920 | EMERGO ASIA-PACIFIC PTY. LIMITED | Capri Vertebral Body Replacement System-Cage | Cage, Internal or External Component | 23 - 122mm height, multiple footprints | 204117 |  | March 2026 | Billing code transferred from HW757 Sponsor transferred from STRYKER AUSTRALIA PTY LTD
13 - Spinal | 13.12 - Vertebral Body Replacement | 13.12.01 - Telescoping Cage | 13.12.01.02 - No Integral Fixation | ThoracoLumbar | ER821 | 3920 | EMERGO ASIA-PACIFIC PTY. LIMITED | CAPRI Small Expandable Corpectomy Cage System | Vertebral Body Replacement | (13-16) x (16-20) mm – height 18-74mm | 291618 |  | March 2026 | Billing code transferred from HW770 Sponsor transferred from STRYKER AUSTRALIA PTY LTD
13 - Spinal | 13.12 - Vertebral Body Replacement | 13.12.01 - Telescoping Cage | 13.12.01.03 - End Plate |  | EY055 | 928 | E4 SURGICAL PTY LTD | CHARSPINE VBR expandable implant system Endplate | Endplate made of PEEK optima | 18-30mm | 523091 |  | March 2026 | New listing
13 - Spinal | 13.12 - Vertebral Body Replacement | 13.12.02 - Stackable Cage |  |  | ER804 | 3529 | EMERGO ASIA-PACIFIC PTY. LIMITED | Santorini Stackable Corpectomy Cage-Small | Corpectomy Cage, Peek | (12x17)mm footprint x (2-62)mm height | 204117 |  | March 2026 | Billing code transferred from HW752 Sponsor transferred from STRYKER AUSTRALIA PTY LTD
13 - Spinal | 13.12 - Vertebral Body Replacement | 13.12.02 - Stackable Cage |  |  | ER805 | 3529 | EMERGO ASIA-PACIFIC PTY. LIMITED | Santorini Stackable Corpectomy Cage-Medium/Large | Corpectomy Cage, Peek | (16x20) or (21x25)mm footprint x (2-98)mm height | 204117 |  | March 2026 | Billing code transferred from HW753 Sponsor transferred from STRYKER AUSTRALIA PTY LTD
13 - Spinal | 13.12 - Vertebral Body Replacement | 13.12.04 - Mesh, End Plate |  |  | ER843 | 1030 | EMERGO ASIA-PACIFIC PTY. LIMITED | VBOSS / VLIFT | End cap | Sizes 10 to 25mm | 315105 |  | March 2026 | Billing code transferred from SK424 Sponsor transferred from STRYKER AUSTRALIA PTY LTD
13 - Spinal | 13.12 - Vertebral Body Replacement | 13.12.05 - Non Stackable Cage, other |  |  | ER800 | 3340 | EMERGO ASIA-PACIFIC PTY. LIMITED | Santorini Solid Corpectomy Cage System | Cage, fixed height, Peek | (12x14) or (16x20) mm footprint x (18-62) mm height | 204117 |  | March 2026 | Billing code transferred from HW748 Sponsor transferred from STRYKER AUSTRALIA PTY LTD
13 - Spinal | 13.12 - Vertebral Body Replacement | 13.12.05 - Non Stackable Cage, other |  |  | ER819 | 3340 | EMERGO ASIA-PACIFIC PTY. LIMITED | Capri Small Solid Corpectomy Cage System | Non Stackable vertebral body replacement | (12 x14)mm or (13x16)mm footprint | 291618 |  | March 2026 | Billing code transferred from HW768 Sponsor transferred from STRYKER AUSTRALIA PTY LTD
13 - Spinal | 13.14 - Sacroiliac Joint Fixation | 13.14.01 - Sacroiliac Joint Fixation Device |  | No Suffix | LH954 | 1853 | LIFEHEALTHCARE PTY LIMITED | iFuse TORQ Implant System | Threaded fenestrated 3D printed sacroiliac fusion implant | 10.0mm, 11.5mm, 13.5mm in lengths 30mm-90mm in 5mm increments | 511368 |  | March 2026 | New listing